## 2018 PM Unit-level Data
Data year | Plant state abbreviation | Plant name | DOE/EIA ORIS plant or facility code | Unit ID | Prime Mover | Unit Operational Status | Unit bottom and firing type | Unit primary fuel | Unit operating hours | Unit unadjusted annual heat input (MMBtu) | Unit unadjusted annual PM2.5 emissions (tons) | Unit annual PM2.5 emission rate (lb/MMBtu) | Unit unadjusted annual heat input source | Unit unadjusted annual PM2.5 emissions source | Unit year on-line
YEAR | PSTATABB | PNAME | ORISPL | UNITID | PRMVR | UNTOPST | BOTFIRTY | FUELU1 | HRSOP | HTIAN | PM25AN | PM25RT | HTIANSRC | PM25SRC | UNTYRONL
2018 | AK | 7-Mile Ridge Wind Project | 60814 | WT1 | WT | CN | NA | WND
2018 | AK | Agrium Kenai Nitrogen Operations | 54452 | 644A | IC | RE | NA | NG
2018 | AK | Agrium Kenai Nitrogen Operations | 54452 | 644B | IC | RE | NA | NG
2018 | AK | Agrium Kenai Nitrogen Operations | 54452 | 644C | IC | RE | NA | NG
2018 | AK | Agrium Kenai Nitrogen Operations | 54452 | 644D | IC | RE | NA | NG
2018 | AK | Agrium Kenai Nitrogen Operations | 54452 | 644E | IC | RE | NA | NG
2018 | AK | Agrium Kenai Nitrogen Operations | 54452 | 644F | IC | RE | NA | NG
2018 | AK | Agrium Kenai Nitrogen Operations | 54452 | 644G | IC | RE | NA | NG
2018 | AK | Agrium Kenai Nitrogen Operations | 54452 | 744A | GT | OS | NA | NG
2018 | AK | Agrium Kenai Nitrogen Operations | 54452 | 744B | GT | OS | NA | NG
2018 | AK | Agrium Kenai Nitrogen Operations | 54452 | 744C | GT | OS | NA | NG
2018 | AK | Agrium Kenai Nitrogen Operations | 54452 | 744D | GT | OS | NA | NG
2018 | AK | Agrium Kenai Nitrogen Operations | 54452 | 744E | GT | OS | NA | NG
2018 | AK | Alakanuk | 57053 | G309 | IC | IP | NA | DFO
2018 | AK | Alakanuk | 57053 | UNIT1 | IC | RE | NA | DFO
2018 | AK | Alakanuk | 57053 | UNIT2 | IC | RE | NA | DFO
2018 | AK | Alakanuk | 57053 | UNIT3 | IC | RE | NA | DFO
2018 | AK | Alakanuk | 57053 | UNIT4 | IC | SB | NA | DFO
2018 | AK | Allison Creek Hydro | 58982 | GEN1 | HY | OP | NA | WAT |  | 210416 |  |  | EIA Prime Mover-level Data
2018 | AK | Ambler | 60243 | 1 | IC | OP | NA | DFO |  | 4436 | 0.68758 | 0.31 | EIA Prime Mover-level Data | Estimated using an emission factor
2018 | AK | Ambler | 60243 | 2 | IC | OP | NA | DFO |  | 3327 | 0.51568 | 0.31 | EIA Prime Mover-level Data | Estimated using an emission factor
2018 | AK | Ambler | 60243 | 3 | IC | OP | NA | DFO |  | 4436 | 0.68758 | 0.31 | EIA Prime Mover-level Data | Estimated using an emission factor
2018 | AK | Anchorage 1 | 75 | 1 | GT | RE | NA | NG
2018 | AK | Anchorage 1 | 75 | 2 | GT | RE | NA | NG
2018 | AK | Anchorage 1 | 75 | 3 | GT | RE | NA | NG
2018 | AK | Anchorage 1 | 75 | 4 | GT | OP | NA | NG |  | 137818 | 0.37786 | 0.0054834 | EIA Prime Mover-level Data | NEI avg EF - PM, fuel type, firing type
2018 | AK | Anchorage 1 | 75 | 3R | GT | OP | NA | NG |  | 249604 | 0.68434 | 0.0054834 | EIA Prime Mover-level Data | NEI avg EF - PM, fuel type, firing type
2018 | AK | Anchorage 1 | 75 | D1 | IC | RE | NA | DFO
2018 | AK | Anchorage 1 | 75 | D2 | IC | RE | NA | DFO
2018 | AK | Anchorage 1 | 75 | P1 BS | IC | OP | NA | DFO |  | 95 | 0.014725 | 0.31 | EIA Prime Mover-level Data | Estimated using an emission factor
2018 | AK | Angoon | 7462 | 1 | IC | RE | NA | DFO
2018 | AK | Angoon | 7462 | 3 | IC | OP | NA | DFO |  | 5848 | 0.90644 | 0.31 | EIA Prime Mover-level Data | Estimated using an emission factor
2018 | AK | Angoon | 7462 | 1A | IC | OP | NA | DFO |  | 5848 | 0.90644 | 0.31 | EIA Prime Mover-level Data | Estimated using an emission factor
2018 | AK | Angoon | 7462 | 2A | IC | OP | NA | DFO |  | 5848 | 0.90644 | 0.31 | EIA Prime Mover-level Data | Estimated using an emission factor
2018 | AK | Aniak | 7182 | 1 | IC | OP | NA | DFO |  | 8013 | 1.242 | 0.31 | EIA Prime Mover-level Data | Estimated using an emission factor
2018 | AK | Aniak | 7182 | 3 | IC | RE | NA | DFO
2018 | AK | Aniak | 7182 | 4 | IC | RE | NA | DFO
2018 | AK | Aniak | 7182 | 5 | IC | RE | NA | DFO
2018 | AK | Aniak | 7182 | 9 | IC | OP | NA | DFO |  | 9616 | 1.4905 | 0.31 | EIA Prime Mover-level Data | Estimated using an emission factor
2018 | AK | Aniak | 7182 | 10 | IC | OP | NA | DFO |  | 9616 | 1.4905 | 0.31 | EIA Prime Mover-level Data | Estimated using an emission factor
2018 | AK | Annex Creek | 62 | 5 | HY | OP | NA | WAT |  | 109376 |  |  | EIA Prime Mover-level Data
2018 | AK | Annex Creek | 62 | 6 | HY | OP | NA | WAT |  | 133681 |  |  | EIA Prime Mover-level Data
2018 | AK | Auke Bay | 7250 | 4 | IC | SB | NA | DFO |  | 338 | 0.05239 | 0.31 | EIA Prime Mover-level Data | Estimated using an emission factor
2018 | AK | Auke Bay | 7250 | 13 | GT | SB | NA | DFO |  | 236 | 0.0020366 | 0.017259 | EIA Prime Mover-level Data | NEI avg EF - PM, fuel type, firing type
2018 | AK | Auke Bay | 7250 | 14 | GT | SB | NA | DFO |  | 2603 | 0.022463 | 0.017259 | EIA Prime Mover-level Data | NEI avg EF - PM, fuel type, firing type
2018 | AK | Aurora Energy LLC Chena | 79 | 1 | ST | OP | NA | SUB |  | 428070 | 3.678 | 0.017184 | EIA Unit-level Data | NEI avg EF - PM, fuel type
2018 | AK | Aurora Energy LLC Chena | 79 | 2 | ST | OP | NA | SUB |  | 457678 | 3.9324 | 0.017184 | EIA Unit-level Data | NEI avg EF - PM, fuel type
2018 | AK | Aurora Energy LLC Chena | 79 | 3 | ST | OP | NA | SUB |  | 332597 | 2.8577 | 0.017184 | EIA Unit-level Data | NEI avg EF - PM, fuel type
2018 | AK | Aurora Energy LLC Chena | 79 | 5 | ST | OP | NA | SUB |  | 2052226 | 17.633 | 0.017184 | EIA Unit-level Data | NEI avg EF - PM, fuel type
2018 | AK | Barrow | 7173 | 6 | GT | OP | NA | NG |  | 109554 | 0.30036 | 0.0054834 | EIA Prime Mover-level Data | NEI avg EF - PM, fuel type, firing type
2018 | AK | Barrow | 7173 | 7 | GT | OP | NA | NG |  | 109554 | 0.30036 | 0.0054834 | EIA Prime Mover-level Data | NEI avg EF - PM, fuel type, firing type
2018 | AK | Barrow | 7173 | 8 | GT | OP | NA | NG |  | 109554 | 0.30036 | 0.0054834 | EIA Prime Mover-level Data | NEI avg EF - PM, fuel type, firing type
2018 | AK | Barrow | 7173 | 9 | IC | OS | NA | NG
2018 | AK | Barrow | 7173 | 10 | IC | OS | NA | NG
2018 | AK | Barrow | 7173 | 11 | GT | OP | NA | NG |  | 210343 | 0.5767 | 0.0054834 | EIA Prime Mover-level Data | NEI avg EF - PM, fuel type, firing type
2018 | AK | Barrow | 7173 | 12 | GT | OP | NA | NG |  | 219107 | 0.60072 | 0.0054834 | EIA Prime Mover-level Data | NEI avg EF - PM, fuel type, firing type
2018 | AK | Battery Energy Storage System | 57583 | BESS | BA | OP | NA | MWH |  | 0 |  |  | EIA Prime Mover-level Data
2018 | AK | Beaver Falls | 6580 | 1 | HY | OP | NA | WAT |  | 56244 |  |  | EIA Prime Mover-level Data
2018 | AK | Beaver Falls | 6580 | 3 | HY | OP | NA | WAT |  | 123737 |  |  | EIA Prime Mover-level Data
2018 | AK | Beaver Falls | 6580 | 4 | HY | OP | NA | WAT |  | 123737 |  |  | EIA Prime Mover-level Data
2018 | AK | Beluga | 96 | 1 | GT | OP | NA | NG |  | 36163 | 0.099148 | 0.0054834 | EIA Prime Mover-level Data | NEI avg EF - PM, fuel type, firing type
2018 | AK | Beluga | 96 | 2 | GT | OP | NA | NG |  | 36163 | 0.099148 | 0.0054834 | EIA Prime Mover-level Data | NEI avg EF - PM, fuel type, firing type
2018 | AK | Beluga | 96 | 3 | GT | OP | NA | NG |  | 133577 | 0.36623 | 0.0054834 | EIA Prime Mover-level Data | NEI avg EF - PM, fuel type, firing type
2018 | AK | Beluga | 96 | 5 | GT | OP | NA | NG |  | 154370 | 0.42324 | 0.0054834 | EIA Prime Mover-level Data | NEI avg EF - PM, fuel type, firing type
2018 | AK | Beluga | 96 | 6 | GT | OP | NA | NG |  | 172904 | 0.47405 | 0.0054834 | EIA Prime Mover-level Data | NEI avg EF - PM, fuel type, firing type
2018 | AK | Beluga | 96 | 7 | GT | OP | NA | NG |  | 172904 | 0.47405 | 0.0054834 | EIA Prime Mover-level Data | NEI avg EF - PM, fuel type, firing type
2018 | AK | Beluga | 96 | 8 | CA | RE | NA | NG
2018 | AK | Bernice Lake | 6292 | 2 | GT | OP | NA | NG |  | 6395 | 0.017533 | 0.0054834 | EIA Prime Mover-level Data | NEI avg EF - PM, fuel type, firing type
2018 | AK | Bernice Lake | 6292 | 3 | GT | OP | NA | NG |  | 8898 | 0.024396 | 0.0054834 | EIA Prime Mover-level Data | NEI avg EF - PM, fuel type, firing type
2018 | AK | Bernice Lake | 6292 | 4 | GT | OP | NA | NG |  | 8403 | 0.023038 | 0.0054834 | EIA Prime Mover-level Data | NEI avg EF - PM, fuel type, firing type
2018 | AK | Bethel | 6566 | 1 | IC | OP | NA | DFO |  | 66089 | 10.2438 | 0.31 | EIA Prime Mover-level Data | Estimated using an emission factor
2018 | AK | Bethel | 6566 | 2 | IC | OP | NA | DFO |  | 66089 | 10.2438 | 0.31 | EIA Prime Mover-level Data | Estimated using an emission factor
2018 | AK | Bethel | 6566 | 3 | IC | OP | NA | DFO |  | 66089 | 10.2438 | 0.31 | EIA Prime Mover-level Data | Estimated using an emission factor
2018 | AK | Bethel | 6566 | 4 | IC | OP | NA | DFO |  | 66089 | 10.2438 | 0.31 | EIA Prime Mover-level Data | Estimated using an emission factor
2018 | AK | Bethel | 6566 | 6 | IC | OP | NA | DFO |  | 66089 | 10.2438 | 0.31 | EIA Prime Mover-level Data | Estimated using an emission factor
2018 | AK | Bethel | 6566 | 7 | IC | OP | NA | DFO |  | 66089 | 10.2438 | 0.31 | EIA Prime Mover-level Data | Estimated using an emission factor
2018 | AK | Black Bear Lake | 7752 | 1 | HY | OP | NA | WAT |  | 165026 |  |  | EIA Prime Mover-level Data
2018 | AK | Blue Lake Hydro | 93 | 1 | HY | RE | NA | WAT
2018 | AK | Blue Lake Hydro | 93 | 2 | HY | RE | NA | WAT
2018 | AK | Blue Lake Hydro | 93 | 3 | HY | OP | NA | WAT |  | 170719 |  |  | EIA Prime Mover-level Data
2018 | AK | Blue Lake Hydro | 93 | 4 | HY | OP | NA | WAT |  | 170719 |  |  | EIA Prime Mover-level Data
2018 | AK | Blue Lake Hydro | 93 | 5 | HY | OP | NA | WAT |  | 170719 |  |  | EIA Prime Mover-level Data
2018 | AK | Bradley Lake | 7367 | 1 | HY | OP | NA | WAT |  | 1844019 |  |  | EIA Prime Mover-level Data
2018 | AK | Bradley Lake | 7367 | 2 | HY | OP | NA | WAT |  | 1844019 |  |  | EIA Prime Mover-level Data
2018 | AK | Brevig Mission | 60260 | 1 | IC | OP | NA | DFO |  | 1507 | 0.23359 | 0.31 | EIA Prime Mover-level Data | Estimated using an emission factor
2018 | AK | Brevig Mission | 60260 | 2 | IC | OP | NA | DFO |  | 3015 | 0.46732 | 0.31 | EIA Prime Mover-level Data | Estimated using an emission factor
2018 | AK | Brevig Mission | 60260 | 3 | IC | RE | NA | DFO |  | 3768 | 0.58404 | 0.31 | EIA Prime Mover-level Data | Estimated using an emission factor
2018 | AK | Brevig Mission | 60260 | 3A | IC | OP | NA | DFO |  | 3015 | 0.46732 | 0.31 | EIA Prime Mover-level Data | Estimated using an emission factor
2018 | AK | Centennial | 7112 | IC6 | IC | OP | NA | DFO |  | 41200 | 6.386 | 0.31 | EIA Prime Mover-level Data | Estimated using an emission factor
2018 | AK | Centennial | 7112 | IC7 | IC | RE | NA | DFO |  | 22473 | 3.4833 | 0.31 | EIA Prime Mover-level Data | Estimated using an emission factor
2018 | AK | Chester Lake | 7168 | 1 | HY | OP | NA | WAT |  | 49093 |  |  | EIA Prime Mover-level Data
2018 | AK | Chevak | 6311 | 1 | IC | RE | NA | DFO
2018 | AK | Chevak | 6311 | 2 | IC | RE | NA | DFO
2018 | AK | Chevak | 6311 | 3 | IC | RE | NA | DFO
2018 | AK | Chevak | 6311 | 1A | IC | OP | NA | DFO |  | 5216 | 0.80848 | 0.31 | EIA Prime Mover-level Data | Estimated using an emission factor
2018 | AK | Chevak | 6311 | 2A | IC | OP | NA | DFO |  | 5216 | 0.80848 | 0.31 | EIA Prime Mover-level Data | Estimated using an emission factor
2018 | AK | Chevak | 6311 | 3A | IC | OP | NA | DFO |  | 8345 | 1.2935 | 0.31 | EIA Prime Mover-level Data | Estimated using an emission factor
2018 | AK | Cooper Lake | 6291 | 1 | HY | OP | NA | WAT |  | 272775 |  |  | EIA Prime Mover-level Data
2018 | AK | Cooper Lake | 6291 | 2 | HY | OP | NA | WAT |  | 272775 |  |  | EIA Prime Mover-level Data
2018 | AK | Craig (AK) | 421 | 1 | IC | OP | NA | DFO |  | 3164 | 0.49042 | 0.31 | EIA Prime Mover-level Data | Estimated using an emission factor
2018 | AK | Craig (AK) | 421 | 5 | IC | OP | NA | DFO |  | 5801 | 0.89915 | 0.31 | EIA Prime Mover-level Data | Estimated using an emission factor
2018 | AK | Craig (AK) | 421 | 6 | IC | OP | NA | DFO |  | 5801 | 0.89915 | 0.31 | EIA Prime Mover-level Data | Estimated using an emission factor
2018 | AK | Craig (AK) | 421 | 3A | IC | RE | NA | DFO
2018 | AK | Craig (AK) | 421 | 3B | IC | OP | NA | DFO |  | 9492 | 1.4713 | 0.31 | EIA Prime Mover-level Data | Estimated using an emission factor
2018 | AK | Delta Power | 56325 | 6 | GT | SB | NA | DFO |  | 0 | 0 |  | EIA Prime Mover-level Data | NEI avg EF - PM, fuel type, firing type
2018 | AK | Delta Wind Farm | 58511 | EWT1 | WT | OP | NA | WND |  | 19427 |  |  | EIA Prime Mover-level Data
2018 | AK | Delta Wind Farm | 58511 | EWT2 | WT | OP | NA | WND |  | 19427 |  |  | EIA Prime Mover-level Data
2018 | AK | Delta Wind Farm | 58511 | NW1 | WT | OP | NA | WND |  | 2159 |  |  | EIA Prime Mover-level Data
2018 | AK | Dillingham | 109 | 3 | IC | RE | NA | DFO
2018 | AK | Dillingham | 109 | 4 | IC | RE | NA | DFO
2018 | AK | Dillingham | 109 | 5 | IC | RE | NA | DFO
2018 | AK | Dillingham | 109 | 6 | IC | RE | NA | DFO
2018 | AK | Dillingham | 109 | 8 | IC | RE | NA | DFO
2018 | AK | Dillingham | 109 | 10 | IC | OP | NA | DFO |  | 30613 | 4.745 | 0.31 | EIA Prime Mover-level Data | Estimated using an emission factor
2018 | AK | Dillingham | 109 | 11 | IC | OP | NA | DFO |  | 27830 | 4.3136 | 0.31 | EIA Prime Mover-level Data | Estimated using an emission factor
2018 | AK | Dillingham | 109 | 12 | IC | OP | NA | DFO |  | 27830 | 4.3136 | 0.31 | EIA Prime Mover-level Data | Estimated using an emission factor
2018 | AK | Dillingham | 109 | 13 | IC | OP | NA | DFO |  | 27830 | 4.3136 | 0.31 | EIA Prime Mover-level Data | Estimated using an emission factor
2018 | AK | Dillingham | 109 | 14 | IC | OP | NA | DFO |  | 27830 | 4.3136 | 0.31 | EIA Prime Mover-level Data | Estimated using an emission factor
2018 | AK | Dillingham | 109 | 15 | IC | OP | NA | DFO |  | 27830 | 4.3136 | 0.31 | EIA Prime Mover-level Data | Estimated using an emission factor
2018 | AK | Dillingham | 109 | 16 | IC | OP | NA | DFO |  | 13915 | 2.1568 | 0.31 | EIA Prime Mover-level Data | Estimated using an emission factor
2018 | AK | Dillingham | 109 | IC9 | IC | RE | NA | DFO
2018 | AK | Dutch Harbor | 7502 | 1 | IC | RE | NA | DFO
2018 | AK | Dutch Harbor | 7502 | 2 | IC | RE | NA | DFO
2018 | AK | Dutch Harbor | 7502 | 3 | IC | RE | NA | DFO
2018 | AK | Dutch Harbor | 7502 | 4 | IC | RE | NA | DFO
2018 | AK | Dutch Harbor | 7502 | 5 | IC | RE | NA | DFO
2018 | AK | Dutch Harbor | 7502 | 6 | IC | RE | NA | DFO
2018 | AK | Dutch Harbor | 7502 | 8 | IC | OA | NA | DFO |  | 27053 | 4.1932 | 0.31 | EIA Prime Mover-level Data | Estimated using an emission factor
2018 | AK | Dutch Harbor | 7502 | 9 | IC | OA | NA | DFO |  | 27053 | 4.1932 | 0.31 | EIA Prime Mover-level Data | Estimated using an emission factor
2018 | AK | Dutch Harbor | 7502 | 10 | IC | OP | NA | DFO |  | 117232 | 18.171 | 0.31 | EIA Prime Mover-level Data | Estimated using an emission factor
2018 | AK | Dutch Harbor | 7502 | 11 | IC | OP | NA | DFO |  | 117232 | 18.171 | 0.31 | EIA Prime Mover-level Data | Estimated using an emission factor
2018 | AK | Dutch Harbor | 7502 | 12 | IC | OP | NA | DFO |  | 99196 | 15.3754 | 0.31 | EIA Prime Mover-level Data | Estimated using an emission factor
2018 | AK | Dutch Harbor | 7502 | 13 | IC | OP | NA | DFO |  | 99196 | 15.3754 | 0.31 | EIA Prime Mover-level Data | Estimated using an emission factor
2018 | AK | Dutch Harbor | 7502 | 15 | IC | SB | NA | DFO |  | 6763 | 1.0483 | 0.31 | EIA Prime Mover-level Data | Estimated using an emission factor
2018 | AK | Eielson AFB Central Heat & Power Plant | 50392 | 1 | ST | OP | NA | SUB |  | 148853 | 1.279 | 0.017184 | EIA Unit-level Data | NEI avg EF - PM, fuel type
2018 | AK | Eielson AFB Central Heat & Power Plant | 50392 | 2 | ST | OP | NA | SUB |  | 641225 | 5.5095 | 0.017184 | EIA Unit-level Data | NEI avg EF - PM, fuel type
2018 | AK | Eielson AFB Central Heat & Power Plant | 50392 | 3 | ST | OP | NA | SUB |  | 416746 | 3.5807 | 0.017184 | EIA Unit-level Data | NEI avg EF - PM, fuel type
2018 | AK | Eielson AFB Central Heat & Power Plant | 50392 | 4 | ST | OP | NA | SUB |  | 568396 | 4.8837 | 0.017184 | EIA Unit-level Data | NEI avg EF - PM, fuel type
2018 | AK | Eielson AFB Central Heat & Power Plant | 50392 | 5 | ST | OP | NA | SUB |  | 0 | 0 |  | EIA Unit-level Data | NEI avg EF - PM, fuel type
2018 | AK | Eielson AFB Central Heat & Power Plant | 50392 | 5A | ST | OP | NA | SUB |  | 281021 | 2.4146 | 0.017184 | EIA Unit-level Data | NEI avg EF - PM, fuel type
2018 | AK | Eielson AFB Central Heat & Power Plant | 50392 | 6A | ST | OP | NA | SUB |  | 473756 | 4.0706 | 0.017184 | EIA Unit-level Data | NEI avg EF - PM, fuel type
2018 | AK | Eielson AFB Central Heat & Power Plant | 50392 | DG01 | IC | SB | NA | DFO |  | 277 | 0.00055816 | 0.00403 | EIA Prime Mover-level Data | Estimated using an emission factor
2018 | AK | Eielson AFB Central Heat & Power Plant | 50392 | DG02 | IC | SB | NA | DFO |  | 277 | 0.00055816 | 0.00403 | EIA Prime Mover-level Data | Estimated using an emission factor
2018 | AK | Eielson AFB Central Heat & Power Plant | 50392 | DG03 | IC | SB | NA | DFO |  | 277 | 0.00055816 | 0.00403 | EIA Prime Mover-level Data | Estimated using an emission factor
2018 | AK | Eielson AFB Central Heat & Power Plant | 50392 | DG04 | IC | SB | NA | DFO |  | 277 | 0.00055816 | 0.00403 | EIA Prime Mover-level Data | Estimated using an emission factor
2018 | AK | Eielson AFB Central Heat & Power Plant | 50392 | DG1 | IC | OP | NA | DFO |  | 462 | 0.00093093 | 0.00403 | EIA Prime Mover-level Data | Estimated using an emission factor
2018 | AK | Eklutna Generation Station | 58989 | EGS01 | IC | OP | NA | NG |  | 533412 | 0.11255 | 0.000422 | EIA Prime Mover-level Data | Estimated using an emission factor
2018 | AK | Eklutna Generation Station | 58989 | EGS02 | IC | OP | NA | NG |  | 533412 | 0.11255 | 0.000422 | EIA Prime Mover-level Data | Estimated using an emission factor
2018 | AK | Eklutna Generation Station | 58989 | EGS03 | IC | OP | NA | NG |  | 533412 | 0.11255 | 0.000422 | EIA Prime Mover-level Data | Estimated using an emission factor
2018 | AK | Eklutna Generation Station | 58989 | EGS04 | IC | OP | NA | NG |  | 533412 | 0.11255 | 0.000422 | EIA Prime Mover-level Data | Estimated using an emission factor
2018 | AK | Eklutna Generation Station | 58989 | EGS05 | IC | OP | NA | NG |  | 533412 | 0.11255 | 0.000422 | EIA Prime Mover-level Data | Estimated using an emission factor
2018 | AK | Eklutna Generation Station | 58989 | EGS06 | IC | OP | NA | NG |  | 533412 | 0.11255 | 0.000422 | EIA Prime Mover-level Data | Estimated using an emission factor
2018 | AK | Eklutna Generation Station | 58989 | EGS07 | IC | OP | NA | NG |  | 533412 | 0.11255 | 0.000422 | EIA Prime Mover-level Data | Estimated using an emission factor
2018 | AK | Eklutna Generation Station | 58989 | EGS08 | IC | OP | NA | NG |  | 533412 | 0.11255 | 0.000422 | EIA Prime Mover-level Data | Estimated using an emission factor
2018 | AK | Eklutna Generation Station | 58989 | EGS09 | IC | OP | NA | NG |  | 533412 | 0.11255 | 0.000422 | EIA Prime Mover-level Data | Estimated using an emission factor
2018 | AK | Eklutna Generation Station | 58989 | EGS10 | IC | OP | NA | NG |  | 533412 | 0.11255 | 0.000422 | EIA Prime Mover-level Data | Estimated using an emission factor
2018 | AK | Eklutna Hydro Project | 77 | 1 | HY | OP | NA | WAT |  | 766436 |  |  | EIA Prime Mover-level Data
2018 | AK | Eklutna Hydro Project | 77 | 2 | HY | OP | NA | WAT |  | 766436 |  |  | EIA Prime Mover-level Data
2018 | AK | Elim | 57060 | UNIT1 | IC | OP | NA | DFO |  | 1638 | 0.25389 | 0.31 | EIA Prime Mover-level Data | Estimated using an emission factor
2018 | AK | Elim | 57060 | UNIT2 | IC | OP | NA | DFO |  | 3275 | 0.50762 | 0.31 | EIA Prime Mover-level Data | Estimated using an emission factor
2018 | AK | Elim | 57060 | UNIT3 | IC | OP | NA | DFO |  | 8188 | 1.2691 | 0.31 | EIA Prime Mover-level Data | Estimated using an emission factor
2018 | AK | Emmonak | 6314 | 2 | IC | RE | NA | DFO
2018 | AK | Emmonak | 6314 | 4 | IC | RE | NA | DFO
2018 | AK | Emmonak | 6314 | 5 | IC | RE | NA | DFO
2018 | AK | Emmonak | 6314 | 6 | IC | OP | NA | DFO |  | 14163 | 2.1953 | 0.31 | EIA Prime Mover-level Data | Estimated using an emission factor
2018 | AK | Emmonak | 6314 | 2A | IC | OP | NA | DFO |  | 7868 | 1.2195 | 0.31 | EIA Prime Mover-level Data | Estimated using an emission factor
2018 | AK | Emmonak | 6314 | 4a | IC | OP | NA | DFO |  | 7868 | 1.2195 | 0.31 | EIA Prime Mover-level Data | Estimated using an emission factor
2018 | AK | Emmonak | 6314 | 5a | IC | RE | NA | DFO
2018 | AK | Emmonak | 6314 | 5B | IC | OP | NA | DFO |  | 20457 | 3.1708 | 0.31 | EIA Prime Mover-level Data | Estimated using an emission factor
2018 | AK | ESS Battery Microgrid | 58405 | 1 | BA | OP | NA | MWH |  | 0 |  |  | EIA Prime Mover-level Data
2018 | AK | Eva Creek Wind | 57935 | EVW | WT | OP | NA | WND |  | 597357 |  |  | EIA Prime Mover-level Data
2018 | AK | Eyak Service Center BESS | 62714 | BESS1 | BA | T | NA | MWH
2018 | AK | Fairbanks | 6286 | 5 | IC | SB | NA | DFO |  | 11 | 0.001705 | 0.31 | EIA Prime Mover-level Data | Estimated using an emission factor
2018 | AK | Fairbanks | 6286 | 6 | IC | SB | NA | DFO |  | 11 | 0.001705 | 0.31 | EIA Prime Mover-level Data | Estimated using an emission factor
2018 | AK | Fairbanks | 6286 | GT1 | GT | OP | NA | DFO |  | 45552 | 0.3931 | 0.017259 | EIA Prime Mover-level Data | NEI avg EF - PM, fuel type, firing type
2018 | AK | Fairbanks | 6286 | GT2 | GT | OP | NA | DFO |  | 45552 | 0.3931 | 0.017259 | EIA Prime Mover-level Data | NEI avg EF - PM, fuel type, firing type
2018 | AK | False Island | 56146 | 1 | IC | OP | NA | DFO |  | 15221 | 2.3593 | 0.31 | EIA Prime Mover-level Data | Estimated using an emission factor
2018 | AK | False Island | 56146 | 3 | IC | RE | NA | DFO
2018 | AK | Fire Island Wind | 58425 | WT1 | WT | OP | NA | WND |  | 472577 |  |  | EIA Prime Mover-level Data
2018 | AK | Flywheel Energy Storage System Microgrid | 60563 | FESS | FW | OP | NA | MWH |  | 0 |  |  | EIA Prime Mover-level Data
2018 | AK | Fort Greely Power Plant | 54834 | EN-1 | IC | RE | NA | DFO
2018 | AK | Fort Greely Power Plant | 54834 | EN-2 | IC | RE | NA | DFO
2018 | AK | Fort Greely Power Plant | 54834 | EN-3 | IC | RE | NA | DFO
2018 | AK | Fort Greely Power Plant | 54834 | EN-4 | IC | SB | NA | DFO |  | 100 | 0.0155 | 0.31 | EIA Prime Mover-level Data | Estimated using an emission factor
2018 | AK | Fort Greely Power Plant | 54834 | EN-5 | IC | SB | NA | DFO |  | 100 | 0.0155 | 0.31 | EIA Prime Mover-level Data | Estimated using an emission factor
2018 | AK | Fort Greely Power Plant | 54834 | EN-6 | IC | SB | NA | DFO |  | 207 | 0.032085 | 0.31 | EIA Prime Mover-level Data | Estimated using an emission factor
2018 | AK | Fort Greely Power Plant | 54834 | EN-7 | IC | SB | NA | DFO |  | 207 | 0.032085 | 0.31 | EIA Prime Mover-level Data | Estimated using an emission factor
2018 | AK | Galena Electric Utility | 7437 | 2 | IC | RE | NA | DFO
2018 | AK | Galena Electric Utility | 7437 | 3 | IC | RE | NA | DFO
2018 | AK | Galena Electric Utility | 7437 | 4 | IC | RE | NA | DFO
2018 | AK | Galena Electric Utility | 7437 | 5 | IC | RE | NA | DFO
2018 | AK | Galena Electric Utility | 7437 | 6 | IC | RE | NA | DFO
2018 | AK | Galena Electric Utility | 7437 | 1A | IC | OP | NA | DFO |  | 12610 | 1.9546 | 0.31 | EIA Prime Mover-level Data | Estimated using an emission factor
2018 | AK | Galena Electric Utility | 7437 | 2A | IC | OP | NA | DFO |  | 7881 | 1.2216 | 0.31 | EIA Prime Mover-level Data | Estimated using an emission factor
2018 | AK | Galena Electric Utility | 7437 | 3A | IC | OP | NA | DFO |  | 12610 | 1.9546 | 0.31 | EIA Prime Mover-level Data | Estimated using an emission factor
2018 | AK | Galena Electric Utility | 7437 | 4A | IC | OP | NA | DFO |  | 15763 | 2.4433 | 0.31 | EIA Prime Mover-level Data | Estimated using an emission factor
2018 | AK | Galena Electric Utility | 7437 | 5A | IC | OP | NA | DFO |  | 12610 | 1.9546 | 0.31 | EIA Prime Mover-level Data | Estimated using an emission factor
2018 | AK | Galena Electric Utility | 7437 | 6A | IC | RE | NA | DFO
2018 | AK | Gambell | 57062 | 1A | IC | OP | NA | DFO |  | 2778 | 0.43059 | 0.31 | EIA Prime Mover-level Data | Estimated using an emission factor
2018 | AK | Gambell | 57062 | UNIT1 | IC | RE | NA | DFO
2018 | AK | Gambell | 57062 | UNIT2 | IC | OP | NA | DFO |  | 4630 | 0.71765 | 0.31 | EIA Prime Mover-level Data | Estimated using an emission factor
2018 | AK | Gambell | 57062 | UNIT3 | IC | OP | NA | DFO |  | 7409 | 1.1484 | 0.31 | EIA Prime Mover-level Data | Estimated using an emission factor
2018 | AK | George M Sullivan Generation Plant 2 | 6559 | 5 | CT | RE | NA | NG
2018 | AK | George M Sullivan Generation Plant 2 | 6559 | 7 | CT |  | NA | NG |  | 886450 | 2.5514 | 0.0057564 | EIA Unit-level Data | NEI avg EF - PM, fuel type
2018 | AK | George M Sullivan Generation Plant 2 | 6559 | 9 | CT |  | NA | NG |  | 3071131 | 8.8394 | 0.0057564 | EIA Unit-level Data | NEI avg EF - PM, fuel type
2018 | AK | George M Sullivan Generation Plant 2 | 6559 | 10 | CT |  | NA | NG |  | 3102387 | 8.9293 | 0.0057564 | EIA Unit-level Data | NEI avg EF - PM, fuel type
2018 | AK | George M Sullivan Generation Plant 2 | 6559 | 11 | CA | OP | NA | NG |  | 0 | 0 |  | EIA Prime Mover-level Data | Estimated using an emission factor
2018 | AK | George M Sullivan Generation Plant 2 | 6559 | 5B | CA | RE | NA | NG |  | 0 | 0 |  | EIA Unit-level Data | Estimated using an emission factor
2018 | AK | George M Sullivan Generation Plant 2 | 6559 | 7GB | CA | RE | NA | NG |  | 0 | 0 |  | EIA Unit-level Data | Estimated using an emission factor
2018 | AK | George M Sullivan Generation Plant 2 | 6559 | GT8 | GT | OP | NA | NG |  | 16476 | 0.045172 | 0.0054834 | EIA Prime Mover-level Data | NEI avg EF - PM, fuel type, firing type
2018 | AK | Glennallen | 6305 | 1 | IC | RE | NA | DFO
2018 | AK | Glennallen | 6305 | 2 | IC | RE | NA | DFO
2018 | AK | Glennallen | 6305 | 3 | IC | SB | NA | DFO |  | 4494 | 0.69657 | 0.31 | EIA Prime Mover-level Data | Estimated using an emission factor
2018 | AK | Glennallen | 6305 | 4 | IC | SB | NA | DFO |  | 4494 | 0.69657 | 0.31 | EIA Prime Mover-level Data | Estimated using an emission factor
2018 | AK | Glennallen | 6305 | 5 | IC | SB | NA | DFO |  | 4494 | 0.69657 | 0.31 | EIA Prime Mover-level Data | Estimated using an emission factor
2018 | AK | Glennallen | 6305 | 6 | IC | OP | NA | DFO |  | 23371 | 3.6225 | 0.31 | EIA Prime Mover-level Data | Estimated using an emission factor
2018 | AK | Glennallen | 6305 | 7 | IC | OP | NA | DFO |  | 23371 | 3.6225 | 0.31 | EIA Prime Mover-level Data | Estimated using an emission factor
2018 | AK | Glennallen | 6305 | 8 | IC | OP | NA | DFO |  | 10786 | 1.6718 | 0.31 | EIA Prime Mover-level Data | Estimated using an emission factor
2018 | AK | Glennallen | 6305 | 9 | IC | OP | NA | DFO |  | 25168 | 3.901 | 0.31 | EIA Prime Mover-level Data | Estimated using an emission factor
2018 | AK | Goat Lake Hydro | 7751 | 1 | HY | OP | NA | WAT |  | 136005 |  |  | EIA Prime Mover-level Data
2018 | AK | Gold Creek | 63 | 1 | HY | OP | NA | WAT |  | 18674 |  |  | EIA Prime Mover-level Data
2018 | AK | Gold Creek | 63 | 2 | HY | OP | NA | WAT |  | 9337 |  |  | EIA Prime Mover-level Data
2018 | AK | Gold Creek | 63 | 3 | HY | OP | NA | WAT |  | 9337 |  |  | EIA Prime Mover-level Data
2018 | AK | Gold Creek | 63 | IC1 | IC | SB | NA | DFO |  | 14 | 0.00217 | 0.31 | EIA Prime Mover-level Data | Estimated using an emission factor
2018 | AK | Gold Creek | 63 | IC2 | IC | SB | NA | DFO |  | 14 | 0.00217 | 0.31 | EIA Prime Mover-level Data | Estimated using an emission factor
2018 | AK | Gold Creek | 63 | IC3 | IC | SB | NA | DFO |  | 13 | 0.002015 | 0.31 | EIA Prime Mover-level Data | Estimated using an emission factor
2018 | AK | Gold Creek | 63 | IC4 | IC | SB | NA | DFO |  | 41 | 0.006355 | 0.31 | EIA Prime Mover-level Data | Estimated using an emission factor
2018 | AK | Gold Creek | 63 | IC5 | IC | SB | NA | DFO |  | 13 | 0.002015 | 0.31 | EIA Prime Mover-level Data | Estimated using an emission factor
2018 | AK | Green Lake | 313 | 1 | HY | OP | NA | WAT |  | 238299 |  |  | EIA Prime Mover-level Data
2018 | AK | Green Lake | 313 | 2 | HY | OP | NA | WAT |  | 238299 |  |  | EIA Prime Mover-level Data
2018 | AK | Gwitchyaa Zhee | 7174 | 1 | IC | RE | NA | DFO |  | 5156 | 0.79918 | 0.31 | EIA Prime Mover-level Data | Estimated using an emission factor
2018 | AK | Gwitchyaa Zhee | 7174 | 3 | IC | RE | NA | DFO
2018 | AK | Gwitchyaa Zhee | 7174 | 5 | IC | RE | NA | DFO
2018 | AK | Gwitchyaa Zhee | 7174 | 6 | IC | RE | NA | DFO
2018 | AK | Gwitchyaa Zhee | 7174 | 7 | IC | OP | NA | DFO |  | 8593 | 1.3319 | 0.31 | EIA Prime Mover-level Data | Estimated using an emission factor
2018 | AK | Gwitchyaa Zhee | 7174 | 8 | IC | OP | NA | DFO |  | 8593 | 1.3319 | 0.31 | EIA Prime Mover-level Data | Estimated using an emission factor
2018 | AK | Gwitchyaa Zhee | 7174 | 9 | IC | OP | NA | DFO |  | 3437 | 0.53273 | 0.31 | EIA Prime Mover-level Data | Estimated using an emission factor
2018 | AK | Gwitchyaa Zhee | 7174 | 10 | IC | OP | NA | DFO |  | 3437 | 0.53273 | 0.31 | EIA Prime Mover-level Data | Estimated using an emission factor
2018 | AK | Gwitchyaa Zhee | 7174 | 2A | IC | RE | NA | DFO
2018 | AK | Gwitchyaa Zhee | 7174 | 4A | IC | RE | NA | DFO
2018 | AK | Haines | 69 | 5 | IC | OP | NA | DFO |  | 1119 | 0.17344 | 0.31 | EIA Prime Mover-level Data | Estimated using an emission factor
2018 | AK | Haines | 69 | 9 | IC | RE | NA | DFO
2018 | AK | Haines | 69 | 10 | IC | OP | NA | DFO |  | 2239 | 0.34704 | 0.31 | EIA Prime Mover-level Data | Estimated using an emission factor
2018 | AK | Haines | 69 | 11 | IC | OP | NA | DFO |  | 3544 | 0.54932 | 0.31 | EIA Prime Mover-level Data | Estimated using an emission factor
2018 | AK | Haines | 69 | 7A | IC | OP | NA | DFO |  | 5223 | 0.80956 | 0.31 | EIA Prime Mover-level Data | Estimated using an emission factor
2018 | AK | Haines | 69 | IC8A | IC | OP | NA | DFO |  | 2985 | 0.46268 | 0.31 | EIA Prime Mover-level Data | Estimated using an emission factor
2018 | AK | Healy | 6288 | 1 | ST | OP | NA | LIG |  | 2555014 | 19.7206 | 0.015437 | EIA Unit-level Data | NEI avg EF - PM, fuel type
2018 | AK | Healy | 6288 | 2 | ST | OP | NA | LIG |  | 1232267 | 9.5111 | 0.015437 | EIA Unit-level Data | NEI avg EF - PM, fuel type
2018 | AK | Healy | 6288 | IC1 | IC | OP | NA | DFO
2018 | AK | Hiilangaay Hydro | 59037 | GEN 1 | HY | U | NA | WAT
2018 | AK | Hoonah | 7463 | 1 | IC | RE | NA | DFO
2018 | AK | Hoonah | 7463 | 3 | IC | RE | NA | DFO
2018 | AK | Hoonah | 7463 | 4 | IC | OP | NA | DFO |  | 9047 | 1.4023 | 0.31 | EIA Prime Mover-level Data | Estimated using an emission factor
2018 | AK | Hoonah | 7463 | 2A | IC | OP | NA | DFO |  | 18094 | 2.8046 | 0.31 | EIA Prime Mover-level Data | Estimated using an emission factor
2018 | AK | Hoonah | 7463 | 3A | IC | OP | NA | DFO |  | 9047 | 1.4023 | 0.31 | EIA Prime Mover-level Data | Estimated using an emission factor
2018 | AK | Hooper Bay | 6319 | 5 | IC | RE | NA | DFO
2018 | AK | Hooper Bay | 6319 | 6 | IC | OP | NA | DFO |  | 5656 | 0.87668 | 0.31 | EIA Prime Mover-level Data | Estimated using an emission factor
2018 | AK | Hooper Bay | 6319 | 3A | IC | RE | NA | DFO |  | 3393 | 0.52591 | 0.31 | EIA Prime Mover-level Data | Estimated using an emission factor
2018 | AK | Hooper Bay | 6319 | 3B | IC | OP | NA | DFO |  | 4525 | 0.70137 | 0.31 | EIA Prime Mover-level Data | Estimated using an emission factor
2018 | AK | Hooper Bay | 6319 | 4A | IC | RE | NA | DFO
2018 | AK | Hooper Bay | 6319 | 4B | IC | OP | NA | DFO |  | 5656 | 0.87668 | 0.31 | EIA Prime Mover-level Data | Estimated using an emission factor
2018 | AK | Hooper Bay | 6319 | 5A | IC | OP | NA | DFO |  | 9049 | 1.4026 | 0.31 | EIA Prime Mover-level Data | Estimated using an emission factor
2018 | AK | Humpback Creek | 7042 | 1 | HY | OP | NA | WAT |  | 12412 |  |  | EIA Prime Mover-level Data
2018 | AK | Humpback Creek | 7042 | 2 | HY | OP | NA | WAT |  | 12412 |  |  | EIA Prime Mover-level Data
2018 | AK | Humpback Creek | 7042 | 3 | HY | OP | NA | WAT |  | 4965 |  |  | EIA Prime Mover-level Data
2018 | AK | Hydaburg | 423 | 5 | IC | OP | NA | DFO |  | 85 | 0.013175 | 0.31 | EIA Prime Mover-level Data | Estimated using an emission factor
2018 | AK | Hydaburg | 423 | 1A | IC | OP | NA | DFO |  | 113 | 0.017515 | 0.31 | EIA Prime Mover-level Data | Estimated using an emission factor
2018 | AK | Hydaburg | 423 | 3A | IC | OP | NA | DFO |  | 85 | 0.013175 | 0.31 | EIA Prime Mover-level Data | Estimated using an emission factor
2018 | AK | Industrial Plant | 59793 | 15 | GT | OP | NA | DFO |  | 5621 | 0.048507 | 0.017259 | EIA Prime Mover-level Data | NEI avg EF - PM, fuel type, firing type
2018 | AK | International | 6293 | 1 | GT | SB | NA | NG |  | 2868 | 0.0078632 | 0.0054834 | EIA Prime Mover-level Data | NEI avg EF - PM, fuel type, firing type
2018 | AK | International | 6293 | 2 | GT | SB | NA | NG |  | 2868 | 0.0078632 | 0.0054834 | EIA Prime Mover-level Data | NEI avg EF - PM, fuel type, firing type
2018 | AK | International | 6293 | 3 | GT | RE | NA | NG
2018 | AK | Jarvis Street | 6801 | 1 | IC | OP | NA | DFO |  | 482 | 0.07471 | 0.31 | EIA Prime Mover-level Data | Estimated using an emission factor
2018 | AK | Jarvis Street | 6801 | 2 | IC | OP | NA | DFO |  | 675 | 0.10462 | 0.31 | EIA Prime Mover-level Data | Estimated using an emission factor
2018 | AK | Jarvis Street | 6801 | 3 | IC | OP | NA | DFO |  | 675 | 0.10462 | 0.31 | EIA Prime Mover-level Data | Estimated using an emission factor
2018 | AK | Jarvis Street | 6801 | 4 | IC | OP | NA | DFO |  | 1085 | 0.16818 | 0.31 | EIA Prime Mover-level Data | Estimated using an emission factor
2018 | AK | Jarvis Street | 6801 | 5 | IC | OP | NA | DFO |  | 3255 | 0.50453 | 0.31 | EIA Prime Mover-level Data | Estimated using an emission factor
2018 | AK | JBER Landfill Gas Power Plant | 58380 | 1 | IC | OP | NA | LFG |  | 85895 | 0.63133 | 0.0147 | EIA Prime Mover-level Data | Estimated using an emission factor
2018 | AK | JBER Landfill Gas Power Plant | 58380 | 2 | IC | OP | NA | LFG |  | 85895 | 0.63133 | 0.0147 | EIA Prime Mover-level Data | Estimated using an emission factor
2018 | AK | JBER Landfill Gas Power Plant | 58380 | 3 | IC | OP | NA | LFG |  | 85895 | 0.63133 | 0.0147 | EIA Prime Mover-level Data | Estimated using an emission factor
2018 | AK | JBER Landfill Gas Power Plant | 58380 | 4 | IC | OP | NA | LFG |  | 85895 | 0.63133 | 0.0147 | EIA Prime Mover-level Data | Estimated using an emission factor
2018 | AK | JBER Landfill Gas Power Plant | 58380 | 5 | IC | OP | NA | LFG |  | 85895 | 0.63133 | 0.0147 | EIA Prime Mover-level Data | Estimated using an emission factor
2018 | AK | Kake | 7464 | 1 | IC | RE | NA | DFO
2018 | AK | Kake | 7464 | 2 | IC | OP | NA | DFO |  | 7183 | 1.1134 | 0.31 | EIA Prime Mover-level Data | Estimated using an emission factor
2018 | AK | Kake | 7464 | 4 | IC | OP | NA | DFO |  | 3265 | 0.50607 | 0.31 | EIA Prime Mover-level Data | Estimated using an emission factor
2018 | AK | Kake | 7464 | 1A | IC | RE | NA | DFO
2018 | AK | Kake | 7464 | 1B | IC | OP | NA | DFO |  | 3265 | 0.50607 | 0.31 | EIA Prime Mover-level Data | Estimated using an emission factor
2018 | AK | Kake | 7464 | 2A | IC | OP | NA | DFO |  | 3265 | 0.50607 | 0.31 | EIA Prime Mover-level Data | Estimated using an emission factor
2018 | AK | Kake | 7464 | 3A | IC | RE | NA | DFO
2018 | AK | Kake | 7464 | 3B | IC | OP | NA | DFO |  | 3265 | 0.50607 | 0.31 | EIA Prime Mover-level Data | Estimated using an emission factor
2018 | AK | Kasidaya Creek Hydro | 56542 | 1 | HY | OP | NA | WAT |  | 96705 |  |  | EIA Prime Mover-level Data
2018 | AK | Kasigluk | 57066 | 1 | IC | OP | NA | DFO |  | 10006 | 1.5509 | 0.31 | EIA Prime Mover-level Data | Estimated using an emission factor
2018 | AK | Kasigluk | 57066 | 5A | IC | OP | NA | DFO |  | 8756 | 1.3572 | 0.31 | EIA Prime Mover-level Data | Estimated using an emission factor
2018 | AK | Kasigluk | 57066 | UNIT1 | IC | RE | NA | DFO
2018 | AK | Kasigluk | 57066 | UNIT2 | IC | OP | NA | DFO |  | 6254 | 0.96937 | 0.31 | EIA Prime Mover-level Data | Estimated using an emission factor
2018 | AK | Ketchikan | 84 | 3 | HY | OP | NA | WAT |  | 47842 |  |  | EIA Prime Mover-level Data
2018 | AK | Ketchikan | 84 | 4 | HY | OP | NA | WAT |  | 47842 |  |  | EIA Prime Mover-level Data
2018 | AK | Ketchikan | 84 | 5 | HY | OP | NA | WAT |  | 47842 |  |  | EIA Prime Mover-level Data
2018 | AK | Kiana | 6323 | 2 | IC | RE | NA | DFO
2018 | AK | Kiana | 6323 | 4 | IC | OP | NA | DFO |  | 7342 | 1.138 | 0.31 | EIA Prime Mover-level Data | Estimated using an emission factor
2018 | AK | Kiana | 6323 | 1A | IC | RE | NA | DFO
2018 | AK | Kiana | 6323 | 1B | IC | OP | NA | DFO |  | 4405 | 0.68278 | 0.31 | EIA Prime Mover-level Data | Estimated using an emission factor
2018 | AK | Kiana | 6323 | 3A | IC | OP | NA | DFO |  | 4405 | 0.68278 | 0.31 | EIA Prime Mover-level Data | Estimated using an emission factor
2018 | AK | King Cove | 7493 | 1 | IC | OP | NA | DFO |  | 1253 | 0.19421 | 0.31 | EIA Prime Mover-level Data | Estimated using an emission factor
2018 | AK | King Cove | 7493 | 2 | IC | OP | NA | DFO |  | 2088 | 0.32364 | 0.31 | EIA Prime Mover-level Data | Estimated using an emission factor
2018 | AK | King Cove | 7493 | 3 | IC | OP | NA | DFO |  | 2923 | 0.45306 | 0.31 | EIA Prime Mover-level Data | Estimated using an emission factor
2018 | AK | King Cove | 7493 | 4 | HY | OP | NA | WAT |  | 33993 |  |  | EIA Prime Mover-level Data
2018 | AK | King Cove | 7493 | 5 | IC | OP | NA | DFO |  | 1253 | 0.19421 | 0.31 | EIA Prime Mover-level Data | Estimated using an emission factor
2018 | AK | Kivalina | 57065 | UNIT1 | IC | OP | NA | DFO |  | 2282 | 0.35371 | 0.31 | EIA Prime Mover-level Data | Estimated using an emission factor
2018 | AK | Kivalina | 57065 | UNIT2 | IC | OP | NA | DFO |  | 3423 | 0.53056 | 0.31 | EIA Prime Mover-level Data | Estimated using an emission factor
2018 | AK | Kivalina | 57065 | UNIT3 | IC | OP | NA | DFO |  | 2282 | 0.35371 | 0.31 | EIA Prime Mover-level Data | Estimated using an emission factor
2018 | AK | Kivalina | 57065 | UNIT4 | IC | OP | NA | DFO |  | 4564 | 0.70742 | 0.31 | EIA Prime Mover-level Data | Estimated using an emission factor
2018 | AK | Klawock | 7466 | 1 | IC | RE | NA | DFO
2018 | AK | Klawock | 7466 | 2 | IC | RE | NA | DFO
2018 | AK | Klawock | 7466 | 3 | IC | RE | NA | DFO
2018 | AK | Klawock | 7466 | 4 | IC | RE | NA | DFO
2018 | AK | Klawock Power Generation Station | 61684 | 1 | IC | OP | NA | DFO |  | 14069 | 2.1807 | 0.31 | EIA Prime Mover-level Data | Estimated using an emission factor
2018 | AK | Kodiak Microgrid | 6281 | 1 | IC | OP | NA | DFO |  | 1473 | 0.22831 | 0.31 | EIA Prime Mover-level Data | Estimated using an emission factor
2018 | AK | Kodiak Microgrid | 6281 | 2 | IC | RE | NA | DFO
2018 | AK | Kodiak Microgrid | 6281 | 3 | IC | RE | NA | DFO
2018 | AK | Kodiak Microgrid | 6281 | 4 | IC | OP | NA | DFO |  | 4125 | 0.63938 | 0.31 | EIA Prime Mover-level Data | Estimated using an emission factor
2018 | AK | Kodiak Microgrid | 6281 | 6 | IC | RE | NA | DFO
2018 | AK | Kodiak Microgrid | 6281 | 7 | IC | RE | NA | DFO
2018 | AK | Kodiak Microgrid | 6281 | 8 | IC | RE | NA | DFO
2018 | AK | Kodiak Microgrid | 6281 | 9 | IC | RE | NA | DFO
2018 | AK | Kodiak Microgrid | 6281 | 2c | IC | OP | NA | DFO |  | 2593 | 0.40192 | 0.31 | EIA Prime Mover-level Data | Estimated using an emission factor
2018 | AK | Kodiak Microgrid | 6281 | 3c | IC | OP | NA | DFO |  | 2593 | 0.40192 | 0.31 | EIA Prime Mover-level Data | Estimated using an emission factor
2018 | AK | Kotlik | 57064 | UNIT1 | IC | OP | NA | DFO |  | 4230 | 0.65565 | 0.31 | EIA Prime Mover-level Data | Estimated using an emission factor
2018 | AK | Kotlik | 57064 | UNIT2 | IC | OP | NA | DFO |  | 4230 | 0.65565 | 0.31 | EIA Prime Mover-level Data | Estimated using an emission factor
2018 | AK | Kotlik | 57064 | UNIT3 | IC | OP | NA | DFO |  | 5640 | 0.8742 | 0.31 | EIA Prime Mover-level Data | Estimated using an emission factor
2018 | AK | Kotlik | 57064 | UNIT4 | IC | OP | NA | DFO |  | 5640 | 0.8742 | 0.31 | EIA Prime Mover-level Data | Estimated using an emission factor
2018 | AK | Kotzebue | 6304 | 9 | IC | RE | NA | DFO
2018 | AK | Kotzebue | 6304 | 10 | IC | OP | NA | DFO |  | 40179 | 6.2277 | 0.31 | EIA Prime Mover-level Data | Estimated using an emission factor
2018 | AK | Kotzebue | 6304 | 11 | IC | RE | NA | DFO
2018 | AK | Kotzebue | 6304 | 12 | IC | RE | NA | DFO
2018 | AK | Kotzebue | 6304 | 14 | IC | OP | NA | DFO |  | 37501 | 5.8127 | 0.31 | EIA Prime Mover-level Data | Estimated using an emission factor
2018 | AK | Kotzebue | 6304 | 15 | IC | OP | NA | DFO |  | 37501 | 5.8127 | 0.31 | EIA Prime Mover-level Data | Estimated using an emission factor
2018 | AK | Kotzebue | 6304 | 16 | IC | OP | NA | DFO |  | 18750 | 2.9062 | 0.31 | EIA Prime Mover-level Data | Estimated using an emission factor
2018 | AK | Kotzebue | 6304 | 17 | IC | OP | NA | DFO |  | 9375 | 1.4531 | 0.31 | EIA Prime Mover-level Data | Estimated using an emission factor
2018 | AK | Kotzebue | 6304 | 10wt | WT | OP | NA | WND |  | 1005 |  |  | EIA Prime Mover-level Data
2018 | AK | Kotzebue | 6304 | 11wt | WT | OP | NA | WND |  | 1005 |  |  | EIA Prime Mover-level Data
2018 | AK | Kotzebue | 6304 | 12wt | WT | OP | NA | WND |  | 1005 |  |  | EIA Prime Mover-level Data
2018 | AK | Kotzebue | 6304 | 13WT | WT | OP | NA | WND |  | 1005 |  |  | EIA Prime Mover-level Data
2018 | AK | Kotzebue | 6304 | 14wt | WT | OP | NA | WND |  | 1005 |  |  | EIA Prime Mover-level Data
2018 | AK | Kotzebue | 6304 | 15WT | WT | OP | NA | WND |  | 1005 |  |  | EIA Prime Mover-level Data
2018 | AK | Kotzebue | 6304 | 16WT | WT | OP | NA | WND |  | 1005 |  |  | EIA Prime Mover-level Data
2018 | AK | Kotzebue | 6304 | 17WT | WT | OP | NA | WND |  | 1005 |  |  | EIA Prime Mover-level Data
2018 | AK | Kotzebue | 6304 | 18WT | WT | OP | NA | WND |  | 9045 |  |  | EIA Prime Mover-level Data
2018 | AK | Kotzebue | 6304 | 19WT | WT | OP | NA | WND |  | 9045 |  |  | EIA Prime Mover-level Data
2018 | AK | Kotzebue | 6304 | 1WT | WT | OP | NA | WND |  | 6030 |  |  | EIA Prime Mover-level Data
2018 | AK | Kotzebue | 6304 | 2WT | WT | OP | NA | WND |  | 1005 |  |  | EIA Prime Mover-level Data
2018 | AK | Kotzebue | 6304 | 3WT | WT | OP | NA | WND |  | 2010 |  |  | EIA Prime Mover-level Data
2018 | AK | Kotzebue | 6304 | 4WT | WT | OP | NA | WND |  | 5025 |  |  | EIA Prime Mover-level Data
2018 | AK | Kotzebue | 6304 | 5WT | WT | OP | NA | WND |  | 1005 |  |  | EIA Prime Mover-level Data
2018 | AK | Kotzebue | 6304 | 6WT | WT | OP | NA | WND |  | 1005 |  |  | EIA Prime Mover-level Data
2018 | AK | Kotzebue | 6304 | 7A | IC | OP | NA | DFO |  | 14732 | 2.2835 | 0.31 | EIA Prime Mover-level Data | Estimated using an emission factor
2018 | AK | Kotzebue | 6304 | 7WT | WT | OP | NA | WND |  | 1005 |  |  | EIA Prime Mover-level Data
2018 | AK | Kotzebue | 6304 | 8WT | WT | OP | NA | WND |  | 1005 |  |  | EIA Prime Mover-level Data
2018 | AK | Kotzebue | 6304 | 9wt | WT | OP | NA | WND |  | 1005 |  |  | EIA Prime Mover-level Data
2018 | AK | Kotzebue | 6304 | ES1 | BA | OP | NA | MWH |  | 0 |  |  | EIA Prime Mover-level Data
2018 | AK | Koyuk | 57059 | UNIT1 | IC | OP | NA | DFO |  | 2340 | 0.3627 | 0.31 | EIA Prime Mover-level Data | Estimated using an emission factor
2018 | AK | Koyuk | 57059 | UNIT2 | IC | OP | NA | DFO |  | 4680 | 0.7254 | 0.31 | EIA Prime Mover-level Data | Estimated using an emission factor
2018 | AK | Koyuk | 57059 | UNIT3 | IC | OP | NA | DFO |  | 5850 | 0.90675 | 0.31 | EIA Prime Mover-level Data | Estimated using an emission factor
2018 | AK | Lake Dorothy Hydroelectric Project | 57085 | 1 | HY | OP | NA | WAT |  | 743645 |  |  | EIA Prime Mover-level Data
2018 | AK | Lemon Creek | 64 | 1 | IC | SB | NA | DFO |  | 264 | 0.04092 | 0.31 | EIA Prime Mover-level Data | Estimated using an emission factor
2018 | AK | Lemon Creek | 64 | 2 | IC | SB | NA | DFO |  | 274 | 0.04247 | 0.31 | EIA Prime Mover-level Data | Estimated using an emission factor
2018 | AK | Lemon Creek | 64 | 3 | IC | SB | NA | DFO |  | 274 | 0.04247 | 0.31 | EIA Prime Mover-level Data | Estimated using an emission factor
2018 | AK | Lemon Creek | 64 | 5 | GT | SB | NA | DFO |  | 1745 | 0.015059 | 0.017259 | EIA Prime Mover-level Data | NEI avg EF - PM, fuel type, firing type
2018 | AK | Lemon Creek | 64 | 6 | GT | SB | NA | DFO |  | 1745 | 0.015059 | 0.017259 | EIA Prime Mover-level Data | NEI avg EF - PM, fuel type, firing type
2018 | AK | Lemon Creek | 64 | 7 | IC | SB | NA | DFO |  | 296 | 0.04588 | 0.31 | EIA Prime Mover-level Data | Estimated using an emission factor
2018 | AK | Lemon Creek | 64 | IC10 | IC | SB | NA | DFO |  | 296 | 0.04588 | 0.31 | EIA Prime Mover-level Data | Estimated using an emission factor
2018 | AK | Lemon Creek | 64 | IC11 | IC | SB | NA | DFO |  | 296 | 0.04588 | 0.31 | EIA Prime Mover-level Data | Estimated using an emission factor
2018 | AK | Lemon Creek | 64 | IC12 | IC | SB | NA | DFO |  | 296 | 0.04588 | 0.31 | EIA Prime Mover-level Data | Estimated using an emission factor
2018 | AK | Lemon Creek | 64 | IC8 | IC | SB | NA | DFO |  | 296 | 0.04588 | 0.31 | EIA Prime Mover-level Data | Estimated using an emission factor
2018 | AK | Lemon Creek | 64 | IC9 | IC | SB | NA | DFO |  | 296 | 0.04588 | 0.31 | EIA Prime Mover-level Data | Estimated using an emission factor
2018 | AK | Mahoney Lake Hydroelectric | 59027 | GEN 1 | HY | P | NA | WAT
2018 | AK | Marshall | 60244 | 1 | IC | OP | NA | DFO |  | 6390 | 0.99045 | 0.31 | EIA Prime Mover-level Data | Estimated using an emission factor
2018 | AK | Marshall | 60244 | 2 | IC | OP | NA | DFO |  | 5112 | 0.79236 | 0.31 | EIA Prime Mover-level Data | Estimated using an emission factor
2018 | AK | Marshall | 60244 | 3 | IC | OP | NA | DFO |  | 2556 | 0.39618 | 0.31 | EIA Prime Mover-level Data | Estimated using an emission factor
2018 | AK | McGrath | 6555 | 3 | IC | RE | NA | DFO
2018 | AK | McGrath | 6555 | 4 | IC | RE | NA | DFO
2018 | AK | McGrath | 6555 | 5 | IC | RE | NA | DFO
2018 | AK | McGrath | 6555 | 6 | IC | OP | NA | DFO |  | 5422 | 0.84041 | 0.31 | EIA Prime Mover-level Data | Estimated using an emission factor
2018 | AK | McGrath | 6555 | 7 | IC | OP | NA | DFO |  | 5422 | 0.84041 | 0.31 | EIA Prime Mover-level Data | Estimated using an emission factor
2018 | AK | McGrath | 6555 | 3A | IC | OP | NA | DFO |  | 4518 | 0.70029 | 0.31 | EIA Prime Mover-level Data | Estimated using an emission factor
2018 | AK | McGrath | 6555 | 4A | IC | OP | NA | DFO |  | 4518 | 0.70029 | 0.31 | EIA Prime Mover-level Data | Estimated using an emission factor
2018 | AK | Mountain Village | 6329 | 1 | IC | OP | NA | DFO |  | 3506 | 0.54343 | 0.31 | EIA Prime Mover-level Data | Estimated using an emission factor
2018 | AK | Mountain Village | 6329 | 4 | IC | RE | NA | DFO
2018 | AK | Mountain Village | 6329 | 5 | IC | RE | NA | DFO
2018 | AK | Mountain Village | 6329 | 3A | IC | RE | NA | DFO
2018 | AK | Mountain Village | 6329 | 3B | IC | OP | NA | DFO |  | 5844 | 0.90582 | 0.31 | EIA Prime Mover-level Data | Estimated using an emission factor
2018 | AK | Mountain Village | 6329 | 4A | IC | OP | NA | DFO |  | 9350 | 1.4492 | 0.31 | EIA Prime Mover-level Data | Estimated using an emission factor
2018 | AK | Mountain Village | 6329 | 5A | IC | OP | NA | DFO |  | 8181 | 1.2681 | 0.31 | EIA Prime Mover-level Data | Estimated using an emission factor
2018 | AK | Naknek | 6301 | 5 | IC | RE | NA | DFO
2018 | AK | Naknek | 6301 | 6 | IC | RE | NA | DFO
2018 | AK | Naknek | 6301 | 7 | IC | RE | NA | DFO
2018 | AK | Naknek | 6301 | 8 | IC | OP | NA | DFO |  | 22737 | 3.5242 | 0.31 | EIA Prime Mover-level Data | Estimated using an emission factor
2018 | AK | Naknek | 6301 | 4A | IC | OP | NA | DFO |  | 29558 | 4.5815 | 0.31 | EIA Prime Mover-level Data | Estimated using an emission factor
2018 | AK | Naknek | 6301 | 5A | IC | OP | NA | DFO |  | 22737 | 3.5242 | 0.31 | EIA Prime Mover-level Data | Estimated using an emission factor
2018 | AK | Naknek | 6301 | 6A | IC | OP | NA | DFO |  | 22737 | 3.5242 | 0.31 | EIA Prime Mover-level Data | Estimated using an emission factor
2018 | AK | Naknek | 6301 | 7A | IC | OP | NA | DFO |  | 22737 | 3.5242 | 0.31 | EIA Prime Mover-level Data | Estimated using an emission factor
2018 | AK | Naknek | 6301 | NA1 | IC | OP | NA | DFO |  | 25010 | 3.8766 | 0.31 | EIA Prime Mover-level Data | Estimated using an emission factor
2018 | AK | Naknek | 6301 | NA2 | IC | OP | NA | DFO |  | 25010 | 3.8766 | 0.31 | EIA Prime Mover-level Data | Estimated using an emission factor
2018 | AK | Naknek | 6301 | NA3 | IC | OP | NA | DFO |  | 18189 | 2.8193 | 0.31 | EIA Prime Mover-level Data | Estimated using an emission factor
2018 | AK | Naknek | 6301 | NA4 | IC | OP | NA | DFO |  | 18189 | 2.8193 | 0.31 | EIA Prime Mover-level Data | Estimated using an emission factor
2018 | AK | Naknek | 6301 | NA5 | IC | OP | NA | DFO |  | 18189 | 2.8193 | 0.31 | EIA Prime Mover-level Data | Estimated using an emission factor
2018 | AK | Naknek | 6301 | NA6 | IC | V | NA | DFO
2018 | AK | Naknek | 6301 | NA7 | IC | V | NA | DFO
2018 | AK | New Stuyahok | 60245 | 1 | IC | OP | NA | DFO |  | 5298 | 0.82119 | 0.31 | EIA Prime Mover-level Data | Estimated using an emission factor
2018 | AK | New Stuyahok | 60245 | 2 | IC | OP | NA | DFO |  | 6623 | 1.0266 | 0.31 | EIA Prime Mover-level Data | Estimated using an emission factor
2018 | AK | New Stuyahok | 60245 | 3 | IC | OP | NA | DFO |  | 6623 | 1.0266 | 0.31 | EIA Prime Mover-level Data | Estimated using an emission factor
2018 | AK | Newhalen | 7183 | 1 | IC | RE | NA | DFO
2018 | AK | Newhalen | 7183 | 2 | IC | RE | NA | DFO
2018 | AK | Newhalen | 7183 | 3 | IC | RE | NA | DFO
2018 | AK | Newhalen | 7183 | 4 | IC | RE | NA | DFO
2018 | AK | Newhalen | 7183 | 5 | IC | OP | NA | DFO |  | 286 | 0.04433 | 0.31 | EIA Prime Mover-level Data | Estimated using an emission factor
2018 | AK | Newhalen | 7183 | 6 | IC | OP | NA | DFO |  | 286 | 0.04433 | 0.31 | EIA Prime Mover-level Data | Estimated using an emission factor
2018 | AK | Newhalen | 7183 | 7 | IC | OP | NA | DFO |  | 286 | 0.04433 | 0.31 | EIA Prime Mover-level Data | Estimated using an emission factor
2018 | AK | Newhalen | 7183 | H-1 | HY | OP | NA | WAT |  | 14876 |  |  | EIA Prime Mover-level Data
2018 | AK | Newhalen | 7183 | H-2 | HY | OP | NA | WAT |  | 14876 |  |  | EIA Prime Mover-level Data
2018 | AK | Nikiski Co-Generation | 55966 | GT1 | CT |  | NA | NG |  | 3463662 | 9.9692 | 0.0057564 | EIA Unit-level Data | NEI avg EF - PM, fuel type
2018 | AK | Nikiski Co-Generation | 55966 | HRSG | CA | OP | NA | NG |  | 117560 | 0.024805 | 0.000422 | EIA Unit-level Data | Estimated using an emission factor
2018 | AK | Noatak | 57051 | 5A | IC | OP | NA | DFO |  | 6915 | 1.0718 | 0.31 | EIA Prime Mover-level Data | Estimated using an emission factor
2018 | AK | Noatak | 57051 | UNIT2 | IC | OP | NA | DFO |  | 4149 | 0.64309 | 0.31 | EIA Prime Mover-level Data | Estimated using an emission factor
2018 | AK | Noatak | 57051 | UNIT4 | IC | OP | NA | DFO |  | 6915 | 1.0718 | 0.31 | EIA Prime Mover-level Data | Estimated using an emission factor
2018 | AK | Noatak | 57051 | UNIT5 | IC | RE | NA | DFO
2018 | AK | Noorvik | 6330 | 3 | IC | RE | NA | DFO
2018 | AK | Noorvik | 6330 | 1A | IC | OP | NA | DFO |  | 3761 | 0.58296 | 0.31 | EIA Prime Mover-level Data | Estimated using an emission factor
2018 | AK | Noorvik | 6330 | 2A | IC | RE | NA | DFO
2018 | AK | Noorvik | 6330 | 2B | IC | OP | NA | DFO |  | 6268 | 0.97154 | 0.31 | EIA Prime Mover-level Data | Estimated using an emission factor
2018 | AK | Noorvik | 6330 | 3A | IC | OP | NA | DFO |  | 8776 | 1.3603 | 0.31 | EIA Prime Mover-level Data | Estimated using an emission factor
2018 | AK | North Pole | 6285 | 1 | GT | OP | NA | DFO |  | 581517 | 5.0183 | 0.017259 | EIA Prime Mover-level Data | NEI avg EF - PM, fuel type, firing type
2018 | AK | North Pole | 6285 | 2 | GT | OP | NA | DFO |  | 581517 | 5.0183 | 0.017259 | EIA Prime Mover-level Data | NEI avg EF - PM, fuel type, firing type
2018 | AK | North Pole | 6285 | GT3 | CT |  | NA | WO |  | 2407045 | 373.092 | 0.31 | EIA Unit-level Data | Estimated using an emission factor
2018 | AK | North Pole | 6285 | HRSG1 | CA | OP | NA | DFO |  | 0 | 0 |  | EIA Unit-level Data | Estimated using an emission factor
2018 | AK | Northway | 7169 | 4 | IC | RE | NA | DFO
2018 | AK | Northway | 7169 | 5 | IC | OP | NA | DFO |  | 4385 | 0.67967 | 0.31 | EIA Prime Mover-level Data | Estimated using an emission factor
2018 | AK | Northway | 7169 | 1A | IC | OP | NA | DFO |  | 5481 | 0.84955 | 0.31 | EIA Prime Mover-level Data | Estimated using an emission factor
2018 | AK | Northway | 7169 | 2A | IC | OP | NA | DFO |  | 2193 | 0.33992 | 0.31 | EIA Prime Mover-level Data | Estimated using an emission factor
2018 | AK | NSB Anaktuvuk Pass | 7487 | 1 | IC | OP | NA | DFO |  | 4629 | 0.71749 | 0.31 | EIA Prime Mover-level Data | Estimated using an emission factor
2018 | AK | NSB Anaktuvuk Pass | 7487 | 2 | IC | OP | NA | DFO |  | 4629 | 0.71749 | 0.31 | EIA Prime Mover-level Data | Estimated using an emission factor
2018 | AK | NSB Anaktuvuk Pass | 7487 | 3 | IC | OP | NA | DFO |  | 4629 | 0.71749 | 0.31 | EIA Prime Mover-level Data | Estimated using an emission factor
2018 | AK | NSB Anaktuvuk Pass | 7487 | 4 | IC | RE | NA | DFO
2018 | AK | NSB Anaktuvuk Pass | 7487 | 5 | IC | RE | NA | DFO
2018 | AK | NSB Anaktuvuk Pass | 7487 | 6 | IC | OP | NA | DFO |  | 13888 | 2.1526 | 0.31 | EIA Prime Mover-level Data | Estimated using an emission factor
2018 | AK | NSB Anaktuvuk Pass | 7487 | 7 | IC | OP | NA | DFO |  | 13888 | 2.1526 | 0.31 | EIA Prime Mover-level Data | Estimated using an emission factor
2018 | AK | NSB Atqasuk Utility | 7482 | NA1 | IC | OP | NA | DFO |  | 10341 | 1.6029 | 0.31 | EIA Prime Mover-level Data | Estimated using an emission factor
2018 | AK | NSB Atqasuk Utility | 7482 | NA2 | IC | OP | NA | DFO |  | 10341 | 1.6029 | 0.31 | EIA Prime Mover-level Data | Estimated using an emission factor
2018 | AK | NSB Atqasuk Utility | 7482 | NA3 | IC | OP | NA | DFO |  | 4596 | 0.71238 | 0.31 | EIA Prime Mover-level Data | Estimated using an emission factor
2018 | AK | NSB Atqasuk Utility | 7482 | PG1 | IC | RE | NA | DFO
2018 | AK | NSB Atqasuk Utility | 7482 | PG2 | IC | OP | NA | DFO |  | 4596 | 0.71238 | 0.31 | EIA Prime Mover-level Data | Estimated using an emission factor
2018 | AK | NSB Atqasuk Utility | 7482 | PG3 | IC | OP | NA | DFO |  | 6894 | 1.0686 | 0.31 | EIA Prime Mover-level Data | Estimated using an emission factor
2018 | AK | NSB Kaktovik Utility | 7483 | PG1A | IC | OP | NA | DFO |  | 17007 | 2.6361 | 0.31 | EIA Prime Mover-level Data | Estimated using an emission factor
2018 | AK | NSB Kaktovik Utility | 7483 | PG2A | IC | OP | NA | DFO |  | 17007 | 2.6361 | 0.31 | EIA Prime Mover-level Data | Estimated using an emission factor
2018 | AK | NSB Kaktovik Utility | 7483 | PG3A | IC | OP | NA | DFO |  | 7558 | 1.1715 | 0.31 | EIA Prime Mover-level Data | Estimated using an emission factor
2018 | AK | NSB Kaktovik Utility | 7483 | PG4A | IC | OP | NA | DFO |  | 7558 | 1.1715 | 0.31 | EIA Prime Mover-level Data | Estimated using an emission factor
2018 | AK | NSB Nuiqsut Utility | 7484 | PG1A | IC | OP | NA | DFO |  | 18241 | 2.8274 | 0.31 | EIA Prime Mover-level Data | Estimated using an emission factor
2018 | AK | NSB Nuiqsut Utility | 7484 | PG2A | IC | OP | NA | DFO |  | 18241 | 2.8274 | 0.31 | EIA Prime Mover-level Data | Estimated using an emission factor
2018 | AK | NSB Nuiqsut Utility | 7484 | PG3A | IC | OP | NA | DFO |  | 8107 | 1.2566 | 0.31 | EIA Prime Mover-level Data | Estimated using an emission factor
2018 | AK | NSB Nuiqsut Utility | 7484 | PG3B | IC | OP | NA | NG |  | 12161 | 0.002566 | 0.000422 | EIA Prime Mover-level Data | Estimated using an emission factor
2018 | AK | NSB Nuiqsut Utility | 7484 | PG4A | IC | RE | NA | DFO
2018 | AK | NSB Nuiqsut Utility | 7484 | PG5A | IC | OP | NA | NG |  | 16214 | 0.0034212 | 0.000422 | EIA Prime Mover-level Data | Estimated using an emission factor
2018 | AK | NSB Nuiqsut Utility | 7484 | PG6A | IC | OP | NA | NG |  | 16214 | 0.0034212 | 0.000422 | EIA Prime Mover-level Data | Estimated using an emission factor
2018 | AK | NSB Point Hope Utility | 7485 | PG1 | IC | RE | NA | DFO
2018 | AK | NSB Point Hope Utility | 7485 | PG1A | IC | OP | NA | DFO |  | 25153 | 3.8987 | 0.31 | EIA Prime Mover-level Data | Estimated using an emission factor
2018 | AK | NSB Point Hope Utility | 7485 | PG2 | IC | RE | NA | DFO
2018 | AK | NSB Point Hope Utility | 7485 | PG3 | IC | RE | NA | DFO
2018 | AK | NSB Point Hope Utility | 7485 | PG4 | IC | RE | NA | DFO
2018 | AK | NSB Point Hope Utility | 7485 | PG5 | IC | RE | NA | DFO
2018 | AK | NSB Point Hope Utility | 7485 | PG6 | IC | OP | NA | DFO |  | 15092 | 2.3393 | 0.31 | EIA Prime Mover-level Data | Estimated using an emission factor
2018 | AK | NSB Point Hope Utility | 7485 | PG7 | IC | OP | NA | DFO |  | 15092 | 2.3393 | 0.31 | EIA Prime Mover-level Data | Estimated using an emission factor
2018 | AK | NSB Point Hope Utility | 7485 | PG8 | IC | OP | NA | DFO |  | 22638 | 3.5089 | 0.31 | EIA Prime Mover-level Data | Estimated using an emission factor
2018 | AK | NSB Point Lay Utility | 7486 | PG10 | IC | OP | NA | DFO |  | 9233 | 1.4311 | 0.31 | EIA Prime Mover-level Data | Estimated using an emission factor
2018 | AK | NSB Point Lay Utility | 7486 | PG1A | IC | RE | NA | DFO
2018 | AK | NSB Point Lay Utility | 7486 | PG2A | IC | RE | NA | DFO
2018 | AK | NSB Point Lay Utility | 7486 | PG3 | IC | RE | NA | DFO
2018 | AK | NSB Point Lay Utility | 7486 | PG3A | IC | RE | NA | DFO
2018 | AK | NSB Point Lay Utility | 7486 | PG4 | IC | RE | NA | DFO
2018 | AK | NSB Point Lay Utility | 7486 | PG4A | IC | RE | NA | DFO
2018 | AK | NSB Point Lay Utility | 7486 | PG5 | IC | RE | NA | DFO
2018 | AK | NSB Point Lay Utility | 7486 | PG6 | IC | RE | NA | DFO
2018 | AK | NSB Point Lay Utility | 7486 | PG7 | IC | OP | NA | DFO |  | 9233 | 1.4311 | 0.31 | EIA Prime Mover-level Data | Estimated using an emission factor
2018 | AK | NSB Point Lay Utility | 7486 | PG8 | IC | OP | NA | DFO |  | 9233 | 1.4311 | 0.31 | EIA Prime Mover-level Data | Estimated using an emission factor
2018 | AK | NSB Point Lay Utility | 7486 | PG9 | IC | OP | NA | DFO |  | 9233 | 1.4311 | 0.31 | EIA Prime Mover-level Data | Estimated using an emission factor
2018 | AK | NSB Wainwright Utility | 7488 | PG1 | IC | OP | NA | DFO |  | 10197 | 1.5805 | 0.31 | EIA Prime Mover-level Data | Estimated using an emission factor
2018 | AK | NSB Wainwright Utility | 7488 | PG2 | IC | OP | NA | DFO |  | 10197 | 1.5805 | 0.31 | EIA Prime Mover-level Data | Estimated using an emission factor
2018 | AK | NSB Wainwright Utility | 7488 | PG3 | IC | OP | NA | DFO |  | 10197 | 1.5805 | 0.31 | EIA Prime Mover-level Data | Estimated using an emission factor
2018 | AK | NSB Wainwright Utility | 7488 | PG4 | IC | RE | NA | DFO
2018 | AK | NSB Wainwright Utility | 7488 | PG4A | IC | OP | NA | DFO |  | 22942 | 3.556 | 0.31 | EIA Prime Mover-level Data | Estimated using an emission factor
2018 | AK | NSB Wainwright Utility | 7488 | PG5 | IC | OP | NA | DFO |  | 22942 | 3.556 | 0.31 | EIA Prime Mover-level Data | Estimated using an emission factor
2018 | AK | Nunapitchuk | 6333 | 2 | IC | RE | NA | DFO
2018 | AK | Nunapitchuk | 6333 | 3 | IC | RE | NA | DFO
2018 | AK | Nunapitchuk | 6333 | 4 | IC | RE | NA | DFO
2018 | AK | Nunapitchuk | 6333 | 5 | IC | RE | NA | DFO
2018 | AK | Nunapitchuk | 6333 | 1A | IC | SB | NA | DFO
2018 | AK | Nymans Plant Microgrid | 7723 | 1 | IC | OP | NA | DFO
2018 | AK | Nymans Plant Microgrid | 7723 | 2 | IC | OP | NA | DFO
2018 | AK | Orca | 789 | 1 | IC | CN | NA | DFO
2018 | AK | Orca | 789 | 2 | IC | IP | NA | DFO
2018 | AK | Orca | 789 | 3 | IC | OP | NA | DFO |  | 16920 | 2.6226 | 0.31 | EIA Prime Mover-level Data | Estimated using an emission factor
2018 | AK | Orca | 789 | 4 | IC | OP | NA | DFO |  | 16243 | 2.5177 | 0.31 | EIA Prime Mover-level Data | Estimated using an emission factor
2018 | AK | Orca | 789 | 5 | IC | OP | NA | DFO |  | 7445 | 1.154 | 0.31 | EIA Prime Mover-level Data | Estimated using an emission factor
2018 | AK | Orca | 789 | 6 | IC | OP | NA | DFO |  | 7445 | 1.154 | 0.31 | EIA Prime Mover-level Data | Estimated using an emission factor
2018 | AK | Orca | 789 | 7 | IC | OP | NA | DFO |  | 24365 | 3.7766 | 0.31 | EIA Prime Mover-level Data | Estimated using an emission factor
2018 | AK | Pelican | 6702 | HC1 | HY | OP | NA | WAT |  | 4482 |  |  | EIA Prime Mover-level Data
2018 | AK | Pelican | 6702 | HC2 | HY | OP | NA | WAT |  | 5977 |  |  | EIA Prime Mover-level Data
2018 | AK | Pelican | 6702 | IC1 | IC | RE | NA | DFO
2018 | AK | Pelican | 6702 | IC2 | IC | RE | NA | DFO
2018 | AK | Pelican | 6702 | IC3 | IC | RE | NA | DFO
2018 | AK | Pelican | 6702 | IC4 | IC | RE | NA | DFO
2018 | AK | Pelican | 6702 | IC5 | IC | RE | NA | DFO
2018 | AK | Pelican | 6702 | IC6 | IC | OP | NA | DFO |  | 776 | 0.12028 | 0.31 | EIA Prime Mover-level Data | Estimated using an emission factor
2018 | AK | Pelican | 6702 | IC7 | IC | OP | NA | DFO |  | 776 | 0.12028 | 0.31 | EIA Prime Mover-level Data | Estimated using an emission factor
2018 | AK | Pelican | 6702 | IC8 | IC | OP | NA | DFO |  | 388 | 0.06014 | 0.31 | EIA Prime Mover-level Data | Estimated using an emission factor
2018 | AK | Petersburg | 91 | 3 | HY | OP | NA | WAT |  | 81205 |  |  | EIA Prime Mover-level Data
2018 | AK | Petersburg | 91 | IC1 | IC | OP | NA | DFO |  | 883 | 0.13687 | 0.31 | EIA Prime Mover-level Data | Estimated using an emission factor
2018 | AK | Petersburg | 91 | IC2 | IC | RE | NA | DFO
2018 | AK | Petersburg | 91 | IC3 | IC | OP | NA | DFO |  | 408 | 0.06324 | 0.31 | EIA Prime Mover-level Data | Estimated using an emission factor
2018 | AK | Petersburg | 91 | IC4 | IC | OP | NA | DFO |  | 204 | 0.03162 | 0.31 | EIA Prime Mover-level Data | Estimated using an emission factor
2018 | AK | Petersburg | 91 | IC5 | IC | OP | NA | DFO |  | 272 | 0.04216 | 0.31 | EIA Prime Mover-level Data | Estimated using an emission factor
2018 | AK | Petersburg | 91 | IC6 | IC | OP | NA | DFO |  | 883 | 0.13687 | 0.31 | EIA Prime Mover-level Data | Estimated using an emission factor
2018 | AK | Petersburg | 91 | IC7 | IC | OP | NA | DFO |  | 883 | 0.13687 | 0.31 | EIA Prime Mover-level Data | Estimated using an emission factor
2018 | AK | Petersburg | 91 | IC8 | IC | OP | NA | DFO |  | 849 | 0.13159 | 0.31 | EIA Prime Mover-level Data | Estimated using an emission factor
2018 | AK | Pillar Mountain Wind Project Microgrid | 57187 | 1 | WT | OP | NA | WND |  | 119309 |  |  | EIA Prime Mover-level Data
2018 | AK | Pillar Mountain Wind Project Microgrid | 57187 | 2 | WT | OP | NA | WND |  | 119309 |  |  | EIA Prime Mover-level Data
2018 | AK | Pilot Station | 57058 | 1 | IC | OP | NA | DFO |  | 5090 | 0.78895 | 0.31 | EIA Prime Mover-level Data | Estimated using an emission factor
2018 | AK | Pilot Station | 57058 | UNIT1 | IC | RE | NA | DFO |  | 4072 | 0.63116 | 0.31 | EIA Prime Mover-level Data | Estimated using an emission factor
2018 | AK | Pilot Station | 57058 | UNIT2 | IC | OP | NA | DFO |  | 5090 | 0.78895 | 0.31 | EIA Prime Mover-level Data | Estimated using an emission factor
2018 | AK | Pilot Station | 57058 | UNIT3 | IC | OP | NA | DFO |  | 3054 | 0.47337 | 0.31 | EIA Prime Mover-level Data | Estimated using an emission factor
2018 | AK | Port Lions Microgrid | 6282 | 1 | IC | RE | NA | DFO
2018 | AK | Port Lions Microgrid | 6282 | 2 | IC | RE | NA | DFO
2018 | AK | Port Lions Microgrid | 6282 | 3 | IC | RE | NA | DFO
2018 | AK | Port Lions Microgrid | 6282 | 4 | IC | RE | NA | DFO
2018 | AK | Port Lions Microgrid | 6282 | 5 | IC | OP | NA | DFO
2018 | AK | Power Creek | 7862 | 4 | HY | OP | NA | WAT |  | 69166 |  |  | EIA Prime Mover-level Data
2018 | AK | Power Creek | 7862 | 5 | HY | OP | NA | WAT |  | 69166 |  |  | EIA Prime Mover-level Data
2018 | AK | Purple Lake | 6302 | 1 | HY | OP | NA | WAT |  | 24792 |  |  | EIA Prime Mover-level Data
2018 | AK | Purple Lake | 6302 | 2 | HY | OP | NA | WAT |  | 24792 |  |  | EIA Prime Mover-level Data
2018 | AK | Purple Lake | 6302 | 3 | HY | OP | NA | WAT |  | 24792 |  |  | EIA Prime Mover-level Data
2018 | AK | Quinhagak | 57057 | 1A | IC | CN | NA | DFO
2018 | AK | Quinhagak | 57057 | 3A | IC | U | NA | DFO
2018 | AK | Quinhagak | 57057 | UNIT1 | IC | OP | NA | DFO |  | 5959 | 0.92364 | 0.31 | EIA Prime Mover-level Data | Estimated using an emission factor
2018 | AK | Quinhagak | 57057 | UNIT2 | IC | OP | NA | DFO |  | 4469 | 0.6927 | 0.31 | EIA Prime Mover-level Data | Estimated using an emission factor
2018 | AK | Quinhagak | 57057 | UNIT3 | IC | OP | NA | DFO |  | 5959 | 0.92364 | 0.31 | EIA Prime Mover-level Data | Estimated using an emission factor
2018 | AK | S W Bailey | 85 | 1 | IC | OP | NA | DFO |  | 32601 | 5.0532 | 0.31 | EIA Prime Mover-level Data | Estimated using an emission factor
2018 | AK | S W Bailey | 85 | 2 | IC | OP | NA | DFO |  | 32601 | 5.0532 | 0.31 | EIA Prime Mover-level Data | Estimated using an emission factor
2018 | AK | S W Bailey | 85 | 3 | IC | OP | NA | DFO |  | 46366 | 7.1867 | 0.31 | EIA Prime Mover-level Data | Estimated using an emission factor
2018 | AK | S W Bailey | 85 | 4 | IC | OP | NA | DFO |  | 76069 | 11.7907 | 0.31 | EIA Prime Mover-level Data | Estimated using an emission factor
2018 | AK | Salmon Creek 1 | 65 | HY7 | HY | OP | NA | WAT |  | 222379 |  |  | EIA Prime Mover-level Data
2018 | AK | Savoonga | 57052 | UNIT1 | IC | OP | NA | DFO |  | 4595 | 0.71222 | 0.31 | EIA Prime Mover-level Data | Estimated using an emission factor
2018 | AK | Savoonga | 57052 | UNIT2 | IC | OP | NA | DFO |  | 5744 | 0.89032 | 0.31 | EIA Prime Mover-level Data | Estimated using an emission factor
2018 | AK | Savoonga | 57052 | UNIT3 | IC | OP | NA | DFO |  | 9190 | 1.4244 | 0.31 | EIA Prime Mover-level Data | Estimated using an emission factor
2018 | AK | Scammon Bay | 57056 | UNIT1 | IC | OP | NA | DFO |  | 5070 | 0.78585 | 0.31 | EIA Prime Mover-level Data | Estimated using an emission factor
2018 | AK | Scammon Bay | 57056 | UNIT2 | IC | OP | NA | DFO |  | 5070 | 0.78585 | 0.31 | EIA Prime Mover-level Data | Estimated using an emission factor
2018 | AK | Scammon Bay | 57056 | UNIT3 | IC | OP | NA | DFO |  | 6337 | 0.98223 | 0.31 | EIA Prime Mover-level Data | Estimated using an emission factor
2018 | AK | Selawik | 6341 | 1 | IC | RE | NA | DFO
2018 | AK | Selawik | 6341 | 2 | IC | RE | NA | DFO
2018 | AK | Selawik | 6341 | 3 | IC | RE | NA | DFO
2018 | AK | Selawik | 6341 | 1A | IC | OP | NA | DFO |  | 4675 | 0.72462 | 0.31 | EIA Prime Mover-level Data | Estimated using an emission factor
2018 | AK | Selawik | 6341 | 2A | IC | RE | NA | DFO
2018 | AK | Selawik | 6341 | 2B | IC | OP | NA | DFO |  | 7791 | 1.2076 | 0.31 | EIA Prime Mover-level Data | Estimated using an emission factor
2018 | AK | Selawik | 6341 | 3A | IC | RE | NA | DFO
2018 | AK | Selawik | 6341 | 3B | IC | OP | NA | DFO |  | 14024 | 2.1737 | 0.31 | EIA Prime Mover-level Data | Estimated using an emission factor
2018 | AK | Seldovia | 6283 | 1 | IC | RE | NA | DFO
2018 | AK | Seldovia | 6283 | 2 | IC | RE | NA | DFO
2018 | AK | Seldovia | 6283 | 3 | IC | RE | NA | DFO
2018 | AK | Seldovia | 6283 | 4 | IC | RE | NA | DFO
2018 | AK | Seldovia | 6283 | 5 | IC | SB | NA | DFO |  | 544 | 0.08432 | 0.31 | EIA Prime Mover-level Data | Estimated using an emission factor
2018 | AK | Seldovia | 6283 | 6 | IC | RE | NA | DFO
2018 | AK | Seldovia | 6283 | 7 | IC | SB | NA | DFO |  | 454 | 0.07037 | 0.31 | EIA Prime Mover-level Data | Estimated using an emission factor
2018 | AK | Seward (AK) | 92 | 1 | IC | RE | NA | DFO
2018 | AK | Seward (AK) | 92 | 2 | IC | RE | NA | DFO
2018 | AK | Seward (AK) | 92 | 3 | IC | OP | NA | DFO |  | 306 | 0.04743 | 0.31 | EIA Prime Mover-level Data | Estimated using an emission factor
2018 | AK | Seward (AK) | 92 | 4 | IC | OP | NA | DFO |  | 306 | 0.04743 | 0.31 | EIA Prime Mover-level Data | Estimated using an emission factor
2018 | AK | Seward (AK) | 92 | 5 | IC | OP | NA | DFO |  | 306 | 0.04743 | 0.31 | EIA Prime Mover-level Data | Estimated using an emission factor
2018 | AK | Seward (AK) | 92 | 6 | IC | OP | NA | DFO |  | 343 | 0.053165 | 0.31 | EIA Prime Mover-level Data | Estimated using an emission factor
2018 | AK | Seward (AK) | 92 | N1 | IC | OP | NA | DFO |  | 343 | 0.053165 | 0.31 | EIA Prime Mover-level Data | Estimated using an emission factor
2018 | AK | Seward (AK) | 92 | N2 | IC | OP | NA | DFO |  | 306 | 0.04743 | 0.31 | EIA Prime Mover-level Data | Estimated using an emission factor
2018 | AK | Shishmaref | 6345 | 1 | IC | OP | NA | DFO |  | 3425 | 0.53087 | 0.31 | EIA Prime Mover-level Data | Estimated using an emission factor
2018 | AK | Shishmaref | 6345 | 2 | IC | OP | NA | DFO |  | 3425 | 0.53087 | 0.31 | EIA Prime Mover-level Data | Estimated using an emission factor
2018 | AK | Shishmaref | 6345 | 3 | IC | RE | NA | DFO
2018 | AK | Shishmaref | 6345 | 4 | IC | RE | NA | DFO
2018 | AK | Shishmaref | 6345 | 3A | IC | OP | NA | DFO |  | 4567 | 0.70788 | 0.31 | EIA Prime Mover-level Data | Estimated using an emission factor
2018 | AK | Shishmaref | 6345 | 4A | IC | OP | NA | DFO |  | 5709 | 0.88489 | 0.31 | EIA Prime Mover-level Data | Estimated using an emission factor
2018 | AK | Shungnak | 57063 | UNIT1 | IC | OP | NA | DFO |  | 2671 | 0.41401 | 0.31 | EIA Prime Mover-level Data | Estimated using an emission factor
2018 | AK | Shungnak | 57063 | UNIT2 | IC | OP | NA | DFO |  | 4007 | 0.62108 | 0.31 | EIA Prime Mover-level Data | Estimated using an emission factor
2018 | AK | Shungnak | 57063 | UNIT3 | IC | OP | NA | DFO |  | 4007 | 0.62108 | 0.31 | EIA Prime Mover-level Data | Estimated using an emission factor
2018 | AK | Shungnak | 57063 | UNIT4 | IC | OP | NA | DFO |  | 5343 | 0.82816 | 0.31 | EIA Prime Mover-level Data | Estimated using an emission factor
2018 | AK | Silvis | 6581 | 1 | HY | OP | NA | WAT |  | 84078 |  |  | EIA Prime Mover-level Data
2018 | AK | Skagway | 66 | 1 | HY | OP | NA | WAT |  | 7251 |  |  | EIA Prime Mover-level Data
2018 | AK | Skagway | 66 | 2 | HY | OP | NA | WAT |  | 1813 |  |  | EIA Prime Mover-level Data
2018 | AK | Skagway | 66 | 3 | HY | OP | NA | WAT |  | 5438 |  |  | EIA Prime Mover-level Data
2018 | AK | Skagway | 66 | 4 | HY | OP | NA | WAT |  | 3625 |  |  | EIA Prime Mover-level Data
2018 | AK | Skagway | 66 | 9 | IC | OP | NA | DFO |  | 251 | 0.038905 | 0.31 | EIA Prime Mover-level Data | Estimated using an emission factor
2018 | AK | Skagway | 66 | 6A | IC | OP | NA | DFO |  | 200 | 0.031 | 0.31 | EIA Prime Mover-level Data | Estimated using an emission factor
2018 | AK | Skagway | 66 | 7A | IC | OP | NA | DFO |  | 276 | 0.04278 | 0.31 | EIA Prime Mover-level Data | Estimated using an emission factor
2018 | AK | Skagway | 66 | 8A | IC | OP | NA | DFO |  | 125 | 0.019375 | 0.31 | EIA Prime Mover-level Data | Estimated using an emission factor
2018 | AK | Slana Generating Station | 61685 | 1 | IC | OP | NA | DFO |  | 4279 | 0.66324 | 0.31 | EIA Prime Mover-level Data | Estimated using an emission factor
2018 | AK | Slana Generating Station | 61685 | 2 | IC | OP | NA | DFO |  | 4279 | 0.66324 | 0.31 | EIA Prime Mover-level Data | Estimated using an emission factor
2018 | AK | Slana Generating Station | 61685 | 3 | IC | OP | NA | DFO |  | 4279 | 0.66324 | 0.31 | EIA Prime Mover-level Data | Estimated using an emission factor
2018 | AK | Snake River | 90 | 5 | IC | RE | NA | DFO
2018 | AK | Snake River | 90 | 6 | IC | RE | NA | DFO
2018 | AK | Snake River | 90 | 9 | IC | RE | NA | DFO
2018 | AK | Snake River | 90 | 11 | IC | RE | NA | DFO
2018 | AK | Snake River | 90 | 12 | IC | OP | NA | DFO |  | 58807 | 9.1151 | 0.31 | EIA Prime Mover-level Data | Estimated using an emission factor
2018 | AK | Snake River | 90 | 14 | IC | OP | NA | DFO |  | 30951 | 4.7974 | 0.31 | EIA Prime Mover-level Data | Estimated using an emission factor
2018 | AK | Snake River | 90 | 15 | IC | OP | NA | DFO |  | 80473 | 12.4733 | 0.31 | EIA Prime Mover-level Data | Estimated using an emission factor
2018 | AK | Snake River | 90 | 16 | IC | OP | NA | DFO |  | 80473 | 12.4733 | 0.31 | EIA Prime Mover-level Data | Estimated using an emission factor
2018 | AK | Snake River | 90 | 18 | IC | OP | NA | DFO |  | 6190 | 0.95945 | 0.31 | EIA Prime Mover-level Data | Estimated using an emission factor
2018 | AK | Snake River | 90 | ENT | WT | OA | NA | WND |  | 5734 |  |  | EIA Prime Mover-level Data
2018 | AK | Snake River | 90 | EWT 1 | WT | OP | NA | WND |  | 6451 |  |  | EIA Prime Mover-level Data
2018 | AK | Snake River | 90 | EWT 2 | WT | OP | NA | WND |  | 6451 |  |  | EIA Prime Mover-level Data
2018 | AK | Snettisham | 78 | 1 | HY | OP | NA | WAT |  | 715052 |  |  | EIA Prime Mover-level Data
2018 | AK | Snettisham | 78 | 2 | HY | OP | NA | WAT |  | 715052 |  |  | EIA Prime Mover-level Data
2018 | AK | Snettisham | 78 | 3 | HY | OP | NA | WAT |  | 939264 |  |  | EIA Prime Mover-level Data
2018 | AK | Soldotna | 57206 | 1 | GT | OP | NA | NG |  | 280780 | 0.76981 | 0.0054834 | EIA Prime Mover-level Data | NEI avg EF - PM, fuel type, firing type
2018 | AK | Soldotna | 57206 | 2 | GT | IP | NA | NG
2018 | AK | Solomon Gulch | 390 | 1 | HY | OP | NA | WAT |  | 191875 |  |  | EIA Prime Mover-level Data
2018 | AK | Solomon Gulch | 390 | 2 | HY | OP | NA | WAT |  | 191875 |  |  | EIA Prime Mover-level Data
2018 | AK | South Fork | 56265 | 1 | HY | OP | NA | WAT |  | 37803 |  |  | EIA Prime Mover-level Data
2018 | AK | Southcentral Power Project | 57036 | 1 | CT |  | NA | NG |  | 2099114 | 6.0417 | 0.0057564 | EIA Unit-level Data | NEI avg EF - PM, fuel type
2018 | AK | Southcentral Power Project | 57036 | 2 | CT |  | NA | NG |  | 2137604 | 6.1525 | 0.0057564 | EIA Unit-level Data | NEI avg EF - PM, fuel type
2018 | AK | Southcentral Power Project | 57036 | 3 | CT |  | NA | NG |  | 2128449 | 6.1261 | 0.0057564 | EIA Unit-level Data | NEI avg EF - PM, fuel type
2018 | AK | Southcentral Power Project | 57036 | OTSG1 | CA | OP | NA | NG |  | 0 | 0 |  | EIA Unit-level Data | Estimated using an emission factor
2018 | AK | Southcentral Power Project | 57036 | OTSG2 | CA | OP | NA | NG |  | 0 | 0 |  | EIA Unit-level Data | Estimated using an emission factor
2018 | AK | Southcentral Power Project | 57036 | OTSG3 | CA | OP | NA | NG |  | 0 | 0 |  | EIA Unit-level Data | Estimated using an emission factor
2018 | AK | St Marys IC | 6338 | 1 | IC | RE | NA | DFO
2018 | AK | St Marys IC | 6338 | 2 | IC | OP | NA | DFO |  | 3077 | 0.47693 | 0.31 | EIA Prime Mover-level Data | Estimated using an emission factor
2018 | AK | St Marys IC | 6338 | 3 | IC | OP | NA | DFO |  | 4615 | 0.71533 | 0.31 | EIA Prime Mover-level Data | Estimated using an emission factor
2018 | AK | St Marys IC | 6338 | 1B | IC | OP | NA | DFO |  | 25642 | 3.9745 | 0.31 | EIA Prime Mover-level Data | Estimated using an emission factor
2018 | AK | St. Michael | 57061 | 4 | IC | SB | NA | DFO
2018 | AK | St. Michael | 57061 | UNIT1 | IC | RE | NA | DFO
2018 | AK | St. Michael | 57061 | UNIT2 | IC | RE | NA | DFO
2018 | AK | St. Michael | 57061 | UNIT3 | IC | RE | NA | DFO
2018 | AK | Stebbins | 57055 | 1 | IC | OP | NA | DFO |  | 8307 | 1.2876 | 0.31 | EIA Prime Mover-level Data | Estimated using an emission factor
2018 | AK | Stebbins | 57055 | 2 | IC | OP | NA | DFO |  | 8307 | 1.2876 | 0.31 | EIA Prime Mover-level Data | Estimated using an emission factor
2018 | AK | Stebbins | 57055 | 3 | IC | OP | NA | DFO |  | 8307 | 1.2876 | 0.31 | EIA Prime Mover-level Data | Estimated using an emission factor
2018 | AK | Stebbins | 57055 | 4 | IC | OP | NA | DFO |  | 8307 | 1.2876 | 0.31 | EIA Prime Mover-level Data | Estimated using an emission factor
2018 | AK | Stebbins | 57055 | UNIT1 | IC | RE | NA | DFO
2018 | AK | Stebbins | 57055 | UNIT2 | IC | RE | NA | DFO
2018 | AK | Stebbins | 57055 | UNIT3 | IC | RE | NA | DFO
2018 | AK | Swampy Acres | 60250 | 13 | IC | OP | NA | DFO
2018 | AK | Swampy Acres | 60250 | 6A | IC | OP | NA | DFO
2018 | AK | Swampy Acres | 60250 | 7A | IC | OP | NA | DFO
2018 | AK | Swan Lake | 70 | 1 | HY | OP | NA | WAT |  | 266319 |  |  | EIA Prime Mover-level Data
2018 | AK | Swan Lake | 70 | 2 | HY | OP | NA | WAT |  | 266319 |  |  | EIA Prime Mover-level Data
2018 | AK | Sweetheart Lake Hydroelectric Facility | 60588 | JHI01 | HY | P | NA | WAT
2018 | AK | Sweetheart Lake Hydroelectric Facility | 60588 | JHI02 | HY | P | NA | WAT
2018 | AK | Sweetheart Lake Hydroelectric Facility | 60588 | JHI03 | HY | P | NA | WAT
2018 | AK | Terror Lake Microgrid | 71 | 1 | HY | OP | NA | WAT |  | 370705 |  |  | EIA Prime Mover-level Data
2018 | AK | Terror Lake Microgrid | 71 | 2 | HY | OP | NA | WAT |  | 370705 |  |  | EIA Prime Mover-level Data
2018 | AK | Terror Lake Microgrid | 71 | 3 | HY | OP | NA | WAT |  | 370705 |  |  | EIA Prime Mover-level Data
2018 | AK | Tesoro Kenai Cogeneration Plant | 52184 | GEN1 | GT | OP | NA | NG |  | 387805 | 1.0632 | 0.0054834 | EIA Prime Mover-level Data | NEI avg EF - PM, fuel type, firing type
2018 | AK | Tesoro Kenai Cogeneration Plant | 52184 | GEN2 | GT | OP | NA | NG |  | 387805 | 1.0632 | 0.0054834 | EIA Prime Mover-level Data | NEI avg EF - PM, fuel type, firing type
2018 | AK | Tesoro Kenai Cogeneration Plant | 52184 | GEN3 | GT | T | NA | NG
2018 | AK | Thorne Bay Plant | 7414 | 2 | IC | OP | NA | DFO |  | 842 | 0.13051 | 0.31 | EIA Prime Mover-level Data | Estimated using an emission factor
2018 | AK | Thorne Bay Plant | 7414 | 4 | IC | OP | NA | DFO |  | 562 | 0.08711 | 0.31 | EIA Prime Mover-level Data | Estimated using an emission factor
2018 | AK | TNSG North Plant | 58278 | 13 | IC | OP | NA | DFO
2018 | AK | TNSG North Plant | 58278 | CT1 | GT | OP | NA | NG |  | 157292 | 0.43125 | 0.0054834 | EIA Prime Mover-level Data | NEI avg EF - PM, fuel type, firing type
2018 | AK | TNSG North Plant | 58278 | CT2 | GT | OP | NA | NG |  | 157292 | 0.43125 | 0.0054834 | EIA Prime Mover-level Data | NEI avg EF - PM, fuel type, firing type
2018 | AK | TNSG North Plant | 58278 | CT3 | GT | OP | NA | NG |  | 226864 | 0.62199 | 0.0054834 | EIA Prime Mover-level Data | NEI avg EF - PM, fuel type, firing type
2018 | AK | TNSG North Plant | 58278 | CT4 | GT | OP | NA | NG |  | 226864 | 0.62199 | 0.0054834 | EIA Prime Mover-level Data | NEI avg EF - PM, fuel type, firing type
2018 | AK | TNSG South Plant | 58117 | 2 | IC | OP | NA | NG |  | 126 | 2.6586e-05 | 0.000422 | EIA Prime Mover-level Data | Estimated using an emission factor
2018 | AK | TNSG South Plant | 58117 | 3 | IC | OP | NA | NG |  | 126 | 2.6586e-05 | 0.000422 | EIA Prime Mover-level Data | Estimated using an emission factor
2018 | AK | TNSG South Plant | 58117 | 6 | IC | OP | NA | NG |  | 534 | 0.00011267 | 0.000422 | EIA Prime Mover-level Data | Estimated using an emission factor
2018 | AK | TNSG South Plant | 58117 | 12 | IC | RE | NA | NG
2018 | AK | TNSG South Plant | 58117 | 1A | IC | OP | NA | NG |  | 220 | 4.642e-05 | 0.000422 | EIA Prime Mover-level Data | Estimated using an emission factor
2018 | AK | TNSG South Plant | 58117 | 4A | IC | OP | NA | NG |  | 220 | 4.642e-05 | 0.000422 | EIA Prime Mover-level Data | Estimated using an emission factor
2018 | AK | Togiak | 6348 | 1 | IC | TS | NA | DFO
2018 | AK | Togiak | 6348 | 2 | IC | RE | NA | DFO
2018 | AK | Togiak | 6348 | 3 | IC | TS | NA | DFO
2018 | AK | Togiak | 6348 | 4 | IC | OP | NA | DFO |  | 4027 | 0.62418 | 0.31 | EIA Prime Mover-level Data | Estimated using an emission factor
2018 | AK | Togiak | 6348 | 5 | IC | RE | NA | DFO
2018 | AK | Togiak | 6348 | 2a | IC | OP | NA | DFO |  | 6711 | 1.0402 | 0.31 | EIA Prime Mover-level Data | Estimated using an emission factor
2018 | AK | Togiak | 6348 | 2B | IC | TS | NA | DFO
2018 | AK | Togiak | 6348 | 4a | IC | RE | NA | DFO
2018 | AK | Togiak | 6348 | 4B | IC | OP | NA | DFO |  | 10738 | 1.6644 | 0.31 | EIA Prime Mover-level Data | Estimated using an emission factor
2018 | AK | Togiak | 6348 | 4C | IC | TS | NA | DFO
2018 | AK | Togiak | 6348 | 5A | IC | OP | NA | DFO |  | 10738 | 1.6644 | 0.31 | EIA Prime Mover-level Data | Estimated using an emission factor
2018 | AK | Tok | 406 | 6 | IC | OS | NA | DFO |  | 8465 | 1.3121 | 0.31 | EIA Prime Mover-level Data | Estimated using an emission factor
2018 | AK | Tok | 406 | 8 | IC | OP | NA | DFO |  | 6772 | 1.0497 | 0.31 | EIA Prime Mover-level Data | Estimated using an emission factor
2018 | AK | Tok | 406 | 9 | IC | OP | NA | DFO |  | 15236 | 2.3616 | 0.31 | EIA Prime Mover-level Data | Estimated using an emission factor
2018 | AK | Tok | 406 | 3A | IC | OP | NA | DFO |  | 22008 | 3.4112 | 0.31 | EIA Prime Mover-level Data | Estimated using an emission factor
2018 | AK | Tok | 406 | 4A | IC | OP | NA | DFO |  | 18622 | 2.8864 | 0.31 | EIA Prime Mover-level Data | Estimated using an emission factor
2018 | AK | Tok | 406 | 5A | IC | OP | NA | DFO |  | 18622 | 2.8864 | 0.31 | EIA Prime Mover-level Data | Estimated using an emission factor
2018 | AK | Toksook Bay | 57067 | UNIT1 | IC | OP | NA | DFO |  | 6987 | 1.083 | 0.31 | EIA Prime Mover-level Data | Estimated using an emission factor
2018 | AK | Toksook Bay | 57067 | UNIT2 | IC | OP | NA | DFO |  | 8734 | 1.3538 | 0.31 | EIA Prime Mover-level Data | Estimated using an emission factor
2018 | AK | Toksook Bay | 57067 | UNIT3 | IC | OP | NA | DFO |  | 13974 | 2.166 | 0.31 | EIA Prime Mover-level Data | Estimated using an emission factor
2018 | AK | Tyee Lake Hydroelectric Facility | 61166 | UNIT1 | HY | OP | NA | WAT |  | 534343 |  |  | EIA Prime Mover-level Data
2018 | AK | Tyee Lake Hydroelectric Facility | 61166 | UNIT2 | HY | OP | NA | WAT |  | 534343 |  |  | EIA Prime Mover-level Data
2018 | AK | Unalakleet | 6299 | 1 | IC | RE | NA | DFO
2018 | AK | Unalakleet | 6299 | 2 | IC | RE | NA | DFO
2018 | AK | Unalakleet | 6299 | 3 | IC | RE | NA | DFO
2018 | AK | Unalakleet | 6299 | 4 | IC | RE | NA | DFO
2018 | AK | Unalakleet | 6299 | 5 | IC | OP | NA | DFO |  | 8128 | 1.2598 | 0.31 | EIA Prime Mover-level Data | Estimated using an emission factor
2018 | AK | Unalakleet | 6299 | 6 | IC | OP | NA | DFO |  | 8128 | 1.2598 | 0.31 | EIA Prime Mover-level Data | Estimated using an emission factor
2018 | AK | Unalakleet | 6299 | 7 | IC | OP | NA | DFO |  | 8128 | 1.2598 | 0.31 | EIA Prime Mover-level Data | Estimated using an emission factor
2018 | AK | Unalakleet | 6299 | 8 | IC | OP | NA | DFO |  | 8128 | 1.2598 | 0.31 | EIA Prime Mover-level Data | Estimated using an emission factor
2018 | AK | Unalaska Power Module | 7503 | 7 | IC | OP | NA | DFO |  | 1975 | 0.30612 | 0.31 | EIA Prime Mover-level Data | Estimated using an emission factor
2018 | AK | Unisea G 2 | 54422 | CAT1 | IC | RE | NA | DFO
2018 | AK | Unisea G 2 | 54422 | CAT2 | IC | RE | NA | DFO
2018 | AK | Unisea G 2 | 54422 | CAT4 | IC | OP | NA | DFO |  | 17802 | 2.7593 | 0.31 | EIA Prime Mover-level Data | Estimated using an emission factor
2018 | AK | Unisea G 2 | 54422 | CAT5 | IC | OP | NA | DFO |  | 17802 | 2.7593 | 0.31 | EIA Prime Mover-level Data | Estimated using an emission factor
2018 | AK | Unisea G 2 | 54422 | GEN1 | IC | OP | NA | DFO |  | 44504 | 6.8981 | 0.31 | EIA Prime Mover-level Data | Estimated using an emission factor
2018 | AK | Unisea G 2 | 54422 | GEN2 | IC | OP | NA | DFO |  | 46284 | 7.174 | 0.31 | EIA Prime Mover-level Data | Estimated using an emission factor
2018 | AK | Unisea G 2 | 54422 | GEN3 | IC | OP | NA | DFO |  | 48064 | 7.4499 | 0.31 | EIA Prime Mover-level Data | Estimated using an emission factor
2018 | AK | Unisea G 2 | 54422 | GEN4 | IC | OP | NA | DFO |  | 44504 | 6.8981 | 0.31 | EIA Prime Mover-level Data | Estimated using an emission factor
2018 | AK | Unisea G 2 | 54422 | GEN5 | IC | OP | NA | DFO |  | 48064 | 7.4499 | 0.31 | EIA Prime Mover-level Data | Estimated using an emission factor
2018 | AK | Unisea G 2 | 54422 | GEN6 | IC | OP | NA | DFO |  | 44504 | 6.8981 | 0.31 | EIA Prime Mover-level Data | Estimated using an emission factor
2018 | AK | University of Alaska Fairbanks | 50711 | BLR1 | ST | OP | NA | SUB |  | 508839 | 4.372 | 0.017184 | EIA Unit-level Data | NEI avg EF - PM, fuel type
2018 | AK | University of Alaska Fairbanks | 50711 | BLR2 | ST | OP | NA | SUB |  | 511414 | 4.3941 | 0.017184 | EIA Unit-level Data | NEI avg EF - PM, fuel type
2018 | AK | University of Alaska Fairbanks | 50711 | BLR3 | ST | OP | NA | DFO |  | 98859 | 0.4942 | 0.0099981 | EIA Unit-level Data | NEI avg EF - PM, fuel type
2018 | AK | University of Alaska Fairbanks | 50711 | BLR4 | ST | OP | NA | DFO |  | 73856 | 0.36921 | 0.0099981 | EIA Unit-level Data | NEI avg EF - PM, fuel type
2018 | AK | University of Alaska Fairbanks | 50711 | GEN4 | IC | OP | NA | DFO
2018 | AK | University of Alaska Fairbanks | 50711 | GEN5 | ST | TS | NA | SUB
2018 | AK | Upper Kalskag | 57054 | UNIT1 | IC | OP | NA | DFO |  | 2696 | 0.41788 | 0.31 | EIA Prime Mover-level Data | Estimated using an emission factor
2018 | AK | Upper Kalskag | 57054 | UNIT2 | IC | OP | NA | DFO |  | 5392 | 0.83576 | 0.31 | EIA Prime Mover-level Data | Estimated using an emission factor
2018 | AK | Upper Kalskag | 57054 | UNIT3 | IC | OP | NA | DFO |  | 6740 | 1.0447 | 0.31 | EIA Prime Mover-level Data | Estimated using an emission factor
2018 | AK | Utility Plants Section | 50308 | 3 | ST | OP | NA | SUB |  | 527100 | 4.5289 | 0.017184 | EIA Unit-level Data | NEI avg EF - PM, fuel type
2018 | AK | Utility Plants Section | 50308 | 4 | ST | OP | NA | SUB |  | 403409 | 3.4661 | 0.017184 | EIA Unit-level Data | NEI avg EF - PM, fuel type
2018 | AK | Utility Plants Section | 50308 | 5 | ST | OP | NA | SUB |  | 745699 | 6.4071 | 0.017184 | EIA Unit-level Data | NEI avg EF - PM, fuel type
2018 | AK | Utility Plants Section | 50308 | 6 | ST | OP | NA | SUB |  | 590566 | 5.0742 | 0.017184 | EIA Unit-level Data | NEI avg EF - PM, fuel type
2018 | AK | Utility Plants Section | 50308 | 7 | ST | OP | NA | SUB |  | 577419 | 4.9613 | 0.017184 | EIA Unit-level Data | NEI avg EF - PM, fuel type
2018 | AK | Utility Plants Section | 50308 | 8 | ST | OP | NA | SUB |  | 554734 | 4.7663 | 0.017184 | EIA Unit-level Data | NEI avg EF - PM, fuel type
2018 | AK | Valdez | 6306 | 1 | IC | RE | NA | DFO
2018 | AK | Valdez | 6306 | 2 | IC | RE | NA | DFO
2018 | AK | Valdez | 6306 | 3 | IC | RE | NA | DFO
2018 | AK | Valdez | 6306 | 4 | IC | OP | NA | DFO
2018 | AK | Valdez | 6306 | 5 | IC | OP | NA | DFO
2018 | AK | Valdez | 6306 | 6 | IC | OP | NA | DFO
2018 | AK | Valdez | 6306 | 7 | GT | RE | NA | DFO |  | 13464 | 0.11619 | 0.017259 | EIA Prime Mover-level Data | NEI avg EF - PM, fuel type, firing type
2018 | AK | Valdez Cogen | 7841 | 1 | GT | OP | NA | WO |  | 205975 | 31.9261 | 0.31 | EIA Prime Mover-level Data | Estimated using an emission factor
2018 | AK | Viking | 56147 | 1 | IC | OS | NA | DFO
2018 | AK | Westward Seafoods | 54305 | 2 | IC | OP | NA | DFO |  | 35489 | 5.5008 | 0.31 | EIA Prime Mover-level Data | Estimated using an emission factor
2018 | AK | Westward Seafoods | 54305 | 3 | IC | OP | NA | DFO |  | 35489 | 5.5008 | 0.31 | EIA Prime Mover-level Data | Estimated using an emission factor
2018 | AK | Westward Seafoods | 54305 | 4 | IC | OP | NA | DFO |  | 35489 | 5.5008 | 0.31 | EIA Prime Mover-level Data | Estimated using an emission factor
2018 | AK | Whitman | 58977 | WPG-1 | HY | OP | NA | WAT |  | 51843 |  |  | EIA Prime Mover-level Data
2018 | AK | Whitman | 58977 | WPG-2 | HY | OP | NA | WAT |  | 11964 |  |  | EIA Prime Mover-level Data
2018 | AK | Wrangell | 95 | 1 | IC | RE | NA | DFO
2018 | AK | Wrangell | 95 | 2 | IC | RE | NA | DFO
2018 | AK | Wrangell | 95 | 3 | IC | RE | NA | DFO
2018 | AK | Wrangell | 95 | 4 | IC | RE | NA | DFO
2018 | AK | Wrangell | 95 | 5 | IC | RE | NA | DFO
2018 | AK | Wrangell | 95 | 7 | IC | RE | NA | DFO
2018 | AK | Wrangell | 95 | 9 | IC | OP | NA | DFO |  | 1563 | 0.24226 | 0.31 | EIA Prime Mover-level Data | Estimated using an emission factor
2018 | AK | Wrangell | 95 | 11 | IC | OP | NA | DFO |  | 1251 | 0.1939 | 0.31 | EIA Prime Mover-level Data | Estimated using an emission factor
2018 | AK | Wrangell | 95 | 12 | IC | OP | NA | DFO |  | 1251 | 0.1939 | 0.31 | EIA Prime Mover-level Data | Estimated using an emission factor
2018 | AK | Wrangell | 95 | 13 | IC | OP | NA | DFO |  | 1251 | 0.1939 | 0.31 | EIA Prime Mover-level Data | Estimated using an emission factor
2018 | AK | Yakutat | 6637 | 3 | IC | RE | NA | DFO
2018 | AK | Yakutat | 6637 | 4 | IC | RE | NA | DFO
2018 | AK | Yakutat | 6637 | 5 | IC | RE | NA | DFO
2018 | AK | Yakutat | 6637 | 6 | IC | OP | NA | DFO |  | 16709 | 2.5899 | 0.31 | EIA Prime Mover-level Data | Estimated using an emission factor
2018 | AK | Yakutat | 6637 | 7 | IC | OP | NA | DFO |  | 16709 | 2.5899 | 0.31 | EIA Prime Mover-level Data | Estimated using an emission factor
2018 | AK | Yakutat | 6637 | 2A | IC | RE | NA | DFO
2018 | AK | Yakutat | 6637 | 2B | IC | OP | NA | DFO |  | 11140 | 1.7267 | 0.31 | EIA Prime Mover-level Data | Estimated using an emission factor
2018 | AK | Yakutat | 6637 | 3A | IC | OP | NA | DFO |  | 8355 | 1.295 | 0.31 | EIA Prime Mover-level Data | Estimated using an emission factor
2018 | AK | Yakutat | 6637 | 4A | IC | RE | NA | DFO
2018 | AL | ABC Coke | 56076 | 1 | ST | OP | NA | COG |  | 1498760 | 8.6968 | 0.011605 | EIA Prime Mover-level Data | NEI avg EF - PM, fuel type
2018 | AL | Alabama Pine Pulp | 54429 | PB2 | ST | OP | NA | WDS |  | 617486 | 7.0431 | 0.022812 | EIA Unit-level Data | NEI avg EF - PM, fuel type
2018 | AL | Alabama Pine Pulp | 54429 | RB2 | ST | OP | NA | BLQ |  | 12384964 | 2.8888 | 0.0004665 | EIA Unit-level Data | Estimated using an emission factor
2018 | AL | Alabama River Pulp | 10216 | PB1 | ST | OP | NA | WDS |  | 4287232 | 48.9006 | 0.022812 | EIA Unit-level Data | NEI avg EF - PM, fuel type
2018 | AL | Alabama River Pulp | 10216 | RB1 | ST | OP | NA | BLQ |  | 9990854 | 23.6144 | 0.0047272 | EIA Unit-level Data | Estimated using an emission factor
2018 | AL | Albertville | 7924 | DG1 | IC | OP | NA | DFO
2018 | AL | Albertville | 7924 | DG2 | IC | OP | NA | DFO
2018 | AL | Albertville | 7924 | DG3 | IC | OP | NA | DFO
2018 | AL | Albertville | 7924 | DG4 | IC | OP | NA | DFO
2018 | AL | AMEA Sylacauga Plant | 56018 | 1 | GT | OP | CT | NG | 435.0 | 189645 | 0.449 | 0.0047352 | EPA/CAMD | EPA/NEI | 2004
2018 | AL | AMEA Sylacauga Plant | 56018 | 2 | GT | OP | CT | NG | 453.0 | 196061 | 0.469 | 0.0047842 | EPA/CAMD | EPA/NEI | 2004
2018 | AL | ANAD Solar Array | 60680 | 1 | PV | OP | NA | SUN |  | 156539 |  |  | EIA Prime Mover-level Data
2018 | AL | APC1 | 7708 | 2 | CC | IP | NA | NG
2018 | AL | APC2 | 7876 | 1 | CT | IP | NA | NG
2018 | AL | APC3 | 7877 | 1 | CC | IP | NA | NG
2018 | AL | Bankhead Dam | 2 | 1 | HY | OP | NA | WAT |  | 0 |  |  | EIA Prime Mover-level Data
2018 | AL | Barry | 3 | 1 | ST | OP | TANGENTIAL | NG | 969.0 | 457389 | 1.71 | 0.0074772 | EPA/CAMD | EPA/NEI | 1954
2018 | AL | Barry | 3 | 2 | ST | OP | TANGENTIAL | NG | 1,002.0 | 458813 | 1.72 | 0.0074976 | EPA/CAMD | EPA/NEI | 1954
2018 | AL | Barry | 3 | 4 | ST | OP | TANGENTIAL | BIT | 6,439.0 | 10597835 | 30 | 0.0056615 | EPA/CAMD | EPA/NEI | 1969
2018 | AL | Barry | 3 | 5 | ST | OP | TANGENTIAL | BIT | 6,031.0 | 33259292 | 42 | 0.0025256 | EPA/CAMD | EPA/NEI | 1971
2018 | AL | Barry | 3 | 6A | CT | OP | CC | NG | 8,311.0 | 14822994 | 58.82 | 0.0079363 | EPA/CAMD | EPA/NEI | 2000
2018 | AL | Barry | 3 | 6B | CT | OP | CC | NG | 8,240.0 | 14879425 | 58.88 | 0.0079143 | EPA/CAMD | EPA/NEI | 2000
2018 | AL | Barry | 3 | 7A | CT | OP | CC | NG | 7,934.0 | 14386284 | 221.11 | 0.030739 | EPA/CAMD | EPA/NEI | 2001
2018 | AL | Barry | 3 | 7B | CT | OP | CC | NG | 7,842.0 | 14177960 | 217.29 | 0.030652 | EPA/CAMD | EPA/NEI | 2001
2018 | AL | Bartletts Ferry | 702 | 1 | HY | OP | NA | WAT |  | 389379 |  |  | EIA Prime Mover-level Data
2018 | AL | Bartletts Ferry | 702 | 2 | HY | OP | NA | WAT |  | 389379 |  |  | EIA Prime Mover-level Data
2018 | AL | Bartletts Ferry | 702 | 3 | HY | OP | NA | WAT |  | 389379 |  |  | EIA Prime Mover-level Data
2018 | AL | Bartletts Ferry | 702 | 4 | HY | OP | NA | WAT |  | 519172 |  |  | EIA Prime Mover-level Data
2018 | AL | Bartletts Ferry | 702 | 5 | HY | OP | NA | WAT |  | 1401763 |  |  | EIA Prime Mover-level Data
2018 | AL | Bartletts Ferry | 702 | 6 | HY | OP | NA | WAT |  | 1401763 |  |  | EIA Prime Mover-level Data
2018 | AL | Bellefonte | 6150 | DG-1 | IC | OS | NA | DFO
2018 | AL | Bellefonte | 6150 | DG-2 | IC | OS | NA | DFO
2018 | AL | Boise Cascade Pulp & Paper Mill | 55044 | PB3 | ST | OP | NA | NG |  | 1020546 | 4.1089 | 0.0080524 | EIA Unit-level Data | NEI avg EF - PM, fuel type
2018 | AL | Boise Cascade Pulp & Paper Mill | 55044 | PB4 | ST | OP | NA | NG |  | 1053369 | 4.2411 | 0.0080524 | EIA Unit-level Data | NEI avg EF - PM, fuel type
2018 | AL | Boise Cascade Pulp & Paper Mill | 55044 | PB5 | ST | OP | NA | NG |  | 1243740 | 5.0076 | 0.0080524 | EIA Unit-level Data | NEI avg EF - PM, fuel type
2018 | AL | Boise Cascade Pulp & Paper Mill | 55044 | RB1 | ST | OP | NA | BLQ |  | 5544065 | 0.8621 | 0.000311 | EIA Unit-level Data | Estimated using an emission factor
2018 | AL | Browns Ferry | 46 | 1 | ST | OP | NA | NUC |  | 81976205 |  |  | EIA Prime Mover-level Data
2018 | AL | Browns Ferry | 46 | 2 | ST | OP | NA | NUC |  | 98875245 |  |  | EIA Prime Mover-level Data
2018 | AL | Browns Ferry | 46 | 3 | ST | OP | NA | NUC |  | 84673423 |  |  | EIA Prime Mover-level Data
2018 | AL | Calhoun Energy Center | 55409 | CT1 | GT | OP | CT | NG | 496.0 | 651309 | 2.5451 | 0.0078154 | EPA/CAMD | NEI avg EF - PM, fuel type, firing type | 2003
2018 | AL | Calhoun Energy Center | 55409 | CT2 | GT | OP | CT | NG | 270.0 | 353221 | 1.3803 | 0.0078154 | EPA/CAMD | NEI avg EF - PM, fuel type, firing type | 2003
2018 | AL | Calhoun Energy Center | 55409 | CT3 | GT | OP | CT | NG | 383.0 | 519700 | 2.0308 | 0.0078154 | EPA/CAMD | NEI avg EF - PM, fuel type, firing type | 2003
2018 | AL | Calhoun Energy Center | 55409 | CT4 | GT | OP | CT | NG | 520.0 | 676747 | 2.6445 | 0.0078154 | EPA/CAMD | NEI avg EF - PM, fuel type, firing type | 2003
2018 | AL | Charles R Lowman | 56 | 1 | ST | OP | WALL | BIT | 793.0 | 307549 | 2.5 | 0.016258 | EPA/CAMD | EPA/NEI | 1969
2018 | AL | Charles R Lowman | 56 | 2 | ST | OP | WALL | BIT | 4,714.0 | 8939406 | 87 | 0.019464 | EPA/CAMD | EPA/NEI | 1979
2018 | AL | Charles R Lowman | 56 | 3 | ST | OP | WALL | BIT | 2,789.0 | 5028381 | 41 | 0.016307 | EPA/CAMD | EPA/NEI | 1980
2018 | AL | Colbert | 47 | CCT1 | GT | OP | CT | NG | 254.0 | 138335 | 0.8109 | 0.011724 | EPA/CAMD | EPA/NEI | 1972
2018 | AL | Colbert | 47 | CCT2 | GT | OP | CT | NG | 268.0 | 142203 | 0.8336 | 0.011724 | EPA/CAMD | EPA/NEI | 1972
2018 | AL | Colbert | 47 | CCT3 | GT | OP | CT | NG | 209.0 | 111020 | 0.6507 | 0.011722 | EPA/CAMD | EPA/NEI | 1972
2018 | AL | Colbert | 47 | CCT4 | GT | OP | CT | NG | 268.0 | 166426 | 0.9756 | 0.011724 | EPA/CAMD | EPA/NEI | 1972
2018 | AL | Colbert | 47 | CCT5 | GT | OP | CT | NG | 239.0 | 126863 | 0.7437 | 0.011724 | EPA/CAMD | EPA/NEI | 1972
2018 | AL | Colbert | 47 | CCT6 | GT | OP | CT | NG | 219.0 | 117083 | 0.6863 | 0.011723 | EPA/CAMD | EPA/NEI | 1972
2018 | AL | Colbert | 47 | CCT7 | GT | OP | CT | NG | 168.0 | 91543 | 0.5366 | 0.011723 | EPA/CAMD | EPA/NEI | 1972
2018 | AL | Colbert | 47 | CCT8 | GT | OP | CT | NG | 204.0 | 112344 | 0.6585 | 0.011723 | EPA/CAMD | EPA/NEI | 1972
2018 | AL | Crestwood Dothan | 54985 | GEN1 | IC | OP | NA | DFO |  | 1065 | 0.16507 | 0.31 | EIA Prime Mover-level Data | Estimated using an emission factor
2018 | AL | Crestwood Dothan | 54985 | GEN2 | IC | OP | NA | DFO |  | 1065 | 0.16507 | 0.31 | EIA Prime Mover-level Data | Estimated using an emission factor
2018 | AL | Crestwood Dothan | 54985 | GEN3 | IC | OP | NA | DFO |  | 2130 | 0.33015 | 0.31 | EIA Prime Mover-level Data | Estimated using an emission factor
2018 | AL | Crestwood Dothan | 54985 | GEN5 | IC | OP | NA | DFO |  | 1065 | 0.16507 | 0.31 | EIA Prime Mover-level Data | Estimated using an emission factor
2018 | AL | Crestwood Dothan | 54985 | GEN7 | IC | OP | NA | DFO |  | 1065 | 0.16507 | 0.31 | EIA Prime Mover-level Data | Estimated using an emission factor
2018 | AL | Crestwood Dothan | 54985 | GEN8 | IC | SB | NA | DFO |  | 639 | 0.099045 | 0.31 | EIA Prime Mover-level Data | Estimated using an emission factor
2018 | AL | Crestwood Dothan | 54985 | GEN9 | IC | OP | NA | DFO |  | 2130 | 0.33015 | 0.31 | EIA Prime Mover-level Data | Estimated using an emission factor
2018 | AL | Crestwood Dothan | 54985 | P83 | ST | RE | NA | NG
2018 | AL | Cumblerland Land Holdings, LLC | 61924 | CUMB | PV | OP | NA | SUN |  | 693 |  |  | EIA Prime Mover-level Data
2018 | AL | Decatur Energy Center | 55292 | CTG-1 | CT | OP | CC | NG | 4,873.0 | 6442026 | 10.06 | 0.0031232 | EPA/CAMD | EPA/NEI | 2002
2018 | AL | Decatur Energy Center | 55292 | CTG-2 | CT | OP | CC | NG | 5,177.0 | 6874011 | 10.7 | 0.0031132 | EPA/CAMD | EPA/NEI | 2002
2018 | AL | Decatur Energy Center | 55292 | CTG-3 | CT | OP | CC | NG | 5,219.0 | 6977577 | 10.9 | 0.0031243 | EPA/CAMD | EPA/NEI | 2003
2018 | AL | Decatur-Morgan Co LFG Recovery Project | 58061 | 0290 | IC | OP | NA | LFG |  | 65398 | 0.48068 | 0.0147 | EIA Prime Mover-level Data | Estimated using an emission factor
2018 | AL | Decatur-Morgan Co LFG Recovery Project | 58061 | 1496 | IC | OP | NA | LFG |  | 65398 | 0.48068 | 0.0147 | EIA Prime Mover-level Data | Estimated using an emission factor
2018 | AL | District 100 Transco Gas Pipe Line | 54743 | 001 | ST | RE | NA | WH
2018 | AL | District 100 Transco Gas Pipe Line | 54743 | 002 | ST | RE | NA | WH
2018 | AL | E B Harris Generating Plant | 7897 | 1A | CT | OP | CC | NG | 5,680.0 | 9775407 | 16.13 | 0.0033001 | EPA/CAMD | EPA/NEI | 2003
2018 | AL | E B Harris Generating Plant | 7897 | 1B | CT | OP | CC | NG | 5,706.0 | 9807531 | 16.18 | 0.0032995 | EPA/CAMD | EPA/NEI | 2003
2018 | AL | E B Harris Generating Plant | 7897 | 2A | CT | OP | CC | NG | 6,076.0 | 10627924 | 25.51 | 0.0048006 | EPA/CAMD | EPA/NEI | 2003
2018 | AL | E B Harris Generating Plant | 7897 | 2B | CT | OP | CC | NG | 6,038.0 | 10549595 | 21.63 | 0.0041006 | EPA/CAMD | EPA/NEI | 2003
2018 | AL | E C Gaston | 26 | 1 | ST | OP | WALL | NG | 5,728.0 | 8754100 | 55.33 | 0.012641 | EPA/CAMD | EPA/NEI | 1960
2018 | AL | E C Gaston | 26 | 2 | ST | OP | WALL | NG | 6,944.0 | 12176136 | 51.04 | 0.0083836 | EPA/CAMD | EPA/NEI | 1960
2018 | AL | E C Gaston | 26 | 3 | ST | OP | WALL | NG | 5,330.0 | 7773458 | 35.32 | 0.0090873 | EPA/CAMD | EPA/NEI | 1960
2018 | AL | E C Gaston | 26 | 4 | ST | OP | WALL | NG | 5,603.0 | 7701361 | 75.39 | 0.019578 | EPA/CAMD | EPA/NEI | 1962
2018 | AL | E C Gaston | 26 | 5 | ST | OP | TANGENTIAL | BIT | 4,563.0 | 33588053 | 39 | 0.0023223 | EPA/CAMD | EPA/NEI | 1974
2018 | AL | ExxonMobil Mobile Bay Onshore | 54550 | 901A | CT |  | NA | NG |  | 389634 | 1.1215 | 0.0057564 | EIA Unit-level Data | NEI avg EF - PM, fuel type
2018 | AL | ExxonMobil Mobile Bay Onshore | 54550 | 901B | CT |  | NA | NG |  | 372729 | 1.0728 | 0.0057564 | EIA Unit-level Data | NEI avg EF - PM, fuel type
2018 | AL | ExxonMobil Mobile Bay Onshore | 54550 | 901C | CT |  | NA | NG |  | 360373 | 1.0372 | 0.0057564 | EIA Unit-level Data | NEI avg EF - PM, fuel type
2018 | AL | ExxonMobil Mobile Bay Onshore | 54550 | STG1 | CA | OP | NA | NG |  | 0 | 0 |  | EIA Unit-level Data | Estimated using an emission factor
2018 | AL | Fort Rucker Solar Array | 60679 | 1 | PV | OP | NA | SUN |  | 121963 |  |  | EIA Prime Mover-level Data
2018 | AL | Gadsden | 7 | 1 | ST | OP | TANGENTIAL | NG | 7,659.0 | 2662973 | 8.03 | 0.0060309 | EPA/CAMD | EPA/NEI | 1949
2018 | AL | Gadsden | 7 | 2 | ST | OP | TANGENTIAL | NG | 1,718.0 | 671528 | 3.1554 | 0.0093976 | EPA/CAMD | NEI avg EF - PM, fuel type, firing type | 1949
2018 | AL | Gantt | 53 | 3 | HY | OP | NA | WAT |  | 3297 |  |  | EIA Prime Mover-level Data
2018 | AL | Gantt | 53 | 4 | HY | OP | NA | WAT |  | 4945 |  |  | EIA Prime Mover-level Data
2018 | AL | Georgia-Pacific Brewton Mill | 54789 | 1PB | ST | RE | NA | WDS |  | 0 | 0 |  | EIA Unit-level Data | NEI avg EF - PM, fuel type
2018 | AL | Georgia-Pacific Brewton Mill | 54789 | 1RB | ST | RE | NA | WDS |  | 0 | 0 |  | EIA Unit-level Data | NEI avg EF - PM, fuel type
2018 | AL | Georgia-Pacific Brewton Mill | 54789 | 2PB | ST | OP | WALL | NG |  | 1845975 | 6.6219 | 0.0071744 | EIA Unit-level Data | NEI avg EF - PM, fuel type, firing type
2018 | AL | Georgia-Pacific Brewton Mill | 54789 | 2RB | ST | RE | NA | WDS |  | 0 | 0 |  | EIA Unit-level Data | NEI avg EF - PM, fuel type
2018 | AL | Georgia-Pacific Brewton Mill | 54789 | 3PB | ST | OP | WALL | NG |  | 3713814 | 13.3222 | 0.0071744 | EIA Unit-level Data | NEI avg EF - PM, fuel type, firing type
2018 | AL | Georgia-Pacific Brewton Mill | 54789 | 3RB | ST | OP | WALL | WDS |  | 0 | 0 |  | EIA Unit-level Data | NEI avg EF - PM, fuel type
2018 | AL | Georgia-Pacific Brewton Mill | 54789 | 4RB | ST | OP | WALL | BLQ |  | 8951687 | 27.8397 | 0.00622 | EIA Unit-level Data | Estimated using an emission factor
2018 | AL | Georgia-Pacific Consr Prods LP-Naheola | 10699 | 1 | ST | OP | STOKER | BIT |  | 1661543 | 12.3906 | 0.014915 | EIA Unit-level Data | NEI avg EF - PM, fuel type, firing type
2018 | AL | Georgia-Pacific Consr Prods LP-Naheola | 10699 | 2 | ST | OP | STOKER | BIT |  | 1575145 | 11.7463 | 0.014915 | EIA Unit-level Data | NEI avg EF - PM, fuel type, firing type
2018 | AL | Georgia-Pacific Consr Prods LP-Naheola | 10699 | 3 | ST | OP | WALL | NG |  | 1993833 | 7.1523 | 0.0071744 | EIA Unit-level Data | NEI avg EF - PM, fuel type, firing type
2018 | AL | Georgia-Pacific Consr Prods LP-Naheola | 10699 | 4 | ST | OP | WALL | BLQ |  | 12540993 | 1.9501 | 0.000311 | EIA Unit-level Data | Estimated using an emission factor
2018 | AL | Goat Rock | 707 | 1 | HY | RE | NA | WAT
2018 | AL | Goat Rock | 707 | 2 | HY | RE | NA | WAT
2018 | AL | Goat Rock | 707 | 3 | HY | OP | NA | WAT |  | 207396 |  |  | EIA Prime Mover-level Data
2018 | AL | Goat Rock | 707 | 4 | HY | OP | NA | WAT |  | 207396 |  |  | EIA Prime Mover-level Data
2018 | AL | Goat Rock | 707 | 5 | HY | OP | NA | WAT |  | 207396 |  |  | EIA Prime Mover-level Data
2018 | AL | Goat Rock | 707 | 6 | HY | OP | NA | WAT |  | 207396 |  |  | EIA Prime Mover-level Data
2018 | AL | Goat Rock | 707 | 7 | HY | OP | NA | WAT |  | 385756 |  |  | EIA Prime Mover-level Data
2018 | AL | Goat Rock | 707 | 8 | HY | OP | NA | WAT |  | 385756 |  |  | EIA Prime Mover-level Data
2018 | AL | Gorgas | 8 | 8 | ST | OP | TANGENTIAL | BIT | 5,151.0 | 5387087 | 82.4224 | 0.0306 | EPA/CAMD | EPA/NEI | 1956
2018 | AL | Gorgas | 8 | 9 | ST | OP | TANGENTIAL | BIT | 7,418.0 | 7979558 | 122.0872 | 0.0306 | EPA/CAMD | EPA/NEI | 1958
2018 | AL | Gorgas | 8 | 10 | ST | OP | TANGENTIAL | BIT | 6,955.0 | 47293781 | 723.5949 | 0.0306 | EPA/CAMD | EPA/NEI | 1972
2018 | AL | Greene County | 10 | 1 | ST | OP | CELL | NG | 7,435.0 | 7082283 | 26.53 | 0.0074919 | EPA/CAMD | EPA/NEI | 1965
2018 | AL | Greene County | 10 | 2 | ST | OP | WALL | NG | 5,097.0 | 4859816 | 18.22 | 0.0074982 | EPA/CAMD | EPA/NEI | 1966
2018 | AL | Greene County | 10 | CT10 | GT | OP | CT | NG | 91.0 | 59927 | 0.0728 | 0.0024296 | EPA/CAMD | EPA/NEI | 1996
2018 | AL | Greene County | 10 | CT2 | GT | OP | CT | NG | 139.0 | 90191 | 0.1092 | 0.0024215 | EPA/CAMD | EPA/NEI | 1996
2018 | AL | Greene County | 10 | CT3 | GT | OP | CT | NG | 56.0 | 34653 | 0.0364 | 0.0021008 | EPA/CAMD | EPA/NEI | 1995
2018 | AL | Greene County | 10 | CT4 | GT | OP | CT | NG | 175.0 | 116234 | 0.2002 | 0.0034448 | EPA/CAMD | EPA/NEI | 1995
2018 | AL | Greene County | 10 | CT5 | GT | OP | CT | NG | 186.0 | 114485 | 0.1456 | 0.0025436 | EPA/CAMD | EPA/NEI | 1995
2018 | AL | Greene County | 10 | CT6 | GT | OP | CT | NG | 217.0 | 139142 | 0.2366 | 0.0034008 | EPA/CAMD | EPA/NEI | 1995
2018 | AL | Greene County | 10 | CT7 | GT | OP | CT | NG | 234.0 | 152014 | 0.2184 | 0.0028734 | EPA/CAMD | EPA/NEI | 1995
2018 | AL | Greene County | 10 | CT8 | GT | OP | CT | NG | 55.0 | 34229 | 0.0364 | 0.0021269 | EPA/CAMD | EPA/NEI | 1996
2018 | AL | Greene County | 10 | CT9 | GT | OP | CT | NG | 73.0 | 45062 | 0.0546 | 0.0024233 | EPA/CAMD | EPA/NEI | 1996
2018 | AL | Guntersville | 48 | 1 | HY | OP | NA | WAT |  | 1672367 |  |  | EIA Prime Mover-level Data
2018 | AL | Guntersville | 48 | 2 | HY | OP | NA | WAT |  | 1672367 |  |  | EIA Prime Mover-level Data
2018 | AL | Guntersville | 48 | 3 | HY | OP | NA | WAT |  | 1672367 |  |  | EIA Prime Mover-level Data
2018 | AL | Guntersville | 48 | 4 | HY | OP | NA | WAT |  | 1672367 |  |  | EIA Prime Mover-level Data
2018 | AL | H Neely Henry Dam | 11 | 1 | HY | OP | NA | WAT |  | 768453 |  |  | EIA Prime Mover-level Data
2018 | AL | H Neely Henry Dam | 11 | 2 | HY | OP | NA | WAT |  | 768453 |  |  | EIA Prime Mover-level Data
2018 | AL | H Neely Henry Dam | 11 | 3 | HY | OP | NA | WAT |  | 768453 |  |  | EIA Prime Mover-level Data
2018 | AL | Harris Dam | 6188 | 1 | HY | OP | NA | WAT |  | 763568 |  |  | EIA Prime Mover-level Data
2018 | AL | Harris Dam | 6188 | 2 | HY | OP | NA | WAT |  | 763568 |  |  | EIA Prime Mover-level Data
2018 | AL | Hillabee Energy Center | 55411 | CT1 | CT | OP | CC | NG | 6,542.0 | 15450485 | 44.4698 | 0.0057564 | EPA/CAMD | NEI avg EF - PM, fuel type, firing type | 2009
2018 | AL | Hillabee Energy Center | 55411 | CT2 | CT | OP | CC | NG | 6,590.0 | 15716917 | 45.2367 | 0.0057564 | EPA/CAMD | NEI avg EF - PM, fuel type, firing type | 2009
2018 | AL | Hog Bayou Energy Center | 55241 | COG01 | CT | OP | CC | NG | 5,534.0 | 8557478 | 24.6303 | 0.0057564 | EPA/CAMD | NEI avg EF - PM, fuel type, firing type | 2001
2018 | AL | Holt Dam | 12 | 1 | HY | OP | NA | WAT |  | 1539275 |  |  | EIA Prime Mover-level Data
2018 | AL | International Paper Pine Hill Mill | 54752 | 1PB | ST | OP | NA | WDS |  | 2864306 | 32.6706 | 0.022812 | EIA Unit-level Data | NEI avg EF - PM, fuel type
2018 | AL | International Paper Pine Hill Mill | 54752 | 2PB | ST | OP | NA | WDS |  | 5208726 | 59.4112 | 0.022812 | EIA Unit-level Data | NEI avg EF - PM, fuel type
2018 | AL | International Paper Pine Hill Mill | 54752 | RECB | ST | OP | NA | BLQ |  | 7499874 | 0.11662 | 3.11e-05 | EIA Unit-level Data | Estimated using an emission factor
2018 | AL | International Paper-Prattville Mill | 52140 | RF1 | ST | OP | NA | BLQ |  | 4994142 | 0.15532 | 6.22e-05 | EIA Unit-level Data | Estimated using an emission factor
2018 | AL | International Paper-Prattville Mill | 52140 | RF2 | ST | OP | NA | BLQ |  | 6255735 | 0.19455 | 6.22e-05 | EIA Unit-level Data | Estimated using an emission factor
2018 | AL | International Paper-Prattville Mill | 52140 | Z006 | ST | OP | OTHER BOILER | NG | 8,724.0 | 2505018 | 44.828 | 0.035791 | EPA/CAMD | EPA/NEI | 1967
2018 | AL | International Paper-Prattville Mill | 52140 | Z008 | ST | OP | OTHER BOILER | BIT | 8,617.0 | 3764090 | 4.4719 | 0.0023761 | EPA/CAMD | EPA/NEI | 1980
2018 | AL | International Paper-Riverdale Mill | 54096 | BLRR1 | ST | OP | NA | BLQ |  | 3703286 | 57.5861 | 0.0311 | EIA Unit-level Data | Estimated using an emission factor
2018 | AL | International Paper-Riverdale Mill | 54096 | BLRR2 | ST | OP | NA | BLQ |  | 4623397 | 71.8938 | 0.0311 | EIA Unit-level Data | Estimated using an emission factor
2018 | AL | International Paper-Riverdale Mill | 54096 | X026 | CT | OP | CC | NG | 3,645.0 | 3151379 | 4.3528 | 0.0027624 | EIA non-ozone season distributed and EPA/CAMD ozone season | EPA/NEI | 1994
2018 | AL | International Paper-Riverdale Mill | 54096 | Z007 | ST | OP | OTHER BOILER | NG | 997.0 | 6611390 | 1.41 | 0.00042654 | EIA non-ozone season distributed and EPA/CAMD ozone season | EPA/NEI
2018 | AL | James H Miller Jr | 6002 | 1 | ST | OP | WALL | SUB | 6,426.0 | 42587834 | 40.1137 | 0.0018838 | EPA/CAMD | EPA/NEI | 1978
2018 | AL | James H Miller Jr | 6002 | 2 | ST | OP | WALL | SUB | 6,515.0 | 35725134 | 21.7583 | 0.0012181 | EPA/CAMD | EPA/NEI | 1985
2018 | AL | James H Miller Jr | 6002 | 3 | ST | OP | WALL | SUB | 8,715.0 | 54336089 | 22.5113 | 0.0008286 | EPA/CAMD | EPA/NEI | 1989
2018 | AL | James H Miller Jr | 6002 | 4 | ST | OP | WALL | SUB | 8,651.0 | 59529969 | 43.2713 | 0.0014538 | EPA/CAMD | EPA/NEI | 1991
2018 | AL | Jones Bluff | 6131 | 1 | HY | OP | NA | WAT |  | 652879 |  |  | EIA Prime Mover-level Data
2018 | AL | Jones Bluff | 6131 | 2 | HY | OP | NA | WAT |  | 652879 |  |  | EIA Prime Mover-level Data
2018 | AL | Jones Bluff | 6131 | 3 | HY | OP | NA | WAT |  | 652879 |  |  | EIA Prime Mover-level Data
2018 | AL | Jones Bluff | 6131 | 4 | HY | OP | NA | WAT |  | 652879 |  |  | EIA Prime Mover-level Data
2018 | AL | Jordan Dam | 13 | 1 | HY | OP | NA | WAT |  | 993240 |  |  | EIA Prime Mover-level Data
2018 | AL | Jordan Dam | 13 | 2 | HY | OP | NA | WAT |  | 993240 |  |  | EIA Prime Mover-level Data
2018 | AL | Jordan Dam | 13 | 3 | HY | OP | NA | WAT |  | 993240 |  |  | EIA Prime Mover-level Data
2018 | AL | Jordan Dam | 13 | 4 | HY | OP | NA | WAT |  | 993240 |  |  | EIA Prime Mover-level Data
2018 | AL | Joseph M Farley | 6001 | 1 | ST | OP | NA | NUC |  | 67010785 |  |  | EIA Prime Mover-level Data
2018 | AL | Joseph M Farley | 6001 | 2 | ST | OP | NA | NUC |  | 80034328 |  |  | EIA Prime Mover-level Data
2018 | AL | Kimberly Clark Mobile - CHP Plant | 62449 | GT100 | GT | U | NA | NG
2018 | AL | Kimberly Clark Mobile - CHP Plant | 62449 | GT200 | GT | U | NA | NG
2018 | AL | LaFayette Solar Farm | 60583 | PV1 | PV | OP | NA | SUN |  | 1467505 |  |  | EIA Prime Mover-level Data
2018 | AL | Langdale | 711 | 5 | HY | OP | NA | WAT
2018 | AL | Langdale | 711 | 6 | HY | OP | NA | WAT
2018 | AL | Lay Dam | 15 | 1 | HY | OP | NA | WAT |  | 1041081 |  |  | EIA Prime Mover-level Data
2018 | AL | Lay Dam | 15 | 2 | HY | OP | NA | WAT |  | 1041081 |  |  | EIA Prime Mover-level Data
2018 | AL | Lay Dam | 15 | 3 | HY | OP | NA | WAT |  | 1041081 |  |  | EIA Prime Mover-level Data
2018 | AL | Lay Dam | 15 | 4 | HY | OP | NA | WAT |  | 1041081 |  |  | EIA Prime Mover-level Data
2018 | AL | Lay Dam | 15 | 5 | HY | OP | NA | WAT |  | 1041081 |  |  | EIA Prime Mover-level Data
2018 | AL | Lay Dam | 15 | 6 | HY | OP | NA | WAT |  | 1041081 |  |  | EIA Prime Mover-level Data
2018 | AL | Lewis Smith Dam | 18 | 1 | HY | OP | NA | WAT |  | 1084518 |  |  | EIA Prime Mover-level Data
2018 | AL | Lewis Smith Dam | 18 | 2 | HY | OP | NA | WAT |  | 1084518 |  |  | EIA Prime Mover-level Data
2018 | AL | Logan Martin Dam | 14 | 1 | HY | OP | NA | WAT |  | 1353668 |  |  | EIA Prime Mover-level Data
2018 | AL | Logan Martin Dam | 14 | 2 | HY | OP | NA | WAT |  | 1353668 |  |  | EIA Prime Mover-level Data
2018 | AL | Logan Martin Dam | 14 | 3 | HY | OP | NA | WAT |  | 1353668 |  |  | EIA Prime Mover-level Data
2018 | AL | Martin Dam | 16 | 1 | HY | OP | NA | WAT |  | 757505 |  |  | EIA Prime Mover-level Data
2018 | AL | Martin Dam | 16 | 2 | HY | OP | NA | WAT |  | 757505 |  |  | EIA Prime Mover-level Data
2018 | AL | Martin Dam | 16 | 3 | HY | OP | NA | WAT |  | 757505 |  |  | EIA Prime Mover-level Data
2018 | AL | Martin Dam | 16 | 4 | HY | OP | NA | WAT |  | 905384 |  |  | EIA Prime Mover-level Data
2018 | AL | McIntosh (7063) | 7063 | **1 | CE | OP | OTHER TURBINE | NG | 219.0 | 31510 | 0.13 | 0.0082513 | EPA/CAMD | EPA/NEI | 1991
2018 | AL | McIntosh (7063) | 7063 | **2 | GT | OP | CT | NG | 519.0 | 431718 | 1.4 | 0.0064857 | EPA/CAMD | EPA/NEI | 1998
2018 | AL | McIntosh (7063) | 7063 | **3 | GT | OP | CT | NG | 490.0 | 435990 | 1 | 0.0045873 | EPA/CAMD | EPA/NEI | 1998
2018 | AL | McIntosh (7063) | 7063 | **4 | GT | OP | CT | NG | 1,203.0 | 1852763 | 6.2 | 0.0066927 | EPA/CAMD | EPA/NEI | 2010
2018 | AL | McIntosh (7063) | 7063 | **5 | GT | OP | CT | NG | 1,196.0 | 1900091 | 6.3 | 0.0066313 | EPA/CAMD | EPA/NEI | 2010
2018 | AL | McWilliams | 533 | **4 | CT | OP | CC | NG | 3,056.0 | 2907438 | 7.5 | 0.0051592 | EPA/CAMD | EPA/NEI | 1996
2018 | AL | McWilliams | 533 | **V1 | CT | OP | CC | NG | 7,947.0 | 13432227 | 45 | 0.0067003 | EPA/CAMD | EPA/NEI | 2001
2018 | AL | McWilliams | 533 | **V2 | CT | OP | CC | NG | 7,491.0 | 12665526 | 36.4541 | 0.0057564 | EPA/CAMD | NEI avg EF - PM, fuel type, firing type | 2001
2018 | AL | Millers Ferry | 38 | 1 | HY | OP | NA | WAT |  | 873823 |  |  | EIA Prime Mover-level Data
2018 | AL | Millers Ferry | 38 | 2 | HY | OP | NA | WAT |  | 873823 |  |  | EIA Prime Mover-level Data
2018 | AL | Millers Ferry | 38 | 3 | HY | OP | NA | WAT |  | 873823 |  |  | EIA Prime Mover-level Data
2018 | AL | Mitchell Dam | 17 | 4 | HY | OP | NA | WAT |  | 582806 |  |  | EIA Prime Mover-level Data
2018 | AL | Mitchell Dam | 17 | 5 | HY | OP | NA | WAT |  | 1457016 |  |  | EIA Prime Mover-level Data
2018 | AL | Mitchell Dam | 17 | 6 | HY | OP | NA | WAT |  | 1457016 |  |  | EIA Prime Mover-level Data
2018 | AL | Mitchell Dam | 17 | 7 | HY | OP | NA | WAT |  | 1457016 |  |  | EIA Prime Mover-level Data
2018 | AL | Mobile Energy Services LLC | 50407 | 5PB | ST | RE | TANGENTIAL | WDS |  | 0 | 0 |  | EIA Unit-level Data | NEI avg EF - PM, fuel type
2018 | AL | Mobile Energy Services LLC | 50407 | 7PB | ST | OP | TANGENTIAL | NG |  | 6407847 | 30.1092 | 0.0093976 | EIA Unit-level Data | NEI avg EF - PM, fuel type, firing type
2018 | AL | Mobile Energy Services LLC | 50407 | 8PB | ST | OP | TANGENTIAL | NG |  | 296514 | 1.3933 | 0.0093976 | EIA Unit-level Data | NEI avg EF - PM, fuel type, firing type
2018 | AL | Mobile Energy Services LLC | 50407 | 8RB | ST | OP | TANGENTIAL | WDS |  | 0 | 0 |  | EIA Unit-level Data | NEI avg EF - PM, fuel type
2018 | AL | Mobile Energy Services LLC | 50407 | GEN3 | ST | RE | NA | BIT
2018 | AL | Morgan Energy Center | 55293 | CT-1 | CT | OP | CC | NG | 7,713.0 | 12637092 | 19.8 | 0.0031336 | EPA/CAMD | EPA/NEI | 2003
2018 | AL | Morgan Energy Center | 55293 | CT-2 | CT | OP | CC | NG | 5,614.0 | 9187471 | 14.4 | 0.0031347 | EPA/CAMD | EPA/NEI | 2003
2018 | AL | Morgan Energy Center | 55293 | CT-3 | CT | OP | CC | NG | 7,709.0 | 12640208 | 19.8 | 0.0031329 | EPA/CAMD | EPA/NEI | 2003
2018 | AL | Muscle Shoals | 62462 | GEN01 | PV | L | NA | SUN
2018 | AL | Pinckard Solar | 62787 | PCKND | PV | L | NA | SUN
2018 | AL | Plant H. Allen Franklin | 7710 | 1A | CT | OP | CC | NG | 8,112.0 | 13987238 | 29.37 | 0.0041995 | EPA/CAMD | EPA/NEI | 2001
2018 | AL | Plant H. Allen Franklin | 7710 | 1B | CT | OP | CC | NG | 7,983.0 | 13829281 | 45.63 | 0.006599 | EPA/CAMD | EPA/NEI | 2001
2018 | AL | Plant H. Allen Franklin | 7710 | 2A | CT | OP | CC | NG | 8,090.0 | 14336343 | 27.96 | 0.0039006 | EPA/CAMD | EPA/NEI | 2003
2018 | AL | Plant H. Allen Franklin | 7710 | 2B | CT | OP | CC | NG | 8,101.0 | 14348338 | 27.98 | 0.0039001 | EPA/CAMD | EPA/NEI | 2003
2018 | AL | Plant H. Allen Franklin | 7710 | 3A | CT | OP | CC | NG | 7,694.0 | 13959276 | 34.2 | 0.0049 | EPA/CAMD | EPA/NEI | 2008
2018 | AL | Plant H. Allen Franklin | 7710 | 3B | CT | OP | CC | NG | 7,819.0 | 13995742 | 27.29 | 0.0038998 | EPA/CAMD | EPA/NEI | 2008
2018 | AL | Point A | 55 | 1 | HY | OP | NA | WAT |  | 38941 |  |  | EIA Prime Mover-level Data
2018 | AL | Point A | 55 | 2 | HY | OP | NA | WAT |  | 38941 |  |  | EIA Prime Mover-level Data
2018 | AL | Point A | 55 | 3 | HY | OP | NA | WAT |  | 48676 |  |  | EIA Prime Mover-level Data
2018 | AL | Redstone Arsenal | 61901 | BA | BA | OP | NA | MWH |  | 0 |  |  | EIA Prime Mover-level Data
2018 | AL | Redstone Arsenal | 61901 | REDST | PV | OP | NA | SUN |  | 161115 |  |  | EIA Prime Mover-level Data
2018 | AL | River Bend Solar, LLC | 60058 | RVRBN | PV | OP | NA | SUN |  | 1349610 |  |  | EIA Prime Mover-level Data
2018 | AL | Rock-Tenn Mill | 54763 | ITG | ST | RE | NA | BLQ
2018 | AL | Rock-Tenn Mill | 54763 | PB1 | ST | RE | NA | WDS |  | 0 | 0 |  | EIA Unit-level Data | NEI avg EF - PM, fuel type
2018 | AL | Rock-Tenn Mill | 54763 | PB2 | ST | RE | NA | WDS |  | 0 | 0 |  | EIA Unit-level Data | NEI avg EF - PM, fuel type
2018 | AL | Rock-Tenn Mill | 54763 | PB3 | ST | RE | NA | WDS |  | 0 | 0 |  | EIA Unit-level Data | NEI avg EF - PM, fuel type
2018 | AL | Rock-Tenn Mill | 54763 | PB4 | ST | OP | NA | WDS |  | 3680085 | 41.9754 | 0.022812 | EIA Unit-level Data | NEI avg EF - PM, fuel type
2018 | AL | Rock-Tenn Mill | 54763 | PB5 | ST | OP | NA | NG |  | 181363 | 0.73021 | 0.0080524 | EIA Unit-level Data | NEI avg EF - PM, fuel type
2018 | AL | Rock-Tenn Mill | 54763 | R2 | ST | RE | NA | WDS |  | 0 | 0 |  | EIA Unit-level Data | NEI avg EF - PM, fuel type
2018 | AL | Rock-Tenn Mill | 54763 | R3 | ST | OP | NA | BLQ |  | 9242177 | 0.57486 | 0.0001244 | EIA Unit-level Data | Estimated using an emission factor
2018 | AL | SABIC Innovative Plastics - Burkville | 7698 | CC1 | CT | OP | CC | NG | 8,484.0 | 6406471 | 44.7 | 0.013955 | EPA/CAMD | EPA/NEI | 1999
2018 | AL | Sand Valley Power Station | 59710 | GMA | IC | OP | NA | LFG |  | 93664 | 0.68843 | 0.0147 | EIA Prime Mover-level Data | Estimated using an emission factor
2018 | AL | Sand Valley Power Station | 59710 | GMB | IC | OP | NA | LFG |  | 93664 | 0.68843 | 0.0147 | EIA Prime Mover-level Data | Estimated using an emission factor
2018 | AL | Sand Valley Power Station | 59710 | GMC | IC | OP | NA | LFG |  | 93664 | 0.68843 | 0.0147 | EIA Prime Mover-level Data | Estimated using an emission factor
2018 | AL | Sloss Industries Corp | 50359 | 1 | ST | OP | NA | COG |  | 825299 | 4.7889 | 0.011605 | EIA Unit-level Data | NEI avg EF - PM, fuel type
2018 | AL | Sloss Industries Corp | 50359 | 3 | ST | OP | NA | COG |  | 166349 | 0.96527 | 0.011605 | EIA Unit-level Data | NEI avg EF - PM, fuel type
2018 | AL | Sloss Industries Corp | 50359 | 4 | ST | OP | NA | COG |  | 730740 | 4.2402 | 0.011605 | EIA Unit-level Data | NEI avg EF - PM, fuel type
2018 | AL | Tenaska Central Alabama Gen Station | 55440 | CTGDB1 | CT | OP | CC | NG | 6,460.0 | 11628316 | 33.4688 | 0.0057564 | EPA/CAMD | NEI avg EF - PM, fuel type, firing type | 2003
2018 | AL | Tenaska Central Alabama Gen Station | 55440 | CTGDB2 | CT | OP | CC | NG | 6,003.0 | 10931060 | 31.4619 | 0.0057564 | EPA/CAMD | NEI avg EF - PM, fuel type, firing type | 2002
2018 | AL | Tenaska Central Alabama Gen Station | 55440 | CTGDB3 | CT | OP | CC | NG | 5,825.0 | 10230721 | 29.4462 | 0.0057564 | EPA/CAMD | NEI avg EF - PM, fuel type, firing type | 2003
2018 | AL | Tenaska Lindsay Hill Generating Station | 55271 | CT1 | CT | OP | CC | NG | 3,166.0 | 4634072 | 13.3379 | 0.0057564 | EPA/CAMD | NEI avg EF - PM, fuel type, firing type | 2002
2018 | AL | Tenaska Lindsay Hill Generating Station | 55271 | CT2 | CT | OP | CC | NG | 3,103.0 | 4431707 | 12.7554 | 0.0057564 | EPA/CAMD | NEI avg EF - PM, fuel type, firing type | 2002
2018 | AL | Tenaska Lindsay Hill Generating Station | 55271 | CT3 | CT | OP | CC | NG | 3,196.0 | 4937906 | 14.2124 | 0.0057564 | EPA/CAMD | NEI avg EF - PM, fuel type, firing type | 2002
2018 | AL | Theodore Cogeneration | 7721 | CC1 | CT | OP | CC | NG | 7,349.0 | 11816386 | 94.63 | 0.016017 | EPA/CAMD | EPA/NEI | 2000
2018 | AL | Thurlow Dam | 19 | 1 | HY | OP | NA | WAT |  | 848518 |  |  | EIA Prime Mover-level Data
2018 | AL | Thurlow Dam | 19 | 2 | HY | OP | NA | WAT |  | 848518 |  |  | EIA Prime Mover-level Data
2018 | AL | Thurlow Dam | 19 | 3 | HY | OP | NA | WAT |  | 209511 |  |  | EIA Prime Mover-level Data
2018 | AL | Tom Bevill Lock and Dam Hydroelectric | 61749 | GEN1 | HY | P | NA | WAT
2018 | AL | Tom Bevill Lock and Dam Hydroelectric | 61749 | GEN2 | HY | P | NA | WAT
2018 | AL | Tom Bevill Lock and Dam Hydroelectric | 61749 | GEN3 | HY | P | NA | WAT
2018 | AL | U S Alliance Coosa Pines | 54216 | AOW1 | ST | RE | NA | DFO |  | 0 | 0 |  | EIA Unit-level Data | NEI avg EF - PM, fuel type
2018 | AL | U S Alliance Coosa Pines | 54216 | AOW2 | ST | RE | NA | DFO |  | 0 | 0 |  | EIA Unit-level Data | NEI avg EF - PM, fuel type
2018 | AL | U S Alliance Coosa Pines | 54216 | AOW3 | ST | RE | NA | DFO |  | 0 | 0 |  | EIA Unit-level Data | NEI avg EF - PM, fuel type
2018 | AL | U S Alliance Coosa Pines | 54216 | AOW4 | ST | RE | NA | DFO |  | 0 | 0 |  | EIA Unit-level Data | NEI avg EF - PM, fuel type
2018 | AL | U S Alliance Coosa Pines | 54216 | PB1 | ST | OP | NA | NG |  | 1250112 | 5.0332 | 0.0080524 | EIA Unit-level Data | NEI avg EF - PM, fuel type
2018 | AL | U S Alliance Coosa Pines | 54216 | PB2 | ST | OP | NA | NG |  | 1250388 | 5.0343 | 0.0080524 | EIA Unit-level Data | NEI avg EF - PM, fuel type
2018 | AL | U S Alliance Coosa Pines | 54216 | REC3 | ST | OP | NA | BLQ |  | 7217025 | 0.8978 | 0.0002488 | EIA Unit-level Data | Estimated using an emission factor
2018 | AL | Walter Bouldin Dam | 4 | 1 | HY | OP | NA | WAT |  | 2090821 |  |  | EIA Prime Mover-level Data
2018 | AL | Walter Bouldin Dam | 4 | 2 | HY | OP | NA | WAT |  | 2090821 |  |  | EIA Prime Mover-level Data
2018 | AL | Walter Bouldin Dam | 4 | 3 | HY | OP | NA | WAT |  | 2090821 |  |  | EIA Prime Mover-level Data
2018 | AL | Walton Discover Power Facility | 55138 | 1A | GT | OP | CT | NG | 368.0 | 89822 | 0.351 | 0.0078154 | EPA/CAMD | NEI avg EF - PM, fuel type, firing type | 1999
2018 | AL | Walton Discover Power Facility | 55138 | 1B | GT | OP | CT | NG | 368.0 | 93138 | 0.36396 | 0.0078154 | EPA/CAMD | NEI avg EF - PM, fuel type, firing type | 1999
2018 | AL | Walton Discover Power Facility | 55138 | 2A | GT | OP | CT | NG | 5.0 | 512 | 0.0020008 | 0.0078154 | EPA/CAMD | NEI avg EF - PM, fuel type, firing type | 1999
2018 | AL | Walton Discover Power Facility | 55138 | 2B | GT | OP | CT | NG | 4.0 | 543 | 0.0021219 | 0.0078154 | EPA/CAMD | NEI avg EF - PM, fuel type, firing type | 1999
2018 | AL | Washington County Cogen (Olin) | 7697 | CC1 | CT | OP | CC | NG | 8,229.0 | 8813778 | 58.54 | 0.013284 | EPA/CAMD | EPA/NEI | 1999
2018 | AL | Weiss Dam | 20 | 1 | HY | OP | NA | WAT |  | 853883 |  |  | EIA Prime Mover-level Data
2018 | AL | Weiss Dam | 20 | 2 | HY | OP | NA | WAT |  | 853883 |  |  | EIA Prime Mover-level Data
2018 | AL | Weiss Dam | 20 | 3 | HY | OP | NA | WAT |  | 853883 |  |  | EIA Prime Mover-level Data
2018 | AL | Westervelt Moundville Cogen | 57467 | TE | ST | OP | NA | WDS |  | 703857 | 8.0283 | 0.022812 | EIA Unit-level Data | NEI avg EF - PM, fuel type
2018 | AL | Westervelt Moundville Cogen | 57467 | WE | ST | OP | NA | WDS |  | 646831 | 7.3778 | 0.022812 | EIA Unit-level Data | NEI avg EF - PM, fuel type
2018 | AL | WestRock Coated Board | 54802 | BB1 | ST | OP | NA | WDS |  | 2508467 | 28.6118 | 0.022812 | EIA Unit-level Data | NEI avg EF - PM, fuel type
2018 | AL | WestRock Coated Board | 54802 | BB2 | ST | OP | NA | WDS |  | 3091186 | 35.2584 | 0.022812 | EIA Unit-level Data | NEI avg EF - PM, fuel type
2018 | AL | WestRock Coated Board | 54802 | BB3 | ST | OP | NA | WDS |  | 4494719 | 51.2672 | 0.022812 | EIA Unit-level Data | NEI avg EF - PM, fuel type
2018 | AL | WestRock Coated Board | 54802 | REC1 | ST | OP | NA | BLQ |  | 4977293 | 0.46438 | 0.0001866 | EIA Unit-level Data | Estimated using an emission factor
2018 | AL | WestRock Coated Board | 54802 | REC2 | ST | OP | NA | BLQ |  | 6642230 | 0.61972 | 0.0001866 | EIA Unit-level Data | Estimated using an emission factor
2018 | AL | WestRock Coated Board | 54802 | X022 | GT | OP | CT | NG | 3,573.0 | 2548917 | 5.9303 | 0.0046532 | EIA non-ozone season distributed and EPA/CAMD ozone season | EPA/NEI | 1998
2018 | AL | WestRock Coated Board | 54802 | Z008 | ST | OP | WALL | NG | 3,525.0 | 13257037 | 2.0223 | 0.00030509 | EIA non-ozone season distributed and EPA/CAMD ozone season | EPA/NEI | 1965
2018 | AL | Wheeler Dam | 49 | 1 | HY | OP | NA | WAT |  | 1286366 |  |  | EIA Prime Mover-level Data
2018 | AL | Wheeler Dam | 49 | 2 | HY | OP | NA | WAT |  | 1286366 |  |  | EIA Prime Mover-level Data
2018 | AL | Wheeler Dam | 49 | 3 | HY | OP | NA | WAT |  | 1286366 |  |  | EIA Prime Mover-level Data
2018 | AL | Wheeler Dam | 49 | 4 | HY | OP | NA | WAT |  | 1286366 |  |  | EIA Prime Mover-level Data
2018 | AL | Wheeler Dam | 49 | 5 | HY | OP | NA | WAT |  | 1286366 |  |  | EIA Prime Mover-level Data
2018 | AL | Wheeler Dam | 49 | 6 | HY | OP | NA | WAT |  | 1286366 |  |  | EIA Prime Mover-level Data
2018 | AL | Wheeler Dam | 49 | 7 | HY | OP | NA | WAT |  | 1286366 |  |  | EIA Prime Mover-level Data
2018 | AL | Wheeler Dam | 49 | 8 | HY | OP | NA | WAT |  | 1286366 |  |  | EIA Prime Mover-level Data
2018 | AL | Wheeler Dam | 49 | 9 | HY | OP | NA | WAT |  | 1597879 |  |  | EIA Prime Mover-level Data
2018 | AL | Wheeler Dam | 49 | 10 | HY | OP | NA | WAT |  | 1319350 |  |  | EIA Prime Mover-level Data
2018 | AL | Wheeler Dam | 49 | 11 | HY | OP | NA | WAT |  | 1597879 |  |  | EIA Prime Mover-level Data
2018 | AL | Widows Creek | 50 | 1 | ST | RE | WALL | BIT
2018 | AL | Widows Creek | 50 | 2 | ST | RE | WALL | BIT
2018 | AL | Widows Creek | 50 | 3 | ST | RE | WALL | BIT
2018 | AL | Widows Creek | 50 | 4 | ST | RE | WALL | BIT
2018 | AL | Widows Creek | 50 | 5 | ST | RE | WALL | BIT
2018 | AL | Widows Creek | 50 | 6 | ST | RE | WALL | BIT
2018 | AL | Widows Creek | 50 | 7 | ST | RE | TANGENTIAL | BIT
2018 | AL | Widows Creek | 50 | 8 | ST | RE | TANGENTIAL | BIT
2018 | AL | Wilson Dam | 6440 | 1 | HY | OP | NA | WAT |  | 919518 |  |  | EIA Prime Mover-level Data
2018 | AL | Wilson Dam | 6440 | 2 | HY | OP | NA | WAT |  | 919518 |  |  | EIA Prime Mover-level Data
2018 | AL | Wilson Dam | 6440 | 3 | HY | OP | NA | WAT |  | 919518 |  |  | EIA Prime Mover-level Data
2018 | AL | Wilson Dam | 6440 | 4 | HY | OP | NA | WAT |  | 919518 |  |  | EIA Prime Mover-level Data
2018 | AL | Wilson Dam | 6440 | 5 | HY | OP | NA | WAT |  | 1439246 |  |  | EIA Prime Mover-level Data
2018 | AL | Wilson Dam | 6440 | 6 | HY | OP | NA | WAT |  | 1235353 |  |  | EIA Prime Mover-level Data
2018 | AL | Wilson Dam | 6440 | 7 | HY | OP | NA | WAT |  | 1235353 |  |  | EIA Prime Mover-level Data
2018 | AL | Wilson Dam | 6440 | 8 | HY | OP | NA | WAT |  | 1235353 |  |  | EIA Prime Mover-level Data
2018 | AL | Wilson Dam | 6440 | 9 | HY | OP | NA | WAT |  | 1167388 |  |  | EIA Prime Mover-level Data
2018 | AL | Wilson Dam | 6440 | 10 | HY | OP | NA | WAT |  | 1167388 |  |  | EIA Prime Mover-level Data
2018 | AL | Wilson Dam | 6440 | 11 | HY | OP | NA | WAT |  | 1167388 |  |  | EIA Prime Mover-level Data
2018 | AL | Wilson Dam | 6440 | 12 | HY | OP | NA | WAT |  | 1167388 |  |  | EIA Prime Mover-level Data
2018 | AL | Wilson Dam | 6440 | 13 | HY | OP | NA | WAT |  | 1167388 |  |  | EIA Prime Mover-level Data
2018 | AL | Wilson Dam | 6440 | 14 | HY | OP | NA | WAT |  | 1007472 |  |  | EIA Prime Mover-level Data
2018 | AL | Wilson Dam | 6440 | 15 | HY | OP | NA | WAT |  | 1167388 |  |  | EIA Prime Mover-level Data
2018 | AL | Wilson Dam | 6440 | 16 | HY | OP | NA | WAT |  | 1167388 |  |  | EIA Prime Mover-level Data
2018 | AL | Wilson Dam | 6440 | 17 | HY | OP | NA | WAT |  | 1167388 |  |  | EIA Prime Mover-level Data
2018 | AL | Wilson Dam | 6440 | 18 | HY | OP | NA | WAT |  | 1007472 |  |  | EIA Prime Mover-level Data
2018 | AL | Wilson Dam | 6440 | 19 | HY | OP | NA | WAT |  | 2158869 |  |  | EIA Prime Mover-level Data
2018 | AL | Wilson Dam | 6440 | 20 | HY | OP | NA | WAT |  | 2158869 |  |  | EIA Prime Mover-level Data
2018 | AL | Wilson Dam | 6440 | 21 | HY | OP | NA | WAT |  | 2158869 |  |  | EIA Prime Mover-level Data
2018 | AL | Yates Dam | 21 | 1 | HY | OP | NA | WAT |  | 658355 |  |  | EIA Prime Mover-level Data
2018 | AL | Yates Dam | 21 | 2 | HY | OP | NA | WAT |  | 645446 |  |  | EIA Prime Mover-level Data
2018 | AL | Yellowhammer Gas Plant | 54730 | 701 | GT | OP | NA | NG |  | 304997 | 0.83621 | 0.0054834 | EIA Prime Mover-level Data | NEI avg EF - PM, fuel type, firing type
2018 | AR | Archer Daniels Midland Little Rock | 54311 | GEN1 | IC | RE | NA | NG
2018 | AR | Archer Daniels Midland Little Rock | 54311 | GEN2 | IC | RE | NA | NG
2018 | AR | Archer Daniels Midland Little Rock | 54311 | GEN3 | IC | RE | NA | NG
2018 | AR | Archer Daniels Midland Little Rock | 54311 | GEN4 | IC | RE | NA | NG
2018 | AR | Arkansas Nuclear One | 8055 | 1 | ST | OP | NA | NUC |  | 58804168 |  |  | EIA Prime Mover-level Data
2018 | AR | Arkansas Nuclear One | 8055 | 2 | ST | OP | NA | NUC |  | 74235386 |  |  | EIA Prime Mover-level Data
2018 | AR | Ashdown | 54104 | PB1 | ST | RE | WALL | WDS |  | 0 | 0 |  | EIA Unit-level Data | NEI avg EF - PM, fuel type
2018 | AR | Ashdown | 54104 | PB2 | ST | OP | WALL | BIT |  | 3433053 | 82.7352 | 0.048199 | EIA Unit-level Data | NEI avg EF - PM, fuel type, firing type
2018 | AR | Ashdown | 54104 | PB3 | ST | OP | WALL | WDS |  | 3914702 | 44.6515 | 0.022812 | EIA Unit-level Data | NEI avg EF - PM, fuel type
2018 | AR | Ashdown | 54104 | RB2 | ST | OP | WALL | BLQ |  | 7292142 | 1.1339 | 0.000311 | EIA Unit-level Data | Estimated using an emission factor
2018 | AR | Ashdown | 54104 | RB3 | ST | OP | WALL | BLQ |  | 10019781 | 1.5581 | 0.000311 | EIA Unit-level Data | Estimated using an emission factor
2018 | AR | Beaver Dam | 182 | 1 | HY | OP | NA | WAT |  | 544254 |  |  | EIA Prime Mover-level Data
2018 | AR | Beaver Dam | 182 | 2 | HY | OA | NA | WAT |  | 544254 |  |  | EIA Prime Mover-level Data
2018 | AR | Blakely Mountain | 197 | 1 | HY | OP | NA | WAT |  | 834119 |  |  | EIA Prime Mover-level Data
2018 | AR | Blakely Mountain | 197 | 2 | HY | OP | NA | WAT |  | 834119 |  |  | EIA Prime Mover-level Data
2018 | AR | Bull Shoals | 198 | 1 | HY | OP | NA | WAT |  | 667899 |  |  | EIA Prime Mover-level Data
2018 | AR | Bull Shoals | 198 | 2 | HY | OP | NA | WAT |  | 667899 |  |  | EIA Prime Mover-level Data
2018 | AR | Bull Shoals | 198 | 3 | HY | OP | NA | WAT |  | 667899 |  |  | EIA Prime Mover-level Data
2018 | AR | Bull Shoals | 198 | 4 | HY | OP | NA | WAT |  | 667899 |  |  | EIA Prime Mover-level Data
2018 | AR | Bull Shoals | 198 | 5 | HY | OP | NA | WAT |  | 751386 |  |  | EIA Prime Mover-level Data
2018 | AR | Bull Shoals | 198 | 6 | HY | OP | NA | WAT |  | 751386 |  |  | EIA Prime Mover-level Data
2018 | AR | Bull Shoals | 198 | 7 | HY | OP | NA | WAT |  | 751386 |  |  | EIA Prime Mover-level Data
2018 | AR | Bull Shoals | 198 | 8 | HY | OP | NA | WAT |  | 751386 |  |  | EIA Prime Mover-level Data
2018 | AR | Carl Bailey | 202 | 01 | ST | OP | WALL | NG | 598.0 | 190973 | 0.31982 | 0.0033494 | EPA/CAMD | EPA/NEI | 1966
2018 | AR | Carpenter | 166 | 1 | HY | OP | NA | WAT |  | 565667 |  |  | EIA Prime Mover-level Data
2018 | AR | Carpenter | 166 | 2 | HY | OP | NA | WAT |  | 565667 |  |  | EIA Prime Mover-level Data
2018 | AR | Cecil Lynch | 167 | 2 | ST | RE | WALL | NG
2018 | AR | Cecil Lynch | 167 | 3 | ST | RE | WALL | NG
2018 | AR | Cecil Lynch | 167 | 4 | IC | RE | NA | DFO
2018 | AR | City Water & Light - City of Jonesboro | 56505 | SN04 | GT | OP | CT | NG | 522.0 | 167594 | 1.7264 | 0.020602 | EPA/CAMD | EPA/NEI | 2000
2018 | AR | City Water & Light - City of Jonesboro | 56505 | SN06 | GT | OP | CT | NG | 133.0 | 34356 | 1.335 | 0.077714 | EPA/CAMD | EPA/NEI | 2003
2018 | AR | City Water & Light - City of Jonesboro | 56505 | SN07 | GT | OP | CT | NG | 921.0 | 276837 | 6.1457 | 0.0444 | EPA/CAMD | EPA/NEI | 2007
2018 | AR | Clearwater Paper APP CB | 50638 | PB1 | ST | OP | NA | NG |  | 2186854 | 8.8048 | 0.0080524 | EIA Unit-level Data | NEI avg EF - PM, fuel type
2018 | AR | Clearwater Paper APP CB | 50638 | REC1 | ST | OP | NA | BLQ |  | 5973086 | 9.2881 | 0.00311 | EIA Unit-level Data | Estimated using an emission factor
2018 | AR | Columbia Flooring Melbourne | 56182 | Kato | ST | OA | NA | WDS |  | 209872 | 2.3938 | 0.022812 | EIA Prime Mover-level Data | NEI avg EF - PM, fuel type
2018 | AR | Dam 2 | 7246 | 1 | HY | OP | NA | WAT |  | 879957 |  |  | EIA Prime Mover-level Data
2018 | AR | Dam 2 | 7246 | 2 | HY | OP | NA | WAT |  | 879957 |  |  | EIA Prime Mover-level Data
2018 | AR | Dam 2 | 7246 | 3 | HY | OP | NA | WAT |  | 879957 |  |  | EIA Prime Mover-level Data
2018 | AR | Dardanelle | 199 | 1 | HY | OP | NA | WAT |  | 1434660 |  |  | EIA Prime Mover-level Data
2018 | AR | Dardanelle | 199 | 2 | HY | OP | NA | WAT |  | 1434660 |  |  | EIA Prime Mover-level Data
2018 | AR | Dardanelle | 199 | 3 | HY | OP | NA | WAT |  | 1434660 |  |  | EIA Prime Mover-level Data
2018 | AR | Dardanelle | 199 | 4 | HY | OP | NA | WAT |  | 1434660 |  |  | EIA Prime Mover-level Data
2018 | AR | Degray | 187 | 1 | HY | OP | NA | WAT |  | 338961 |  |  | EIA Prime Mover-level Data
2018 | AR | Degray | 187 | 2 | PS | OP | NA | WAT |  | 0 |  |  | EIA Prime Mover-level Data
2018 | AR | Dell Power Plant | 55340 | 1 | CT | OP | CC | NG | 4,216.0 | 7385512 | 20.3283 | 0.0055049 | EPA/CAMD | EPA/NEI | 2007
2018 | AR | Dell Power Plant | 55340 | 2 | CT | OP | CC | NG | 4,795.0 | 8536206 | 20.3283 | 0.0047628 | EPA/CAMD | EPA/NEI | 2007
2018 | AR | Elkins Generating Center | 56489 | A | GT | OP | NA | NG |  | 21122 | 0.05791 | 0.0054834 | EIA Prime Mover-level Data | NEI avg EF - PM, fuel type, firing type
2018 | AR | Elkins Generating Center | 56489 | B | GT | OP | NA | NG |  | 21122 | 0.05791 | 0.0054834 | EIA Prime Mover-level Data | NEI avg EF - PM, fuel type, firing type
2018 | AR | Elkins Generating Center | 56489 | C | GT | OP | NA | NG |  | 21122 | 0.05791 | 0.0054834 | EIA Prime Mover-level Data | NEI avg EF - PM, fuel type, firing type
2018 | AR | Ellis Hydro | 7040 | 1 | HY | OP | NA | WAT |  | 356836 |  |  | EIA Prime Mover-level Data
2018 | AR | Ellis Hydro | 7040 | 2 | HY | OP | NA | WAT |  | 356836 |  |  | EIA Prime Mover-level Data
2018 | AR | Ellis Hydro | 7040 | 3 | HY | OP | NA | WAT |  | 356836 |  |  | EIA Prime Mover-level Data
2018 | AR | FECC Solar Benton | 61839 | FECC1 | PV | OP | NA | SUN |  | 14042 |  |  | EIA Prime Mover-level Data
2018 | AR | Flint Creek Power Plant | 6138 | 1 | ST | OP | WALL | SUB | 6,657.0 | 28166588 | 8.3276 | 0.00059131 | EPA/CAMD | EPA/NEI | 1978
2018 | AR | Fourche Creek Wastewater | 10050 | 1 | IC | RE | NA | OBG
2018 | AR | Fourche Creek Wastewater | 10050 | 2 | IC | RE | NA | OBG
2018 | AR | Fourche Creek Wastewater | 10050 | 3 | IC | RE | NA | OBG
2018 | AR | Fourche Creek Wastewater | 10050 | 4 | IC | OP | NA | OBG |  | 60474 | 0.44448 | 0.0147 | EIA Prime Mover-level Data | Estimated using an emission factor
2018 | AR | Fulton | 7825 | CT1 | GT | OP | CT | NG | 866.0 | 1068286 | 0.82004 | 0.0015352 | EPA/CAMD | EPA/NEI | 2001
2018 | AR | Genova Arkansas I LLC | 55869 | CTG1 | CT | IP | NA | NG
2018 | AR | Genova Arkansas I LLC | 55869 | CTG2 | CT | IP | NA | NG
2018 | AR | Genova Arkansas I LLC | 55869 | ST1 | CA | IP | NA | NG
2018 | AR | Georgia-Pacific Crossett LLC | 10606 | 10A | ST | OP | NA | NG |  | 4458590 | 17.9513 | 0.0080524 | EIA Unit-level Data | NEI avg EF - PM, fuel type
2018 | AR | Georgia-Pacific Crossett LLC | 10606 | 5A | ST | SB | NA | NG |  | 631439 | 2.5423 | 0.0080524 | EIA Unit-level Data | NEI avg EF - PM, fuel type
2018 | AR | Georgia-Pacific Crossett LLC | 10606 | 6A | ST | SB | NA | NG |  | 1061393 | 4.2734 | 0.0080524 | EIA Unit-level Data | NEI avg EF - PM, fuel type
2018 | AR | Georgia-Pacific Crossett LLC | 10606 | 8R | ST | OP | NA | BLQ |  | 9121138 | 2.8367 | 0.000622 | EIA Unit-level Data | Estimated using an emission factor
2018 | AR | Georgia-Pacific Crossett LLC | 10606 | 9A | ST | OP | NA | WDS |  | 3750232 | 42.7755 | 0.022812 | EIA Unit-level Data | NEI avg EF - PM, fuel type
2018 | AR | Greers Ferry Lake | 188 | 1 | HY | OP | NA | WAT |  | 916154 |  |  | EIA Prime Mover-level Data
2018 | AR | Greers Ferry Lake | 188 | 2 | HY | OP | NA | WAT |  | 916154 |  |  | EIA Prime Mover-level Data
2018 | AR | Hamilton Moses | 168 | 1 | ST | RE | WALL | NG
2018 | AR | Hamilton Moses | 168 | 2 | ST | RE | WALL | NG
2018 | AR | Harry D. Mattison Power Plant | 56328 | 1 | GT | OP | CT | NG | 170.0 | 141993 | 0.28616 | 0.0040306 | EPA/CAMD | EPA/NEI | 2007
2018 | AR | Harry D. Mattison Power Plant | 56328 | 2 | GT | OP | CT | NG | 210.0 | 188405 | 0.34631 | 0.0036762 | EPA/CAMD | EPA/NEI | 2007
2018 | AR | Harry D. Mattison Power Plant | 56328 | 3 | GT | OP | CT | NG | 149.0 | 129683 | 0.54326 | 0.0083783 | EPA/CAMD | EPA/NEI | 2007
2018 | AR | Harry D. Mattison Power Plant | 56328 | 4 | GT | OP | CT | NG | 177.0 | 150520 | 0.95728 | 0.01272 | EPA/CAMD | EPA/NEI | 2007
2018 | AR | Harvey Couch | 169 | 1 | ST | RE | WALL | NG
2018 | AR | Harvey Couch | 169 | 2 | ST | RE | WALL | NG
2018 | AR | Hot Spring Energy Facility | 55418 | CT-1 | CT | OP | CC | NG | 7,244.0 | 12181251 | 16.2011 | 0.00266 | EPA/CAMD | EPA/NEI | 2002
2018 | AR | Hot Spring Energy Facility | 55418 | CT-2 | CT | OP | CC | NG | 7,263.0 | 12188270 | 16.2104 | 0.00266 | EPA/CAMD | EPA/NEI | 2002
2018 | AR | Independence | 6641 | 1 | ST | OP | TANGENTIAL | SUB | 7,609.0 | 50885544 | 193.2856 | 0.0075969 | EPA/CAMD | EPA/NEI | 1983
2018 | AR | Independence | 6641 | 2 | ST | OP | TANGENTIAL | SUB | 6,686.0 | 50063483 | 141.1101 | 0.0056372 | EPA/CAMD | EPA/NEI | 1984
2018 | AR | John W. Turk Jr. Power Plant | 56564 | SN-01 | ST | OP | WALL | SUB | 7,905.0 | 39622181 | 17.9257 | 0.00090483 | EPA/CAMD | EPA/NEI | 2012
2018 | AR | Lake Catherine | 170 | 4 | ST | OP | WALL | NG | 2,198.0 | 3526214 | 13.124 | 0.0074437 | EPA/CAMD | EPA/NEI | 1970
2018 | AR | Lee Creek Water Treatment Facility | 54283 | 0209 | HY | SB | NA | WAT
2018 | AR | Mabelvale | 171 | 1 | GT | RE | NA | NG
2018 | AR | Mabelvale | 171 | 2 | GT | RE | NA | NG
2018 | AR | Mabelvale | 171 | 3 | GT | RE | NA | NG
2018 | AR | Mabelvale | 171 | 4 | GT | RE | NA | NG
2018 | AR | Magnet Cove Generating Station | 55714 | SN-01 | CT | OP | CC | NG | 3,069.0 | 6724575 | 12.7 | 0.0037772 | EPA/CAMD | EPA/NEI | 2005
2018 | AR | Magnet Cove Generating Station | 55714 | SN-02 | CT | OP | CC | NG | 2,857.0 | 6245823 | 12.7 | 0.0040667 | EPA/CAMD | EPA/NEI | 2005
2018 | AR | McClellan | 203 | 01 | ST | OP | WALL | NG | 1,954.0 | 777804 | 4.2591 | 0.010952 | EPA/CAMD | EPA/NEI | 1970
2018 | AR | Municipal Light | 193 | 1 | IC | OP | NA | DFO
2018 | AR | Municipal Light | 193 | 2 | IC | OP | NA | DFO
2018 | AR | Municipal Light | 193 | 4 | IC | OP | NA | DFO
2018 | AR | Municipal Light | 193 | 6 | IC | OP | NA | DFO
2018 | AR | Municipal Light | 193 | 7 | IC | OP | NA | DFO
2018 | AR | Murray | 7166 | 1 | HY | OP | NA | WAT |  | 181732 |  |  | EIA Prime Mover-level Data
2018 | AR | Murray | 7166 | 2 | HY | OP | NA | WAT |  | 181732 |  |  | EIA Prime Mover-level Data
2018 | AR | Narrows (AR) | 195 | 1 | HY | OP | NA | WAT |  | 62735 |  |  | EIA Prime Mover-level Data
2018 | AR | Narrows (AR) | 195 | 2 | HY | OS | NA | WAT |  | 62735 |  |  | EIA Prime Mover-level Data
2018 | AR | Narrows (AR) | 195 | 3 | HY | OP | NA | WAT |  | 62735 |  |  | EIA Prime Mover-level Data
2018 | AR | Noland Wastewater Treatment Plant | 62682 | FAYE1 | PV | P | NA | SUN
2018 | AR | Noland Wastewater Treatment Plant | 62682 | FAYEB | BA | P | NA | MWH
2018 | AR | Norfork | 196 | 1 | HY | OP | NA | WAT |  | 727759 |  |  | EIA Prime Mover-level Data
2018 | AR | Norfork | 196 | 2 | HY | OP | NA | WAT |  | 727759 |  |  | EIA Prime Mover-level Data
2018 | AR | Osceola (AR) | 172 | 9 | IC | SB | NA | DFO
2018 | AR | Osceola (AR) | 172 | 10 | IC | RE | NA | DFO
2018 | AR | Osceola (AR) | 172 | 11 | IC | RE | NA | DFO
2018 | AR | Osceola (AR) | 172 | 12 | IC | RE | NA | DFO
2018 | AR | Osceola (AR) | 172 | 13 | IC | SB | NA | DFO
2018 | AR | Osceola (AR) | 172 | 14 | IC | SB | NA | DFO
2018 | AR | Oswald Generating Station | 55221 | G1 | CT | OP | CC | NG | 1,554.0 | 522172 | 0.71 | 0.0027194 | EPA/CAMD | EPA/NEI | 2002
2018 | AR | Oswald Generating Station | 55221 | G2 | CT | OP | CC | NG | 1,499.0 | 467518 | 0.87692 | 0.0037514 | EPA/CAMD | EPA/NEI | 2002
2018 | AR | Oswald Generating Station | 55221 | G3 | CT | OP | CC | NG | 1,536.0 | 480930 | 0.41 | 0.001705 | EPA/CAMD | EPA/NEI | 2002
2018 | AR | Oswald Generating Station | 55221 | G4 | CT | OP | CC | NG | 1,467.0 | 513197 | 1.0448 | 0.0040718 | EPA/CAMD | EPA/NEI | 2002
2018 | AR | Oswald Generating Station | 55221 | G5 | CT | OP | CC | NG | 1,573.0 | 561964 | 0.82 | 0.0029183 | EPA/CAMD | EPA/NEI | 2002
2018 | AR | Oswald Generating Station | 55221 | G6 | CT | OP | CC | NG | 1,431.0 | 527975 | 1.0728 | 0.0040638 | EPA/CAMD | EPA/NEI | 2002
2018 | AR | Oswald Generating Station | 55221 | G7 | CT | OP | CC | NG | 1,845.0 | 1301916 | 2.64 | 0.0040556 | EPA/CAMD | EPA/NEI | 2002
2018 | AR | Ozark | 6142 | 1 | HY | OA | NA | WAT |  | 391140 |  |  | EIA Prime Mover-level Data
2018 | AR | Ozark | 6142 | 2 | HY | OP | NA | WAT |  | 391140 |  |  | EIA Prime Mover-level Data
2018 | AR | Ozark | 6142 | 3 | HY | OP | NA | WAT |  | 391140 |  |  | EIA Prime Mover-level Data
2018 | AR | Ozark | 6142 | 4 | HY | OS | NA | WAT |  | 391140 |  |  | EIA Prime Mover-level Data
2018 | AR | Ozark | 6142 | 5 | HY | OA | NA | WAT |  | 391140 |  |  | EIA Prime Mover-level Data
2018 | AR | Ozarks Natural Energy Community Solar | 60924 | GEN1 | PV | OP | NA | SUN |  | 13850 |  |  | EIA Prime Mover-level Data
2018 | AR | Paragould | 192 | 1 | IC | RE | NA | DFO
2018 | AR | Paragould | 192 | 2 | IC | RE | NA | DFO
2018 | AR | Paragould | 192 | 4 | IC | RE | NA | DFO
2018 | AR | Paragould | 192 | 5 | IC | RE | NA | DFO
2018 | AR | Paragould | 192 | 6 | IC | RE | NA | DFO
2018 | AR | Paragould Reciprocating | 8015 | 011 | IC | OP | NA | NG |  | 1706 | 0.00035997 | 0.000422 | EIA Prime Mover-level Data | Estimated using an emission factor
2018 | AR | Paragould Reciprocating | 8015 | 021 | IC | OP | NA | NG |  | 1706 | 0.00035997 | 0.000422 | EIA Prime Mover-level Data | Estimated using an emission factor
2018 | AR | Paragould Reciprocating | 8015 | 031 | IC | OP | NA | NG |  | 1706 | 0.00035997 | 0.000422 | EIA Prime Mover-level Data | Estimated using an emission factor
2018 | AR | Paragould Turbine | 7283 | 1 | GT | OP | NA | NG |  | 163 | 0.0004469 | 0.0054834 | EIA Prime Mover-level Data | NEI avg EF - PM, fuel type, firing type
2018 | AR | Paragould Turbine | 7283 | 2 | GT | OP | NA | NG |  | 163 | 0.0004469 | 0.0054834 | EIA Prime Mover-level Data | NEI avg EF - PM, fuel type, firing type
2018 | AR | Paragould Turbine | 7283 | 3 | GT | OP | NA | NG |  | 163 | 0.0004469 | 0.0054834 | EIA Prime Mover-level Data | NEI avg EF - PM, fuel type, firing type
2018 | AR | Paragould Turbine | 7283 | 4 | GT | OP | NA | NG |  | 163 | 0.0004469 | 0.0054834 | EIA Prime Mover-level Data | NEI avg EF - PM, fuel type, firing type
2018 | AR | Paragould Turbine | 7283 | 5 | IC | SB | NA | DFO
2018 | AR | Pine Bluff Energy Center | 55075 | CT-1 | CT | OP | CC | NG | 8,354.0 | 13524750 | 1.2849 | 0.00019 | EPA/CAMD | EPA/NEI | 2001
2018 | AR | Pine Bluff Mill | 10627 | BB1 | ST | OP | NA | NG |  | 173052 | 0.69675 | 0.0080524 | EIA Unit-level Data | NEI avg EF - PM, fuel type
2018 | AR | Pine Bluff Mill | 10627 | PB1 | ST | OP | NA | NG |  | 593672 | 2.3903 | 0.0080524 | EIA Unit-level Data | NEI avg EF - PM, fuel type
2018 | AR | Pine Bluff Mill | 10627 | PB2 | ST | RE | NA | PUR |  | 0 |  |  | EIA Unit-level Data
2018 | AR | Pine Bluff Mill | 10627 | RB2 | ST | OP | NA | BLQ |  | 1901438 | 1.7445 | 0.0018349 | EIA Unit-level Data | Estimated using an emission factor
2018 | AR | Pine Bluff Mill | 10627 | RB3 | ST | OP | NA | BLQ |  | 2146199 | 1.969 | 0.0018349 | EIA Unit-level Data | Estimated using an emission factor
2018 | AR | Pine Bluff Mill | 10627 | RB4 | ST | OP | NA | BLQ |  | 7810059 | 7.1653 | 0.0018349 | EIA Unit-level Data | Estimated using an emission factor
2018 | AR | Plum Point Energy Station | 56456 | 1 | ST | OP | WALL | SUB | 8,236.0 | 55288792 | 273.2173 | 0.0098833 | EPA/CAMD | EPA/NEI | 2010
2018 | AR | Remmel | 174 | 1 | HY | OP | NA | WAT |  | 116442 |  |  | EIA Prime Mover-level Data
2018 | AR | Remmel | 174 | 2 | HY | OP | NA | WAT |  | 116442 |  |  | EIA Prime Mover-level Data
2018 | AR | Remmel | 174 | 3 | HY | OP | NA | WAT |  | 116442 |  |  | EIA Prime Mover-level Data
2018 | AR | Riceland Foods Cogeneration Plant | 56079 | North | ST | OP | NA | OBS |  | 1155347 | 7.9312 | 0.01373 | EIA Unit-level Data | NEI avg EF - PM, fuel type
2018 | AR | Riceland Foods Cogeneration Plant | 56079 | South | ST | OP | NA | OBS |  | 1155347 | 7.9312 | 0.01373 | EIA Unit-level Data | NEI avg EF - PM, fuel type
2018 | AR | Robert E Ritchie | 173 | 1 | ST | RE | CYCLONE | NG
2018 | AR | Robert E Ritchie | 173 | 2 | ST | RE | TANGENTIAL | NG
2018 | AR | Robert E Ritchie | 173 | GT1 | GT | RE | NA | NG
2018 | AR | Scenic Hill Solar III | 61869 | SHS3 | PV | OP | NA | SUN |  | 95712 |  |  | EIA Prime Mover-level Data
2018 | AR | Searcy Solar | 62617 | SEABT | BA | P | NA | MWH
2018 | AR | Searcy Solar | 62617 | SEARC | PV | P | NA | SUN
2018 | AR | SR Camden | 59947 | AERO | PV | OP | NA | SUN |  | 245484 |  |  | EIA Prime Mover-level Data
2018 | AR | Stuttgart Solar | 61262 | STGRT | PV | OP | NA | SUN |  | 1485632 |  |  | EIA Prime Mover-level Data
2018 | AR | Thomas Fitzhugh | 201 | 2 | CT | OP | CC | NG | 2,551.0 | 2543071 | 0.24159 | 0.00019 | EPA/CAMD | EPA/NEI | 2002
2018 | AR | Two Pine Landfill Gas Recovery | 56523 | GEN1 | IC | OP | NA | LFG |  | 31742 | 0.2333 | 0.0147 | EIA Prime Mover-level Data | Estimated using an emission factor
2018 | AR | Two Pine Landfill Gas Recovery | 56523 | GEN2 | IC | OP | NA | LFG |  | 31742 | 0.2333 | 0.0147 | EIA Prime Mover-level Data | Estimated using an emission factor
2018 | AR | Two Pine Landfill Gas Recovery | 56523 | GEN3 | IC | OP | NA | LFG |  | 31742 | 0.2333 | 0.0147 | EIA Prime Mover-level Data | Estimated using an emission factor
2018 | AR | Two Pine Landfill Gas Recovery | 56523 | GEN4 | IC | OP | NA | LFG |  | 31742 | 0.2333 | 0.0147 | EIA Prime Mover-level Data | Estimated using an emission factor
2018 | AR | Two Pine Landfill Gas Recovery | 56523 | GEN5 | IC | OP | NA | LFG |  | 31742 | 0.2333 | 0.0147 | EIA Prime Mover-level Data | Estimated using an emission factor
2018 | AR | Two Pine Landfill Gas Recovery | 56523 | GEN6 | IC | OP | NA | LFG |  | 31742 | 0.2333 | 0.0147 | EIA Prime Mover-level Data | Estimated using an emission factor
2018 | AR | UA Central Utility Plant | 60536 | TRBN1 | GT | OP | NA | NG |  | 450903 | 1.2362 | 0.0054834 | EIA Prime Mover-level Data | NEI avg EF - PM, fuel type, firing type
2018 | AR | Union Power Station | 55380 | CTG-1 | CT | OP | CC | NG | 6,104.0 | 9021536 | 129.05 | 0.028609 | EPA/CAMD | EPA/NEI | 2002
2018 | AR | Union Power Station | 55380 | CTG-2 | CT | OP | CC | NG | 5,881.0 | 8834083 | 129.05 | 0.029216 | EPA/CAMD | EPA/NEI | 2002
2018 | AR | Union Power Station | 55380 | CTG-3 | CT | OP | CC | NG | 5,731.0 | 8357388 | 129.05 | 0.030883 | EPA/CAMD | EPA/NEI | 2002
2018 | AR | Union Power Station | 55380 | CTG-4 | CT | OP | CC | NG | 5,780.0 | 8376426 | 129.05 | 0.030813 | EPA/CAMD | EPA/NEI | 2002
2018 | AR | Union Power Station | 55380 | CTG-5 | CT | OP | CC | NG | 5,117.0 | 7571807 | 129.05 | 0.034087 | EPA/CAMD | EPA/NEI | 2003
2018 | AR | Union Power Station | 55380 | CTG-6 | CT | OP | CC | NG | 6,654.0 | 9958327 | 129.05 | 0.025918 | EPA/CAMD | EPA/NEI | 2003
2018 | AR | Union Power Station | 55380 | CTG-7 | CT | OP | CC | NG | 5,281.0 | 7713932 | 129.05 | 0.033459 | EPA/CAMD | EPA/NEI | 2003
2018 | AR | Union Power Station | 55380 | CTG-8 | CT | OP | CC | NG | 5,125.0 | 7518764 | 129.05 | 0.034327 | EPA/CAMD | EPA/NEI | 2003
2018 | AR | Waste Management Eco Vista LFGTE | 57025 | GEN1 | IC | OP | NA | LFG |  | 78727 | 0.57864 | 0.0147 | EIA Prime Mover-level Data | Estimated using an emission factor
2018 | AR | Waste Management Eco Vista LFGTE | 57025 | GEN2 | IC | OP | NA | LFG |  | 78727 | 0.57864 | 0.0147 | EIA Prime Mover-level Data | Estimated using an emission factor
2018 | AR | Waste Management Eco Vista LFGTE | 57025 | GEN3 | IC | OP | NA | LFG |  | 78727 | 0.57864 | 0.0147 | EIA Prime Mover-level Data | Estimated using an emission factor
2018 | AR | Waste Management Eco Vista LFGTE | 57025 | GEN4 | IC | OP | NA | LFG |  | 78727 | 0.57864 | 0.0147 | EIA Prime Mover-level Data | Estimated using an emission factor
2018 | AR | Waste Management Eco Vista LFGTE | 57025 | GEN5 | IC | OP | NA | LFG |  | 78727 | 0.57864 | 0.0147 | EIA Prime Mover-level Data | Estimated using an emission factor
2018 | AR | Westside Wastewater Treatment Plant | 62683 | FAYW1 | PV | P | NA | SUN
2018 | AR | Westside Wastewater Treatment Plant | 62683 | FAYWB | BA | P | NA | MWH
2018 | AR | Whillock | 7135 | 1 | HY | OP | NA | WAT |  | 494789 |  |  | EIA Prime Mover-level Data
2018 | AR | Whillock | 7135 | 2 | HY | OP | NA | WAT |  | 494789 |  |  | EIA Prime Mover-level Data
2018 | AR | Whillock | 7135 | 3 | HY | OP | NA | WAT |  | 494789 |  |  | EIA Prime Mover-level Data
2018 | AR | White Bluff | 6009 | 1 | ST | OP | TANGENTIAL | SUB | 4,897.0 | 36418788 | 306.6952 | 0.016843 | EPA/CAMD | EPA/NEI | 1980
2018 | AR | White Bluff | 6009 | 2 | ST | OP | TANGENTIAL | SUB | 7,485.0 | 51803856 | 365.9612 | 0.014129 | EPA/CAMD | EPA/NEI | 1981
2018 | AR | White River Lock and Dam 1 | 57160 | LD#1 | HY | OP | NA | WAT |  | 150674 |  |  | EIA Prime Mover-level Data
2018 | AR | White River Lock and Dam 2 | 57161 | LD#2 | HY | OP | NA | WAT |  | 143927 |  |  | EIA Prime Mover-level Data
2018 | AR | White River Lock and Dam 3 | 57162 | LD#3 | HY | OP | NA | WAT |  | 157924 |  |  | EIA Prime Mover-level Data
2018 | AZ | Actus Lend Lease DMAFB | 58632 | 1 | PV | OP | NA | SUN |  | 36680 |  |  | EIA Prime Mover-level Data
2018 | AZ | AES ES GILBERT | 61861 | SRP | BA | V | NA | MWH
2018 | AZ | Agua Caliente Solar Project | 57373 | AGU01 | PV | IP | NA | SUN
2018 | AZ | Agua Caliente Solar Project | 57373 | AGU1 | PV | OP | NA | SUN |  | 1720422 |  |  | EIA Prime Mover-level Data
2018 | AZ | Agua Caliente Solar Project | 57373 | AGU2 | PV | OP | NA | SUN |  | 2579685 |  |  | EIA Prime Mover-level Data
2018 | AZ | Agua Caliente Solar Project | 57373 | AGU3 | PV | OP | NA | SUN |  | 2295161 |  |  | EIA Prime Mover-level Data
2018 | AZ | Agua Fria Generating Station | 141 | 1 | ST | OP | WALL | NG | 1,024.0 | 536698 | 0.11539 | 0.00043 | EPA/CAMD | EPA/NEI | 1958
2018 | AZ | Agua Fria Generating Station | 141 | 2 | ST | OP | WALL | NG | 914.0 | 462558 | 0.09945 | 0.00043 | EPA/CAMD | EPA/NEI | 1957
2018 | AZ | Agua Fria Generating Station | 141 | 3 | ST | OP | TURBO | NG | 933.0 | 811233 | 0.17442 | 0.00043 | EPA/CAMD | EPA/NEI | 1961
2018 | AZ | Agua Fria Generating Station | 141 | PV-3 | PV | OP | NA | SUN |  | 2562 |  |  | EIA Prime Mover-level Data
2018 | AZ | Amphitheater High School Solar | 60684 | AHS1 | PV | OP | NA | SUN |  | 20553 |  |  | EIA Prime Mover-level Data
2018 | AZ | Apache Solar 1 | 60964 | AEPS1 | PV | OP | NA | SUN |  | 455089 |  |  | EIA Prime Mover-level Data
2018 | AZ | Apache Station | 160 | 1 | ST | OP | WALL | NG | 3,117.0 | 1521146 | 79.92 | 0.10508 | EPA/CAMD | EPA/NEI | 1964
2018 | AZ | Apache Station | 160 | 2 | ST | OP | TURBO | NG | 8,165.0 | 10108598 | 79.92 | 0.015812 | EPA/CAMD | EPA/NEI | 1979
2018 | AZ | Apache Station | 160 | 3 | ST | OP | TURBO | SUB | 6,420.0 | 8688671 | 79.92 | 0.018396 | EPA/CAMD | EPA/NEI | 1979
2018 | AZ | Apache Station | 160 | 4 | GT | OP | CT | NG | 1,713.0 | 558818 | 4.0901 | 0.014638 | EPA/CAMD | EPA/NEI | 2002
2018 | AZ | APS Saguaro Power Plant | 118 | CT3 | GT | OP | CT | NG | 1,857.0 | 895692 | 3.5001 | 0.0078154 | EPA/CAMD | NEI avg EF - PM, fuel type, firing type | 2002
2018 | AZ | APS Saguaro Power Plant | 118 | PV1 | OT | RE | NA | SUN
2018 | AZ | APS West Phoenix Power Plant | 117 | CC4 | CT | OP | CC | NG | 3,941.0 | 2968218 | 2.9162 | 0.001965 | EPA/CAMD | EPA/NEI | 2001
2018 | AZ | APS West Phoenix Power Plant | 117 | CC5A | CT | OP | CC | NG | 5,046.0 | 7501037 | 13.9604 | 0.0037223 | EPA/CAMD | EPA/NEI | 2003
2018 | AZ | APS West Phoenix Power Plant | 117 | CC5B | CT | OP | CC | NG | 5,002.0 | 7474869 | 11.5496 | 0.0030902 | EPA/CAMD | EPA/NEI | 2003
2018 | AZ | Arizona State University CHP | 58199 | G1 | CS |  | NA | NG |  | 505688 | 0.1067 | 0.000422 | EIA Unit-level Data | Estimated using an emission factor
2018 | AZ | Arizona Western College PV | 57765 | GV1 | PV | RE | NA | SUN
2018 | AZ | Arizona Western College PV | 57765 | GV2 | PV | RE | NA | SUN
2018 | AZ | Arizona Western College PV | 57765 | SFC | PV | OP | NA | SUN |  | 17348 |  |  | EIA Prime Mover-level Data
2018 | AZ | Arizona Western College PV | 57765 | SHP | PV | OP | NA | SUN |  | 15613 |  |  | EIA Prime Mover-level Data
2018 | AZ | Arizona Western College PV | 57765 | SOLEG | PV | OP | NA | SUN |  | 17348 |  |  | EIA Prime Mover-level Data
2018 | AZ | Arizona Western College PV | 57765 | STE | PV | OP | NA | SUN |  | 15613 |  |  | EIA Prime Mover-level Data
2018 | AZ | Arizona Western College PV | 57765 | SWD | PV | OP | NA | SUN |  | 15613 |  |  | EIA Prime Mover-level Data
2018 | AZ | Arlington Valley Energy Facility | 55282 | CTG1 | CT | OP | CC | NG | 4,624.0 | 7860876 | 5.586 | 0.0014212 | EPA/CAMD | EPA/NEI | 2002
2018 | AZ | Arlington Valley Energy Facility | 55282 | CTG2 | CT | OP | CC | NG | 4,449.0 | 7552288 | 4.0621 | 0.0010757 | EPA/CAMD | EPA/NEI | 2002
2018 | AZ | Arlington Valley Solar Energy I | 57679 | AVSE1 | PV | IP | NA | SUN
2018 | AZ | Arlington Valley Solar Energy II | 57680 | AVSE1 | PV | OP | NA | SUN |  | 450059 |  |  | EIA Prime Mover-level Data
2018 | AZ | Arlington Valley Solar Energy II | 57680 | AVSE2 | PV | OP | NA | SUN |  | 663244 |  |  | EIA Prime Mover-level Data
2018 | AZ | Arlington Valley Solar Energy II | 57680 | AVSE3 | PV | OP | NA | SUN |  | 663244 |  |  | EIA Prime Mover-level Data
2018 | AZ | Arlington Valley Solar Energy II | 57680 | AVSE4 | PV | OP | NA | SUN |  | 615870 |  |  | EIA Prime Mover-level Data
2018 | AZ | Arlington Valley Solar Energy II | 57680 | AVSE5 | PV | OP | NA | SUN |  | 663244 |  |  | EIA Prime Mover-level Data
2018 | AZ | Arzon Solar UASTP Solar Power Station | 57930 | UAST | PV | OP | NA | SUN |  | 876 |  |  | EIA Prime Mover-level Data
2018 | AZ | Avalon Solar | 59168 | AS | PV | OP | NA | SUN |  | 702717 |  |  | EIA Prime Mover-level Data
2018 | AZ | Avalon Solar II | 60062 | ASII | PV | OP | NA | SUN |  | 394462 |  |  | EIA Prime Mover-level Data
2018 | AZ | Avra Valley Solar | 57657 | 1 | PV | OP | NA | SUN |  | 658010 |  |  | EIA Prime Mover-level Data
2018 | AZ | AZ State University - Tempe Campus Solar | 62643 | 3384 | PV | OP | NA | SUN
2018 | AZ | AZ State University - Tempe Campus Solar | 62643 | 3385 | PV | OP | NA | SUN
2018 | AZ | AZ State University - Tempe Campus Solar | 62643 | 4202 | PV | OP | NA | SUN
2018 | AZ | AZ State University - Tempe Campus Solar | 62643 | 20794 | PV | OP | NA | SUN
2018 | AZ | AZ State University - Tempe Campus Solar | 62643 | 20799 | PV | OP | NA | SUN
2018 | AZ | AZ State University - Tempe Campus Solar | 62643 | 20971 | PV | OP | NA | SUN
2018 | AZ | AZ State University - Tempe Campus Solar | 62643 | 20974 | PV | OP | NA | SUN
2018 | AZ | AZ State University - Tempe Campus Solar | 62643 | 20975 | PV | OP | NA | SUN
2018 | AZ | AZ State University - Tempe Campus Solar | 62643 | 3365A | PV | OP | NA | SUN
2018 | AZ | AZ State University - Tempe Campus Solar | 62643 | 3365B | PV | OP | NA | SUN
2018 | AZ | Badger 1 | 58262 | 1 | PV | OP | NA | SUN |  | 368805 |  |  | EIA Prime Mover-level Data
2018 | AZ | Black Mountain Generating Station | 56482 | 1 | GT | OP | CT | NG | 1,167.0 | 402487 | 1.452 | 0.0072152 | EPA/CAMD | EPA/NEI | 2008
2018 | AZ | Black Mountain Generating Station | 56482 | 2 | GT | OP | CT | NG | 1,185.0 | 406035 | 1.4596 | 0.0071893 | EPA/CAMD | EPA/NEI | 2008
2018 | AZ | Black Mountain Solar LLC | 58042 | 1 | PV | OP | NA | SUN |  | 192207 |  |  | EIA Prime Mover-level Data
2018 | AZ | Bonnybrooke PV | 60413 | AZPV1 | PV | OP | NA | SUN |  | 1265341 |  |  | EIA Prime Mover-level Data
2018 | AZ | Buckeye Generation Center, LLC | 59471 | CTG01 | GT | IP | NA | NG
2018 | AZ | Buckeye Generation Center, LLC | 59471 | CTG02 | GT | IP | NA | NG
2018 | AZ | Buckeye Generation Center, LLC | 59471 | CTG03 | GT | IP | NA | NG
2018 | AZ | Buckeye Generation Center, LLC | 59471 | CTG04 | GT | IP | NA | NG
2018 | AZ | Buckeye Generation Center, LLC | 59471 | CTG05 | GT | IP | NA | NG
2018 | AZ | Buckeye Generation Center, LLC | 59471 | CTG06 | GT | IP | NA | NG
2018 | AZ | Buckeye Union HS District 201 | 58037 | PV1 | PV | OP | NA | SUN |  | 63570 |  |  | EIA Prime Mover-level Data
2018 | AZ | Canyon Del Oro High School Solar | 60685 | CDO1 | PV | OP | NA | SUN |  | 17743 |  |  | EIA Prime Mover-level Data
2018 | AZ | Canyon Del Oro High School Solar | 60685 | CDO2 | PV | OP | NA | SUN |  | 1774 |  |  | EIA Prime Mover-level Data
2018 | AZ | Canyon Del Oro High School Solar | 60685 | CDO3 | PV | OP | NA | SUN |  | 3549 |  |  | EIA Prime Mover-level Data
2018 | AZ | Canyon Del Oro High School Solar | 60685 | CDO4 | PV | OP | NA | SUN |  | 3549 |  |  | EIA Prime Mover-level Data
2018 | AZ | Childs | 112 | 1 | HY | RE | NA | WAT
2018 | AZ | Childs | 112 | 2 | HY | RE | NA | WAT
2018 | AZ | Childs | 112 | 3 | HY | RE | NA | WAT
2018 | AZ | Chino Solar Valley | 57560 | PV1 | PV | OP | NA | SUN |  | 406462 |  |  | EIA Prime Mover-level Data
2018 | AZ | Cholla | 113 | 1 | ST | OP | TANGENTIAL | SUB | 7,432.0 | 6634394 | 43.1236 | 0.013 | EPA/CAMD | EPA/NEI | 1962
2018 | AZ | Cholla | 113 | 3 | ST | OP | TANGENTIAL | SUB | 7,819.0 | 14922851 | 91.7755 | 0.0123 | EPA/CAMD | EPA/NEI | 1980
2018 | AZ | Cholla | 113 | 4 | ST | OP | TANGENTIAL | SUB | 6,187.0 | 21968384 | 147.1882 | 0.0134 | EPA/CAMD | EPA/NEI | 1981
2018 | AZ | Cogeneration 1 | 56229 | CT1 | CS |  | NA | NG |  | 666566 | 0.14065 | 0.000422 | EIA Unit-level Data | Estimated using an emission factor
2018 | AZ | Cogeneration 2 | 59233 | CT2 | CS |  | NA | NG |  | 459760 | 0.097009 | 0.000422 | EIA Unit-level Data | Estimated using an emission factor
2018 | AZ | Cogenra - TEP | 58832 | CTEP | PV | OP | NA | SUN |  | 17505 |  |  | EIA Prime Mover-level Data
2018 | AZ | Concord Blue Eagar, LLC | 60374 | CB001 | IC | L | NA | OBG
2018 | AZ | Concord Blue Eagar, LLC | 60374 | CB002 | IC | L | NA | OBG
2018 | AZ | Coolidge Generating Station | 56948 | CT01 | GT | OP | CT | NG | 200.0 | 55651 | 0.21747 | 0.0078154 | EPA/CAMD | NEI avg EF - PM, fuel type, firing type | 2011
2018 | AZ | Coolidge Generating Station | 56948 | CT02 | GT | OP | CT | NG | 238.0 | 65724 | 0.25683 | 0.0078154 | EPA/CAMD | NEI avg EF - PM, fuel type, firing type | 2011
2018 | AZ | Coolidge Generating Station | 56948 | CT03 | GT | OP | CT | NG | 278.0 | 77790 | 0.30398 | 0.0078154 | EPA/CAMD | NEI avg EF - PM, fuel type, firing type | 2010
2018 | AZ | Coolidge Generating Station | 56948 | CT04 | GT | OP | CT | NG | 303.0 | 82442 | 0.32216 | 0.0078154 | EPA/CAMD | NEI avg EF - PM, fuel type, firing type | 2010
2018 | AZ | Coolidge Generating Station | 56948 | CT05 | GT | OP | CT | NG | 406.0 | 111072 | 0.43404 | 0.0078154 | EPA/CAMD | NEI avg EF - PM, fuel type, firing type | 2010
2018 | AZ | Coolidge Generating Station | 56948 | CT06 | GT | OP | CT | NG | 515.0 | 141921 | 0.55459 | 0.0078154 | EPA/CAMD | NEI avg EF - PM, fuel type, firing type | 2010
2018 | AZ | Coolidge Generating Station | 56948 | CT07 | GT | OP | CT | NG | 215.0 | 59264 | 0.23159 | 0.0078154 | EPA/CAMD | NEI avg EF - PM, fuel type, firing type | 2010
2018 | AZ | Coolidge Generating Station | 56948 | CT08 | GT | OP | CT | NG | 510.0 | 138154 | 0.53987 | 0.0078154 | EPA/CAMD | NEI avg EF - PM, fuel type, firing type | 2010
2018 | AZ | Coolidge Generating Station | 56948 | CT09 | GT | OP | CT | NG | 612.0 | 162734 | 0.63592 | 0.0078154 | EPA/CAMD | NEI avg EF - PM, fuel type, firing type | 2010
2018 | AZ | Coolidge Generating Station | 56948 | CT10 | GT | OP | CT | NG | 713.0 | 192772 | 0.7533 | 0.0078154 | EPA/CAMD | NEI avg EF - PM, fuel type, firing type | 2010
2018 | AZ | Coolidge Generating Station | 56948 | CT11 | GT | OP | CT | NG | 936.0 | 255861 | 0.99983 | 0.0078154 | EPA/CAMD | NEI avg EF - PM, fuel type, firing type | 2010
2018 | AZ | Coolidge Generating Station | 56948 | CT12 | GT | OP | CT | NG | 834.0 | 216565 | 0.84628 | 0.0078154 | EPA/CAMD | NEI avg EF - PM, fuel type, firing type | 2010
2018 | AZ | Copper Crossing Energy Center | 58413 | CCGS1 | GT | P | NA | NG
2018 | AZ | Copper Crossing Energy Center | 58413 | CCGS2 | GT | P | NA | NG
2018 | AZ | Copper Crossing Energy Center | 58413 | CCGS3 | GT | P | NA | NG
2018 | AZ | Copper Crossing Energy Center | 58413 | CCGS4 | GT | P | NA | NG
2018 | AZ | Copper Crossing Energy Center | 58413 | CCGS5 | GT | P | NA | NG
2018 | AZ | Copper Crossing Energy Center | 58413 | CCGS6 | GT | P | NA | NG
2018 | AZ | Copper Crossing Energy Center | 58413 | CCGS7 | GT | P | NA | NG
2018 | AZ | Copper Crossing Energy Center | 58413 | CCGS8 | GT | P | NA | NG
2018 | AZ | Copper Crossing Energy Center | 58413 | CCGS9 | GT | CN | NA | NG
2018 | AZ | Copper Crossing Solar LLC | 57318 | 1 | PV | OP | NA | SUN |  | 456714 |  |  | EIA Prime Mover-level Data
2018 | AZ | Coronado Generating Station | 6177 | U1B | ST | OP | TURBO | RC | 6,145.0 | 19229371 | 251.044 | 0.02611 | EPA/CAMD | EPA/NEI | 1979
2018 | AZ | Coronado Generating Station | 6177 | U2B | ST | OP | TURBO | RC | 7,916.0 | 24479570 | 305.5958 | 0.024967 | EPA/CAMD | EPA/NEI | 1980
2018 | AZ | Cotton Center Solar | 57561 | CC17M | BA | P | NA | MWH
2018 | AZ | Cotton Center Solar | 57561 | PV1 | PV | OP | NA | SUN |  | 335469 |  |  | EIA Prime Mover-level Data
2018 | AZ | Crosscut | 143 | CC1 | ST | RE | NA | NG
2018 | AZ | Crosscut | 143 | CC2 | ST | RE | NA | NG
2018 | AZ | Crosscut | 143 | CC3 | ST | RE | NA | NG
2018 | AZ | Crosscut | 143 | CC4 | ST | RE | NA | NG
2018 | AZ | Crosscut | 143 | CC5 | HY | OS | NA | WAT
2018 | AZ | Davis Dam | 152 | 1 | HY | OP | NA | WAT |  | 2041214 |  |  | EIA Prime Mover-level Data
2018 | AZ | Davis Dam | 152 | 2 | HY | OP | NA | WAT |  | 2041214 |  |  | EIA Prime Mover-level Data
2018 | AZ | Davis Dam | 152 | 3 | HY | OP | NA | WAT |  | 1895131 |  |  | EIA Prime Mover-level Data
2018 | AZ | Davis Dam | 152 | 4 | HY | OP | NA | WAT |  | 2041214 |  |  | EIA Prime Mover-level Data
2018 | AZ | Davis Dam | 152 | 5 | HY | OP | NA | WAT |  | 2041214 |  |  | EIA Prime Mover-level Data
2018 | AZ | Davis Monthan AFB (AZ) West Airfield | 59779 | 1 | PV | OP | NA | SUN |  | 23122 |  |  | EIA Prime Mover-level Data
2018 | AZ | De Moss Petrie Generating Station | 124 | GT1 | GT | OP | CT | NG | 152.0 | 78643 | 0.30731 | 0.0078154 | EPA/CAMD | NEI avg EF - PM, fuel type, firing type | 2001
2018 | AZ | Desert Basin Generating Station | 55129 | DBG1 | CT | OP | CC | NG | 5,143.0 | 9349173 | 26.9089 | 0.0057564 | EPA/CAMD | NEI avg EF - PM, fuel type, firing type | 2001
2018 | AZ | Desert Basin Generating Station | 55129 | DBG2 | CT | OP | CC | NG | 4,908.0 | 9104729 | 26.2054 | 0.0057564 | EPA/CAMD | NEI avg EF - PM, fuel type, firing type | 2001
2018 | AZ | Dolan Springs | 57920 | 1 | WT | CN | NA | WND
2018 | AZ | Douglas | 114 | 1 | GT | OP | NA | DFO |  | 3923 | 0.033854 | 0.017259 | EIA Prime Mover-level Data | NEI avg EF - PM, fuel type, firing type
2018 | AZ | Dry Lake Solar | 57922 | 1 | PV | IP | NA | SUN
2018 | AZ | Dry Lake Wind II LLC | 57379 | 1 | WT | OP | NA | WND |  | 1035138 |  |  | EIA Prime Mover-level Data
2018 | AZ | Dry Lake Wind LLC | 57098 | 1 | WT | OP | NA | WND |  | 1008005 |  |  | EIA Prime Mover-level Data
2018 | AZ | East Line Solar | 62899 | EASTL | PV | P | NA | SUN
2018 | AZ | Estrella Mountain PV | 60230 | PV1 | PV | TS | NA | SUN
2018 | AZ | FirstEnergy | 55711 | CTG1 | CT | CN | NA | NG
2018 | AZ | FirstEnergy | 55711 | CTG2 | CT | CN | NA | NG
2018 | AZ | FirstEnergy | 55711 | CTG3 | CT | CN | NA | NG
2018 | AZ | FirstEnergy | 55711 | CTG4 | CT | CN | NA | NG
2018 | AZ | FirstEnergy | 55711 | STG1 | CA | CN | NA | NG
2018 | AZ | FirstEnergy | 55711 | STG2 | CA | CN | NA | NG
2018 | AZ | Foothills Solar Plant | 57997 | FH38M | BA | P | NA | MWH
2018 | AZ | Foothills Solar Plant | 57997 | PV1 | PV | OP | NA | SUN |  | 411985 |  |  | EIA Prime Mover-level Data
2018 | AZ | Foothills Solar Plant | 57997 | PV2 | PV | OP | NA | SUN |  | 436219 |  |  | EIA Prime Mover-level Data
2018 | AZ | Fort Huachuca Solar PV Project | 58972 | FHUA2 | PV | OP | NA | SUN |  | 76010 |  |  | EIA Prime Mover-level Data
2018 | AZ | Fort Huachuca Solar PV Project | 58972 | FHUAC | PV | OP | NA | SUN |  | 252130 |  |  | EIA Prime Mover-level Data
2018 | AZ | Gato Montes Solar, LLC | 58842 | 1 | PV | OP | NA | SUN |  | 81150 |  |  | EIA Prime Mover-level Data
2018 | AZ | Gila Bend | 59020 | GB36M | BA | P | NA | MWH
2018 | AZ | Gila Bend | 59020 | PV1 | PV | OP | NA | SUN |  | 877280 |  |  | EIA Prime Mover-level Data
2018 | AZ | Gila Bend Power Generation Station | 55507 | 1 | CT | L | NA | NG
2018 | AZ | Gila Bend Power Generation Station | 55507 | 2 | CT | L | NA | NG
2018 | AZ | Gila Bend Power Generation Station | 55507 | 3 | CT | L | NA | NG
2018 | AZ | Gila Bend Power Generation Station | 55507 | 4 | CA | L | NA | NG
2018 | AZ | Gila River Power Block 2 | 60768 | 2 A | CA | OP | DUCTBURNER | NG |  | 404744 | 0.085401 | 0.000422 | EIA Unit-level Data | Estimated using an emission factor
2018 | AZ | Gila River Power Block 2 | 60768 | 2 B | CA | OP | DUCTBURNER | NG |  | 258740 | 0.054594 | 0.000422 | EIA Unit-level Data | Estimated using an emission factor
2018 | AZ | Gila River Power Block 2 | 60768 | CTG3 | CT |  | NA | NG |  | 7954943 | 22.896 | 0.0057564 | EIA Unit-level Data | NEI avg EF - PM, fuel type
2018 | AZ | Gila River Power Block 2 | 60768 | CTG4 | CT |  | NA | NG |  | 8282380 | 23.8385 | 0.0057564 | EIA Unit-level Data | NEI avg EF - PM, fuel type
2018 | AZ | Gila River Power Station | 55306 | 1CTGA | CT | OP | CC | NG | 3,498.0 | 5885277 | 6.474 | 0.0022001 | EPA/CAMD | EPA/NEI | 2003
2018 | AZ | Gila River Power Station | 55306 | 1CTGB | CT | OP | CC | NG | 3,450.0 | 5761403 | 8.066 | 0.0028 | EPA/CAMD | EPA/NEI | 2003
2018 | AZ | Gila River Power Station | 55306 | 2CTGA | CT | OP | CC | NG | 4,997.0 | 8358851 | 7.523 | 0.0018 | EPA/CAMD | EPA/NEI | 2003
2018 | AZ | Gila River Power Station | 55306 | 2CTGB | CT | OP | CC | NG | 5,106.0 | 8668683 | 7.3685 | 0.0017 | EPA/CAMD | EPA/NEI | 2003
2018 | AZ | Gila River Power Station | 55306 | 3CTGA | CT | OP | CC | NG | 6,885.0 | 10433834 | 13.564 | 0.0026 | EPA/CAMD | EPA/NEI | 2003
2018 | AZ | Gila River Power Station | 55306 | 3CTGB | CT | OP | CC | NG | 6,513.0 | 9952659 | 16.422 | 0.0033 | EPA/CAMD | EPA/NEI | 2003
2018 | AZ | Gila River Power Station | 55306 | 4CTGA | CT | OP | CC | NG | 5,151.0 | 8542692 | 11.1055 | 0.0026 | EPA/CAMD | EPA/NEI | 2003
2018 | AZ | Gila River Power Station | 55306 | 4CTGB | CT | OP | CC | NG | 6,278.0 | 10572391 | 16.916 | 0.0032 | EPA/CAMD | EPA/NEI | 2003
2018 | AZ | Gilbert Solar Facility I, LLC | 58543 | 1 | PV | OP | NA | SUN |  | 37163 |  |  | EIA Prime Mover-level Data
2018 | AZ | Gillespie 1 | 58501 | GILL1 | PV | OP | NA | SUN |  | 379255 |  |  | EIA Prime Mover-level Data
2018 | AZ | Glen Canyon Dam | 153 | 1 | HY | OP | NA | WAT |  | 4539214 |  |  | EIA Prime Mover-level Data
2018 | AZ | Glen Canyon Dam | 153 | 2 | HY | OP | NA | WAT |  | 4539214 |  |  | EIA Prime Mover-level Data
2018 | AZ | Glen Canyon Dam | 153 | 3 | HY | OP | NA | WAT |  | 4539214 |  |  | EIA Prime Mover-level Data
2018 | AZ | Glen Canyon Dam | 153 | 4 | HY | OP | NA | WAT |  | 4539214 |  |  | EIA Prime Mover-level Data
2018 | AZ | Glen Canyon Dam | 153 | 5 | HY | OP | NA | WAT |  | 4539214 |  |  | EIA Prime Mover-level Data
2018 | AZ | Glen Canyon Dam | 153 | 6 | HY | OP | NA | WAT |  | 4539214 |  |  | EIA Prime Mover-level Data
2018 | AZ | Glen Canyon Dam | 153 | 7 | HY | OP | NA | WAT |  | 4319131 |  |  | EIA Prime Mover-level Data
2018 | AZ | Glen Canyon Dam | 153 | 8 | HY | OP | NA | WAT |  | 4539214 |  |  | EIA Prime Mover-level Data
2018 | AZ | Glendale Energy Power Plant | 57829 | GLEN1 | IC | OP | NA | LFG |  | 94837 | 0.69705 | 0.0147 | EIA Prime Mover-level Data | Estimated using an emission factor
2018 | AZ | Glendale Energy Power Plant | 57829 | GLEN2 | IC | OP | NA | LFG |  | 94837 | 0.69705 | 0.0147 | EIA Prime Mover-level Data | Estimated using an emission factor
2018 | AZ | Gray Hawk Solar | 61272 | GHS | PV | OP | NA | SUN |  | 693661 |  |  | EIA Prime Mover-level Data
2018 | AZ | Griffith Energy Project | 55124 | P1 | CT | OP | CC | NG | 5,201.0 | 8064782 | 26.639 | 0.0066063 | EPA/CAMD | EPA/NEI | 2001
2018 | AZ | Griffith Energy Project | 55124 | P2 | CT | OP | CC | NG | 4,510.0 | 6892296 | 5.837 | 0.0016938 | EPA/CAMD | EPA/NEI | 2001
2018 | AZ | Headgate Rock | 7179 | 1 | HY | OP | NA | WAT |  | 206446 |  |  | EIA Prime Mover-level Data
2018 | AZ | Headgate Rock | 7179 | 2 | HY | OP | NA | WAT |  | 206446 |  |  | EIA Prime Mover-level Data
2018 | AZ | Headgate Rock | 7179 | 3 | HY | OP | NA | WAT |  | 206446 |  |  | EIA Prime Mover-level Data
2018 | AZ | Hoover Dam (AZ) | 8902 | A0 | HY | OP | NA | WAT |  | 36350 |  |  | EIA Prime Mover-level Data
2018 | AZ | Hoover Dam (AZ) | 8902 | A1 | HY | OP | NA | WAT |  | 1968969 |  |  | EIA Prime Mover-level Data
2018 | AZ | Hoover Dam (AZ) | 8902 | A2 | HY | OP | NA | WAT |  | 1968969 |  |  | EIA Prime Mover-level Data
2018 | AZ | Hoover Dam (AZ) | 8902 | A3 | HY | OP | NA | WAT |  | 1968969 |  |  | EIA Prime Mover-level Data
2018 | AZ | Hoover Dam (AZ) | 8902 | A4 | HY | OP | NA | WAT |  | 1968969 |  |  | EIA Prime Mover-level Data
2018 | AZ | Hoover Dam (AZ) | 8902 | A5 | HY | OP | NA | WAT |  | 1923531 |  |  | EIA Prime Mover-level Data
2018 | AZ | Hoover Dam (AZ) | 8902 | A6 | HY | OP | NA | WAT |  | 1968969 |  |  | EIA Prime Mover-level Data
2018 | AZ | Hoover Dam (AZ) | 8902 | A7 | HY | OP | NA | WAT |  | 1968969 |  |  | EIA Prime Mover-level Data
2018 | AZ | Hoover Dam (AZ) | 8902 | A8 | HY | OP | NA | WAT |  | 931474 |  |  | EIA Prime Mover-level Data
2018 | AZ | Hoover Dam (AZ) | 8902 | A9 | HY | OP | NA | WAT |  | 1037495 |  |  | EIA Prime Mover-level Data
2018 | AZ | Horse Mesa | 145 | HM1 | HY | OP | NA | WAT |  | 91396 |  |  | EIA Prime Mover-level Data
2018 | AZ | Horse Mesa | 145 | HM2 | HY | OP | NA | WAT |  | 91396 |  |  | EIA Prime Mover-level Data
2018 | AZ | Horse Mesa | 145 | HM3 | HY | OP | NA | WAT |  | 91396 |  |  | EIA Prime Mover-level Data
2018 | AZ | Horse Mesa | 145 | HM4 | PS | OP | NA | WAT |  | 0 |  |  | EIA Prime Mover-level Data
2018 | AZ | Hyder II | 58383 | H214M | BA | P | NA | MWH
2018 | AZ | Hyder II | 58383 | PV1 | PV | OP | NA | SUN |  | 337931 |  |  | EIA Prime Mover-level Data
2018 | AZ | Hyder Solar | 57563 | H116M | BA | P | NA | MWH
2018 | AZ | Hyder Solar | 57563 | PV1 | PV | OP | NA | SUN |  | 266188 |  |  | EIA Prime Mover-level Data
2018 | AZ | Hyder Solar | 57563 | PV2 | PV | OP | NA | SUN |  | 78290 |  |  | EIA Prime Mover-level Data
2018 | AZ | Intel - Ocotillo Campus Solar | 60822 | PV1 | PV | OP | NA | SUN |  | 28703 |  |  | EIA Prime Mover-level Data
2018 | AZ | Intel - Ocotillo Campus Solar | 60822 | PV2 | PV | OP | NA | SUN |  | 14352 |  |  | EIA Prime Mover-level Data
2018 | AZ | IRC Generator Facility | 56899 | 290 | IC | SB | NA | DFO |  | 102 | 0.01581 | 0.31 | EIA Prime Mover-level Data | Estimated using an emission factor
2018 | AZ | IRC Generator Facility | 56899 | 291 | IC | SB | NA | DFO |  | 102 | 0.01581 | 0.31 | EIA Prime Mover-level Data | Estimated using an emission factor
2018 | AZ | Iron Horse Battery Storage | 60996 | BA1 | BA | OP | NA | MWH |  | 0 |  |  | EIA Prime Mover-level Data
2018 | AZ | Iron Horse Battery Storage | 60996 | PV1 | PV | OP | NA | SUN |  | 28749 |  |  | EIA Prime Mover-level Data
2018 | AZ | Irving | 115 | 1 | HY | RE | NA | WAT
2018 | AZ | Irvington Generating Station | 126 | 1 | ST | OP | TANGENTIAL | NG | 4,858.0 | 2470826 | 13.0394 | 0.010555 | EPA/CAMD | EPA/NEI | 1958
2018 | AZ | Irvington Generating Station | 126 | 2 | ST | OP | TANGENTIAL | NG | 5,311.0 | 2761362 | 9.932 | 0.0071936 | EPA/CAMD | EPA/NEI | 1960
2018 | AZ | Irvington Generating Station | 126 | 3 | ST | OP | TANGENTIAL | NG | 5,495.0 | 3631171 | 23.8983 | 0.013163 | EPA/CAMD | EPA/NEI | 1962
2018 | AZ | Irvington Generating Station | 126 | 4 | ST | OP | WALL | NG | 7,492.0 | 6966729 | 8.8677 | 0.0025457 | EPA/CAMD | EPA/NEI | 1967
2018 | AZ | Jacobson 5 MW Solar | 60603 | PV1 | PV | OP | NA | SUN |  | 71029 |  |  | EIA Prime Mover-level Data
2018 | AZ | Jewish Community Center PV | 58292 | JCC | PV | OP | NA | SUN |  | 20004 |  |  | EIA Prime Mover-level Data
2018 | AZ | Kayenta Solar Project | 61268 | PV1 | PV | OP | NA | SUN |  | 680340 |  |  | EIA Prime Mover-level Data
2018 | AZ | Kingman 1 | 57775 | PV | PV | OP | NA | SUN
2018 | AZ | Kingman 1 | 57775 | WGNS | WT | OP | NA | WND |  | 222981 |  |  | EIA Prime Mover-level Data
2018 | AZ | Kyrene Generating Station | 147 | K-7 | CT | OP | CC | NG | 4,398.0 | 6091569 | 23.514 | 0.0077202 | EPA/CAMD | EPA/NEI | 2002
2018 | AZ | La Paz Solar Tower | 58652 | 1 | OT | P | NA | SUN
2018 | AZ | La Senita | 57556 | 1 | PV | OP | NA | SUN |  | 19951 |  |  | EIA Prime Mover-level Data
2018 | AZ | Lake Pleasant WTP | 58539 | 1 | PV | OP | NA | SUN |  | 134831 |  |  | EIA Prime Mover-level Data
2018 | AZ | Luke Solar | 57324 | PV1 | PV | IP | NA | SUN
2018 | AZ | Macys Goodyear | 57673 | 1 | PV | OP | NA | SUN |  | 48114 |  |  | EIA Prime Mover-level Data
2018 | AZ | Mesa Solar Array | 58466 | MSA1 | PV | RE | NA | SUN
2018 | AZ | Mesquite Generating Station | 55481 | 1 | CT | OP | CC | NG | 5,152.0 | 8820951 | 8.821 | 0.002 | EPA/CAMD | EPA/NEI | 2003
2018 | AZ | Mesquite Generating Station | 55481 | 2 | CT | OP | CC | NG | 4,983.0 | 8497954 | 11.15 | 0.0026242 | EPA/CAMD | EPA/NEI | 2003
2018 | AZ | Mesquite Generating Station | 55481 | 5 | CT | OP | CC | NG | 7,233.0 | 12560990 | 15.213 | 0.0024223 | EPA/CAMD | EPA/NEI | 2003
2018 | AZ | Mesquite Generating Station | 55481 | 6 | CT | OP | CC | NG | 7,228.0 | 12396250 | 12.2235 | 0.0019721 | EPA/CAMD | EPA/NEI | 2003
2018 | AZ | Mesquite Solar 1 | 57707 | 1 | PV | OP | NA | SUN |  | 356142 |  |  | EIA Prime Mover-level Data
2018 | AZ | Mesquite Solar 1 | 57707 | 2 | PV | OP | NA | SUN |  | 356142 |  |  | EIA Prime Mover-level Data
2018 | AZ | Mesquite Solar 1 | 57707 | 3 | PV | OP | NA | SUN |  | 222589 |  |  | EIA Prime Mover-level Data
2018 | AZ | Mesquite Solar 1 | 57707 | 4 | PV | OP | NA | SUN |  | 356142 |  |  | EIA Prime Mover-level Data
2018 | AZ | Mesquite Solar 1 | 57707 | 5 | PV | OP | NA | SUN |  | 356142 |  |  | EIA Prime Mover-level Data
2018 | AZ | Mesquite Solar 1 | 57707 | 6 | PV | OP | NA | SUN |  | 178071 |  |  | EIA Prime Mover-level Data
2018 | AZ | Mesquite Solar 1 | 57707 | 7 | PV | OP | NA | SUN |  | 356142 |  |  | EIA Prime Mover-level Data
2018 | AZ | Mesquite Solar 1 | 57707 | 8 | PV | OP | NA | SUN |  | 267106 |  |  | EIA Prime Mover-level Data
2018 | AZ | Mesquite Solar 1 | 57707 | 9 | PV | OP | NA | SUN |  | 356142 |  |  | EIA Prime Mover-level Data
2018 | AZ | Mesquite Solar 1 | 57707 | 10 | PV | OP | NA | SUN |  | 267106 |  |  | EIA Prime Mover-level Data
2018 | AZ | Mesquite Solar 1 | 57707 | 11 | PV | OP | NA | SUN |  | 356142 |  |  | EIA Prime Mover-level Data
2018 | AZ | Mesquite Solar 1 | 57707 | 12 | PV | OP | NA | SUN |  | 356142 |  |  | EIA Prime Mover-level Data
2018 | AZ | Mesquite Solar 2, LLC | 60307 | 1 | PV | OP | NA | SUN |  | 2598839 |  |  | EIA Prime Mover-level Data
2018 | AZ | Mesquite Solar 3, LLC | 60308 | 1 | PV | OP | NA | SUN |  | 4064704 |  |  | EIA Prime Mover-level Data
2018 | AZ | Mohave Electric at Fort Mohave | 59819 | PV1 | PV | OP | NA | SUN |  | 111083 |  |  | EIA Prime Mover-level Data
2018 | AZ | Mohave Electric at Fort Mohave | 59819 | PV2 | PV | OP | NA | SUN |  | 252462 |  |  | EIA Prime Mover-level Data
2018 | AZ | Mormon Flat | 148 | MF1 | HY | OP | NA | WAT |  | 109089 |  |  | EIA Prime Mover-level Data
2018 | AZ | Mormon Flat | 148 | MF2 | PS | OP | NA | WAT |  | 0 |  |  | EIA Prime Mover-level Data
2018 | AZ | Navajo Generating Station | 4941 | 1 | ST | OP | TANGENTIAL | BIT | 8,018.0 | 46093242 | 755.9292 | 0.0328 | EPA/CAMD | EPA/NEI | 1974
2018 | AZ | Navajo Generating Station | 4941 | 2 | ST | OP | TANGENTIAL | BIT | 8,132.0 | 52312572 | 857.9262 | 0.0328 | EPA/CAMD | EPA/NEI | 1975
2018 | AZ | Navajo Generating Station | 4941 | 3 | ST | OP | TANGENTIAL | BIT | 8,047.0 | 50361565 | 825.9297 | 0.0328 | EPA/CAMD | EPA/NEI | 1976
2018 | AZ | New Harquahala Generating Company, LLC | 55372 | CTG1 | CT | OP | CC | NG | 9.0 | 11421 | 0.0205 | 0.0035899 | EPA/CAMD | EPA/NEI | 2003
2018 | AZ | New Harquahala Generating Company, LLC | 55372 | CTG2 | CT | OP | CC | NG | 9.0 | 10971 | 0.026 | 0.0047398 | EPA/CAMD | EPA/NEI | 2003
2018 | AZ | New Harquahala Generating Company, LLC | 55372 | CTG3 | CT | OP | CC | NG | 12.0 | 14358 | 0.0425 | 0.00592 | EPA/CAMD | EPA/NEI | 2003
2018 | AZ | North Loop | 6088 | 1 | GT | OP | NA | NG |  | 31082 | 0.085217 | 0.0054834 | EIA Prime Mover-level Data | NEI avg EF - PM, fuel type, firing type
2018 | AZ | North Loop | 6088 | 2 | GT | OP | NA | NG |  | 31082 | 0.085217 | 0.0054834 | EIA Prime Mover-level Data | NEI avg EF - PM, fuel type, firing type
2018 | AZ | North Loop | 6088 | 3 | GT | OP | NA | NG |  | 31082 | 0.085217 | 0.0054834 | EIA Prime Mover-level Data | NEI avg EF - PM, fuel type, firing type
2018 | AZ | North Loop | 6088 | 4 | GT | OP | NA | NG |  | 30851 | 0.084584 | 0.0054834 | EIA Prime Mover-level Data | NEI avg EF - PM, fuel type, firing type
2018 | AZ | Northwest Regional | 57403 | GEN1 | IC | OP | NA | LFG |  | 136014 | 0.9997 | 0.0147 | EIA Prime Mover-level Data | Estimated using an emission factor
2018 | AZ | Northwest Regional | 57403 | GEN2 | IC | OP | NA | LFG |  | 136014 | 0.9997 | 0.0147 | EIA Prime Mover-level Data | Estimated using an emission factor
2018 | AZ | Novo BioPower Plant | 56616 | 4PB | ST | OP | NA | WDS |  | 3039964 | 34.6741 | 0.022812 | EIA Unit-level Data | NEI avg EF - PM, fuel type
2018 | AZ | Ocotillo Power Plant | 116 | 1 | ST | OP | TANGENTIAL | NG | 2,995.0 | 1623197 | 5.1289 | 0.0063195 | EPA/CAMD | EPA/NEI | 1960
2018 | AZ | Ocotillo Power Plant | 116 | 2 | ST | OP | TANGENTIAL | NG | 2,555.0 | 1646839 | 4.213 | 0.0051165 | EPA/CAMD | EPA/NEI | 1960
2018 | AZ | Ocotillo Power Plant | 116 | PV1 | PV | RE | NA | SUN
2018 | AZ | Ocotillo Power Plant | 116 | PV2 | PV | RE | NA | SUN
2018 | AZ | Ocotillo Power Plant | 116 | PVM | PV | RE | NA | SUN
2018 | AZ | Palo Verde | 6008 | 1 | ST | OP | NA | NUC |  | 117310346 |  |  | EIA Prime Mover-level Data
2018 | AZ | Palo Verde | 6008 | 2 | ST | OP | NA | NUC |  | 98880348 |  |  | EIA Prime Mover-level Data
2018 | AZ | Palo Verde | 6008 | 3 | ST | OP | NA | NUC |  | 109015305 |  |  | EIA Prime Mover-level Data
2018 | AZ | Paloma Solar | 57562 | PA17M | BA | P | NA | MWH
2018 | AZ | Paloma Solar | 57562 | PV1 | PV | OP | NA | SUN |  | 345216 |  |  | EIA Prime Mover-level Data
2018 | AZ | Paradise Valley H.S. PV | 58293 | PVH | PV | OP | NA | SUN |  | 23652 |  |  | EIA Prime Mover-level Data
2018 | AZ | Perrin Ranch Wind LLC | 58155 | GEN1 | WT | OP | NA | WND |  | 1939099 |  |  | EIA Prime Mover-level Data
2018 | AZ | Phoenix Airport East Economy Lot | 58708 | PAEEL | PV | OP | NA | SUN |  | 17816 |  |  | EIA Prime Mover-level Data
2018 | AZ | Phoenix Airport Rental Car Center | 58709 | PARCC | PV | OP | NA | SUN |  | 55528 |  |  | EIA Prime Mover-level Data
2018 | AZ | Picture Rocks Solar, LLC | 58486 | 1 | PV | OP | NA | SUN |  | 479050 |  |  | EIA Prime Mover-level Data
2018 | AZ | Pima Community College | 62075 | PV1 | PV | TS | NA | SUN
2018 | AZ | Pima Community College - East Campus | 61104 | PV1 | PV | OP | NA | SUN
2018 | AZ | Pima Energy Storage System | 61197 | PIMA | BA | OP | NA | MWH |  | 0 |  |  | EIA Prime Mover-level Data
2018 | AZ | Pinal Central Energy Center | 61678 | BA1 | BA | OP | NA | MWH |  | 0 |  |  | EIA Prime Mover-level Data
2018 | AZ | Pinal Central Energy Center | 61678 | PCEC | PV | OP | NA | SUN |  | 464390 |  |  | EIA Prime Mover-level Data
2018 | AZ | Prairie Fire | 58171 | GEN1 | PV | OP | NA | SUN |  | 75068 |  |  | EIA Prime Mover-level Data
2018 | AZ | Prescott Airport | 56228 | PV1 | PV | OP | NA | SUN |  | 50533 |  |  | EIA Prime Mover-level Data
2018 | AZ | Prescott Airport | 56228 | PV2 | PV | IP | NA | SUN
2018 | AZ | Prescott Solar Plant | 58147 | PV1 | PV | OP | NA | SUN |  | 132776 |  |  | EIA Prime Mover-level Data
2018 | AZ | Punkin Center Battery Storage | 61913 | B1 | BA | OP | NA | MWH
2018 | AZ | Queen Creek Solar Farm | 57883 | GEN1 | PV | OP | NA | SUN |  | 451860 |  |  | EIA Prime Mover-level Data
2018 | AZ | RE Ajo 1 LLC | 57795 | 1 | PV | OP | NA | SUN |  | 92411 |  |  | EIA Prime Mover-level Data
2018 | AZ | RE Bagdad Solar I LLC | 57790 | 1 | PV | OP | NA | SUN |  | 313148 |  |  | EIA Prime Mover-level Data
2018 | AZ | Red Horse 2 | 58833 | RH2S | PV | OP | NA | SUN |  | 1432586 |  |  | EIA Prime Mover-level Data
2018 | AZ | Red Horse 2 | 58833 | RH2W | WT | OP | NA | WND |  | 629051 |  |  | EIA Prime Mover-level Data
2018 | AZ | Red Horse III | 60285 | RH3 | PV | OP | NA | SUN |  | 740637 |  |  | EIA Prime Mover-level Data
2018 | AZ | Red Rock | 60467 | PV1 | PV | OP | NA | SUN |  | 1094205 |  |  | EIA Prime Mover-level Data
2018 | AZ | Redhawk Generating Facility | 55455 | CC1A | CT | OP | CC | NG | 4,445.0 | 6122342 | 15.306 | 0.005 | EPA/CAMD | EPA/NEI | 2002
2018 | AZ | Redhawk Generating Facility | 55455 | CC1B | CT | OP | CC | NG | 4,569.0 | 6329383 | 12.659 | 0.0040001 | EPA/CAMD | EPA/NEI | 2002
2018 | AZ | Redhawk Generating Facility | 55455 | CC2A | CT | OP | CC | NG | 5,799.0 | 8164966 | 20.4125 | 0.005 | EPA/CAMD | EPA/NEI | 2002
2018 | AZ | Redhawk Generating Facility | 55455 | CC2B | CT | OP | CC | NG | 6,291.0 | 8972389 | 17.945 | 0.004 | EPA/CAMD | EPA/NEI | 2002
2018 | AZ | Rio Rico Solar | 59044 | RRSF | PV | OP | NA | SUN |  | 102595 |  |  | EIA Prime Mover-level Data
2018 | AZ | Roger Road WWTP | 57524 | 1 | PV | OP | NA | SUN |  | 12966 |  |  | EIA Prime Mover-level Data
2018 | AZ | Roosevelt | 149 | ROOS | HY | OP | NA | WAT |  | 531343 |  |  | EIA Prime Mover-level Data
2018 | AZ | Saddle Mountain Solar I | 58213 | AZ2 | PV | OP | NA | SUN |  | 314817 |  |  | EIA Prime Mover-level Data
2018 | AZ | Sandstone Solar | 59634 | SNDST | PV | OP | NA | SUN |  | 1123128 |  |  | EIA Prime Mover-level Data
2018 | AZ | Santan | 8068 | 5A | CT | OP | CC | NG | 4,499.0 | 7388886 | 10.7285 | 0.002904 | EPA/CAMD | EPA/NEI | 2004
2018 | AZ | Santan | 8068 | 5B | CT | OP | CC | NG | 4,778.0 | 7782627 | 5.9415 | 0.0015269 | EPA/CAMD | EPA/NEI | 2004
2018 | AZ | Santan | 8068 | 6A | CT | OP | CC | NG | 6,051.0 | 10017933 | 15.109 | 0.0030164 | EPA/CAMD | EPA/NEI | 2005
2018 | AZ | Solana Generating Station | 56812 | GEN 1 | CP | OP | NA | SUN |  | 3537843 |  |  | EIA Prime Mover-level Data
2018 | AZ | Solana Generating Station | 56812 | GEN2 | CP | OP | NA | SUN |  | 3537843 |  |  | EIA Prime Mover-level Data
2018 | AZ | South Consolidated | 100 | SC1 | HY | OP | NA | WAT
2018 | AZ | South Point Energy Center, LLC | 55177 | A | CT | OP | CC | NG | 1,314.0 | 2047200 | 5.8923 | 0.0057564 | EPA/CAMD | NEI avg EF - PM, fuel type, firing type | 2001
2018 | AZ | South Point Energy Center, LLC | 55177 | B | CT | OP | CC | NG | 0.0 | [5 empty] | 2001
2018 | AZ | Springerville Generating Station | 8223 | 1 | ST | OP | TANGENTIAL | SUB | 7,959.0 | 26037457 | 263.2352 | 0.02022 | EPA/CAMD | EPA/NEI | 1985
2018 | AZ | Springerville Generating Station | 8223 | 2 | ST | OP | TANGENTIAL | SUB | 8,205.0 | 26402556 | 268.4025 | 0.020332 | EPA/CAMD | EPA/NEI | 1990
2018 | AZ | Springerville Generating Station | 8223 | 4 | ST | OP | WALL | SUB | 7,732.0 | 23181589 | 56.5638 | 0.0048801 | EPA/CAMD | EPA/NEI | 2009
2018 | AZ | Springerville Generating Station | 8223 | SGSS | PV | OP | NA | SUN |  | 60454 |  |  | EIA Prime Mover-level Data
2018 | AZ | Springerville Generating Station | 8223 | SGSS1 | PV | OP | NA | SUN |  | 22874 |  |  | EIA Prime Mover-level Data
2018 | AZ | Springerville Generating Station | 8223 | TS3 | ST | OP | WALL | SUB | 7,992.0 | 26931439 | 142.6164 | 0.010591 | EPA/CAMD | EPA/NEI | 2006
2018 | AZ | Springerville Generating Station | 8223 | WMS | PV | OP | NA | SUN |  | 135613 |  |  | EIA Prime Mover-level Data
2018 | AZ | SR85 | 59444 | PV1 | PV | OP | NA | SUN |  | 270712 |  |  | EIA Prime Mover-level Data
2018 | AZ | Stewart Mountain | 150 | SM | HY | OP | NA | WAT |  | 234605 |  |  | EIA Prime Mover-level Data
2018 | AZ | Sulphur Springs | 60381 | SSSP | PV | OP | NA | SUN |  | 496338 |  |  | EIA Prime Mover-level Data
2018 | AZ | Sun Streams, LLC | 60827 | GEN01 | PV | L | NA | SUN
2018 | AZ | Sundance Power Plant | 55522 | CT01 | GT | OP | CT | NG | 1,288.0 | 385886 | 1.5079 | 0.0078154 | EPA/CAMD | NEI avg EF - PM, fuel type, firing type | 2002
2018 | AZ | Sundance Power Plant | 55522 | CT02 | GT | OP | CT | NG | 1,126.0 | 325588 | 1.2723 | 0.0078154 | EPA/CAMD | NEI avg EF - PM, fuel type, firing type | 2002
2018 | AZ | Sundance Power Plant | 55522 | CT03 | GT | OP | CT | NG | 1,655.0 | 480466 | 1.8775 | 0.0078154 | EPA/CAMD | NEI avg EF - PM, fuel type, firing type | 2002
2018 | AZ | Sundance Power Plant | 55522 | CT04 | GT | OP | CT | NG | 1,088.0 | 309590 | 1.2098 | 0.0078154 | EPA/CAMD | NEI avg EF - PM, fuel type, firing type | 2002
2018 | AZ | Sundance Power Plant | 55522 | CT05 | GT | OP | CT | NG | 1,556.0 | 449307 | 1.7558 | 0.0078154 | EPA/CAMD | NEI avg EF - PM, fuel type, firing type | 2002
2018 | AZ | Sundance Power Plant | 55522 | CT06 | GT | OP | CT | NG | 1,689.0 | 488225 | 1.9078 | 0.0078154 | EPA/CAMD | NEI avg EF - PM, fuel type, firing type | 2002
2018 | AZ | Sundance Power Plant | 55522 | CT07 | GT | OP | CT | NG | 1,364.0 | 386060 | 1.5086 | 0.0078154 | EPA/CAMD | NEI avg EF - PM, fuel type, firing type | 2002
2018 | AZ | Sundance Power Plant | 55522 | CT08 | GT | OP | CT | NG | 1,641.0 | 477661 | 1.8666 | 0.0078154 | EPA/CAMD | NEI avg EF - PM, fuel type, firing type | 2002
2018 | AZ | Sundance Power Plant | 55522 | CT09 | GT | OP | CT | NG | 1,865.0 | 555895 | 2.1723 | 0.0078154 | EPA/CAMD | NEI avg EF - PM, fuel type, firing type | 2002
2018 | AZ | Sundance Power Plant | 55522 | CT10 | GT | OP | CT | NG | 1,321.0 | 391304 | 1.5291 | 0.0078154 | EPA/CAMD | NEI avg EF - PM, fuel type, firing type | 2002
2018 | AZ | T0588 Phoenix - AZ | 61199 | PV1 | PV | OP | NA | SUN |  | 24344 |  |  | EIA Prime Mover-level Data
2018 | AZ | TAA Solar Facility | 57391 | TAA1 | PV | IP | NA | SUN
2018 | AZ | Tech Park Solar | 59455 | TECHP | PV | OP | NA | SUN |  | 122045 |  |  | EIA Prime Mover-level Data
2018 | AZ | Tri Cities | 7998 | TC1 | IC | RE | NA | LFG
2018 | AZ | Tri Cities | 7998 | TC2 | IC | RE | NA | LFG
2018 | AZ | Tri Cities | 7998 | TC3 | IC | RE | NA | LFG
2018 | AZ | Tri Cities | 7998 | TC4 | IC | RE | NA | LFG
2018 | AZ | Tri Cities | 7998 | TC5 | IC | RE | NA | LFG
2018 | AZ | UASTP I | 57392 | UATP1 | PV | OP | NA | SUN |  | 27328 |  |  | EIA Prime Mover-level Data
2018 | AZ | Union HS at Casa Grande | 58516 | PV1 | PV | OP | NA | SUN |  | 29351 |  |  | EIA Prime Mover-level Data
2018 | AZ | University of Arizona - Biosphere 2 | 54594 | G-1 | IC | SB | NA | DFO |  | 279 | 0.043245 | 0.31 | EIA Prime Mover-level Data | Estimated using an emission factor
2018 | AZ | University of Arizona - Biosphere 2 | 54594 | G-4 | IC | SB | NA | NG |  | 297 | 6.2667e-05 | 0.000422 | EIA Prime Mover-level Data | Estimated using an emission factor
2018 | AZ | Valencia | 6515 | GT1 | GT | SB | NA | NG |  | 6401 | 0.01755 | 0.0054834 | EIA Prime Mover-level Data | NEI avg EF - PM, fuel type, firing type
2018 | AZ | Valencia | 6515 | GT2 | GT | SB | NA | NG |  | 6401 | 0.01755 | 0.0054834 | EIA Prime Mover-level Data | NEI avg EF - PM, fuel type, firing type
2018 | AZ | Valencia | 6515 | GT3 | GT | SB | NA | NG |  | 6401 | 0.01755 | 0.0054834 | EIA Prime Mover-level Data | NEI avg EF - PM, fuel type, firing type
2018 | AZ | Valencia | 6515 | GT4 | GT | OP | NA | NG |  | 19203 | 0.052649 | 0.0054834 | EIA Prime Mover-level Data | NEI avg EF - PM, fuel type, firing type
2018 | AZ | Valencia Solar | 59454 | VALEN | PV | OP | NA | SUN |  | 227239 |  |  | EIA Prime Mover-level Data
2018 | AZ | Vista Grande HS at Casa Grande | 58517 | PV1 | PV | OP | NA | SUN |  | 27720 |  |  | EIA Prime Mover-level Data
2018 | AZ | Waddell | 7164 | PG3 | PS | OP | NA | WAT |  | 0 |  |  | EIA Prime Mover-level Data
2018 | AZ | Waddell | 7164 | PG6 | PS | OP | NA | WAT |  | 0 |  |  | EIA Prime Mover-level Data
2018 | AZ | Waddell | 7164 | PG7 | PS | OP | NA | WAT |  | 0 |  |  | EIA Prime Mover-level Data
2018 | AZ | Waddell | 7164 | PS1 | PS | OP | NA | WAT |  | 0 |  |  | EIA Prime Mover-level Data
2018 | AZ | Walmart Casa Grande | 57939 | 1 | PV | OP | NA | SUN |  | 6584 |  |  | EIA Prime Mover-level Data
2018 | AZ | Walmart Casa Grande | 57939 | 2 | PV | OP | NA | SUN |  | 6584 |  |  | EIA Prime Mover-level Data
2018 | AZ | Western Renewable Energy | 56358 | 1 | ST | OS | NA | WDS
2018 | AZ | White Wing Solar | 60572 | GEN01 | PV | L | NA | SUN
2018 | AZ | Yucca Power Plant | 120 | 1 | ST | OP | TANGENTIAL | NG | 6,614.0 | 3514216 | 13.0922 | 0.007451 | EPA/CAMD | EPA/NEI | 1959
2018 | AZ | Yucca Power Plant | 120 | CT5 | GT | OP | CT | NG | 2,533.0 | 776937 | 2.3704 | 0.0061019 | EPA/CAMD | EPA/NEI | 2008
2018 | AZ | Yucca Power Plant | 120 | CT6 | GT | OP | CT | NG | 2,617.0 | 780031 | 1.17 | 0.0029999 | EPA/CAMD | EPA/NEI | 2008
2018 | AZ | Yuma Cogeneration Associates | 54694 | 4101 | CT | OP | CC | NG | 1,048.0 | 391474 | 1.2919 | 0.0066 | EPA/CAMD | EPA/NEI | 1994
2018 | CA | 1420 Coil Av #C | 57310 | 1 | PV | OP | NA | SUN |  | 19502 |  |  | EIA Prime Mover-level Data
2018 | CA | 2081 Terzian Solar Project | 58918 | 2081 | PV | OP | NA | SUN |  | 13366 |  |  | EIA Prime Mover-level Data
2018 | CA | 2097 Helton Solar Project | 58920 | 2097 | PV | OP | NA | SUN |  | 21564 |  |  | EIA Prime Mover-level Data
2018 | CA | 2127 Harris Solar Project | 58919 | 2127 | PV | OP | NA | SUN |  | 24273 |  |  | EIA Prime Mover-level Data
2018 | CA | 2555 E Olympic Bl | 57871 | 1 | PV | OP | NA | SUN |  | 12038 |  |  | EIA Prime Mover-level Data
2018 | CA | 85 A | 52162 | WGNS | WT | OP | NA | WND |  | 143753 |  |  | EIA Prime Mover-level Data
2018 | CA | 85 B | 52163 | WTGN | WT | OP | NA | WND |  | 171638 |  |  | EIA Prime Mover-level Data
2018 | CA | A G Wishon | 293 | 1 | HY | OP | NA | WAT |  | 58474 |  |  | EIA Prime Mover-level Data
2018 | CA | A G Wishon | 293 | 2 | HY | OP | NA | WAT |  | 58474 |  |  | EIA Prime Mover-level Data
2018 | CA | A G Wishon | 293 | 3 | HY | OP | NA | WAT |  | 58474 |  |  | EIA Prime Mover-level Data
2018 | CA | A G Wishon | 293 | 4 | HY | OP | NA | WAT |  | 58474 |  |  | EIA Prime Mover-level Data
2018 | CA | ABEC #2 dba West-Star Dairy | 61501 | GEN1 | IC | OP | NA | OBG |  | 84169 | 0.61864 | 0.0147 | EIA Prime Mover-level Data | Estimated using an emission factor
2018 | CA | ABEC #3 dba Lakeview Dairy | 61502 | GEN1 | IC | OP | NA | OBG |  | 69171 | 0.50841 | 0.0147 | EIA Prime Mover-level Data | Estimated using an emission factor
2018 | CA | ABEC #4 dba CE&S Dairy | 61503 | GEN1 | IC | OP | NA | OBG |  | 70899 | 0.52111 | 0.0147 | EIA Prime Mover-level Data | Estimated using an emission factor
2018 | CA | ABEC Bidart-Old River LLC | 58699 | GEN 1 | IC | OP | NA | OBG |  | 65639 | 0.48245 | 0.0147 | EIA Prime Mover-level Data | Estimated using an emission factor
2018 | CA | ABEC Bidart-Old River LLC | 58699 | GEN 2 | IC | OP | NA | OBG |  | 65639 | 0.48245 | 0.0147 | EIA Prime Mover-level Data | Estimated using an emission factor
2018 | CA | Acorn I Energy Storage LLC | 62874 | ACOR1 | BA | T | NA | MWH
2018 | CA | Adelanto Solar II, LLC | 59440 | SAS | PV | OP | NA | SUN |  | 171902 |  |  | EIA Prime Mover-level Data
2018 | CA | Adelanto Solar Project | 57305 | 1 | PV | OP | NA | SUN |  | 142550 |  |  | EIA Prime Mover-level Data
2018 | CA | Adelanto Solar, LLC | 59441 | SAS | PV | OP | NA | SUN |  | 547417 |  |  | EIA Prime Mover-level Data
2018 | CA | Adera Solar | 60027 | ADERA | PV | OP | NA | SUN |  | 391793 |  |  | EIA Prime Mover-level Data
2018 | CA | Adobe San Jose | 57811 | ADB00 | FC | OP | NA | NG |  | 49211 | 0 | 0 | EIA Prime Mover-level Data | Estimated using an emission factor
2018 | CA | Adobe San Jose | 57811 | ADB01 | FC | OP | NA | NG |  | 24605 | 0 | 0 | EIA Prime Mover-level Data | Estimated using an emission factor
2018 | CA | Adobe Solar | 57651 | FRV3 | PV | OP | NA | SUN |  | 458288 |  |  | EIA Prime Mover-level Data
2018 | CA | Aera San Ardo Cogen Facility | 55184 | UN-A | GT | OP | NA | NG |  | 354136 | 0.97093 | 0.0054834 | EIA Prime Mover-level Data | NEI avg EF - PM, fuel type, firing type
2018 | CA | Aera San Ardo Cogen Facility | 55184 | UN-B | GT | OP | NA | NG |  | 377746 | 1.0357 | 0.0054834 | EIA Prime Mover-level Data | NEI avg EF - PM, fuel type, firing type
2018 | CA | Aera South Belridge Cogen Facility | 55185 | GENA | GT | RE | NA | NG
2018 | CA | Aera South Belridge Cogen Facility | 55185 | GENB | GT | RE | NA | NG
2018 | CA | Aera South Belridge Cogen Facility | 55185 | GENC | GT | RE | NA | NG
2018 | CA | Aerojet I | 57697 | 1 | PV | OP | NA | SUN |  | 45845 |  |  | EIA Prime Mover-level Data
2018 | CA | Aerojet II | 57698 | 1 | PV | OP | NA | SUN |  | 35486 |  |  | EIA Prime Mover-level Data
2018 | CA | Aerolease | 61718 | APLEX | PV | OP | NA | SUN |  | 5179 |  |  | EIA Prime Mover-level Data
2018 | CA | AES Alamitos | 315 | 1 | ST | OP | WALL | NG | 1,703.0 | 642534 | 2.3049 | 0.0071744 | EPA/CAMD | NEI avg EF - PM, fuel type, firing type | 1956
2018 | CA | AES Alamitos | 315 | 2 | ST | OP | WALL | NG | 3,717.0 | 1600127 | 5.74 | 0.0071744 | EPA/CAMD | NEI avg EF - PM, fuel type, firing type | 1957
2018 | CA | AES Alamitos | 315 | 3 | ST | OP | TANGENTIAL | NG | 4,144.0 | 3667662 | 1.22 | 0.00066527 | EPA/CAMD | EPA/NEI | 1961
2018 | CA | AES Alamitos | 315 | 4 | ST | OP | TANGENTIAL | NG | 3,361.0 | 3426261 | 16.0993 | 0.0093976 | EPA/CAMD | NEI avg EF - PM, fuel type, firing type | 1962
2018 | CA | AES Alamitos | 315 | 5 | ST | OP | WALL | NG | 802.0 | 1499905 | 5.3805 | 0.0071744 | EPA/CAMD | NEI avg EF - PM, fuel type, firing type | 1965
2018 | CA | AES Alamitos | 315 | 6 | ST | OP | WALL | NG | 997.0 | 1876277 | 6.7306 | 0.0071744 | EPA/CAMD | NEI avg EF - PM, fuel type, firing type | 1966
2018 | CA | AES Alamitos Energy Center | 62115 | 1A | CT | U | NA | NG
2018 | CA | AES Alamitos Energy Center | 62115 | 1B | CT | U | NA | NG
2018 | CA | AES Alamitos Energy Center | 62115 | 1S | CA | U | NA | NG
2018 | CA | AES ES ALAMITOS, LLC | 61204 | ALMTS | BA | L | NA | MWH
2018 | CA | AES Huntington Beach | 335 | 1 | ST | OP | WALL | NG | 3,132.0 | 2220705 | 2.01 | 0.0018102 | EPA/CAMD | EPA/NEI | 1958
2018 | CA | AES Huntington Beach | 335 | 2 | ST | OP | WALL | NG | 2,375.0 | 1541804 | 5.5308 | 0.0071744 | EPA/CAMD | NEI avg EF - PM, fuel type, firing type | 1958
2018 | CA | AES Huntington Beach Energy Project | 62116 | 1A | CT | U | NA | NG
2018 | CA | AES Huntington Beach Energy Project | 62116 | 1B | CT | U | NA | NG
2018 | CA | AES Huntington Beach Energy Project | 62116 | 1S | CA | U | NA | NG
2018 | CA | AES Redondo Beach | 356 | 5 | ST | OP | WALL | NG | 1,278.0 | 583164 | 0.14 | 0.00048014 | EPA/CAMD | EPA/NEI | 1954
2018 | CA | AES Redondo Beach | 356 | 6 | ST | OP | WALL | NG | 1,303.0 | 548099 | 0.83 | 0.0030286 | EPA/CAMD | EPA/NEI | 1957
2018 | CA | AES Redondo Beach | 356 | 7 | ST | OP | WALL | NG | 599.0 | 1081204 | 0.77 | 0.0014243 | EPA/CAMD | EPA/NEI | 1966
2018 | CA | AES Redondo Beach | 356 | 8 | ST | OP | WALL | NG | 666.0 | 1384156 | 0.66 | 0.00095365 | EPA/CAMD | EPA/NEI | 1967
2018 | CA | Agnews Power Plant | 50748 | GEN1 | CT |  | NA | NG |  | 151467 | 0.43595 | 0.0057564 | EIA Unit-level Data | NEI avg EF - PM, fuel type
2018 | CA | Agnews Power Plant | 50748 | GEN2 | CA | OP | NA | NG |  | 0 | 0 |  | EIA Prime Mover-level Data | Estimated using an emission factor
2018 | CA | Agua Mansa Power | 55951 | AMP-1 | GT | OP | CT | NG | 288.0 | 86481 | 0.33794 | 0.0078154 | EPA/CAMD | NEI avg EF - PM, fuel type, firing type | 2003
2018 | CA | Aidlin Geothermal Power Plant | 52158 | GEN1 | ST | OP | NA | GEO |  | 520478 |  |  | EIA Prime Mover-level Data
2018 | CA | Aidlin Geothermal Power Plant | 52158 | GEN2 | ST | OP | NA | GEO |  | 520478 |  |  | EIA Prime Mover-level Data
2018 | CA | Alameda | 7450 | 1 | GT | OP | NA | NG |  | 71977 | 0.19734 | 0.0054834 | EIA Prime Mover-level Data | NEI avg EF - PM, fuel type, firing type
2018 | CA | Alameda | 7450 | 2 | GT | OP | NA | NG |  | 71977 | 0.19734 | 0.0054834 | EIA Prime Mover-level Data | NEI avg EF - PM, fuel type, firing type
2018 | CA | Alamo | 905 | 1 | HY | OP | NA | WAT |  | 481376 |  |  | EIA Prime Mover-level Data
2018 | CA | Alamo Solar | 59469 | ALAMO | PV | OP | NA | SUN |  | 476698 |  |  | EIA Prime Mover-level Data
2018 | CA | Algonquin Power Sanger | 57564 | 8 | CT | OP | CC | NG | 3,936.0 | 1263196 | 4.9984 | 0.0079139 | EPA/CAMD | EPA/NEI | 2007
2018 | CA | Algonquin SKIC 10 Solar, LLC | 60242 | SKI10 | PV | OP | NA | SUN |  | 198464 |  |  | EIA Prime Mover-level Data
2018 | CA | Algonquin SKIC20 Solar LLC | 59412 | SKI20 | PV | OP | NA | SUN |  | 439907 |  |  | EIA Prime Mover-level Data
2018 | CA | Almond | 62546 | ALMND | PV | T | NA | SUN
2018 | CA | Almond Power Plant | 7315 | 1 | GT | OP | CT | NG | 1,587.0 | 515136 | 1.6088 | 0.006246 | EPA/CAMD | EPA/NEI | 1996
2018 | CA | Almond Power Plant | 7315 | 2 | GT | OP | CT | NG | 1,827.0 | 640750 | 0.37376 | 0.0011666 | EPA/CAMD | EPA/NEI | 2012
2018 | CA | Almond Power Plant | 7315 | 3 | GT | OP | CT | NG | 855.0 | 275375 | 1.5554 | 0.011296 | EPA/CAMD | EPA/NEI | 2012
2018 | CA | Almond Power Plant | 7315 | 4 | GT | OP | CT | NG | 954.0 | 334345 | 0.79888 | 0.0047788 | EPA/CAMD | EPA/NEI | 2012
2018 | CA | Alpaugh 50 | 58003 | SPS50 | PV | OP | NA | SUN |  | 1110500 |  |  | EIA Prime Mover-level Data
2018 | CA | Alpaugh North | 58002 | SPS | PV | OP | NA | SUN |  | 443207 |  |  | EIA Prime Mover-level Data
2018 | CA | Alpine Solar | 57295 | 1 | PV | OP | NA | SUN |  | 1473862 |  |  | EIA Prime Mover-level Data
2018 | CA | Alpine Solar | 57295 | 2 | PV | IP | NA | SUN
2018 | CA | Alta Mesa Project Phase IV | 55352 | GEN1 | WT | U | NA | WND
2018 | CA | Alta Powerhouse | 214 | 1 | HY | OP | NA | WAT |  | 31348 |  |  | EIA Prime Mover-level Data
2018 | CA | Alta Powerhouse | 214 | 2 | HY | RE | NA | WAT
2018 | CA | Alta Wind Energy Center I | 57282 | AW01 | WT | OP | NA | WND |  | 3640836 |  |  | EIA Prime Mover-level Data
2018 | CA | Alta Wind Energy Center II | 57291 | AW02 | WT | OP | NA | WND |  | 3189221 |  |  | EIA Prime Mover-level Data
2018 | CA | Alta Wind Energy Center III | 57292 | AW03 | WT | OP | NA | WND |  | 3291863 |  |  | EIA Prime Mover-level Data
2018 | CA | Alta Wind Energy Center IV | 57293 | AW04 | WT | OP | NA | WND |  | 1629523 |  |  | EIA Prime Mover-level Data
2018 | CA | Alta Wind Energy Center V | 57294 | AW05 | WT | OP | NA | WND |  | 2597161 |  |  | EIA Prime Mover-level Data
2018 | CA | Alta Wind VIII | 57835 | AW08 | WT | OP | NA | WND |  | 2462562 |  |  | EIA Prime Mover-level Data
2018 | CA | Alta Wind X | 58394 | AW10 | WT | OP | NA | WND |  | 3405865 |  |  | EIA Prime Mover-level Data
2018 | CA | Alta Wind XI | 58395 | AW11 | WT | OP | NA | WND |  | 2383318 |  |  | EIA Prime Mover-level Data
2018 | CA | AltaGas Pomona Energy Inc. | 50300 | BESS1 | BA | OP | NA | MWH |  | 0 |  |  | EIA Prime Mover-level Data
2018 | CA | AltaGas Pomona Energy Inc. | 50300 | GEN1 | GT | OP | NA | NG
2018 | CA | AltaGas Ripon Energy Inc. | 50299 | GEN1 | GT | OP | NA | NG |  | 99585 | 0.27303 | 0.0054834 | EIA Prime Mover-level Data | NEI avg EF - PM, fuel type, firing type
2018 | CA | Altamont Gas Recovery | 50571 | GEN1 | GT | OP | NA | LFG |  | 366249 | 3.9555 | 0.0216 | EIA Prime Mover-level Data | Estimated using an emission factor
2018 | CA | Altamont Gas Recovery | 50571 | GEN2 | GT | OP | NA | LFG |  | 366249 | 3.9555 | 0.0216 | EIA Prime Mover-level Data | Estimated using an emission factor
2018 | CA | Altamont Gas Recovery | 50571 | GEN3 | IC | OP | NA | LFG
2018 | CA | Altamont Gas Recovery | 50571 | GEN4 | IC | OP | NA | LFG
2018 | CA | Altamont Midway Ltd | 50001 | WTGS | WT | RE | NA | WND
2018 | CA | Altech III | 50485 | GEN1 | WT | OP | NA | WND |  | 72207 |  |  | EIA Prime Mover-level Data
2018 | CA | Altech III | 50485 | GEN2 | WT | OP | NA | WND |  | 11314 |  |  | EIA Prime Mover-level Data
2018 | CA | Alvarado Hydro Facility | 54242 | AHF | HY | RE | NA | WAT
2018 | CA | Amazon - Patterson PV | 61377 | PATT1 | PV | OP | NA | SUN |  | 65959 |  |  | EIA Prime Mover-level Data
2018 | CA | Amazon San Bernardino | 59800 | AMZ00 | FC | OP | NA | NG |  | 51449 | 0 | 0 | EIA Prime Mover-level Data | Estimated using an emission factor
2018 | CA | Amedee Geothermal Venture I | 50964 | IND | ST | OP | NA | GEO
2018 | CA | Amedee Geothermal Venture I | 50964 | SYN | ST | OP | NA | GEO
2018 | CA | Ameresco Butte County | 57771 | 1 | IC | OP | NA | LFG |  | 122837 | 0.90285 | 0.0147 | EIA Prime Mover-level Data | Estimated using an emission factor
2018 | CA | Ameresco Chiquita Canyon | 56898 | 1 | GT | OP | NA | LFG |  | 339394 | 3.6655 | 0.0216 | EIA Prime Mover-level Data | Estimated using an emission factor
2018 | CA | Ameresco Chiquita Canyon | 56898 | 2 | GT | OP | NA | LFG |  | 339394 | 3.6655 | 0.0216 | EIA Prime Mover-level Data | Estimated using an emission factor
2018 | CA | Ameresco Forward | 58437 | ENG1 | IC | OP | NA | LFG |  | 153621 | 1.1291 | 0.0147 | EIA Prime Mover-level Data | Estimated using an emission factor
2018 | CA | Ameresco Forward | 58437 | ENG2 | IC | OP | NA | LFG |  | 153621 | 1.1291 | 0.0147 | EIA Prime Mover-level Data | Estimated using an emission factor
2018 | CA | Ameresco Johnson Canyon | 58397 | ENG1 | IC | OP | NA | LFG |  | 108236 | 0.79553 | 0.0147 | EIA Prime Mover-level Data | Estimated using an emission factor
2018 | CA | Ameresco Keller Canyon | 56897 | 1 | IC | OP | NA | LFG |  | 152216 | 1.1188 | 0.0147 | EIA Prime Mover-level Data | Estimated using an emission factor
2018 | CA | Ameresco Keller Canyon | 56897 | 2 | IC | OP | NA | LFG |  | 152216 | 1.1188 | 0.0147 | EIA Prime Mover-level Data | Estimated using an emission factor
2018 | CA | Ameresco Ox Mountain | 56895 | 1 | IC | OP | NA | LFG |  | 145790 | 1.0716 | 0.0147 | EIA Prime Mover-level Data | Estimated using an emission factor
2018 | CA | Ameresco Ox Mountain | 56895 | 2 | IC | OP | NA | LFG |  | 145790 | 1.0716 | 0.0147 | EIA Prime Mover-level Data | Estimated using an emission factor
2018 | CA | Ameresco Ox Mountain | 56895 | 3 | IC | OP | NA | LFG |  | 145790 | 1.0716 | 0.0147 | EIA Prime Mover-level Data | Estimated using an emission factor
2018 | CA | Ameresco Ox Mountain | 56895 | 4 | IC | OP | NA | LFG |  | 145790 | 1.0716 | 0.0147 | EIA Prime Mover-level Data | Estimated using an emission factor
2018 | CA | Ameresco Ox Mountain | 56895 | 5 | IC | OP | NA | LFG |  | 145790 | 1.0716 | 0.0147 | EIA Prime Mover-level Data | Estimated using an emission factor
2018 | CA | Ameresco Ox Mountain | 56895 | 6 | IC | OP | NA | LFG |  | 145790 | 1.0716 | 0.0147 | EIA Prime Mover-level Data | Estimated using an emission factor
2018 | CA | Ameresco San Joaquin | 58436 | ENG1 | IC | OP | NA | LFG |  | 164513 | 1.2092 | 0.0147 | EIA Prime Mover-level Data | Estimated using an emission factor
2018 | CA | Ameresco San Joaquin | 58436 | ENG2 | IC | OP | NA | LFG |  | 164513 | 1.2092 | 0.0147 | EIA Prime Mover-level Data | Estimated using an emission factor
2018 | CA | Ameresco Santa Cruz Energy | 56428 | Unit1 | IC | OP | NA | LFG |  | 74992 | 0.55119 | 0.0147 | EIA Prime Mover-level Data | Estimated using an emission factor
2018 | CA | Ameresco Santa Cruz Energy | 56428 | Unit2 | IC | OP | NA | LFG |  | 74992 | 0.55119 | 0.0147 | EIA Prime Mover-level Data | Estimated using an emission factor
2018 | CA | Ameresco Santa Cruz Energy | 56428 | Unit3 | IC | OP | NA | LFG |  | 74992 | 0.55119 | 0.0147 | EIA Prime Mover-level Data | Estimated using an emission factor
2018 | CA | Ameresco Vasco Road | 58435 | ENG1 | IC | OP | NA | LFG |  | 168462 | 1.2382 | 0.0147 | EIA Prime Mover-level Data | Estimated using an emission factor
2018 | CA | Ameresco Vasco Road | 58435 | ENG2 | IC | OP | NA | LFG |  | 168462 | 1.2382 | 0.0147 | EIA Prime Mover-level Data | Estimated using an emission factor
2018 | CA | American Canyon Solar | 62687 | RPNPA | PV | T | NA | SUN
2018 | CA | American Canyon Solar | 62687 | RPNPB | PV | T | NA | SUN
2018 | CA | American Canyon Solar | 62687 | RPNPC | PV | T | NA | SUN
2018 | CA | American Kings Solar, LLC | 60777 | GEN01 | PV | L | NA | SUN
2018 | CA | Ampersand Chowchilla Biomass LLC | 56706 | SD200 | ST | OP | NA | WDS |  | 1224039 | 13.9615 | 0.022812 | EIA Unit-level Data | NEI avg EF - PM, fuel type
2018 | CA | Anaheim Combustion Turbine | 7693 | 1 | GT | OP | CT | NG | 1,132.0 | 350281 | 5.3667 | 0.030642 | EPA/CAMD | EPA/NEI | 1991
2018 | CA | Anaheim Solar Energy Plant | 59416 | PV1 | PV | OP | NA | SUN |  | 30381 |  |  | EIA Prime Mover-level Data
2018 | CA | Angels | 215 | 1 | HY | OP | NA | WAT |  | 53122 |  |  | EIA Prime Mover-level Data
2018 | CA | Anheuser-Busch #2 | 59331 | ANB2 | WT | OP | NA | WND |  | 31996 |  |  | EIA Prime Mover-level Data
2018 | CA | Antelope Big Sky Ranch | 60279 | ABSR | PV | OP | NA | SUN |  | 522389 |  |  | EIA Prime Mover-level Data
2018 | CA | Antelope DSR 1 | 60186 | DSR1 | PV | OP | NA | SUN |  | 1207763 |  |  | EIA Prime Mover-level Data
2018 | CA | Antelope DSR 2 | 60187 | DSR2 | PV | OP | NA | SUN |  | 132778 |  |  | EIA Prime Mover-level Data
2018 | CA | Antelope DSR 3 | 61265 | ADSR3 | PV | L | NA | SUN
2018 | CA | Antelope Expansion 1B | 62320 | ANE1B | PV | P | NA | SUN
2018 | CA | Antelope Expansion 2 | 61264 | ANTX2 | PV | OP | NA | SUN |  | 93542 |  |  | EIA Prime Mover-level Data
2018 | CA | Antelope Expansion 3A | 62673 | ANX3A | PV | P | NA | SUN
2018 | CA | Antelope Expansion 3B | 62674 | ANX3B | PV | P | NA | SUN
2018 | CA | AP North Lake I, LP | 59610 | APNLI | PV | OP | NA | SUN |  | 419837 |  |  | EIA Prime Mover-level Data
2018 | CA | APP Prune A-D | 62577 | AP11A | FC | OP | NA | NG
2018 | CA | APP Prune A-D | 62577 | AP11B | FC | OP | NA | NG
2018 | CA | APP Prune A-D | 62577 | AP11C | FC | OP | NA | NG
2018 | CA | APP Prune A-D | 62577 | AP11D | FC | OP | NA | NG
2018 | CA | Apple Campus 2 Fuel Cell | 59557 | AC2FC | FC | OP | NA | LFG |  | 207440 | 0 | 0 | EIA Prime Mover-level Data | Estimated using an emission factor
2018 | CA | Apple Campus 2 PV | 59473 | AC2PV | PV | OP | NA | SUN |  | 33626 |  |  | EIA Prime Mover-level Data
2018 | CA | Aquamarine | 62547 | AQUAM | PV | L | NA | SUN
2018 | CA | Argus Cogen Plant | 10684 | BLR22 | ST | SB | NA | NG |  | 233554 | 0.94034 | 0.0080524 | EIA Unit-level Data | NEI avg EF - PM, fuel type
2018 | CA | Argus Cogen Plant | 10684 | BLR25 | ST | OP | NA | RC |  | 7542251 | 65.3908 | 0.01734 | EIA Unit-level Data | NEI avg EF - PM, fuel type
2018 | CA | Argus Cogen Plant | 10684 | BLR26 | ST | OP | NA | RC |  | 7538193 | 65.3556 | 0.01734 | EIA Unit-level Data | NEI avg EF - PM, fuel type
2018 | CA | Arrache 4006 | 58445 | 1 | PV | OP | NA | SUN |  | 12633 |  |  | EIA Prime Mover-level Data
2018 | CA | Arrache 4006 | 58445 | 2 | PV | OP | NA | SUN |  | 12633 |  |  | EIA Prime Mover-level Data
2018 | CA | Arrache 4013 | 58446 | 1 | PV | OP | NA | SUN |  | 38806 |  |  | EIA Prime Mover-level Data
2018 | CA | Arrache 8083 | 58447 | 1 | PV | OP | NA | SUN |  | 14608 |  |  | EIA Prime Mover-level Data
2018 | CA | Arrache 8083 | 58447 | 2 | PV | OP | NA | SUN |  | 14608 |  |  | EIA Prime Mover-level Data
2018 | CA | Arrache 8083 | 58447 | 3 | PV | OP | NA | SUN |  | 9739 |  |  | EIA Prime Mover-level Data
2018 | CA | Aspiration G | 59737 | ASPRG | PV | OP | NA | SUN |  | 201983 |  |  | EIA Prime Mover-level Data
2018 | CA | ASTI | 58889 | ASTI | PV | OP | NA | SUN |  | 12938 |  |  | EIA Prime Mover-level Data
2018 | CA | AT&T Anaheim | 61154 | AT058 | FC | OP | NA | NG |  | 68732 | 0 | 0 | EIA Prime Mover-level Data | Estimated using an emission factor
2018 | CA | AT&T Holger | 61153 | AT057 | FC | OP | NA | NG |  | 71727 | 0 | 0 | EIA Prime Mover-level Data | Estimated using an emission factor
2018 | CA | ATT Kelvin | 62573 | ATT56 | FC | OP | NA | NG
2018 | CA | ATT Van Nyus | 62574 | ATT93 | FC | OP | NA | NG |  | 55406 | 0 | 0 | EIA Prime Mover-level Data | Estimated using an emission factor
2018 | CA | Atwell Island | 58366 | 1 | PV | OP | NA | SUN |  | 362695 |  |  | EIA Prime Mover-level Data
2018 | CA | Atwell Island West Solar | 59414 | AWCA | PV | OP | NA | SUN |  | 505238 |  |  | EIA Prime Mover-level Data
2018 | CA | AV Solar Ranch One | 57378 | AVSR | PV | OP | NA | SUN |  | 5527651 |  |  | EIA Prime Mover-level Data
2018 | CA | Avenal Park | 57359 | 1 | PV | OP | NA | SUN |  | 96167 |  |  | EIA Prime Mover-level Data
2018 | CA | AVS Lancaster 1 | 60085 | PV1 | PV | OP | NA | SUN |  | 79801 |  |  | EIA Prime Mover-level Data
2018 | CA | Axium Modesto Solar | 58039 | 1 | PV | OP | NA | SUN |  | 582905 |  |  | EIA Prime Mover-level Data
2018 | CA | Azusa | 6449 | 1 | HY | OP | NA | WAT
2018 | CA | B Braun Medical | 50200 | GEN1 | GT | OP | NA | NG |  | 287919 | 0.78939 | 0.0054834 | EIA Prime Mover-level Data | NEI avg EF - PM, fuel type, firing type
2018 | CA | B Braun Medical | 50200 | GEN2 | GT | OP | NA | NG |  | 339333 | 0.93035 | 0.0054834 | EIA Prime Mover-level Data | NEI avg EF - PM, fuel type, firing type
2018 | CA | Badger Creek Limited | 10650 | GT1 | GT | OP | CT | NG | 250.0 | 71790 | 0.12326 | 0.0034338 | EPA/CAMD | EPA/NEI | 1991
2018 | CA | Baker Creek Hydroelectric | 59428 | GENE1 | HY | OP | NA | WAT |  | 28201 |  |  | EIA Prime Mover-level Data
2018 | CA | Baker Creek Hydroelectric | 59428 | GENE2 | HY | OP | NA | WAT |  | 2014 |  |  | EIA Prime Mover-level Data
2018 | CA | Bakersfield 111 | 59948 | BF111 | PV | OP | NA | SUN |  | 27109 |  |  | EIA Prime Mover-level Data
2018 | CA | Bakersfield College Solar 01 | 57655 | BC01 | PV | OP | NA | SUN |  | 18746 |  |  | EIA Prime Mover-level Data
2018 | CA | Bakersfield Industrial PV 1 | 61118 | BIND1 | PV | OP | NA | SUN |  | 19575 |  |  | EIA Prime Mover-level Data
2018 | CA | Bakersfield PV 1 | 61117 | BAKE1 | PV | OP | NA | SUN |  | 98593 |  |  | EIA Prime Mover-level Data
2018 | CA | Balch 1 | 217 | 1 | HY | OP | NA | WAT |  | 751688 |  |  | EIA Prime Mover-level Data
2018 | CA | Balch 2 | 218 | 2 | HY | OP | NA | WAT |  | 1839352 |  |  | EIA Prime Mover-level Data
2018 | CA | Balch 2 | 218 | 3 | HY | OP | NA | WAT |  | 1839352 |  |  | EIA Prime Mover-level Data
2018 | CA | Barre Generating Station | 56474 | CT1 | GT | OP | CT | NG | 992.0 | 337032 | 1.317 | 0.0078154 | EPA/CAMD | NEI avg EF - PM, fuel type, firing type | 2007
2018 | CA | Bayshore Solar A, LLC | 60481 | BSHRA | PV | OP | NA | SUN |  | 503486 |  |  | EIA Prime Mover-level Data
2018 | CA | Bayshore Solar B, LLC | 60474 | BSHRB | PV | OP | NA | SUN |  | 506723 |  |  | EIA Prime Mover-level Data
2018 | CA | Bayshore Solar C, LLC | 60475 | BSHRC | PV | OP | NA | SUN |  | 493146 |  |  | EIA Prime Mover-level Data
2018 | CA | Beacon BESS 1 | 61431 | BCNB1 | BA | OP | NA | MWH |  | 0 |  |  | EIA Prime Mover-level Data
2018 | CA | Beacon Solar Plant Site 2 | 59309 | BEAC2 | PV | OP | NA | SUN |  | 1166327 |  |  | EIA Prime Mover-level Data
2018 | CA | Beacon Solar Plant Site 5 | 59308 | BEAC5 | PV | OP | NA | SUN |  | 912156 |  |  | EIA Prime Mover-level Data
2018 | CA | Bear Canyon Power Plant | 10469 | BVC1 | ST | RE | NA | GEO
2018 | CA | Bear Canyon Power Plant | 10469 | BVC2 | ST | RE | NA | GEO
2018 | CA | Bear Creek | 50156 | GEN1 | HY | OP | NA | WAT |  | 32076 |  |  | EIA Prime Mover-level Data
2018 | CA | Bear Creek Solar | 58508 | PV3 | PV | OP | NA | SUN |  | 30701 |  |  | EIA Prime Mover-level Data
2018 | CA | Bear Mountain Limited | 10649 | GT1 | GT | OP | CT | NG | 940.0 | 308302 | 0.031601 | 0.000205 | EPA/CAMD | EPA/NEI | 1995
2018 | CA | Bear Valley | 457 | HC1 | HY | OP | NA | WAT |  | 607 |  |  | EIA Prime Mover-level Data
2018 | CA | Bear Valley | 457 | HC2 | HY | OP | NA | WAT |  | 607 |  |  | EIA Prime Mover-level Data
2018 | CA | Bear Valley Power Plant | 56346 | ICE1 | IC | OP | NA | NG |  | 1117 | 0.00023569 | 0.000422 | EIA Prime Mover-level Data | Estimated using an emission factor
2018 | CA | Bear Valley Power Plant | 56346 | ICE2 | IC | OP | NA | NG |  | 1117 | 0.00023569 | 0.000422 | EIA Prime Mover-level Data | Estimated using an emission factor
2018 | CA | Bear Valley Power Plant | 56346 | ICE3 | IC | OP | NA | NG |  | 1117 | 0.00023569 | 0.000422 | EIA Prime Mover-level Data | Estimated using an emission factor
2018 | CA | Bear Valley Power Plant | 56346 | ICE4 | IC | OP | NA | NG |  | 1117 | 0.00023569 | 0.000422 | EIA Prime Mover-level Data | Estimated using an emission factor
2018 | CA | Bear Valley Power Plant | 56346 | ICE5 | IC | OP | NA | NG |  | 1117 | 0.00023569 | 0.000422 | EIA Prime Mover-level Data | Estimated using an emission factor
2018 | CA | Bear Valley Power Plant | 56346 | ICE6 | IC | OP | NA | NG |  | 1117 | 0.00023569 | 0.000422 | EIA Prime Mover-level Data | Estimated using an emission factor
2018 | CA | Bear Valley Power Plant | 56346 | ICE7 | IC | OP | NA | NG |  | 1117 | 0.00023569 | 0.000422 | EIA Prime Mover-level Data | Estimated using an emission factor
2018 | CA | Beardsley | 414 | 1 | HY | OP | NA | WAT |  | 487403 |  |  | EIA Prime Mover-level Data
2018 | CA | Belden | 219 | 1 | HY | OP | NA | WAT |  | 2131797 |  |  | EIA Prime Mover-level Data
2018 | CA | Beringer | 58890 | BERI | PV | OP | NA | SUN |  | 13775 |  |  | EIA Prime Mover-level Data
2018 | CA | Berry Cogen | 50170 | GEN1 | GT | OP | NA | NG |  | 3889501 | 10.6638 | 0.0054834 | EIA Prime Mover-level Data | NEI avg EF - PM, fuel type, firing type
2018 | CA | Berry Cogen Tanne Hills 18 | 50622 | GEN1 | GT | OP | NA | NG |  | 876578 | 2.4033 | 0.0054834 | EIA Prime Mover-level Data | NEI avg EF - PM, fuel type, firing type
2018 | CA | Berry Cogen Tanne Hills 18 | 50622 | GEN2 | GT | OP | NA | NG |  | 876578 | 2.4033 | 0.0054834 | EIA Prime Mover-level Data | NEI avg EF - PM, fuel type, firing type
2018 | CA | Berry NMW Cogens | 62176 | 21Z | GT | OP | NA | NG |  | 263473 | 0.72236 | 0.0054834 | EIA Prime Mover-level Data | NEI avg EF - PM, fuel type, firing type
2018 | CA | Berry NMW Cogens | 62176 | PF | GT | OP | NA | NG |  | 263473 | 0.72236 | 0.0054834 | EIA Prime Mover-level Data | NEI avg EF - PM, fuel type, firing type
2018 | CA | Berry Placerita Cogen | 52096 | GEN1 | GT | OP | NA | NG |  | 1816177 | 4.9794 | 0.0054834 | EIA Prime Mover-level Data | NEI avg EF - PM, fuel type, firing type
2018 | CA | Berry Placerita Cogen | 52096 | GEN2 | GT | OP | NA | NG |  | 1816177 | 4.9794 | 0.0054834 | EIA Prime Mover-level Data | NEI avg EF - PM, fuel type, firing type
2018 | CA | Bidwell Ditch Project | 10880 | GEN1 | HY | OP | NA | WAT |  | 105733 |  |  | EIA Prime Mover-level Data
2018 | CA | Big Creek 1 | 317 | 1 | HY | OP | NA | WAT |  | 704106 |  |  | EIA Prime Mover-level Data
2018 | CA | Big Creek 1 | 317 | 2 | HY | OP | NA | WAT |  | 561863 |  |  | EIA Prime Mover-level Data
2018 | CA | Big Creek 1 | 317 | 3 | HY | OP | NA | WAT |  | 768116 |  |  | EIA Prime Mover-level Data
2018 | CA | Big Creek 1 | 317 | 4 | HY | OP | NA | WAT |  | 1109501 |  |  | EIA Prime Mover-level Data
2018 | CA | Big Creek 2 | 318 | 3 | HY | OP | NA | WAT |  | 695933 |  |  | EIA Prime Mover-level Data
2018 | CA | Big Creek 2 | 318 | 4 | HY | OP | NA | WAT |  | 695933 |  |  | EIA Prime Mover-level Data
2018 | CA | Big Creek 2 | 318 | 5 | HY | OP | NA | WAT |  | 770811 |  |  | EIA Prime Mover-level Data
2018 | CA | Big Creek 2 | 318 | 6 | HY | OP | NA | WAT |  | 770811 |  |  | EIA Prime Mover-level Data
2018 | CA | Big Creek 2A | 322 | 1 | HY | OP | NA | WAT |  | 2038784 |  |  | EIA Prime Mover-level Data
2018 | CA | Big Creek 2A | 322 | 2 | HY | OP | NA | WAT |  | 2038784 |  |  | EIA Prime Mover-level Data
2018 | CA | Big Creek 3 | 319 | 1 | HY | OP | NA | WAT |  | 1205883 |  |  | EIA Prime Mover-level Data
2018 | CA | Big Creek 3 | 319 | 2 | HY | OP | NA | WAT |  | 1205883 |  |  | EIA Prime Mover-level Data
2018 | CA | Big Creek 3 | 319 | 3 | HY | OP | NA | WAT |  | 1205883 |  |  | EIA Prime Mover-level Data
2018 | CA | Big Creek 3 | 319 | 4 | HY | OP | NA | WAT |  | 1276817 |  |  | EIA Prime Mover-level Data
2018 | CA | Big Creek 3 | 319 | 5 | HY | OP | NA | WAT |  | 1294551 |  |  | EIA Prime Mover-level Data
2018 | CA | Big Creek 4 | 320 | 1 | HY | OP | NA | WAT |  | 1275271 |  |  | EIA Prime Mover-level Data
2018 | CA | Big Creek 4 | 320 | 2 | HY | OP | NA | WAT |  | 1275271 |  |  | EIA Prime Mover-level Data
2018 | CA | Big Creek 8 | 321 | 1 | HY | OP | NA | WAT |  | 895701 |  |  | EIA Prime Mover-level Data
2018 | CA | Big Creek 8 | 321 | 2 | HY | OP | NA | WAT |  | 1343552 |  |  | EIA Prime Mover-level Data
2018 | CA | Big Creek Water Works | 10282 | BCHY | HY | OP | NA | WAT |  | 57694 |  |  | EIA Prime Mover-level Data
2018 | CA | Big Pine Creek | 391 | 1 | HY | OP | NA | WAT |  | 117467 |  |  | EIA Prime Mover-level Data
2018 | CA | Big Valley Power LLC | 10288 | IS27 | ST | OS | NA | WDS
2018 | CA | Biola University | 54296 | BATT | BA | OP | NA | MWH
2018 | CA | Biola University | 54296 | EG1 | IC | OP | NA | NG |  | 45324 | 0.0095634 | 0.000422 | EIA Prime Mover-level Data | Estimated using an emission factor
2018 | CA | Biola University | 54296 | EG-1H | IC | P | NA | NG
2018 | CA | Biola University | 54296 | EG2 | IC | OP | NA | NG |  | 45324 | 0.0095634 | 0.000422 | EIA Prime Mover-level Data | Estimated using an emission factor
2018 | CA | Biola University | 54296 | EG-2H | IC | P | NA | NG
2018 | CA | Biola University | 54296 | EG3 | IC | OP | NA | NG |  | 75540 | 0.015939 | 0.000422 | EIA Prime Mover-level Data | Estimated using an emission factor
2018 | CA | Bishop Creek 2 | 323 | 1 | HY | OP | NA | WAT |  | 87239 |  |  | EIA Prime Mover-level Data
2018 | CA | Bishop Creek 2 | 323 | 2 | HY | OP | NA | WAT |  | 87239 |  |  | EIA Prime Mover-level Data
2018 | CA | Bishop Creek 2 | 323 | 3 | HY | OP | NA | WAT |  | 80260 |  |  | EIA Prime Mover-level Data
2018 | CA | Bishop Creek 3 | 324 | 1 | HY | OP | NA | WAT |  | 85469 |  |  | EIA Prime Mover-level Data
2018 | CA | Bishop Creek 3 | 324 | 2 | HY | OP | NA | WAT |  | 85469 |  |  | EIA Prime Mover-level Data
2018 | CA | Bishop Creek 3 | 324 | 3 | HY | OP | NA | WAT |  | 85469 |  |  | EIA Prime Mover-level Data
2018 | CA | Bishop Creek 4 | 325 | 1 | HY | OP | NA | WAT |  | 52852 |  |  | EIA Prime Mover-level Data
2018 | CA | Bishop Creek 4 | 325 | 2 | HY | OP | NA | WAT |  | 52852 |  |  | EIA Prime Mover-level Data
2018 | CA | Bishop Creek 4 | 325 | 3 | HY | OP | NA | WAT |  | 105704 |  |  | EIA Prime Mover-level Data
2018 | CA | Bishop Creek 4 | 325 | 4 | HY | OP | NA | WAT |  | 116275 |  |  | EIA Prime Mover-level Data
2018 | CA | Bishop Creek 4 | 325 | 5 | HY | OP | NA | WAT |  | 105704 |  |  | EIA Prime Mover-level Data
2018 | CA | Bishop Creek 5 | 326 | 1 | HY | OP | NA | WAT |  | 65941 |  |  | EIA Prime Mover-level Data
2018 | CA | Bishop Creek 5 | 326 | 2 | HY | OP | NA | WAT |  | 82426 |  |  | EIA Prime Mover-level Data
2018 | CA | Bishop Creek 6 | 327 | 1 | HY | OP | NA | WAT |  | 53523 |  |  | EIA Prime Mover-level Data
2018 | CA | Black Butte | 7229 | 1 | HY | OP | NA | WAT |  | 39562 |  |  | EIA Prime Mover-level Data
2018 | CA | Black Rock I | 57477 | G3201 | ST | IP | NA | GEO
2018 | CA | Black Rock II | 57478 | G3202 | ST | IP | NA | GEO
2018 | CA | Black Rock III | 57479 | G303 | ST | IP | NA | GEO
2018 | CA | Blacksand Generating Facility | 56090 | D182 | GT | OP | NA | PRG |  | 220086 | 0.046438 | 0.000422 | EIA Prime Mover-level Data | Estimated using an emission factor
2018 | CA | Blacksand Generating Facility | 56090 | D189 | GT | OP | NA | PRG |  | 203580 | 0.042955 | 0.000422 | EIA Prime Mover-level Data | Estimated using an emission factor
2018 | CA | Blacksand Generating Facility | 56090 | D190 | GT | OP | NA | PRG |  | 16506 | 0.0034828 | 0.000422 | EIA Prime Mover-level Data | Estimated using an emission factor
2018 | CA | Blackwell Solar Park | 59524 | FRBSP | PV | V | NA | SUN
2018 | CA | Blue Lake Power LLC | 10764 | Zurn | ST | OP | NA | WDS |  | 0 | 0 |  | EIA Unit-level Data | NEI avg EF - PM, fuel type
2018 | CA | Blue Shld Of Cal- El Dorado Hlls Mtr B | 62077 | PV1 | PV | TS | NA | SUN
2018 | CA | Blythe Energy | 55295 | 1 | CT | OP | CC | NG | 6,604.0 | 9409311 | 20.243 | 0.0043028 | EPA/CAMD | EPA/NEI | 2003
2018 | CA | Blythe Energy | 55295 | 2 | CT | OP | CC | NG | 7,519.0 | 10785546 | 20.821 | 0.0038609 | EPA/CAMD | EPA/NEI | 2003
2018 | CA | Blythe Solar 110, LLC | 60093 | BLCK1 | PV | OP | NA | SUN |  | 960411 |  |  | EIA Prime Mover-level Data
2018 | CA | Blythe Solar 110, LLC | 60093 | BLCK2 | PV | OP | NA | SUN |  | 900851 |  |  | EIA Prime Mover-level Data
2018 | CA | Blythe Solar 110, LLC | 60093 | BLCK3 | PV | OP | NA | SUN |  | 863626 |  |  | EIA Prime Mover-level Data
2018 | CA | Blythe Solar II, LLC | 60092 | BLCK4 | PV | OP | NA | SUN |  | 796216 |  |  | EIA Prime Mover-level Data
2018 | CA | Blythe Solar II, LLC | 60092 | BLCK5 | PV | OP | NA | SUN |  | 813004 |  |  | EIA Prime Mover-level Data
2018 | CA | Blythe Solar II, LLC | 60092 | BLCK6 | PV | OP | NA | SUN |  | 767437 |  |  | EIA Prime Mover-level Data
2018 | CA | Blythe Solar II, LLC | 60092 | BLCK7 | PV | OP | NA | SUN |  | 769836 |  |  | EIA Prime Mover-level Data
2018 | CA | Blythe Solar III, LLC | 60094 | BLCK1 | PV | T | NA | SUN
2018 | CA | Blythe Solar III, LLC | 60094 | BLCK2 | PV | T | NA | SUN
2018 | CA | Blythe Solar III, LLC | 60094 | BLCK3 | PV | T | NA | SUN
2018 | CA | Blythe Solar III, LLC | 60094 | BLCK4 | PV | T | NA | SUN
2018 | CA | Blythe Solar IV, LLC | 60095 | BLCK1 | PV | T | NA | SUN
2018 | CA | Blythe Solar IV, LLC | 60095 | BLCK2 | PV | T | NA | SUN
2018 | CA | Blythe Solar IV, LLC | 60095 | BLCK3 | PV | T | NA | SUN
2018 | CA | Blythe Solar IV, LLC | 60095 | BLCK4 | PV | T | NA | SUN
2018 | CA | Bolthouse Farms Fuel Cell | 61845 | MM28 | FC | P | NA | NG
2018 | CA | Bolthouse Farms Fuel Cell | 61845 | MM29 | FC | P | NA | NG
2018 | CA | Bolthouse S&P and Rowen Farms Solar | 56862 | 1 | PV | OP | NA | SUN |  | 4299 |  |  | EIA Prime Mover-level Data
2018 | CA | Bolthouse S&P and Rowen Farms Solar | 56862 | 2 | PV | OP | NA | SUN |  | 4299 |  |  | EIA Prime Mover-level Data
2018 | CA | Bolthouse S&P and Rowen Farms Solar | 56862 | 3 | PV | OP | NA | SUN |  | 4299 |  |  | EIA Prime Mover-level Data
2018 | CA | Bolthouse S&P and Rowen Farms Solar | 56862 | 4 | PV | OP | NA | SUN |  | 4299 |  |  | EIA Prime Mover-level Data
2018 | CA | Borden Solar Farm | 59531 | BRDN | PV | P | NA | SUN
2018 | CA | Borel | 328 | 1 | HY | OP | NA | WAT |  | 0 |  |  | EIA Prime Mover-level Data
2018 | CA | Borel | 328 | 2 | HY | OP | NA | WAT |  | 0 |  |  | EIA Prime Mover-level Data
2018 | CA | Borel | 328 | 3 | HY | OP | NA | WAT |  | 0 |  |  | EIA Prime Mover-level Data
2018 | CA | Borrego Springs Energy Storage | 60565 | SES1 | BA | OP | NA | MWH |  | 0 |  |  | EIA Prime Mover-level Data
2018 | CA | Borrego Springs Energy Storage | 60565 | SES2 | BA | OP | NA | MWH |  | 0 |  |  | EIA Prime Mover-level Data
2018 | CA | Bottle Rock Power | 902 | 1 | ST | OS | NA | GEO
2018 | CA | Bowerman Power LFG, LLC | 59461 | GEN01 | IC | OP | NA | LFG |  | 226914 | 1.6678 | 0.0147 | EIA Prime Mover-level Data | Estimated using an emission factor
2018 | CA | Bowerman Power LFG, LLC | 59461 | GEN02 | IC | OP | NA | LFG |  | 226914 | 1.6678 | 0.0147 | EIA Prime Mover-level Data | Estimated using an emission factor
2018 | CA | Bowerman Power LFG, LLC | 59461 | GEN03 | IC | OP | NA | LFG |  | 226914 | 1.6678 | 0.0147 | EIA Prime Mover-level Data | Estimated using an emission factor
2018 | CA | Bowerman Power LFG, LLC | 59461 | GEN04 | IC | OP | NA | LFG |  | 226914 | 1.6678 | 0.0147 | EIA Prime Mover-level Data | Estimated using an emission factor
2018 | CA | Bowerman Power LFG, LLC | 59461 | GEN05 | IC | OP | NA | LFG |  | 226914 | 1.6678 | 0.0147 | EIA Prime Mover-level Data | Estimated using an emission factor
2018 | CA | Bowerman Power LFG, LLC | 59461 | GEN06 | IC | OP | NA | LFG |  | 226914 | 1.6678 | 0.0147 | EIA Prime Mover-level Data | Estimated using an emission factor
2018 | CA | Bowerman Power LFG, LLC | 59461 | GEN07 | IC | OP | NA | LFG |  | 226914 | 1.6678 | 0.0147 | EIA Prime Mover-level Data | Estimated using an emission factor
2018 | CA | Bowman | 50546 | GEN1 | HY | OP | NA | WAT |  | 126923 |  |  | EIA Prime Mover-level Data
2018 | CA | Box Canyon Dam | 50179 | GEN1 | HY | OP | NA | WAT |  | 39909 |  |  | EIA Prime Mover-level Data
2018 | CA | Box Canyon Dam | 50179 | GEN2 | HY | OP | NA | WAT |  | 39909 |  |  | EIA Prime Mover-level Data
2018 | CA | BP Carson Refinery | 50540 | GEN1 | OT | SB | NA | OG
2018 | CA | BP Carson Refinery | 50540 | GEN2 | ST | OS | NA | NG
2018 | CA | Brawley | 383 | GT1 | GT | RE | NA | DFO
2018 | CA | Brawley | 383 | GT2 | GT | RE | NA | DFO
2018 | CA | Brea Expansion Plant | 58007 | G1 | CT |  | NA | LFG |  | 596677 | 6.4441 | 0.0216 | EIA Unit-level Data | Estimated using an emission factor
2018 | CA | Brea Expansion Plant | 58007 | G2 | CT |  | NA | LFG |  | 599492 | 6.4745 | 0.0216 | EIA Unit-level Data | Estimated using an emission factor
2018 | CA | Brea Expansion Plant | 58007 | G3 | CT |  | NA | LFG |  | 595540 | 6.4318 | 0.0216 | EIA Unit-level Data | Estimated using an emission factor
2018 | CA | Brea Expansion Plant | 58007 | G4 | CT |  | NA | LFG |  | 554165 | 5.985 | 0.0216 | EIA Unit-level Data | Estimated using an emission factor
2018 | CA | Brea Expansion Plant | 58007 | HRSG1 | CA | OP | NA | LFG |  | 0 | 0 |  | EIA Unit-level Data | Estimated using an emission factor
2018 | CA | Brea Expansion Plant | 58007 | HRSG2 | CA | OP | NA | LFG |  | 0 | 0 |  | EIA Unit-level Data | Estimated using an emission factor
2018 | CA | Brea Expansion Plant | 58007 | HRSG3 | CA | OP | NA | LFG |  | 0 | 0 |  | EIA Unit-level Data | Estimated using an emission factor
2018 | CA | Brea Expansion Plant | 58007 | HRSG4 | CA | OP | NA | LFG |  | 0 | 0 |  | EIA Unit-level Data | Estimated using an emission factor
2018 | CA | Britton Powerhouse | 56820 | 1 | HY | IP | NA | WAT
2018 | CA | Broadridge Cogen | 57580 | CG1 | IC | OP | NA | NG |  | 62471 | 0.013181 | 0.000422 | EIA Prime Mover-level Data | Estimated using an emission factor
2018 | CA | Broadridge Cogen | 57580 | CG2 | IC | OP | NA | NG |  | 62471 | 0.013181 | 0.000422 | EIA Prime Mover-level Data | Estimated using an emission factor
2018 | CA | Broadridge Cogen | 57580 | PV1 | PV | OP | NA | SUN
2018 | CA | Broadridge Cogen | 57580 | PV2 | PV | OP | NA | SUN
2018 | CA | Broadway (CA) | 420 | B1 | ST | RE | NA | NG
2018 | CA | Broadway (CA) | 420 | B2 | ST | RE | NA | NG
2018 | CA | Broadway (CA) | 420 | B3 | ST | RE | WALL | NG
2018 | CA | Brookfield Tehachapi 1 | 57962 | BT1 | WT | OP | NA | WND |  | 2508810 |  |  | EIA Prime Mover-level Data
2018 | CA | Buckeye Geothermal Power Plant | 57180 | 1 | ST | L | NA | GEO
2018 | CA | Bucks Creek | 220 | H1 | HY | OP | NA | WAT |  | 597356 |  |  | EIA Prime Mover-level Data
2018 | CA | Bucks Creek | 220 | H2 | HY | OP | NA | WAT |  | 597356 |  |  | EIA Prime Mover-level Data
2018 | CA | Buena Vista Biomass Power | 58472 | 1 | ST | OP | NA | WDS |  | 0 | 0 |  | EIA Unit-level Data | NEI avg EF - PM, fuel type
2018 | CA | Buena Vista Energy LLC | 56446 | 1 | WT | OP | NA | WND |  | 896246 |  |  | EIA Prime Mover-level Data
2018 | CA | Buidling L | 60154 | BLDG1 | PV | OP | NA | SUN |  | 15812 |  |  | EIA Prime Mover-level Data
2018 | CA | Building F | 60151 | BLDGF | PV | OP | NA | SUN |  | 21767 |  |  | EIA Prime Mover-level Data
2018 | CA | Building G | 60153 | BLDGG | PV | OP | NA | SUN |  | 20296 |  |  | EIA Prime Mover-level Data
2018 | CA | Burney Creek | 10706 | GEN1 | HY | OP | NA | WAT |  | 30691 |  |  | EIA Prime Mover-level Data
2018 | CA | Burney Forest Products | 10652 | BLR1 | ST | OP | NA | WDS |  | 2085225 | 23.7843 | 0.022812 | EIA Unit-level Data | NEI avg EF - PM, fuel type
2018 | CA | Burney Forest Products | 10652 | BLR2 | ST | OP | NA | WDS |  | 1718035 | 19.5961 | 0.022812 | EIA Unit-level Data | NEI avg EF - PM, fuel type
2018 | CA | Butt Valley | 221 | 1 | HY | OP | NA | WAT |  | 532855 |  |  | EIA Prime Mover-level Data
2018 | CA | Butte College Main Campus Solar | 57970 | SOL1 | PV | OP | NA | SUN |  | 50413 |  |  | EIA Prime Mover-level Data
2018 | CA | C P Kelco San Diego Plant | 52147 | GEN1 | GT | OP | NA | NG |  | 289396 | 0.79344 | 0.0054834 | EIA Prime Mover-level Data | NEI avg EF - PM, fuel type, firing type
2018 | CA | C P Kelco San Diego Plant | 52147 | GEN2 | GT | OP | NA | NG |  | 361745 | 0.9918 | 0.0054834 | EIA Prime Mover-level Data | NEI avg EF - PM, fuel type, firing type
2018 | CA | C P Kelco San Diego Plant | 52147 | GEN3 | GT | OS | NA | NG |  | 361745 | 0.9918 | 0.0054834 | EIA Prime Mover-level Data | NEI avg EF - PM, fuel type, firing type
2018 | CA | C&H Sugar Plant | 58251 | TG3 | ST | OP | NA | PUR |  | 210219 |  |  | EIA Prime Mover-level Data
2018 | CA | C&H Sugar Plant | 58251 | TG4 | ST | OP | NA | PUR |  | 210219 |  |  | EIA Prime Mover-level Data
2018 | CA | CA Dept of Public Health at Richmond | 60428 | PV1 | PV | OP | NA | SUN |  | 38570 |  |  | EIA Prime Mover-level Data
2018 | CA | CA Flats Solar 130, LLC | 60033 | GEN01 | PV | OP | NA | SUN |  | 3298828 |  |  | EIA Prime Mover-level Data
2018 | CA | CA Flats Solar 150, LLC | 60034 | GEN01 | PV | V | NA | SUN
2018 | CA | Cabazon Wind Partners | 56011 | V-47 | WT | OP | NA | WND |  | 1033653 |  |  | EIA Prime Mover-level Data
2018 | CA | Cabrillo Power I Encina Power Station | 302 | 2 | ST | OP | WALL | NG | 686.0 | 317376 | 0.068168 | 0.00042957 | EPA/CAMD | EPA/NEI | 1956
2018 | CA | Cabrillo Power I Encina Power Station | 302 | 3 | ST | OP | WALL | NG | 950.0 | 367712 | 0.079006 | 0.00042972 | EPA/CAMD | EPA/NEI | 1958
2018 | CA | Cabrillo Power I Encina Power Station | 302 | 4 | ST | OP | WALL | NG | 1,824.0 | 1587974 | 0.34114 | 0.00042965 | EPA/CAMD | EPA/NEI | 1973
2018 | CA | Cabrillo Power I Encina Power Station | 302 | 5 | ST | OP | WALL | NG | 1,934.0 | 2025087 | 0.43481 | 0.00042942 | EPA/CAMD | EPA/NEI | 1978
2018 | CA | Cabrillo Power I Encina Power Station | 302 | 6 | GT | OP | CT | NG | 348.0 | 196498 | 0.76786 | 0.0078154 | EPA/CAMD | NEI avg EF - PM, fuel type, firing type | 2018
2018 | CA | Cabrillo Power I Encina Power Station | 302 | 7 | GT | OP | CT | NG | 312.0 | 166502 | 0.65064 | 0.0078154 | EPA/CAMD | NEI avg EF - PM, fuel type, firing type | 2018
2018 | CA | Cabrillo Power I Encina Power Station | 302 | 8 | GT | OP | CT | NG | 328.0 | 189618 | 0.74097 | 0.0078154 | EPA/CAMD | NEI avg EF - PM, fuel type, firing type | 2018
2018 | CA | Cabrillo Power I Encina Power Station | 302 | 9 | GT | OP | CT | NG | 348.0 | 194087 | 0.75844 | 0.0078154 | EPA/CAMD | NEI avg EF - PM, fuel type, firing type | 2018
2018 | CA | Cabrillo Power I Encina Power Station | 302 | 10 | GT | OP | CT | NG | 312.0 | 174138 | 0.68048 | 0.0078154 | EPA/CAMD | NEI avg EF - PM, fuel type, firing type | 2018
2018 | CA | Calabasas Gas to Energy Facility | 57163 | GEN1 | GT | OP | NA | LFG |  | 169988 | 1.8359 | 0.0216 | EIA Prime Mover-level Data | Estimated using an emission factor
2018 | CA | Calabasas Gas to Energy Facility | 57163 | GEN2 | GT | RE | NA | LFG |  | 169988 | 1.8359 | 0.0216 | EIA Prime Mover-level Data | Estimated using an emission factor
2018 | CA | Calabasas Gas to Energy Facility | 57163 | GEN3 | GT | OP | NA | LFG |  | 169988 | 1.8359 | 0.0216 | EIA Prime Mover-level Data | Estimated using an emission factor
2018 | CA | California Institute of Technology | 10262 | GEN1 | CA | RE | NA | NG
2018 | CA | California Institute of Technology | 10262 | GEN2 | CT | RE | NA | NG
2018 | CA | California Institute of Technology | 10262 | GEN3 | CT | IP | NA | NG
2018 | CA | California Institute of Technology | 10262 | GEN4 | CA | IP | NA | NG
2018 | CA | California Institute of Technology | 10262 | GEN5 | CT | IP | NA | NG
2018 | CA | California Institute of Technology | 10262 | GEN6 | CT |  | NA | NG |  | 1021224 | 2.9393 | 0.0057564 | EIA Unit-level Data | NEI avg EF - PM, fuel type
2018 | CA | California Institute of Technology | 10262 | GEN7 | CA | OP | NA | NG |  | 99097 | 0.020909 | 0.000422 | EIA Prime Mover-level Data | Estimated using an emission factor
2018 | CA | California PV Energy at ISD WWTP | 59283 | W4236 | PV | OP | NA | SUN |  | 18318 |  |  | EIA Prime Mover-level Data
2018 | CA | California State University San Bernardi | 57544 | FC01 | FC | OP | NA | NG |  | 77800 | 0 | 0 | EIA Prime Mover-level Data | Estimated using an emission factor
2018 | CA | California Valley Solar Ranch | 57439 | HPR2 | PV | OP | NA | SUN |  | 797743 |  |  | EIA Prime Mover-level Data
2018 | CA | California Valley Solar Ranch | 57439 | HPR2A | PV | OP | NA | SUN |  | 518656 |  |  | EIA Prime Mover-level Data
2018 | CA | California Valley Solar Ranch | 57439 | HPR2B | PV | OP | NA | SUN |  | 2136370 |  |  | EIA Prime Mover-level Data
2018 | CA | California Valley Solar Ranch | 57439 | HPR2C | PV | OP | NA | SUN |  | 1728854 |  |  | EIA Prime Mover-level Data
2018 | CA | California Valley Solar Ranch | 57439 | HPR2D | PV | OP | NA | SUN |  | 987917 |  |  | EIA Prime Mover-level Data
2018 | CA | Calipatria Solar Farm | 59088 | GEN 1 | PV | OP | NA | SUN |  | 382246 |  |  | EIA Prime Mover-level Data
2018 | CA | Calistoga Power Plant | 50066 | UNT1 | ST | OP | NA | GEO |  | 2282946 |  |  | EIA Prime Mover-level Data
2018 | CA | Calistoga Power Plant | 50066 | UNT2 | ST | OP | NA | GEO |  | 2282946 |  |  | EIA Prime Mover-level Data
2018 | CA | CalPeak Power - Border | 55510 | GT-1 | GT | OP | CT | NG | 494.0 | 125147 | 2.9066 | 0.04645 | EPA/CAMD | EPA/NEI | 2001
2018 | CA | CalPeak Power - Border | 55510 | GT-2 | GT | OP | CT | [7 empty] | 2001
2018 | CA | CalPeak Power - Enterprise | 55513 | GT-1 | GT | OP | CT | NG | 512.0 | 132502 | 3.2339 | 0.048813 | EPA/CAMD | EPA/NEI | 2001
2018 | CA | CalPeak Power - Enterprise | 55513 | GT-2 | GT | OP | CT | [7 empty] | 2001
2018 | CA | CalPeak Power - Panoche | 55508 | GT-1 | GT | OP | CT | NG | 561.0 | 155337 | 0.055887 | 0.00071956 | EPA/CAMD | EPA/NEI | 2001
2018 | CA | CalPeak Power - Panoche | 55508 | GT-2 | GT | OP | CT | [7 empty] | 2001
2018 | CA | CalPeak Power - Vaca Dixon | 55499 | GT-1 | GT | OP | CT | NG | 524.0 | 123147 | 0.33932 | 0.0055107 | EPA/CAMD | EPA/NEI | 2001
2018 | CA | CalPeak Power - Vaca Dixon | 55499 | GT-2 | GT | OP | CT | [7 empty] | 2001
2018 | CA | Calpine Gilroy Cogen, LP | 10034 | S-100 | CT | OP | CC | NG | 1,166.0 | 889490 | 3.3865 | 0.0076145 | EPA/CAMD | EPA/NEI | 1987
2018 | CA | Calpine Sutter Energy Center | 55112 | CT01 | CT | OP | CC | NG | 2,760.0 | 4197070 | 12.0801 | 0.0057564 | EPA/CAMD | NEI avg EF - PM, fuel type, firing type | 2001
2018 | CA | Calpine Sutter Energy Center | 55112 | CT02 | CT | OP | CC | NG | 151.0 | 198543 | 0.57145 | 0.0057564 | EPA/CAMD | NEI avg EF - PM, fuel type, firing type | 2001
2018 | CA | CalRenew-1 | 56768 | CR1 | PV | OP | NA | SUN |  | 89858 |  |  | EIA Prime Mover-level Data
2018 | CA | Caltech Central | 57460 | CL00 | FC | OP | NA | OBG |  | 5180 | 0 | 0 | EIA Prime Mover-level Data | Estimated using an emission factor
2018 | CA | Caltech Central | 57460 | CL01 | FC | OP | NA | OBG |  | 5180 | 0 | 0 | EIA Prime Mover-level Data | Estimated using an emission factor
2018 | CA | Caltech Central | 57460 | CL02 | FC | OP | NA | OBG |  | 5180 | 0 | 0 | EIA Prime Mover-level Data | Estimated using an emission factor
2018 | CA | Caltech Central | 57460 | CL03 | FC | OP | NA | OBG |  | 5180 | 0 | 0 | EIA Prime Mover-level Data | Estimated using an emission factor
2018 | CA | Caltech Central | 57460 | CL04 | FC | OP | NA | OBG |  | 5180 | 0 | 0 | EIA Prime Mover-level Data | Estimated using an emission factor
2018 | CA | Caltech Central | 57460 | CL05 | FC | OP | NA | OBG |  | 5180 | 0 | 0 | EIA Prime Mover-level Data | Estimated using an emission factor
2018 | CA | Caltech Central | 57460 | CL06 | FC | OP | NA | OBG |  | 5180 | 0 | 0 | EIA Prime Mover-level Data | Estimated using an emission factor
2018 | CA | Caltech Central | 57460 | CL07 | FC | OP | NA | OBG |  | 5180 | 0 | 0 | EIA Prime Mover-level Data | Estimated using an emission factor
2018 | CA | Caltech Central | 57460 | CL08 | FC | OP | NA | OBG |  | 5180 | 0 | 0 | EIA Prime Mover-level Data | Estimated using an emission factor
2018 | CA | Caltech Central | 57460 | CL09 | FC | OP | NA | OBG |  | 5180 | 0 | 0 | EIA Prime Mover-level Data | Estimated using an emission factor
2018 | CA | Caltech Central | 57460 | CL10 | FC | OP | NA | OBG |  | 5180 | 0 | 0 | EIA Prime Mover-level Data | Estimated using an emission factor
2018 | CA | Camanche | 537 | 1 | HY | OP | NA | WAT |  | 73266 |  |  | EIA Prime Mover-level Data
2018 | CA | Camanche | 537 | 2 | HY | OP | NA | WAT |  | 73266 |  |  | EIA Prime Mover-level Data
2018 | CA | Camanche | 537 | 3 | HY | OP | NA | WAT |  | 73266 |  |  | EIA Prime Mover-level Data
2018 | CA | Cameron Ridge LLC | 10586 | EXIS | WT | OP | NA | WND |  | 1380327 |  |  | EIA Prime Mover-level Data
2018 | CA | Camino | 430 | H1 | HY | OP | NA | WAT |  | 1327422 |  |  | EIA Prime Mover-level Data
2018 | CA | Camino | 430 | H2 | HY | OP | NA | WAT |  | 1327422 |  |  | EIA Prime Mover-level Data
2018 | CA | Camp Far West | 531 | 1 | HY | OP | NA | WAT |  | 231279 |  |  | EIA Prime Mover-level Data
2018 | CA | Campo Verde Solar | 58467 | CVS1 | PV | OP | NA | SUN |  | 2977201 |  |  | EIA Prime Mover-level Data
2018 | CA | Cantua Solar Station | 57522 | 1 | PV | OP | NA | SUN |  | 384991 |  |  | EIA Prime Mover-level Data
2018 | CA | Canyon Crest Academy | 60568 | SES | BA | OP | NA | MWH |  | 0 |  |  | EIA Prime Mover-level Data
2018 | CA | Canyon Power Plant | 57027 | 1 | GT | OP | CT | NG | 1,972.0 | 497703 | 0.72416 | 0.00291 | EPA/CAMD | EPA/NEI | 2011
2018 | CA | Canyon Power Plant | 57027 | 2 | GT | OP | CT | NG | 1,908.0 | 479425 | 0.744 | 0.0031037 | EPA/CAMD | EPA/NEI | 2011
2018 | CA | Canyon Power Plant | 57027 | 3 | GT | OP | CT | NG | 1,663.0 | 429484 | 0.61504 | 0.0028641 | EPA/CAMD | EPA/NEI | 2011
2018 | CA | Canyon Power Plant | 57027 | 4 | GT | OP | CT | NG | 2,023.0 | 539696 | 0.66464 | 0.002463 | EPA/CAMD | EPA/NEI | 2011
2018 | CA | Caribou 1 | 222 | 1 | HY | OP | NA | WAT |  | 336301 |  |  | EIA Prime Mover-level Data
2018 | CA | Caribou 1 | 222 | 2 | HY | OP | NA | WAT |  | 353257 |  |  | EIA Prime Mover-level Data
2018 | CA | Caribou 1 | 222 | 3 | HY | OP | NA | WAT |  | 353257 |  |  | EIA Prime Mover-level Data
2018 | CA | Caribou 2 | 223 | 4 | HY | OP | NA | WAT |  | 1671397 |  |  | EIA Prime Mover-level Data
2018 | CA | Caribou 2 | 223 | 5 | HY | OP | NA | WAT |  | 1596558 |  |  | EIA Prime Mover-level Data
2018 | CA | Carlsbad Energy Center | 59002 | CEC 6 | GT | OP | NA | NG |  | 257507 | 0.70601 | 0.0054834 | EIA Prime Mover-level Data | NEI avg EF - PM, fuel type, firing type
2018 | CA | Carlsbad Energy Center | 59002 | CEC 7 | GT | OP | NA | NG |  | 257507 | 0.70601 | 0.0054834 | EIA Prime Mover-level Data | NEI avg EF - PM, fuel type, firing type
2018 | CA | Carlsbad Energy Center | 59002 | CEC 8 | GT | OP | NA | NG |  | 257507 | 0.70601 | 0.0054834 | EIA Prime Mover-level Data | NEI avg EF - PM, fuel type, firing type
2018 | CA | Carlsbad Energy Center | 59002 | CEC 9 | GT | OP | NA | NG |  | 257507 | 0.70601 | 0.0054834 | EIA Prime Mover-level Data | NEI avg EF - PM, fuel type, firing type
2018 | CA | Carlsbad Energy Center | 59002 | CEC10 | GT | OP | NA | NG |  | 257507 | 0.70601 | 0.0054834 | EIA Prime Mover-level Data | NEI avg EF - PM, fuel type, firing type
2018 | CA | Carlsbad Energy Center | 59002 | CEC11 | GT | IP | NA | NG
2018 | CA | Carson Cogeneration | 7527 | 1 | CT | OP | CC | NG | 8,233.0 | 3094493 | 0.29398 | 0.00019 | EPA/CAMD | EPA/NEI | 1995
2018 | CA | Carson Cogeneration | 7527 | 2 | GT | OP | CT | NG | 732.0 | 230388 | 0.070993 | 0.00061629 | EPA/CAMD | EPA/NEI | 1995
2018 | CA | Carson Cogeneration Company | 10169 | D1 | CT | OP | CC | NG | 0.0 | [5 empty] | 2003
2018 | CA | Cascade Energy Storage, LLC | 61801 | 10002 | BA | L | NA | MWH
2018 | CA | Cascade Solar | 58590 | 1 | PV | OP | NA | SUN |  | 449152 |  |  | EIA Prime Mover-level Data
2018 | CA | Castaic | 392 | 1 | PS | OP | NA | WAT |  | 0 |  |  | EIA Prime Mover-level Data
2018 | CA | Castaic | 392 | 2 | PS | OP | NA | WAT |  | 0 |  |  | EIA Prime Mover-level Data
2018 | CA | Castaic | 392 | 3 | PS | OP | NA | WAT |  | 0 |  |  | EIA Prime Mover-level Data
2018 | CA | Castaic | 392 | 4 | PS | OP | NA | WAT |  | 0 |  |  | EIA Prime Mover-level Data
2018 | CA | Castaic | 392 | 5 | PS | OP | NA | WAT |  | 0 |  |  | EIA Prime Mover-level Data
2018 | CA | Castaic | 392 | 6 | PS | OP | NA | WAT |  | 0 |  |  | EIA Prime Mover-level Data
2018 | CA | Castaic | 392 | 7 | HY | OP | NA | WAT
2018 | CA | Castle Rock Vineyards | 57870 | SOLAR | PV | OP | NA | SUN |  | 16103 |  |  | EIA Prime Mover-level Data
2018 | CA | Castor Solar | 60277 | CASTR | PV | OP | NA | SUN |  | 24044 |  |  | EIA Prime Mover-level Data
2018 | CA | Catalina Solar 2, LLC | 59334 | INV-1 | PV | OP | NA | SUN |  | 510863 |  |  | EIA Prime Mover-level Data
2018 | CA | Catalina Solar LLC | 57708 | INV | PV | OP | NA | SUN |  | 2418825 |  |  | EIA Prime Mover-level Data
2018 | CA | CBS Studio Center | 58440 | 9560 | FC | OP | NA | NG |  | 13308 | 0 | 0 | EIA Prime Mover-level Data | Estimated using an emission factor
2018 | CA | CBS Studio Center | 58440 | 9580 | FC | OP | NA | NG |  | 13308 | 0 | 0 | EIA Prime Mover-level Data | Estimated using an emission factor
2018 | CA | CBS Studio Center | 58440 | 9581 | FC | OP | NA | NG |  | 13308 | 0 | 0 | EIA Prime Mover-level Data | Estimated using an emission factor
2018 | CA | CBS Studio Center | 58440 | 9583 | FC | OP | NA | NG |  | 13308 | 0 | 0 | EIA Prime Mover-level Data | Estimated using an emission factor
2018 | CA | CBS Studio Center | 58440 | 9585 | FC | OP | NA | NG |  | 13308 | 0 | 0 | EIA Prime Mover-level Data | Estimated using an emission factor
2018 | CA | CBS Studio Center | 58440 | 9587 | FC | OP | NA | NG |  | 13308 | 0 | 0 | EIA Prime Mover-level Data | Estimated using an emission factor
2018 | CA | CBS Television City | 58253 | GEN1 | PV | OP | NA | SUN |  | 16093 |  |  | EIA Prime Mover-level Data
2018 | CA | CCCSD Wastewater Treatment Plnt | 57573 | S188 | GT | OP | NA | NG |  | 345235 | 0.94653 | 0.0054834 | EIA Prime Mover-level Data | NEI avg EF - PM, fuel type, firing type
2018 | CA | CDCR (CA) - Corcoran State Prison | 61620 | CORSP | PV | OP | NA | SUN |  | 27966 |  |  | EIA Prime Mover-level Data
2018 | CA | CDCR (CA) - Pleasant Valley State Prison | 59748 | 1 | PV | OP | NA | SUN |  | 27956 |  |  | EIA Prime Mover-level Data
2018 | CA | CDCR (CA) - Solano State Prison | 61619 | SOLSP | PV | OP | NA | SUN |  | 22303 |  |  | EIA Prime Mover-level Data
2018 | CA | CDCR (CA) - Wasco State Prison | 61621 | WASCO | PV | OP | NA | SUN |  | 32277 |  |  | EIA Prime Mover-level Data
2018 | CA | CE Leathers | 10631 | GEN1 | ST | OP | NA | GEO |  | 2991642 |  |  | EIA Prime Mover-level Data
2018 | CA | CE Turbo LLC | 55984 | TG21 | ST | OP | NA | GEO |  | 717430 |  |  | EIA Prime Mover-level Data
2018 | CA | CE&P Imperial Valley 1 | 60670 | 1 | CC | T | NA | OTH
2018 | CA | CED Avenal | 60077 | AVCA | PV | OP | NA | SUN |  | 371349 |  |  | EIA Prime Mover-level Data
2018 | CA | CED Ducor 1 | 60078 | DU1CA | PV | OP | NA | SUN |  | 478185 |  |  | EIA Prime Mover-level Data
2018 | CA | CED Ducor 2 | 60079 | DU2CA | PV | OP | NA | SUN |  | 476653 |  |  | EIA Prime Mover-level Data
2018 | CA | CED Ducor 3 | 60080 | DU3CA | PV | OP | NA | SUN |  | 357490 |  |  | EIA Prime Mover-level Data
2018 | CA | CED Ducor 4 | 60081 | DU4CA | PV | OP | NA | SUN |  | 477263 |  |  | EIA Prime Mover-level Data
2018 | CA | Center Generating Station | 56475 | CT1 | GT | OP | CT | NG | 961.0 | 180653 | 0.70594 | 0.0078154 | EPA/CAMD | NEI avg EF - PM, fuel type, firing type | 2007
2018 | CA | Centerville PH | 224 | 1 | HY | OS | NA | WAT
2018 | CA | Centerville PH | 224 | 2 | HY | OS | NA | WAT
2018 | CA | Centinela Solar Energy | 58430 | CSE1 | PV | OP | NA | SUN |  | 818479 |  |  | EIA Prime Mover-level Data
2018 | CA | Centinela Solar Energy | 58430 | CSE2 | PV | OP | NA | SUN |  | 636595 |  |  | EIA Prime Mover-level Data
2018 | CA | Centinela Solar Energy | 58430 | CSE3 | PV | OP | NA | SUN |  | 818479 |  |  | EIA Prime Mover-level Data
2018 | CA | Centinela Solar Energy | 58430 | CSE4 | PV | OP | NA | SUN |  | 818479 |  |  | EIA Prime Mover-level Data
2018 | CA | Centinela Solar Energy | 58430 | CSE5 | PV | OP | NA | SUN |  | 454711 |  |  | EIA Prime Mover-level Data
2018 | CA | Centinela Solar Energy | 58430 | CSE6 | PV | OP | NA | SUN |  | 636595 |  |  | EIA Prime Mover-level Data
2018 | CA | Central Antelope Dry Ranch B LLC | 60281 | CADRB | PV | OP | NA | SUN |  | 76564 |  |  | EIA Prime Mover-level Data
2018 | CA | Central Antelope Dry Ranch C | 59963 | CADRC | PV | OP | NA | SUN |  | 359696 |  |  | EIA Prime Mover-level Data
2018 | CA | Central Utilities Plant LAX | 10048 | GEN1 | GT | RE | NA | NG
2018 | CA | Central Utilities Plant LAX | 10048 | GEN2 | GT | RE | NA | NG
2018 | CA | Central Utilities Plant LAX 2 | 58258 | GEN1 | GT | OP | NA | NG |  | 204098 | 0.55957 | 0.0054834 | EIA Prime Mover-level Data | NEI avg EF - PM, fuel type, firing type
2018 | CA | Central Utilities Plant LAX 2 | 58258 | GEN2 | GT | OP | NA | NG |  | 204098 | 0.55957 | 0.0054834 | EIA Prime Mover-level Data | NEI avg EF - PM, fuel type, firing type
2018 | CA | Central Valley Ag Power | 58978 | CVAP | IC | OP | NA | OBG |  | 5959 | 0.043799 | 0.0147 | EIA Prime Mover-level Data | Estimated using an emission factor
2018 | CA | Century Generating Facility | 55934 | C1 | GT | OP | NA | NG |  | 5003 | 0.013717 | 0.0054834 | EIA Prime Mover-level Data | NEI avg EF - PM, fuel type, firing type
2018 | CA | Century Generating Facility | 55934 | C2 | GT | OP | NA | NG |  | 5003 | 0.013717 | 0.0054834 | EIA Prime Mover-level Data | NEI avg EF - PM, fuel type, firing type
2018 | CA | Century Generating Facility | 55934 | C3 | GT | OP | NA | NG |  | 5003 | 0.013717 | 0.0054834 | EIA Prime Mover-level Data | NEI avg EF - PM, fuel type, firing type
2018 | CA | Century Generating Facility | 55934 | C4 | GT | OP | NA | NG |  | 5003 | 0.013717 | 0.0054834 | EIA Prime Mover-level Data | NEI avg EF - PM, fuel type, firing type
2018 | CA | CES Placerita Power Plant | 10677 | UNT1 | CT | RE | NA | NG
2018 | CA | CES Placerita Power Plant | 10677 | UNT2 | CT | OS | NA | NG
2018 | CA | CES Placerita Power Plant | 10677 | UNT3 | CA | OS | NA | NG
2018 | CA | CFW Solar X LLC - Vaughn | 62378 | VSCFW | PV | OP | NA | SUN |  | 729 |  |  | EIA Prime Mover-level Data
2018 | CA | Chaffey College Rancho Cucamonga Campus | 62150 | SOLAR | PV | OP | NA | SUN |  | 57443 |  |  | EIA Prime Mover-level Data
2018 | CA | Chalk Cliff Limited | 50003 | GEN1 | GT | OP | NA | NG |  | 146125 | 0.40063 | 0.0054834 | EIA Prime Mover-level Data | NEI avg EF - PM, fuel type, firing type
2018 | CA | Chalk Mountain Powerhouse | 56821 | 1 | HY | IP | NA | WAT
2018 | CA | Chicago Park | 412 | 2P | HY | OP | NA | WAT |  | 1130832 |  |  | EIA Prime Mover-level Data
2018 | CA | Childrens Hospital | 10175 | 0799 | IC | SB | NA | DFO |  | 44 | 0.00682 | 0.31 | EIA Prime Mover-level Data | Estimated using an emission factor
2018 | CA | Childrens Hospital | 10175 | 1631 | IC | RE | NA | NG
2018 | CA | Childrens Hospital | 10175 | 1698 | IC | RE | NA | NG
2018 | CA | Childrens Hospital | 10175 | 1699 | IC | RE | NA | NG
2018 | CA | Childrens Hospital | 10175 | 1710 | IC | RE | NA | NG
2018 | CA | Childrens Hospital | 10175 | 1711 | GT | OP | NA | NG |  | 438632 | 1.2026 | 0.0054834 | EIA Prime Mover-level Data | NEI avg EF - PM, fuel type, firing type
2018 | CA | Childrens Hospital | 10175 | 5083 | IC | OP | NA | DFO |  | 33 | 0.005115 | 0.31 | EIA Prime Mover-level Data | Estimated using an emission factor
2018 | CA | Childrens Hospital | 10175 | 5084 | IC | OP | NA | DFO |  | 33 | 0.005115 | 0.31 | EIA Prime Mover-level Data | Estimated using an emission factor
2018 | CA | Childrens Hospital | 10175 | 5085 | IC | OP | NA | DFO |  | 33 | 0.005115 | 0.31 | EIA Prime Mover-level Data | Estimated using an emission factor
2018 | CA | Chili Bar | 225 | 1 | HY | OP | NA | WAT |  | 248465 |  |  | EIA Prime Mover-level Data
2018 | CA | Chowchilla II | 56185 | IC1 | IC | OP | NA | NG |  | 11946 | 0.0025206 | 0.000422 | EIA Prime Mover-level Data | Estimated using an emission factor
2018 | CA | Chowchilla II | 56185 | IC10 | IC | OP | NA | NG |  | 11946 | 0.0025206 | 0.000422 | EIA Prime Mover-level Data | Estimated using an emission factor
2018 | CA | Chowchilla II | 56185 | IC11 | IC | OP | NA | NG |  | 11946 | 0.0025206 | 0.000422 | EIA Prime Mover-level Data | Estimated using an emission factor
2018 | CA | Chowchilla II | 56185 | IC12 | IC | OP | NA | NG |  | 11946 | 0.0025206 | 0.000422 | EIA Prime Mover-level Data | Estimated using an emission factor
2018 | CA | Chowchilla II | 56185 | IC13 | IC | OP | NA | NG |  | 11946 | 0.0025206 | 0.000422 | EIA Prime Mover-level Data | Estimated using an emission factor
2018 | CA | Chowchilla II | 56185 | IC14 | IC | OP | NA | NG |  | 11946 | 0.0025206 | 0.000422 | EIA Prime Mover-level Data | Estimated using an emission factor
2018 | CA | Chowchilla II | 56185 | IC15 | IC | OP | NA | NG |  | 11946 | 0.0025206 | 0.000422 | EIA Prime Mover-level Data | Estimated using an emission factor
2018 | CA | Chowchilla II | 56185 | IC16 | IC | OP | NA | NG |  | 11946 | 0.0025206 | 0.000422 | EIA Prime Mover-level Data | Estimated using an emission factor
2018 | CA | Chowchilla II | 56185 | IC2 | IC | OP | NA | NG |  | 11946 | 0.0025206 | 0.000422 | EIA Prime Mover-level Data | Estimated using an emission factor
2018 | CA | Chowchilla II | 56185 | IC3 | IC | OP | NA | NG |  | 11946 | 0.0025206 | 0.000422 | EIA Prime Mover-level Data | Estimated using an emission factor
2018 | CA | Chowchilla II | 56185 | IC4 | IC | OP | NA | NG |  | 11946 | 0.0025206 | 0.000422 | EIA Prime Mover-level Data | Estimated using an emission factor
2018 | CA | Chowchilla II | 56185 | IC5 | IC | OP | NA | NG |  | 11946 | 0.0025206 | 0.000422 | EIA Prime Mover-level Data | Estimated using an emission factor
2018 | CA | Chowchilla II | 56185 | IC6 | IC | OP | NA | NG |  | 11946 | 0.0025206 | 0.000422 | EIA Prime Mover-level Data | Estimated using an emission factor
2018 | CA | Chowchilla II | 56185 | IC7 | IC | OP | NA | NG |  | 11946 | 0.0025206 | 0.000422 | EIA Prime Mover-level Data | Estimated using an emission factor
2018 | CA | Chowchilla II | 56185 | IC8 | IC | OP | NA | NG |  | 11946 | 0.0025206 | 0.000422 | EIA Prime Mover-level Data | Estimated using an emission factor
2018 | CA | Chowchilla II | 56185 | IC9 | IC | OP | NA | NG |  | 11946 | 0.0025206 | 0.000422 | EIA Prime Mover-level Data | Estimated using an emission factor
2018 | CA | Chuckawalla Solar | 58506 | 0937 | PV | OP | NA | SUN |  | 79801 |  |  | EIA Prime Mover-level Data
2018 | CA | Chuckawalla Valley State Prison | 57011 | 1 | PV | OP | NA | SUN |  | 13942 |  |  | EIA Prime Mover-level Data
2018 | CA | Chula Vista Energy Center | 55540 | 1A | GT | OP | CT | NG | 137.0 | 28906 | 0.13 | 0.0089947 | EPA/CAMD | EPA/NEI | 2001
2018 | CA | Chula Vista Energy Center | 55540 | 1B | GT | OP | CT | NG | 137.0 | 31012 | 0.13 | 0.0083839 | EPA/CAMD | EPA/NEI | 2001
2018 | CA | CID Solar, LLC | 59183 | PV1 | PV | OP | NA | SUN |  | 477583 |  |  | EIA Prime Mover-level Data
2018 | CA | Citizen B | 59738 | CSB | PV | OP | NA | SUN |  | 104409 |  |  | EIA Prime Mover-level Data
2018 | CA | Citizens Imperial Solar | 62052 | CIS1 | PV | L | NA | SUN
2018 | CA | City of Hayward WWTP | 58525 | 1 | PV | OP | NA | SUN |  | 19924 |  |  | EIA Prime Mover-level Data
2018 | CA | City of Hayward WWTP | 58525 | COGEN | IC | OP | NA | OBG |  | 81434 | 0.59854 | 0.0147 | EIA Prime Mover-level Data | Estimated using an emission factor
2018 | CA | City of Madera WWTP | 57682 | 1 | PV | OP | NA | SUN |  | 15164 |  |  | EIA Prime Mover-level Data
2018 | CA | City of Palo Alto | 57714 | GEN1 | IC | SB | NA | NG |  | 100 | 2.11e-05 | 0.000422 | EIA Prime Mover-level Data | Estimated using an emission factor
2018 | CA | City of Palo Alto | 57714 | GEN2 | IC | SB | NA | NG |  | 100 | 2.11e-05 | 0.000422 | EIA Prime Mover-level Data | Estimated using an emission factor
2018 | CA | City of Palo Alto | 57714 | GEN3 | IC | SB | NA | NG |  | 100 | 2.11e-05 | 0.000422 | EIA Prime Mover-level Data | Estimated using an emission factor
2018 | CA | City of Palo Alto | 57714 | GEN4 | IC | SB | NA | NG |  | 100 | 2.11e-05 | 0.000422 | EIA Prime Mover-level Data | Estimated using an emission factor
2018 | CA | City of Soledad Water Reclamation | 59329 | SOL1 | WT | OP | NA | WND |  | 37631 |  |  | EIA Prime Mover-level Data
2018 | CA | City of Tulare Water Facility | 59395 | C2550 | IC | RE | NA | OBG
2018 | CA | City of Tulare Water Facility | 59395 | DFC30 | FC | RE | NA | OBG
2018 | CA | City of Tulare Water Facility | 59395 | PV302 | PV | RE | NA | SUN
2018 | CA | City of Tulare Water Facility | 59395 | SC500 | PV | OP | NA | SUN
2018 | CA | Civic Center | 10623 | 1 | CA | OP | NA | NG |  | 26029 | 0.0054921 | 0.000422 | EIA Unit-level Data | Estimated using an emission factor
2018 | CA | Civic Center | 10623 | 2 | CA | OP | NA | NG |  | 23636 | 0.0049872 | 0.000422 | EIA Unit-level Data | Estimated using an emission factor
2018 | CA | Civic Center | 10623 | 3 | CA | OP | NA | NG |  | 20423 | 0.0043093 | 0.000422 | EIA Unit-level Data | Estimated using an emission factor
2018 | CA | Civic Center | 10623 | 4 | CA | OP | NA | NG |  | 24823 | 0.0052377 | 0.000422 | EIA Unit-level Data | Estimated using an emission factor
2018 | CA | Civic Center | 10623 | GEN1 | CT |  | NA | NG |  | 1400760 | 4.0317 | 0.0057564 | EIA Unit-level Data | NEI avg EF - PM, fuel type
2018 | CA | Clear Lake Hydro Project | 50128 | 3381 | HY | OS | NA | WAT
2018 | CA | Clearwater Power Plant | 56356 | CT1 | CT |  | NA | NG |  | 132744 | 0.38207 | 0.0057564 | EIA Unit-level Data | NEI avg EF - PM, fuel type
2018 | CA | Clearwater Power Plant | 56356 | ST1 | CA | OP | NA | NG |  | 0 | 0 |  | EIA Prime Mover-level Data | Estimated using an emission factor
2018 | CA | Cloverdale Solar Center | 60813 | ECA02 | PV | U | NA | SUN
2018 | CA | Cloverdale Solar I | 58949 | TBD | PV | OP | NA | SUN |  | 23889 |  |  | EIA Prime Mover-level Data
2018 | CA | Coachella | 6060 | 1 | GT | OP | NA | NG |  | 11486 | 0.031491 | 0.0054834 | EIA Prime Mover-level Data | NEI avg EF - PM, fuel type, firing type
2018 | CA | Coachella | 6060 | 2 | GT | OP | NA | NG |  | 11486 | 0.031491 | 0.0054834 | EIA Prime Mover-level Data | NEI avg EF - PM, fuel type, firing type
2018 | CA | Coachella | 6060 | 3 | GT | OP | NA | NG |  | 11486 | 0.031491 | 0.0054834 | EIA Prime Mover-level Data | NEI avg EF - PM, fuel type, firing type
2018 | CA | Coachella | 6060 | 4 | GT | OP | NA | NG |  | 11486 | 0.031491 | 0.0054834 | EIA Prime Mover-level Data | NEI avg EF - PM, fuel type, firing type
2018 | CA | Coal Canyon | 226 | 1 | HY | RE | NA | WAT
2018 | CA | Coalinga 25D Cogen | 52086 | TG1 | GT | OP | NA | NG |  | 280656 | 0.76947 | 0.0054834 | EIA Prime Mover-level Data | NEI avg EF - PM, fuel type, firing type
2018 | CA | Coalinga 25D Cogen | 52086 | TG2 | GT | OP | NA | NG |  | 280656 | 0.76947 | 0.0054834 | EIA Prime Mover-level Data | NEI avg EF - PM, fuel type, firing type
2018 | CA | Coalinga 25D Cogen | 52086 | TG3 | GT | OP | NA | NG |  | 280656 | 0.76947 | 0.0054834 | EIA Prime Mover-level Data | NEI avg EF - PM, fuel type, firing type
2018 | CA | Coalinga 25D Cogen | 52086 | TG4 | GT | OP | NA | NG |  | 280656 | 0.76947 | 0.0054834 | EIA Prime Mover-level Data | NEI avg EF - PM, fuel type, firing type
2018 | CA | Coalinga 6C Cogen | 52083 | TG1 | GT | OS | NA | NG
2018 | CA | Coalinga 6C Cogen | 52083 | TG2 | GT | OS | NA | NG
2018 | CA | Coalinga Cogeneration Facility | 50131 | 1 | GT | OP | CT | NG | 0.0 | [5 empty] | 1992
2018 | CA | Coalinga Cogeneration Facility | 50750 | GEN1 | GT | OP | NA | NG |  | 373708 | 1.0246 | 0.0054834 | EIA Prime Mover-level Data | NEI avg EF - PM, fuel type, firing type
2018 | CA | Coalinga Cogeneration Facility | 50750 | GEN2 | GT | OP | NA | NG |  | 373708 | 1.0246 | 0.0054834 | EIA Prime Mover-level Data | NEI avg EF - PM, fuel type, firing type
2018 | CA | Coca Cola American Canyon | 57807 | COK01 | FC | OP | NA | NG |  | 15255 | 0 | 0 | EIA Prime Mover-level Data | Estimated using an emission factor
2018 | CA | Cold Canyon 1 | 58379 | W3998 | IC | OP | NA | LFG |  | 124964 | 0.91849 | 0.0147 | EIA Prime Mover-level Data | Estimated using an emission factor
2018 | CA | Coleman PH | 227 | 1 | HY | OP | NA | WAT |  | 413074 |  |  | EIA Prime Mover-level Data
2018 | CA | Colgate | 454 | 1 | HY | OP | NA | WAT |  | 4972105 |  |  | EIA Prime Mover-level Data
2018 | CA | Colgate | 454 | 2 | HY | OP | NA | WAT |  | 4972105 |  |  | EIA Prime Mover-level Data
2018 | CA | Colgreen North Shore Solar Farm | 60825 | CNS1 | PV | OP | NA | SUN |  | 45435 |  |  | EIA Prime Mover-level Data
2018 | CA | Collierville Powerhouse | 54555 | GEN1 | HY | OP | NA | WAT |  | 1666670 |  |  | EIA Prime Mover-level Data
2018 | CA | Collierville Powerhouse | 54555 | GEN2 | HY | OP | NA | WAT |  | 1666670 |  |  | EIA Prime Mover-level Data
2018 | CA | Collins Pine Project | 10661 | 4 | ST | OP | NA | WDS |  | 780351 | 8.9008 | 0.022812 | EIA Unit-level Data | NEI avg EF - PM, fuel type
2018 | CA | Colon PV | 59798 | W4172 | PV | OP | NA | SUN |  | 14060 |  |  | EIA Prime Mover-level Data
2018 | CA | Colton Solar One, LLC | 59597 | CS001 | PV | OP | NA | SUN |  | 38989 |  |  | EIA Prime Mover-level Data
2018 | CA | Colton Solar Two, LLC | 59598 | CS002 | PV | OP | NA | SUN |  | 16303 |  |  | EIA Prime Mover-level Data
2018 | CA | Columbia 3 | 58502 | COL3 | PV | OP | NA | SUN |  | 229592 |  |  | EIA Prime Mover-level Data
2018 | CA | Columbia Solar Energy, LLC | 59979 | GEN1 | PV | OP | NA | SUN |  | 358458 |  |  | EIA Prime Mover-level Data
2018 | CA | Colusa Generating Station | 56532 | CT1 | CT | OP | CC | NG | 5,714.0 | 10634560 | 11.1375 | 0.0020946 | EPA/CAMD | EPA/NEI | 2010
2018 | CA | Colusa Generating Station | 56532 | CT2 | CT | OP | CC | NG | 5,864.0 | 10924842 | 11.7363 | 0.0021486 | EPA/CAMD | EPA/NEI | 2010
2018 | CA | Combie South | 846 | 1 | HY | OP | NA | WAT |  | 16537 |  |  | EIA Prime Mover-level Data
2018 | CA | Combie South | 846 | 2 | HY | OP | NA | WAT |  | 16537 |  |  | EIA Prime Mover-level Data
2018 | CA | Combie South | 846 | 3 | HY | OP | NA | WAT |  | 16537 |  |  | EIA Prime Mover-level Data
2018 | CA | Commerce Refuse To Energy | 10090 | SMB001 | ST | OP | NA | MSW |  | 549371 | 42.8509 | 0.156 | EIA Unit-level Data | Estimated using an emission factor
2018 | CA | Community Solar 1 | 58545 | 1 | PV | OP | NA | SUN |  | 106955 |  |  | EIA Prime Mover-level Data
2018 | CA | Con Dios Solar 11 | 59264 | CON11 | PV | IP | NA | SUN
2018 | CA | Con Dios Solar 3 | 59263 | COND3 | PV | CN | NA | SUN
2018 | CA | Control Gorge | 393 | 1 | HY | OP | NA | WAT |  | 318993 |  |  | EIA Prime Mover-level Data
2018 | CA | Coolwater | 329 | 1 | ST | RE | TANGENTIAL | NG
2018 | CA | Coolwater | 329 | 2 | ST | RE | TANGENTIAL | NG
2018 | CA | Coolwater | 329 | 30 | CA | RE | NA | NG
2018 | CA | Coolwater | 329 | 31 | CT | RE | DUCTBURNER | NG
2018 | CA | Coolwater | 329 | 32 | CT | RE | DUCTBURNER | NG
2018 | CA | Coolwater | 329 | 40 | CA | RE | NA | NG
2018 | CA | Coolwater | 329 | 41 | CT | RE | DUCTBURNER | NG
2018 | CA | Coolwater | 329 | 42 | CT | RE | DUCTBURNER | NG
2018 | CA | Copco 1 | 294 | 1 | HY | OP | NA | WAT |  | 336983 |  |  | EIA Prime Mover-level Data
2018 | CA | Copco 1 | 294 | 2 | HY | OP | NA | WAT |  | 336983 |  |  | EIA Prime Mover-level Data
2018 | CA | Copco 2 | 295 | 1 | HY | OP | NA | WAT |  | 422710 |  |  | EIA Prime Mover-level Data
2018 | CA | Copco 2 | 295 | 2 | HY | OP | NA | WAT |  | 422710 |  |  | EIA Prime Mover-level Data
2018 | CA | Coram Energy LLC | 54299 | GEWE | WT | OP | NA | WND |  | 105403 |  |  | EIA Prime Mover-level Data
2018 | CA | Coram Energy LLC | 54299 | SX15 | WT | RE | NA | WND
2018 | CA | Coram Energy LLC (ECT) | 54298 | GEWE | WT | OP | NA | WND |  | 241408 |  |  | EIA Prime Mover-level Data
2018 | CA | Coram Energy LLC (ECT) | 54298 | SX1S | WT | RE | NA | WND
2018 | CA | Coram Tehachapi | 54750 | VW1 | WT | OP | NA | WND |  | 114695 |  |  | EIA Prime Mover-level Data
2018 | CA | Corcoran | 60450 | PVCR | PV | OP | NA | SUN |  | 17206 |  |  | EIA Prime Mover-level Data
2018 | CA | Corcoran Solar | 58374 | CSCA | PV | OP | NA | SUN |  | 460880 |  |  | EIA Prime Mover-level Data
2018 | CA | Corcoran Solar 2 | 59413 | C2CA | PV | OP | NA | SUN |  | 458471 |  |  | EIA Prime Mover-level Data
2018 | CA | Corcoran Solar 3 | 59900 | C3CA | PV | OP | NA | SUN |  | 479215 |  |  | EIA Prime Mover-level Data
2018 | CA | CoreSite Real Estate 1656 McCarthy, L.P. | 61475 | G-1 | IC | SB | NA | DFO
2018 | CA | CoreSite Real Estate 1656 McCarthy, L.P. | 61475 | G-2 | IC | SB | NA | DFO
2018 | CA | CoreSite Real Estate 1656 McCarthy, L.P. | 61475 | G-3 | IC | SB | NA | DFO
2018 | CA | CoreSite Real Estate 1656 McCarthy, L.P. | 61475 | G-4 | IC | SB | NA | DFO
2018 | CA | CoreSite Real Estate 1656 McCarthy, L.P. | 61475 | G-5 | IC | SB | NA | DFO
2018 | CA | CoreSite Real Estate 2901 Coronado, L.P. | 61476 | G-1 | IC | SB | NA | DFO
2018 | CA | CoreSite Real Estate 2901 Coronado, L.P. | 61476 | G-2 | IC | SB | NA | DFO
2018 | CA | CoreSite Real Estate 2901 Coronado, L.P. | 61476 | G-3 | IC | SB | NA | DFO
2018 | CA | CoreSite Real Estate 2901 Coronado, L.P. | 61476 | G-4 | IC | SB | NA | DFO
2018 | CA | CoreSite Real Estate 2901 Coronado, L.P. | 61476 | G-5 | IC | SB | NA | DFO
2018 | CA | CoreSite Real Estate 2972 Stender, L.P. | 61464 | G-1 | IC | SB | NA | DFO
2018 | CA | CoreSite Real Estate 2972 Stender, L.P. | 61464 | G-2 | IC | SB | NA | DFO
2018 | CA | CoreSite Real Estate 2972 Stender, L.P. | 61464 | G-3 | IC | SB | NA | DFO
2018 | CA | CoreSite Real Estate 2972 Stender, L.P. | 61464 | G-4 | IC | SB | NA | DFO
2018 | CA | CoreSite Real Estate 2972 Stender, L.P. | 61464 | G-5 | IC | SB | NA | DFO
2018 | CA | CoreSite Real Estate 2972 Stender, L.P. | 61464 | G-6 | IC | SB | NA | DFO
2018 | CA | CoreSite Real Estate 3032 Coronado, L.P. | 61482 | G-1 | IC | SB | NA | DFO
2018 | CA | CoreSite Real Estate 3032 Coronado, L.P. | 61482 | G-10 | IC | SB | NA | DFO
2018 | CA | CoreSite Real Estate 3032 Coronado, L.P. | 61482 | G-2 | IC | SB | NA | DFO
2018 | CA | CoreSite Real Estate 3032 Coronado, L.P. | 61482 | G-3 | IC | SB | NA | DFO
2018 | CA | CoreSite Real Estate 3032 Coronado, L.P. | 61482 | G-4 | IC | SB | NA | DFO
2018 | CA | CoreSite Real Estate 3032 Coronado, L.P. | 61482 | G-5 | IC | SB | NA | DFO
2018 | CA | CoreSite Real Estate 3032 Coronado, L.P. | 61482 | G-6 | IC | SB | NA | DFO
2018 | CA | CoreSite Real Estate 3032 Coronado, L.P. | 61482 | G-7 | IC | SB | NA | DFO
2018 | CA | CoreSite Real Estate 3032 Coronado, L.P. | 61482 | G-8 | IC | SB | NA | DFO
2018 | CA | CoreSite Real Estate 3032 Coronado, L.P. | 61482 | G-9 | IC | SB | NA | DFO
2018 | CA | CoreSite Real Estate 55 S. Market Street | 61474 | G-1 | IC | SB | NA | DFO
2018 | CA | CoreSite Real Estate 55 S. Market Street | 61474 | G-2 | IC | SB | NA | DFO
2018 | CA | CoreSite Real Estate 55 S. Market Street | 61474 | G-3 | IC | SB | NA | DFO
2018 | CA | CoreSite Real Estate 55 S. Market Street | 61474 | G-4 | IC | SB | NA | DFO
2018 | CA | Corona | 480 | 1 | HY | OP | NA | WAT |  | 59567 |  |  | EIA Prime Mover-level Data
2018 | CA | Corona Energy Partners, Ltd | 10635 | GEN1 | GT | RE | NA | NG
2018 | CA | Coronal Lost Hills | 59638 | CLH | PV | OP | NA | SUN |  | 479882 |  |  | EIA Prime Mover-level Data
2018 | CA | Coronus Adelanto West 1 | 59536 | AWI | PV | OP | NA | SUN |  | 11114 |  |  | EIA Prime Mover-level Data
2018 | CA | Coronus Adelanto West 2 | 59537 | AW2 | PV | OP | NA | SUN |  | 28475 |  |  | EIA Prime Mover-level Data
2018 | CA | Coso Energy Developers | 10875 | GEN7 | ST | OP | NA | GEO |  | 865633 |  |  | EIA Prime Mover-level Data
2018 | CA | Coso Energy Developers | 10875 | GEN8 | ST | OP | NA | GEO |  | 865633 |  |  | EIA Prime Mover-level Data
2018 | CA | Coso Energy Developers | 10875 | GEN9 | ST | OP | NA | GEO |  | 865633 |  |  | EIA Prime Mover-level Data
2018 | CA | Coso Finance Partners | 10873 | GEN1 | ST | OP | NA | GEO |  | 1531173 |  |  | EIA Prime Mover-level Data
2018 | CA | Coso Finance Partners | 10873 | GEN2 | ST | OP | NA | GEO |  | 1426558 |  |  | EIA Prime Mover-level Data
2018 | CA | Coso Finance Partners | 10873 | GEN3 | ST | OP | NA | GEO |  | 1426558 |  |  | EIA Prime Mover-level Data
2018 | CA | Coso Power Developers | 10874 | GEN4 | ST | OP | NA | GEO |  | 1246470 |  |  | EIA Prime Mover-level Data
2018 | CA | Coso Power Developers | 10874 | GEN5 | ST | OP | NA | GEO |  | 1246470 |  |  | EIA Prime Mover-level Data
2018 | CA | Coso Power Developers | 10874 | GEN6 | ST | OP | NA | GEO |  | 1246470 |  |  | EIA Prime Mover-level Data
2018 | CA | Cosumnes Power Plant | 55970 | 2 | CT | OP | CC | OG | 7,018.0 | 12118888 | 8.578 | 0.0014156 | EPA/CAMD | EPA/NEI | 2006
2018 | CA | Cosumnes Power Plant | 55970 | 3 | CT | OP | CC | OG | 7,084.0 | 12294782 | 8.4307 | 0.0013714 | EPA/CAMD | EPA/NEI | 2006
2018 | CA | Cottonwood | 394 | 1 | HY | OP | NA | WAT |  | 12651 |  |  | EIA Prime Mover-level Data
2018 | CA | Cottonwood | 394 | 2 | HY | OP | NA | WAT |  | 12651 |  |  | EIA Prime Mover-level Data
2018 | CA | Cottonwood Solar, LLC (City of Corcoran) | 59087 | GEN 1 | PV | OP | NA | SUN |  | 261786 |  |  | EIA Prime Mover-level Data
2018 | CA | Cottonwood Solar, LLC (Goose Lake) | 59086 | GEN1 | PV | OP | NA | SUN |  | 312384 |  |  | EIA Prime Mover-level Data
2018 | CA | Cottonwood Solar, LLC Cottonwood Carport | 59703 | 1 | PV | OP | NA | SUN |  | 12729 |  |  | EIA Prime Mover-level Data
2018 | CA | County of San Diego SBRC | 62242 | SBRC | PV | OP | NA | SUN |  | 191 |  |  | EIA Prime Mover-level Data
2018 | CA | Covanta Delano Energy | 10840 | U1 | ST | OS | NA | WDS |  | 0 | 0 |  | EIA Unit-level Data | NEI avg EF - PM, fuel type
2018 | CA | Covanta Delano Energy | 10840 | U2 | ST | OS | NA | WDS |  | 0 | 0 |  | EIA Unit-level Data | NEI avg EF - PM, fuel type
2018 | CA | Covanta Mendota | 10837 | B1 | ST | OP | NA | WDS |  | 0 | 0 |  | EIA Unit-level Data | NEI avg EF - PM, fuel type
2018 | CA | Covanta Stanislaus Energy | 50632 | 1 | ST | OP | NA | MSW |  | 1477252 | 1.1523 | 0.00156 | EIA Unit-level Data | Estimated using an emission factor
2018 | CA | Covanta Stanislaus Energy | 50632 | 2 | ST | OP | NA | MSW |  | 1412226 | 1.1015 | 0.00156 | EIA Unit-level Data | Estimated using an emission factor
2018 | CA | Cove Hydroelectric | 10707 | GEN1 | HY | OP | NA | WAT |  | 90789 |  |  | EIA Prime Mover-level Data
2018 | CA | Cow Creek | 229 | 1 | HY | OP | NA | WAT |  | 17256 |  |  | EIA Prime Mover-level Data
2018 | CA | Cow Creek | 229 | 2 | HY | OP | NA | WAT |  | 17256 |  |  | EIA Prime Mover-level Data
2018 | CA | Coyote Creek | 483 | 1 | HY | OP | NA | WAT
2018 | CA | Crafton Hills College Solar Farm | 58170 | GEN1 | PV | OP | NA | SUN |  | 7320 |  |  | EIA Prime Mover-level Data
2018 | CA | Crazy Horse Solar Project | 61285 | PV1 | PV | P | NA | SUN
2018 | CA | Creed Energy Center | 55625 | UNIT1 | GT | OP | CT | NG | 794.0 | 166726 | 0.31134 | 0.0037347 | EPA/CAMD | EPA/NEI | 2002
2018 | CA | Cresta | 231 | 1 | HY | OP | NA | WAT |  | 866288 |  |  | EIA Prime Mover-level Data
2018 | CA | Cresta | 231 | 2 | HY | OP | NA | WAT |  | 866288 |  |  | EIA Prime Mover-level Data
2018 | CA | Crockett Cogen Project | 55084 | GE1 | CS |  | NA | NG |  | 12598202 | 2.6582 | 0.000422 | EIA Unit-level Data | Estimated using an emission factor
2018 | CA | Crown Cooling Facility | 58527 | 1 | PV | OP | NA | SUN |  | 5944 |  |  | EIA Prime Mover-level Data
2018 | CA | CSD 2 - Heritage High | 59130 | 57449 | PV | OP | NA | SUN |  | 18983 |  |  | EIA Prime Mover-level Data
2018 | CA | CSD 2- Freedom High | 59129 | 57449 | PV | OP | NA | SUN |  | 14223 |  |  | EIA Prime Mover-level Data
2018 | CA | CSU East Bay | 57042 | 1 | FC | OP | NA | NG |  | 59248 | 0 | 0 | EIA Prime Mover-level Data | Estimated using an emission factor
2018 | CA | CSU Fresno Solar Project | 56813 | 1 | PV | OP | NA | SUN |  | 5900 |  |  | EIA Prime Mover-level Data
2018 | CA | CSU Fresno Solar Project | 56813 | 2 | PV | OP | NA | SUN |  | 5900 |  |  | EIA Prime Mover-level Data
2018 | CA | CSU Long Beach Lots 7 & 14 | 62028 | CSULB | PV | OP | NA | SUN |  | 69998 |  |  | EIA Prime Mover-level Data
2018 | CA | CSU Northridge Plant | 58422 | 63 | FC | RE | NA | NG |  | 7490 | 0 | 0 | EIA Prime Mover-level Data | Estimated using an emission factor
2018 | CA | CSU Northridge Plant | 58422 | 64 | FC | RE | NA | NG |  | 7490 | 0 | 0 | EIA Prime Mover-level Data | Estimated using an emission factor
2018 | CA | CSU Northridge Plant | 58422 | 65 | FC | RE | NA | NG |  | 7490 | 0 | 0 | EIA Prime Mover-level Data | Estimated using an emission factor
2018 | CA | CSU Northridge Plant | 58422 | 67 | FC | RE | NA | NG |  | 7490 | 0 | 0 | EIA Prime Mover-level Data | Estimated using an emission factor
2018 | CA | CSU Northridge Plant | 58422 | B2PV | PV | OP | NA | SUN |  | 4983 |  |  | EIA Prime Mover-level Data
2018 | CA | CSU Northridge Plant | 58422 | CP1 | GT | OS | NA | NG
2018 | CA | CSU Northridge Plant | 58422 | E6PV | PV | OP | NA | SUN |  | 2491 |  |  | EIA Prime Mover-level Data
2018 | CA | CSU Northridge Plant | 58422 | G6PV | PV | P | NA | SUN
2018 | CA | CSUCI Site Authority | 50851 | GEN1 | CT |  | NA | NG |  | 449076 | 1.2925 | 0.0057564 | EIA Unit-level Data | NEI avg EF - PM, fuel type
2018 | CA | CSUCI Site Authority | 50851 | GEN2 | CA | OP | NA | NG |  | 0 | 0 |  | EIA Prime Mover-level Data | Estimated using an emission factor
2018 | CA | CSUF Nutwood Solar | 60979 | PV1 | PV | OP | NA | SUN |  | 29104 |  |  | EIA Prime Mover-level Data
2018 | CA | CSUF State College | 60978 | PV1 | PV | OP | NA | SUN |  | 14369 |  |  | EIA Prime Mover-level Data
2018 | CA | CSUF Trigeneration | 58169 | 1 | GT | OP | NA | NG |  | 358572 | 0.9831 | 0.0054834 | EIA Prime Mover-level Data | NEI avg EF - PM, fuel type, firing type
2018 | CA | CSUF Trigeneration | 58169 | CPAC | PV | OP | NA | SUN |  | 4349 |  |  | EIA Prime Mover-level Data
2018 | CA | CSUF Trigeneration | 58169 | KHS | PV | OP | NA | SUN |  | 4349 |  |  | EIA Prime Mover-level Data
2018 | CA | CSUF Trigeneration | 58169 | NPS | PV | OP | NA | SUN |  | 28991 |  |  | EIA Prime Mover-level Data
2018 | CA | CSUF Trigeneration | 58169 | PS4 | PV | OP | NA | SUN |  | 4349 |  |  | EIA Prime Mover-level Data
2018 | CA | CSUF Trigeneration | 58169 | SCPS | PV | OP | NA | SUN |  | 14495 |  |  | EIA Prime Mover-level Data
2018 | CA | CTV Power Purchase Contract Trust | 54300 | GEWE | WT | OP | NA | WND |  | 105360 |  |  | EIA Prime Mover-level Data
2018 | CA | CTV Power Purchase Contract Trust | 54300 | SX1S | WT | OS | NA | WND |  | 2341 |  |  | EIA Prime Mover-level Data
2018 | CA | Cuyama Solar, LLC | 60043 | GEN01 | PV | OP | NA | SUN |  | 1062931 |  |  | EIA Prime Mover-level Data
2018 | CA | Cuyamaca Peak Energy | 55512 | GT-1 | GT | OP | CT | NG | 548.0 | 169052 | 2.0634 | 0.024411 | EPA/CAMD | EPA/NEI | 2001
2018 | CA | Cuyamaca Peak Energy | 55512 | GT-2 | GT | OP | CT | [7 empty] | 2001
2018 | CA | Cymric 31X Cogen | 52081 | TG1 | GT | OP | NA | NG |  | 327382 | 0.89758 | 0.0054834 | EIA Prime Mover-level Data | NEI avg EF - PM, fuel type, firing type
2018 | CA | Cymric 31X Cogen | 52081 | TG2 | GT | OP | NA | NG |  | 327382 | 0.89758 | 0.0054834 | EIA Prime Mover-level Data | NEI avg EF - PM, fuel type, firing type
2018 | CA | Cymric 36W Cogen | 52104 | GEN1 | GT | OP | NA | NG |  | 315191 | 0.86416 | 0.0054834 | EIA Prime Mover-level Data | NEI avg EF - PM, fuel type, firing type
2018 | CA | Cymric 36W Cogen | 52104 | GEN2 | GT | OP | NA | NG |  | 315191 | 0.86416 | 0.0054834 | EIA Prime Mover-level Data | NEI avg EF - PM, fuel type, firing type
2018 | CA | Cymric 36W Cogen | 52104 | GEN3 | GT | OP | NA | NG |  | 315191 | 0.86416 | 0.0054834 | EIA Prime Mover-level Data | NEI avg EF - PM, fuel type, firing type
2018 | CA | Cymric 36W Cogen | 52104 | GEN4 | GT | OP | NA | NG |  | 315191 | 0.86416 | 0.0054834 | EIA Prime Mover-level Data | NEI avg EF - PM, fuel type, firing type
2018 | CA | Cymric 6Z Cogen | 52082 | TG1 | GT | OP | NA | NG |  | 337934 | 0.92651 | 0.0054834 | EIA Prime Mover-level Data | NEI avg EF - PM, fuel type, firing type
2018 | CA | Cymric 6Z Cogen | 52082 | TG2 | GT | OP | NA | NG |  | 337934 | 0.92651 | 0.0054834 | EIA Prime Mover-level Data | NEI avg EF - PM, fuel type, firing type
2018 | CA | De Sabla | 232 | 1 | HY | OP | NA | WAT |  | 543954 |  |  | EIA Prime Mover-level Data
2018 | CA | Deadwood Creek | 7507 | 1 | HY | OP | NA | WAT |  | 17934 |  |  | EIA Prime Mover-level Data
2018 | CA | Deer Creek PH | 233 | 1 | HY | OP | NA | WAT |  | 191569 |  |  | EIA Prime Mover-level Data
2018 | CA | Del Ranch Company | 10632 | GEN1 | ST | OP | NA | GEO |  | 3055469 |  |  | EIA Prime Mover-level Data
2018 | CA | Delano Energy Center, LLC | 58122 | GEN1 | GT | OP | CT | NG | 322.0 | 66417 | 0.25954 | 0.0078154 | EPA/CAMD | NEI avg EF - PM, fuel type, firing type | 2012
2018 | CA | Delano Land 1 | 61116 | DELA1 | PV | OP | NA | SUN |  | 18656 |  |  | EIA Prime Mover-level Data
2018 | CA | Delta Energy Center, LLC | 55333 | 1 | CT | OP | CC | NG | 4,892.0 | 8124773 | 7.8055 | 0.0019214 | EPA/CAMD | EPA/NEI | 2001
2018 | CA | Delta Energy Center, LLC | 55333 | 2 | CT | OP | CC | NG | 4,516.0 | 7290800 | 5.8898 | 0.0016157 | EPA/CAMD | EPA/NEI | 2001
2018 | CA | Delta Energy Center, LLC | 55333 | 3 | CT | OP | CC | NG | 4,101.0 | 6653003 | 8.7023 | 0.0026161 | EPA/CAMD | EPA/NEI | 2001
2018 | CA | Depot Park Solar System | 58119 | DPSS | PV | OP | NA | SUN |  | 55469 |  |  | EIA Prime Mover-level Data
2018 | CA | Dept of General Services -FTB | 60861 | PV1 | PV | OP | NA | SUN |  | 48515 |  |  | EIA Prime Mover-level Data
2018 | CA | Desert Green Solar Farm LLC | 57959 | 1 | PV | OP | NA | SUN |  | 122956 |  |  | EIA Prime Mover-level Data
2018 | CA | Desert Harvest, LLC | 62177 | DH001 | PV | T | NA | SUN
2018 | CA | Desert Hot Springs Solar | 58514 | DHCA | PV | OP | NA | SUN |  | 56786 |  |  | EIA Prime Mover-level Data
2018 | CA | Desert Quartzite | 59871 | GEN01 | PV | L | NA | SUN
2018 | CA | Desert Sunlight 250, LLC | 58542 | DSL12 | PV | OP | NA | SUN |  | 885104 |  |  | EIA Prime Mover-level Data
2018 | CA | Desert Sunlight 250, LLC | 58542 | DSL13 | PV | OP | NA | SUN |  | 885104 |  |  | EIA Prime Mover-level Data
2018 | CA | Desert Sunlight 250, LLC | 58542 | DSL14 | PV | OP | NA | SUN |  | 599878 |  |  | EIA Prime Mover-level Data
2018 | CA | Desert Sunlight 250, LLC | 58542 | DSL15 | PV | OP | NA | SUN |  | 314653 |  |  | EIA Prime Mover-level Data
2018 | CA | Desert Sunlight 250, LLC | 58542 | DSL16 | PV | OP | NA | SUN |  | 513858 |  |  | EIA Prime Mover-level Data
2018 | CA | Desert Sunlight 250, LLC | 58542 | DSL17 | PV | OP | NA | SUN |  | 656471 |  |  | EIA Prime Mover-level Data
2018 | CA | Desert Sunlight 250, LLC | 58542 | DSL18 | PV | OP | NA | SUN |  | 656471 |  |  | EIA Prime Mover-level Data
2018 | CA | Desert Sunlight 250, LLC | 58542 | DSL19 | PV | OP | NA | SUN |  | 570450 |  |  | EIA Prime Mover-level Data
2018 | CA | Desert Sunlight 250, LLC | 58542 | DSL20 | PV | OP | NA | SUN |  | 570450 |  |  | EIA Prime Mover-level Data
2018 | CA | Desert Sunlight 300, LLC | 57993 | DSL1 | PV | OP | NA | SUN |  | 849142 |  |  | EIA Prime Mover-level Data
2018 | CA | Desert Sunlight 300, LLC | 57993 | DSL10 | PV | OP | NA | SUN |  | 636329 |  |  | EIA Prime Mover-level Data
2018 | CA | Desert Sunlight 300, LLC | 57993 | DSL11 | PV | OP | NA | SUN |  | 425624 |  |  | EIA Prime Mover-level Data
2018 | CA | Desert Sunlight 300, LLC | 57993 | DSL2 | PV | OP | NA | SUN |  | 849142 |  |  | EIA Prime Mover-level Data
2018 | CA | Desert Sunlight 300, LLC | 57993 | DSL3 | PV | OP | NA | SUN |  | 849142 |  |  | EIA Prime Mover-level Data
2018 | CA | Desert Sunlight 300, LLC | 57993 | DSL4 | PV | OP | NA | SUN |  | 636329 |  |  | EIA Prime Mover-level Data
2018 | CA | Desert Sunlight 300, LLC | 57993 | DSL5 | PV | OP | NA | SUN |  | 530977 |  |  | EIA Prime Mover-level Data
2018 | CA | Desert Sunlight 300, LLC | 57993 | DSL6 | PV | OP | NA | SUN |  | 530977 |  |  | EIA Prime Mover-level Data
2018 | CA | Desert Sunlight 300, LLC | 57993 | DSL7 | PV | OP | NA | SUN |  | 425624 |  |  | EIA Prime Mover-level Data
2018 | CA | Desert Sunlight 300, LLC | 57993 | DSL8 | PV | OP | NA | SUN |  | 398233 |  |  | EIA Prime Mover-level Data
2018 | CA | Desert Sunlight 300, LLC | 57993 | DSL9 | PV | OP | NA | SUN |  | 478301 |  |  | EIA Prime Mover-level Data
2018 | CA | Desert View Power | 10300 | BLR1 | ST | OP | NA | WDS |  | 2565455 | 29.2618 | 0.022812 | EIA Unit-level Data | NEI avg EF - PM, fuel type
2018 | CA | Desert View Power | 10300 | BLR2 | ST | OP | NA | WDS |  | 2726763 | 31.1017 | 0.022812 | EIA Unit-level Data | NEI avg EF - PM, fuel type
2018 | CA | DESI-1 Battery Energy Storage Facility | 60699 | DESI1 | BA | TS | NA | MWH
2018 | CA | DESI-2 Battery Storage Facility | 62460 | DESI2 | BA | TS | NA | MWH
2018 | CA | Devil Canyon | 436 | 1 | HY | OP | NA | WAT |  | 1554472 |  |  | EIA Prime Mover-level Data
2018 | CA | Devil Canyon | 436 | 2 | HY | OP | NA | WAT |  | 1554472 |  |  | EIA Prime Mover-level Data
2018 | CA | Devil Canyon | 436 | 3 | HY | OP | NA | WAT |  | 2035371 |  |  | EIA Prime Mover-level Data
2018 | CA | Devil Canyon | 436 | 4 | HY | OP | NA | WAT |  | 2035371 |  |  | EIA Prime Mover-level Data
2018 | CA | DGS Central Utility Plant | 58593 | BS1 | IC | SB | NA | DFO |  | 11 | 0.001705 | 0.31 | EIA Prime Mover-level Data | Estimated using an emission factor
2018 | CA | DGS Central Utility Plant | 58593 | EM1 | IC | SB | NA | DFO |  | 7 | 0.001085 | 0.31 | EIA Prime Mover-level Data | Estimated using an emission factor
2018 | CA | DGS Central Utility Plant | 58593 | STG | ST | SB | NA | NG
2018 | CA | Diablo Canyon | 6099 | 1 | ST | OP | NA | NUC |  | 101449883 |  |  | EIA Prime Mover-level Data
2018 | CA | Diablo Canyon | 6099 | 2 | ST | OP | NA | NUC |  | 88966059 |  |  | EIA Prime Mover-level Data
2018 | CA | Diablo Energy Storage | 62175 | DIBLO | BA | P | NA | MWH
2018 | CA | Diablo Winds LLC | 56271 | VEST | WT | OP | NA | WND |  | 577177 |  |  | EIA Prime Mover-level Data
2018 | CA | Diamond Valley Lake | 7942 | 1 | HY | RE | NA | WAT
2018 | CA | Diamond Valley Lake | 7942 | 2 | HY | OP | NA | WAT |  | 3774 |  |  | EIA Prime Mover-level Data
2018 | CA | Diamond Valley Lake | 7942 | 3 | HY | OP | NA | WAT |  | 3774 |  |  | EIA Prime Mover-level Data
2018 | CA | Diamond Valley Lake | 7942 | 4 | HY | OP | NA | WAT |  | 3774 |  |  | EIA Prime Mover-level Data
2018 | CA | Diamond Valley Lake | 7942 | 5 | HY | RE | NA | WAT
2018 | CA | Diamond Valley Lake | 7942 | 6 | HY | OP | NA | WAT |  | 3774 |  |  | EIA Prime Mover-level Data
2018 | CA | Diamond Valley Lake | 7942 | 7 | HY | OP | NA | WAT |  | 3774 |  |  | EIA Prime Mover-level Data
2018 | CA | Diamond Valley Lake | 7942 | 8 | HY | OP | NA | WAT |  | 3774 |  |  | EIA Prime Mover-level Data
2018 | CA | Diamond Valley Lake | 7942 | 9 | HY | RE | NA | WAT
2018 | CA | Diamond Valley Lake | 7942 | 10 | HY | OP | NA | WAT |  | 3774 |  |  | EIA Prime Mover-level Data
2018 | CA | Diamond Valley Lake | 7942 | 11 | HY | OP | NA | WAT |  | 3774 |  |  | EIA Prime Mover-level Data
2018 | CA | Diamond Valley Lake | 7942 | 12 | HY | OP | NA | WAT |  | 3774 |  |  | EIA Prime Mover-level Data
2018 | CA | Diamond Valley Solar Project | 59405 | PV11 | PV | OP | NA | SUN |  | 21845 |  |  | EIA Prime Mover-level Data
2018 | CA | Difwind Farms Ltd I | 54681 | EXIS | WT | OP | NA | WND |  | 63790 |  |  | EIA Prime Mover-level Data
2018 | CA | Difwind Farms Ltd II | 54682 | EXIS | WT | OP | NA | WND |  | 12746 |  |  | EIA Prime Mover-level Data
2018 | CA | Difwind Farms Ltd V | 54685 | EXIS | WT | OP | NA | WND |  | 80174 |  |  | EIA Prime Mover-level Data
2018 | CA | Difwind Farms Ltd VI | 54686 | EXIS | WT | OP | NA | WND |  | 317737 |  |  | EIA Prime Mover-level Data
2018 | CA | Difwind Farms Ltd VII | 10815 | GEN1 | WT | RE | NA | WND
2018 | CA | Difwind Farms Ltd VIII | 54687 | EXIS | WT | RE | NA | WND
2018 | CA | Dillon Wind LLC | 56791 | 1 | WT | OP | NA | WND |  | 1337336 |  |  | EIA Prime Mover-level Data
2018 | CA | Dinosaur Point | 10005 | WTGS | WT | OA | NA | WND |  | 86383 |  |  | EIA Prime Mover-level Data
2018 | CA | Dinuba Energy | 60100 | B-1 | ST | OP | NA | WDS |  | 0 | 0 |  | EIA Unit-level Data | NEI avg EF - PM, fuel type
2018 | CA | Dinuba Wastewater Treatment Plant | 57827 | DSPV | PV | OP | NA | SUN |  | 16522 |  |  | EIA Prime Mover-level Data
2018 | CA | Dion R Holm | 380 | 1 | HY | OP | NA | WAT |  | 1131128 |  |  | EIA Prime Mover-level Data
2018 | CA | Dion R Holm | 380 | 2 | HY | OP | NA | WAT |  | 1131128 |  |  | EIA Prime Mover-level Data
2018 | CA | Disney Prospect | 62571 | DSY01 | FC | OP | NA | NG
2018 | CA | Division | 300 | DIGT | GT | RE | NA | DFO
2018 | CA | Division 1 | 59094 | GEN 1 | PV | OP | NA | SUN |  | 25204 |  |  | EIA Prime Mover-level Data
2018 | CA | Division 2 | 59095 | GEN 1 | PV | OP | NA | SUN |  | 17752 |  |  | EIA Prime Mover-level Data
2018 | CA | Division 3 | 59096 | GEN1 | PV | OP | NA | SUN |  | 18810 |  |  | EIA Prime Mover-level Data
2018 | CA | Dome Project | 54449 | T1 | GT | OP | NA | NG |  | 432634 | 1.1862 | 0.0054834 | EIA Prime Mover-level Data | NEI avg EF - PM, fuel type, firing type
2018 | CA | Dome Project | 54449 | T2 | GT | OP | NA | NG |  | 432634 | 1.1862 | 0.0054834 | EIA Prime Mover-level Data | NEI avg EF - PM, fuel type, firing type
2018 | CA | Dominguez Plant | 52064 | GEN1 | ST | OP | NA | WH |  | 112050 |  |  | EIA Prime Mover-level Data
2018 | CA | Don Lee BESS 1 LLC | 62872 | DONL1 | BA | T | NA | MWH
2018 | CA | Don Pedro | 439 | 1 | HY | OP | NA | WAT |  | 713582 |  |  | EIA Prime Mover-level Data
2018 | CA | Don Pedro | 439 | 2 | HY | OP | NA | WAT |  | 713582 |  |  | EIA Prime Mover-level Data
2018 | CA | Don Pedro | 439 | 3 | HY | OP | NA | WAT |  | 713582 |  |  | EIA Prime Mover-level Data
2018 | CA | Don Pedro | 439 | 4 | HY | OP | NA | WAT |  | 537931 |  |  | EIA Prime Mover-level Data
2018 | CA | Donald Von Raesfeld | 56026 | PCT1 | CT | OP | CC | NG | 7,445.0 | 3390562 | 0.61302 | 0.0003616 | EPA/CAMD | EPA/NEI | 2005
2018 | CA | Donald Von Raesfeld | 56026 | PCT2 | CT | OP | CC | NG | 7,402.0 | 3451580 | 1.7019 | 0.00098616 | EPA/CAMD | EPA/NEI | 2005
2018 | CA | Donnells | 415 | H1 | HY | OP | NA | WAT |  | 1178026 |  |  | EIA Prime Mover-level Data
2018 | CA | Double C Generation Limited Partnership | 50493 | DC1 | GT | OP | NA | NG |  | 136971 | 0.37553 | 0.0054834 | EIA Prime Mover-level Data | NEI avg EF - PM, fuel type, firing type
2018 | CA | Double C Generation Limited Partnership | 50493 | DC2 | GT | OP | NA | NG |  | 136971 | 0.37553 | 0.0054834 | EIA Prime Mover-level Data | NEI avg EF - PM, fuel type, firing type
2018 | CA | Drews Generating Facility | 55935 | D1 | GT | OP | NA | NG |  | 4172 | 0.011438 | 0.0054834 | EIA Prime Mover-level Data | NEI avg EF - PM, fuel type, firing type
2018 | CA | Drews Generating Facility | 55935 | D2 | GT | OP | NA | NG |  | 4172 | 0.011438 | 0.0054834 | EIA Prime Mover-level Data | NEI avg EF - PM, fuel type, firing type
2018 | CA | Drews Generating Facility | 55935 | D3 | GT | OP | NA | NG |  | 4172 | 0.011438 | 0.0054834 | EIA Prime Mover-level Data | NEI avg EF - PM, fuel type, firing type
2018 | CA | Drews Generating Facility | 55935 | D4 | GT | OP | NA | NG |  | 4172 | 0.011438 | 0.0054834 | EIA Prime Mover-level Data | NEI avg EF - PM, fuel type, firing type
2018 | CA | Drop 1 | 585 | 1 | HY | OP | NA | WAT |  | 5057 |  |  | EIA Prime Mover-level Data
2018 | CA | Drop 1 | 585 | 2 | HY | OP | NA | WAT |  | 5057 |  |  | EIA Prime Mover-level Data
2018 | CA | Drop 1 | 585 | 3 | HY | OP | NA | WAT |  | 5057 |  |  | EIA Prime Mover-level Data
2018 | CA | Drop 2 (CA) | 385 | 1 | HY | OP | NA | WAT |  | 198016 |  |  | EIA Prime Mover-level Data
2018 | CA | Drop 2 (CA) | 385 | 2 | HY | OP | NA | WAT |  | 198016 |  |  | EIA Prime Mover-level Data
2018 | CA | Drop 3 (CA) | 386 | 1 | HY | OP | NA | WAT |  | 199347 |  |  | EIA Prime Mover-level Data
2018 | CA | Drop 3 (CA) | 386 | 2 | HY | OP | NA | WAT |  | 182734 |  |  | EIA Prime Mover-level Data
2018 | CA | Drop 4 | 387 | 1 | HY | OP | NA | WAT |  | 15273 |  |  | EIA Prime Mover-level Data
2018 | CA | Drop 4 | 387 | 2 | HY | OP | NA | WAT |  | 14662 |  |  | EIA Prime Mover-level Data
2018 | CA | Drop 5 | 314 | 1 | HY | OA | NA | WAT |  | 51353 |  |  | EIA Prime Mover-level Data
2018 | CA | Drop 5 | 314 | 2 | HY | OP | NA | WAT |  | 51353 |  |  | EIA Prime Mover-level Data
2018 | CA | Drum 1 | 235 | 1 | HY | OP | NA | WAT |  | 191042 |  |  | EIA Prime Mover-level Data
2018 | CA | Drum 1 | 235 | 2 | HY | OP | NA | WAT |  | 191042 |  |  | EIA Prime Mover-level Data
2018 | CA | Drum 1 | 235 | 3 | HY | OP | NA | WAT |  | 191042 |  |  | EIA Prime Mover-level Data
2018 | CA | Drum 1 | 235 | 4 | HY | OP | NA | WAT |  | 210146 |  |  | EIA Prime Mover-level Data
2018 | CA | Drum 2 | 236 | 5 | HY | OP | NA | WAT |  | 2108474 |  |  | EIA Prime Mover-level Data
2018 | CA | DSH (CA) - Coalinga State Hospital | 59746 | 1 | PV | OP | NA | SUN |  | 44686 |  |  | EIA Prime Mover-level Data
2018 | CA | DTE Stockton | 54238 | BIOMS1 | ST | OP | STOKER | WDS | 8,239.0 | 5787775 | 7.9185 | 0.0027363 | EPA/CAMD | EPA/NEI | 2013
2018 | CA | Dulles | 60182 | DULLE | PV | OP | NA | SUN |  | 29197 |  |  | EIA Prime Mover-level Data
2018 | CA | Dutch Flat | 237 | 1 | HY | OP | NA | WAT |  | 634239 |  |  | EIA Prime Mover-level Data
2018 | CA | Dutch Flat 2 | 413 | 3P | HY | OP | NA | WAT |  | 625101 |  |  | EIA Prime Mover-level Data
2018 | CA | Dutch Wind Energy | 57301 | DEC | WT | OP | NA | WND |  | 190593 |  |  | EIA Prime Mover-level Data
2018 | CA | Dyer Road | 50818 | GEN1 | WT | RE | NA | WND
2018 | CA | Dynegy Oakland Power Plant | 6211 | GEN1 | GT | OP | NA | JF |  | 21852 | 0.093086 | 0.0085197 | EIA Prime Mover-level Data | NEI avg EF - PM, fuel type
2018 | CA | Dynegy Oakland Power Plant | 6211 | GEN2 | GT | OP | NA | JF |  | 21852 | 0.093086 | 0.0085197 | EIA Prime Mover-level Data | NEI avg EF - PM, fuel type
2018 | CA | Dynegy Oakland Power Plant | 6211 | GEN3 | GT | OP | NA | JF |  | 21852 | 0.093086 | 0.0085197 | EIA Prime Mover-level Data | NEI avg EF - PM, fuel type
2018 | CA | E F Oxnard Energy Facility | 10776 | GTG | GT | OP | NA | NG |  | 1449560 | 3.9743 | 0.0054834 | EIA Prime Mover-level Data | NEI avg EF - PM, fuel type, firing type
2018 | CA | E&B Resources | 60446 | PVEB | PV | OP | NA | SUN |  | 20898 |  |  | EIA Prime Mover-level Data
2018 | CA | EAFB - North Base | 59132 | 57449 | PV | OP | NA | SUN |  | 23115 |  |  | EIA Prime Mover-level Data
2018 | CA | EAFB - South Base | 59133 | 57449 | PV | OP | NA | SUN |  | 22367 |  |  | EIA Prime Mover-level Data
2018 | CA | East Highline | 586 | 1 | HY | OP | NA | WAT |  | 36902 |  |  | EIA Prime Mover-level Data
2018 | CA | East Portal Generator | 50375 | GEN1 | HY | OP | NA | WAT |  | 50688 |  |  | EIA Prime Mover-level Data
2018 | CA | East Winds Project | 50820 | GEN1 | WT | OP | NA | WND |  | 67700 |  |  | EIA Prime Mover-level Data
2018 | CA | EDF Renewable Windfarm V Inc | 54453 | GEN2 | WT | OP | NA | WND |  | 31768 |  |  | EIA Prime Mover-level Data
2018 | CA | Edom Hills Project 1 LLC | 50553 | 1 | WT | OP | NA | WND |  | 343003 |  |  | EIA Prime Mover-level Data
2018 | CA | Edom Hills Project 1 LLC | 50553 | WGNS | WT | RE | NA | WND
2018 | CA | EDPR CA Solar Park VI LLC (CA) | 62892 | SONR2 | BA | T | NA | MWH
2018 | CA | EDPR CA Solar Park VI LLC (CA) | 62892 | SONRI | PV | T | NA | SUN
2018 | CA | Edward C Hyatt | 437 | 1 | HY | OP | NA | WAT |  | 3924956 |  |  | EIA Prime Mover-level Data
2018 | CA | Edward C Hyatt | 437 | 2 | PS | OP | NA | WAT
2018 | CA | Edward C Hyatt | 437 | 3 | HY | OP | NA | WAT |  | 3924956 |  |  | EIA Prime Mover-level Data
2018 | CA | Edward C Hyatt | 437 | 4 | PS | OP | NA | WAT
2018 | CA | Edward C Hyatt | 437 | 5 | HY | OP | NA | WAT |  | 3924956 |  |  | EIA Prime Mover-level Data
2018 | CA | Edward C Hyatt | 437 | 6 | PS | OP | NA | WAT
2018 | CA | Edwards Air Force Base | 58076 | 1 | PV | OP | NA | SUN |  | 6808 |  |  | EIA Prime Mover-level Data
2018 | CA | Edwards Air Force Base | 58076 | 2 | PV | OP | NA | SUN |  | 6808 |  |  | EIA Prime Mover-level Data
2018 | CA | Edwards Air Force Base | 58076 | 3 | PV | OP | NA | SUN |  | 6808 |  |  | EIA Prime Mover-level Data
2018 | CA | El Cajon | 301 | ENCI | GT | RE | NA | NG
2018 | CA | El Cajon Energy Center | 57001 | 1 | GT | OP | CT | NG | 751.0 | 187778 | 0.73378 | 0.0078154 | EPA/CAMD | NEI avg EF - PM, fuel type, firing type | 2010
2018 | CA | El Cajon Energy Storage | 60569 | SES | BA | OP | NA | MWH |  | 0 |  |  | EIA Prime Mover-level Data
2018 | CA | El Centro | 389 | 4 | ST | OP | WALL | NG | 466.0 | 149120 | 0 | 0 | EPA/CAMD | EPA/NEI | 1968
2018 | CA | El Centro | 389 | 2-2 | CT | OP | CC | NG | 1,901.0 | 1393087 | 0.13234 | 0.00019 | EPA/CAMD | EPA/NEI | 1993
2018 | CA | El Centro | 389 | 3-1 | CT | OP | CC | NG | 7,180.0 | 2579193 | 5.9518 | 0.0046152 | EPA/CAMD | EPA/NEI | 2012
2018 | CA | El Centro | 389 | 3-2 | CT | OP | CC | NG | 5,498.0 | 1912750 | 5.9518 | 0.0062233 | EPA/CAMD | EPA/NEI | 2012
2018 | CA | El Dorado | 238 | 1 | HY | OP | NA | WAT |  | 269825 |  |  | EIA Prime Mover-level Data
2018 | CA | El Dorado | 238 | 2 | HY | OP | NA | WAT |  | 269825 |  |  | EIA Prime Mover-level Data
2018 | CA | El Nido Facility | 56707 | SD200 | ST | OP | NA | WDS |  | 1153600 | 13.1581 | 0.022812 | EIA Unit-level Data | NEI avg EF - PM, fuel type
2018 | CA | El Segundo | 330 | 5 | CT | OP | CC | NG | 2,876.0 | 4634208 | 2.0038 | 0.0008648 | EPA/CAMD | EPA/NEI | 2013
2018 | CA | El Segundo | 330 | 7 | CT | OP | CC | NG | 2,770.0 | 4363903 | 2.1427 | 0.00098202 | EPA/CAMD | EPA/NEI | 2013
2018 | CA | El Segundo Cogen | 10213 | GEN1 | CT |  | NA | NG |  | 4004052 | 11.5245 | 0.0057564 | EIA Unit-level Data | NEI avg EF - PM, fuel type
2018 | CA | El Segundo Cogen | 10213 | GEN2 | CT |  | NA | NG |  | 3617929 | 10.4132 | 0.0057564 | EIA Unit-level Data | NEI avg EF - PM, fuel type
2018 | CA | El Segundo Cogen | 10213 | GEN5 | CT |  | NA | NG |  | 3417139 | 9.8353 | 0.0057564 | EIA Unit-level Data | NEI avg EF - PM, fuel type
2018 | CA | El Segundo Cogen | 10213 | GEN7 | CT |  | NA | NG |  | 3541906 | 10.1944 | 0.0057564 | EIA Unit-level Data | NEI avg EF - PM, fuel type
2018 | CA | El Segundo Cogen | 10213 | HRSG1 | CA | OP | NA | OG |  | 343134 | 0.072401 | 0.000422 | EIA Unit-level Data | Estimated using an emission factor
2018 | CA | El Segundo Cogen | 10213 | HRSG2 | CA | OP | NA | OG |  | 191614 | 0.040431 | 0.000422 | EIA Unit-level Data | Estimated using an emission factor
2018 | CA | El Segundo Cogen | 10213 | HRSG5 | CA | OP | NA | OG |  | 221090 | 0.04665 | 0.000422 | EIA Unit-level Data | Estimated using an emission factor
2018 | CA | El Segundo Cogen | 10213 | HRSG7 | CA | OP | NA | OG |  | 171223 | 0.036128 | 0.000422 | EIA Unit-level Data | Estimated using an emission factor
2018 | CA | ELACC Photovoltaic Power Facility | 56814 | PV1 | PV | OP | NA | SUN
2018 | CA | ELACC Photovoltaic Power Facility | 56814 | PV2 | PV | OP | NA | SUN
2018 | CA | Eland 1 Solar Farm | 61168 | 61168 | BA | P | NA | MWH
2018 | CA | Eland 1 Solar Farm | 61168 | 68SF8 | PV | P | NA | SUN
2018 | CA | Eland 2 Solar Farm | 61169 | 61169 | BA | P | NA | MWH
2018 | CA | Eland 2 Solar Farm | 61169 | 69SV8 | PV | P | NA | SUN
2018 | CA | Electra | 239 | 1 | HY | OP | NA | WAT |  | 909494 |  |  | EIA Prime Mover-level Data
2018 | CA | Electra | 239 | 2 | HY | OP | NA | WAT |  | 988336 |  |  | EIA Prime Mover-level Data
2018 | CA | Electra | 239 | 3 | HY | OP | NA | WAT |  | 988336 |  |  | EIA Prime Mover-level Data
2018 | CA | Elevation Solar C | 59964 | ELVSC | PV | OP | NA | SUN |  | 1057114 |  |  | EIA Prime Mover-level Data
2018 | CA | Elk Hills Cogen | 55950 | U1 | GT | SB | NA | NG
2018 | CA | Elk Hills Cogen | 55950 | U2 | GT | SB | NA | NG
2018 | CA | Elk Hills Power | 55400 | CTG-1 | CT | OP | CC | NG | 8,381.0 | 11888993 | 43.9015 | 0.0073852 | EPA/CAMD | EPA/NEI | 2003
2018 | CA | Elk Hills Power | 55400 | CTG-2 | CT | OP | CC | NG | 8,347.0 | 11880596 | 43.4025 | 0.0073064 | EPA/CAMD | EPA/NEI | 2003
2018 | CA | Elkhorn Battery Energy Storage System | 62564 | ELKHO | BA | L | NA | MWH
2018 | CA | Ellwood | 8076 | 01 | GT | OP | NA | NG |  | 89752 | 0.24607 | 0.0054834 | EIA Prime Mover-level Data | NEI avg EF - PM, fuel type, firing type
2018 | CA | Elmore Company | 10634 | GEN1 | ST | OP | NA | GEO |  | 2814272 |  |  | EIA Prime Mover-level Data
2018 | CA | Encina Water Pollution Control | 10026 | EG1 | IC | RE | NA | NG
2018 | CA | Encina Water Pollution Control | 10026 | EG10 | IC | OP | NA | OBG |  | 38151 | 0.28041 | 0.0147 | EIA Prime Mover-level Data | Estimated using an emission factor
2018 | CA | Encina Water Pollution Control | 10026 | EG2 | IC | RE | NA | NG
2018 | CA | Encina Water Pollution Control | 10026 | EG20 | IC | OP | NA | OBG |  | 38151 | 0.28041 | 0.0147 | EIA Prime Mover-level Data | Estimated using an emission factor
2018 | CA | Encina Water Pollution Control | 10026 | EG3 | IC | RE | NA | OBG
2018 | CA | Encina Water Pollution Control | 10026 | EG30 | IC | OP | NA | OBG |  | 38151 | 0.28041 | 0.0147 | EIA Prime Mover-level Data | Estimated using an emission factor
2018 | CA | Encina Water Pollution Control | 10026 | EG40 | IC | OP | NA | OBG |  | 38151 | 0.28041 | 0.0147 | EIA Prime Mover-level Data | Estimated using an emission factor
2018 | CA | Energy Center | 58168 | EC01 | IC | OA | NA | NG |  | 27685 | 0.0058415 | 0.000422 | EIA Prime Mover-level Data | Estimated using an emission factor
2018 | CA | Energy Center | 58168 | TURB1 | IC | TS | NA | NG
2018 | CA | Energy Center | 58168 | TURB2 | IC | TS | NA | NG
2018 | CA | Energy Center | 58168 | TURB3 | IC | TS | NA | NG
2018 | CA | Energy Nuevo Storage Farm | 60646 | NUEVO | FW | CN | NA | MWH
2018 | CA | Enerparc CA1 LLC | 59122 | ECA11 | PV | OP | NA | SUN |  | 33409 |  |  | EIA Prime Mover-level Data
2018 | CA | Enerparc CA2, LLC | 59978 | ECA22 | PV | OP | NA | SUN |  | 31440 |  |  | EIA Prime Mover-level Data
2018 | CA | Equilon Los Angeles Refining | 50530 | GEN1 | GT | OP | NA | PRG |  | 3040526 | 0.64155 | 0.000422 | EIA Prime Mover-level Data | Estimated using an emission factor
2018 | CA | Equilon Los Angeles Refining | 50530 | GEN2 | GT | OP | NA | PRG |  | 3040526 | 0.64155 | 0.000422 | EIA Prime Mover-level Data | Estimated using an emission factor
2018 | CA | Equilon Los Angeles Refining | 50530 | H43 | ST | OP | NA | PRG |  | 746656 | 21.4809 | 0.057539 | EIA Unit-level Data | NEI avg EF - PM, fuel type
2018 | CA | Equinix Caspian Dr. Fuel Cell | 62671 | EQX1A | FC | OP | NA | NG
2018 | CA | Equinix Caspian Dr. Fuel Cell | 62671 | EQX1B | FC | OP | NA | NG
2018 | CA | Equinix Douglas St. Fuel Cell | 62704 | EQX09 | FC | OP | NA | NG
2018 | CA | Equinix Great Oaks Blvd. Fuel Cell | 62702 | EQ14A | FC | OP | NA | NG
2018 | CA | Equinix Great Oaks Blvd. Fuel Cell | 62702 | EQ14B | FC | OP | NA | NG
2018 | CA | Equinix Lundy Ave. Fuel Cell | 62703 | EQ13A | FC | OP | NA | NG
2018 | CA | Equinix Lundy Ave. Fuel Cell | 62703 | EQ13B | FC | OP | NA | NG
2018 | CA | Equinix Maple Ave. Fuel Cell | 62705 | EQX08 | FC | OP | NA | NG
2018 | CA | Equinix San Jose | 60223 | EQXOO | FC | OP | NA | NG |  | 54909 | 0 | 0 | EIA Prime Mover-level Data | Estimated using an emission factor
2018 | CA | Escondido Energy Center, LLC | 55538 | CTG1 | GT | OP | CT | NG | 1,078.0 | 265347 | 0.10912 | 0.00082247 | EPA/CAMD | EPA/NEI | 2013
2018 | CA | Escondido Energy Storage | 60570 | SES | BA | OP | NA | MWH |  | 0 |  |  | EIA Prime Mover-level Data
2018 | CA | ESI Project | 50819 | GEN1 | WT | RE | NA | WND
2018 | CA | Etiwanda | 745 | 1 | HY | OP | NA | WAT |  | 510955 |  |  | EIA Prime Mover-level Data
2018 | CA | Etiwanda Generating Station | 331 | 3 | ST | OP | TANGENTIAL | NG | 0.0 | [5 empty] | 1963
2018 | CA | Etiwanda Generating Station | 331 | 4 | ST | OP | TANGENTIAL | NG | 0.0 |  | 5.53 |  |  | EPA/NEI | 1963
2018 | CA | Exchequer | 409 | 1 | HY | OP | NA | WAT |  | 2190801 |  |  | EIA Prime Mover-level Data
2018 | CA | Exeter Solar | 58306 | 1 | PV | OP | NA | SUN |  | 17549 |  |  | EIA Prime Mover-level Data
2018 | CA | Exeter Solar | 58306 | 2 | PV | OP | NA | SUN |  | 17549 |  |  | EIA Prime Mover-level Data
2018 | CA | Exeter Solar | 58306 | 3 | PV | OP | NA | SUN |  | 26323 |  |  | EIA Prime Mover-level Data
2018 | CA | Expressway Solar A | 58761 | EXSA | PV | OP | NA | SUN |  | 44986 |  |  | EIA Prime Mover-level Data
2018 | CA | Expressway Solar B | 58762 | EXSB | PV | OP | NA | SUN |  | 39736 |  |  | EIA Prime Mover-level Data
2018 | CA | Expressway Solar C2 | 58763 | EXSC2 | PV | OP | NA | SUN |  | 33855 |  |  | EIA Prime Mover-level Data
2018 | CA | ExxonMobil Santa Ynez Facility | 50270 | GTG1 | CT | OS | NA | NG
2018 | CA | ExxonMobil Santa Ynez Facility | 50270 | STG1 | CA | OS | NA | NG
2018 | CA | FAA NorCal TRACON | 58261 | 1 | PV | OP | NA | SUN |  | 14862 |  |  | EIA Prime Mover-level Data
2018 | CA | Fairhaven Power | 10052 | BLR1 | ST | OP | NA | WDS |  | 850838 | 9.7047 | 0.022812 | EIA Unit-level Data | NEI avg EF - PM, fuel type
2018 | CA | Fall Creek | 296 | 1 | HY | OP | NA | WAT |  | 8534 |  |  | EIA Prime Mover-level Data
2018 | CA | Fall Creek | 296 | 2 | HY | OP | NA | WAT |  | 6827 |  |  | EIA Prime Mover-level Data
2018 | CA | Fall Creek | 296 | 3 | HY | OP | NA | WAT |  | 20482 |  |  | EIA Prime Mover-level Data
2018 | CA | Fallbrook Energy Storage | 61365 | FBES | BA | P | NA | MWH
2018 | CA | Farad | 6512 | 1 | HY | RE | NA | WAT
2018 | CA | Farad | 6512 | 2 | HY | RE | NA | WAT
2018 | CA | Farmersville | 59203 | PV1 | PV | OP | NA | SUN |  | 24242 |  |  | EIA Prime Mover-level Data
2018 | CA | Farmersville | 59203 | PV2 | PV | OP | NA | SUN |  | 24242 |  |  | EIA Prime Mover-level Data
2018 | CA | Farmersville | 59203 | PV3 | PV | OP | NA | SUN |  | 24242 |  |  | EIA Prime Mover-level Data
2018 | CA | Feather River Energy Center | 55847 | UNIT1 | GT | OP | CT | NG | 1,644.0 | 408083 | 0.39779 | 0.0019496 | EPA/CAMD | EPA/NEI | 2002
2018 | CA | Five Points Solar Park | 59523 | FRFSP | PV | OP | NA | SUN |  | 1478293 |  |  | EIA Prime Mover-level Data
2018 | CA | Five Points Solar Station | 57498 | 1 | PV | OP | NA | SUN |  | 261678 |  |  | EIA Prime Mover-level Data
2018 | CA | FLEX Gibraltar | 62575 | FLX01 | FC | OP | NA | NG
2018 | CA | Folsom | 441 | 1 | HY | OP | NA | WAT |  | 1773050 |  |  | EIA Prime Mover-level Data
2018 | CA | Folsom | 441 | 2 | HY | OP | NA | WAT |  | 1773050 |  |  | EIA Prime Mover-level Data
2018 | CA | Folsom | 441 | 3 | HY | OP | NA | WAT |  | 1773050 |  |  | EIA Prime Mover-level Data
2018 | CA | Folsom SP and CSP Sacramento | 61698 | FOLSM | PV | U | NA | SUN
2018 | CA | Fontana | 332 | 1 | HY | OP | NA | WAT |  | 11604 |  |  | EIA Prime Mover-level Data
2018 | CA | Fontana | 332 | 2 | HY | OP | NA | WAT |  | 11604 |  |  | EIA Prime Mover-level Data
2018 | CA | Foothill | 396 | 1 | HY | OP | NA | WAT |  | 0 |  |  | EIA Prime Mover-level Data
2018 | CA | Foothill Feeder | 6645 | 1 | HY | OP | NA | WAT |  | 221291 |  |  | EIA Prime Mover-level Data
2018 | CA | Foothill Feeder | 6645 | 2 | HY | OP | NA | WAT |  | 221291 |  |  | EIA Prime Mover-level Data
2018 | CA | Foothill Solar Project | 59799 | W4528 | PV | CN | NA | SUN
2018 | CA | Forbestown | 417 | 1 | HY | OP | NA | WAT |  | 768420 |  |  | EIA Prime Mover-level Data
2018 | CA | Forever 21 Retail, Inc. | 59651 | W4161 | PV | OP | NA | SUN |  | 14223 |  |  | EIA Prime Mover-level Data
2018 | CA | Forks of Butte Hydro Project | 50350 | GEN1 | HY | OP | NA | WAT |  | 271435 |  |  | EIA Prime Mover-level Data
2018 | CA | Foster Wheeler Martinez | 10342 | EIHRSG | CA | OP | NA | NG |  | 0 | 0 |  | EIA Unit-level Data | Estimated using an emission factor
2018 | CA | Foster Wheeler Martinez | 10342 | TG1 | CT |  | NA | NG |  | 3710136 | 10.6786 | 0.0057564 | EIA Unit-level Data | NEI avg EF - PM, fuel type
2018 | CA | Foster Wheeler Martinez | 10342 | TG2 | CT |  | NA | NG |  | 3364366 | 9.6834 | 0.0057564 | EIA Unit-level Data | NEI avg EF - PM, fuel type
2018 | CA | Foundation AB | 57791 | WTG1 | WT | OP | NA | WND |  | 23535 |  |  | EIA Prime Mover-level Data
2018 | CA | Foundation California Training Facility | 61442 | WTG1 | WT | OP | NA | WND |  | 10449 |  |  | EIA Prime Mover-level Data
2018 | CA | Foundation CDCR LAC | 61066 | WTG1 | WT | OP | NA | WND |  | 38915 |  |  | EIA Prime Mover-level Data
2018 | CA | Foundation Cemex BMQ | 58102 | WTG1 | WT | OP | NA | WND |  | 15013 |  |  | EIA Prime Mover-level Data
2018 | CA | Foundation Cemex BMQ | 58102 | WTG2 | WT | OP | NA | WND |  | 15013 |  |  | EIA Prime Mover-level Data
2018 | CA | Foundation Cemex Madison | 58112 | WTG1 | WT | OP | NA | WND |  | 15510 |  |  | EIA Prime Mover-level Data
2018 | CA | Foundation Cemex River Plant | 58101 | WTG1 | WT | OP | NA | WND |  | 13398 |  |  | EIA Prime Mover-level Data
2018 | CA | Foundation Cemex River Plant | 58101 | WTG2 | WT | OP | NA | WND |  | 13398 |  |  | EIA Prime Mover-level Data
2018 | CA | Foundation Dole Fresh Vegetables | 62654 | WTG1 | WT | T | NA | WND
2018 | CA | Foundation Dole Fresh Vegetables | 62654 | WTG2 | WT | T | NA | WND
2018 | CA | Foundation IE | 57792 | WTG1 | WT | OP | NA | WND |  | 3601 |  |  | EIA Prime Mover-level Data
2018 | CA | Foundation Mann Packing | 61443 | WTG1 | WT | V | NA | WND
2018 | CA | Foundation NWNA | 58114 | WTG1 | WT | OP | NA | WND |  | 34458 |  |  | EIA Prime Mover-level Data
2018 | CA | Foundation NWNA | 58114 | WTG2 | WT | OP | NA | WND |  | 34458 |  |  | EIA Prime Mover-level Data
2018 | CA | Foundation NWNA | 58114 | WTG3 | WT | OP | NA | WND |  | 40919 |  |  | EIA Prime Mover-level Data
2018 | CA | Foundation RRM | 58113 | WTG1 | WT | OP | NA | WND |  | 43717 |  |  | EIA Prime Mover-level Data
2018 | CA | Foundation RRM | 58113 | WTG2 | WT | OP | NA | WND |  | 43717 |  |  | EIA Prime Mover-level Data
2018 | CA | Foundation SaIinas Valley State Prison | 61444 | WTG1 | WT | OP | NA | WND |  | 6993 |  |  | EIA Prime Mover-level Data
2018 | CA | Foundation Scheid Vineyards | 61067 | WTG1 | WT | OP | NA | WND |  | 34756 |  |  | EIA Prime Mover-level Data
2018 | CA | Foundation ST | 57626 | WTG1 | WT | OP | NA | WND |  | 24271 |  |  | EIA Prime Mover-level Data
2018 | CA | Foundation Superior Farms | 58104 | WTG1 | WT | OP | NA | WND |  | 14515 |  |  | EIA Prime Mover-level Data
2018 | CA | Foundation Wal-Mart Red Bluff | 58105 | WTG1 | WT | OP | NA | WND |  | 14937 |  |  | EIA Prime Mover-level Data
2018 | CA | Four Mile Hill | 55845 | 1 | ST | IP | NA | GEO
2018 | CA | FPL Energy Montezuma Winds LLC | 57201 | S2.3 | WT | OP | NA | WND |  | 895971 |  |  | EIA Prime Mover-level Data
2018 | CA | Francisco St. Solar | 62287 | W7190 | PV | OP | NA | SUN |  | 565 |  |  | EIA Prime Mover-level Data
2018 | CA | Frankenheimer Power Plant | 50219 | U1 | HY | OP | NA | WAT |  | 105650 |  |  | EIA Prime Mover-level Data
2018 | CA | Franklin (CA) | 397 | 1 | HY | OP | NA | WAT |  | 0 |  |  | EIA Prime Mover-level Data
2018 | CA | Franklin Templeton San Mateo | 57809 | FRK00 | FC | OP | NA | NG |  | 60656 | 0 | 0 | EIA Prime Mover-level Data | Estimated using an emission factor
2018 | CA | Freeway Springs | 60183 | FSPRI | PV | OP | NA | SUN |  | 30828 |  |  | EIA Prime Mover-level Data
2018 | CA | French Meadows | 424 | 1 | HY | OP | NA | WAT |  | 347013 |  |  | EIA Prime Mover-level Data
2018 | CA | Fresno Cogeneration Partners, LP | 10156 | GEN1 | CT | OP | CC | NG | 176.0 | 37577 | 0.61656 | 0.032816 | EPA/CAMD | EPA/NEI | 2005
2018 | CA | Fresno Solar | 60083 | PV-S | PV | OP | NA | SUN |  | 28385 |  |  | EIA Prime Mover-level Data
2018 | CA | Fresno Solar | 60083 | PV-W | PV | OP | NA | SUN |  | 28385 |  |  | EIA Prime Mover-level Data
2018 | CA | Friant Hydro Facility | 50393 | FR1 | HY | OP | NA | WAT |  | 563273 |  |  | EIA Prime Mover-level Data
2018 | CA | Friant Hydro Facility | 50393 | M1 | HY | OP | NA | WAT |  | 300004 |  |  | EIA Prime Mover-level Data
2018 | CA | Friant Hydro Facility | 50393 | RO1 | HY | OP | NA | WAT |  | 73470 |  |  | EIA Prime Mover-level Data
2018 | CA | Friant Hydro Facility | 50393 | RO2 | HY | OP | NA | WAT |  | 211227 |  |  | EIA Prime Mover-level Data
2018 | CA | Frito-Lay Cogen Plant | 10110 | GEN1 | GT | OP | NA | NG |  | 351740 | 0.96436 | 0.0054834 | EIA Prime Mover-level Data | NEI avg EF - PM, fuel type, firing type
2018 | CA | Frontier HS Solar Project | 62275 | FHSSP | PV | OP | NA | SUN |  | 638 |  |  | EIA Prime Mover-level Data
2018 | CA | Frontier Solar LLC | 60039 | FTRS | PV | OP | NA | SUN |  | 484997 |  |  | EIA Prime Mover-level Data
2018 | CA | FRV SI Transport Solar LP | 57506 | SEIM | PV | OP | NA | SUN |  | 14817 |  |  | EIA Prime Mover-level Data
2018 | CA | Fullerton Mill CHP | 58083 | GTG1 | CT |  | NA | NG |  | 952115 | 2.7404 | 0.0057564 | EIA Unit-level Data | NEI avg EF - PM, fuel type
2018 | CA | Fullerton Mill CHP | 58083 | HRSG | CA | OP | NA | NG |  | 0 | 0 |  | EIA Unit-level Data | Estimated using an emission factor
2018 | CA | G2 Energy Hay Rd | 58320 | 362 | IC | OP | NA | LFG |  | 134927 | 0.99171 | 0.0147 | EIA Prime Mover-level Data | Estimated using an emission factor
2018 | CA | G2 Energy Ostrom Road LLC | 57133 | 359 | IC | OP | NA | LFG |  | 157145 | 1.155 | 0.0147 | EIA Prime Mover-level Data | Estimated using an emission factor
2018 | CA | G2 Energy Ostrom Road LLC | 57133 | 361 | IC | OP | NA | LFG |  | 132332 | 0.97264 | 0.0147 | EIA Prime Mover-level Data | Estimated using an emission factor
2018 | CA | Gap Pacific Distribution Center | 56909 | 1 | PV | OP | NA | SUN |  | 4345 |  |  | EIA Prime Mover-level Data
2018 | CA | Gap Pacific Distribution Center | 56909 | 2 | PV | OP | NA | SUN |  | 4345 |  |  | EIA Prime Mover-level Data
2018 | CA | Gap Pacific Distribution Center | 56909 | 3 | PV | OP | NA | SUN |  | 4345 |  |  | EIA Prime Mover-level Data
2018 | CA | Gap Pacific Distribution Center | 56909 | 4 | PV | OP | NA | SUN |  | 4345 |  |  | EIA Prime Mover-level Data
2018 | CA | Garnet Solar Generation Station I LLC | 58528 | WDT44 | PV | OP | NA | SUN |  | 76681 |  |  | EIA Prime Mover-level Data
2018 | CA | Garnet Wind Energy Center | 57302 | 1 | WT | OP | NA | WND |  | 144629 |  |  | EIA Prime Mover-level Data
2018 | CA | Gas Utilization Facility | 50492 | 1 | IC | OP | NA | OBG |  | 171111 | 1.2577 | 0.0147 | EIA Prime Mover-level Data | Estimated using an emission factor
2018 | CA | Gas Utilization Facility | 50492 | 2 | IC | OP | NA | OBG |  | 171111 | 1.2577 | 0.0147 | EIA Prime Mover-level Data | Estimated using an emission factor
2018 | CA | Gas Utilization Facility | 50492 | 3 | HY | OP | NA | WAT
2018 | CA | Gates Peaker | 55875 | GEN1 | GT | RE | NA | NG
2018 | CA | Gates Solar Station | 57892 | 1 | PV | OP | NA | SUN |  | 394910 |  |  | EIA Prime Mover-level Data
2018 | CA | Gateway Generating Station | 56476 | GT1 | CT | OP | CC | NG | 6,491.0 | 10795588 | 7.685 | 0.0014237 | EPA/CAMD | EPA/NEI | 2008
2018 | CA | Gateway Generating Station | 56476 | GT2 | CT | OP | CC | NG | 6,465.0 | 10768610 | 9.1939 | 0.0017075 | EPA/CAMD | EPA/NEI | 2008
2018 | CA | Gavilan District College Solar Project | 61993 | GDCBA | BA | U | NA | MWH
2018 | CA | Gavilan District College Solar Project | 61993 | GDCPV | PV | OP | NA | SUN |  | 3191 |  |  | EIA Prime Mover-level Data
2018 | CA | Gaviota Oil Plant | 50623 | GENA | GT | OS | NA | NG
2018 | CA | Gaviota Oil Plant | 50623 | GENB | GT | OS | NA | NG
2018 | CA | Gaviota Oil Plant | 50623 | GENC | GT | OS | NA | NG
2018 | CA | Gaviota Oil Plant | 50623 | GEND | GT | OS | NA | NG
2018 | CA | GE - Tehachapi | 57566 | 1.6PR | WT | RE | NA | WND
2018 | CA | GE - Tehachapi | 57566 | 1.7SF | WT | OP | NA | WND |  | 8967 |  |  | EIA Prime Mover-level Data
2018 | CA | GE - Tehachapi | 57566 | 2.5P2 | WT | OP | NA | WND |  | 12454 |  |  | EIA Prime Mover-level Data
2018 | CA | GE - Tehachapi | 57566 | 2.8P3 | WT | OP | NA | WND |  | 13948 |  |  | EIA Prime Mover-level Data
2018 | CA | Genentech Vacaville Meter #1 | 60844 | PV1 | PV | OP | NA | SUN |  | 74342 |  |  | EIA Prime Mover-level Data
2018 | CA | Genentech Vacaville Meter #1 | 60844 | PV2 | PV | OP | NA | SUN |  | 44997 |  |  | EIA Prime Mover-level Data
2018 | CA | Genentech-Oceanside | 60231 | BA1 | BA | OP | NA | MWH
2018 | CA | Genentech-Oceanside | 60231 | PV1 | PV | OP | NA | SUN |  | 65185 |  |  | EIA Prime Mover-level Data
2018 | CA | Genesis Solar Energy Project | 57394 | GEN01 | ST | OP | NA | SUN |  | 2840905 |  |  | EIA Prime Mover-level Data
2018 | CA | Genesis Solar Energy Project | 57394 | GEN02 | ST | OP | NA | SUN |  | 2840905 |  |  | EIA Prime Mover-level Data
2018 | CA | Geo East Mesa II | 54038 | GEN1 | ST | OS | NA | GEO
2018 | CA | Geo East Mesa III | 10763 | GBU | BT | OP | NA | GEO |  | 244610 |  |  | EIA Prime Mover-level Data
2018 | CA | Geo East Mesa III | 10763 | GEN1 | ST | OP | NA | GEO |  | 644879 |  |  | EIA Prime Mover-level Data
2018 | CA | Geothermal 1 | 7368 | 1 | ST | OP | NA | GEO |  | 1978315 |  |  | EIA Prime Mover-level Data
2018 | CA | Geothermal 1 | 7368 | 2 | ST | OP | NA | GEO |  | 1978315 |  |  | EIA Prime Mover-level Data
2018 | CA | Geothermal 2 | 7369 | 3 | ST | SB | NA | GEO |  | 1606108 |  |  | EIA Prime Mover-level Data
2018 | CA | Geothermal 2 | 7369 | 4 | ST | OP | NA | GEO |  | 1606108 |  |  | EIA Prime Mover-level Data
2018 | CA | Geysers Unit 5-20 | 286 | U10 | ST | RE | NA | GEO
2018 | CA | Geysers Unit 5-20 | 286 | U11 | ST | OP | NA | GEO |  | 4031159 |  |  | EIA Prime Mover-level Data
2018 | CA | Geysers Unit 5-20 | 286 | U12 | ST | OP | NA | GEO |  | 4031159 |  |  | EIA Prime Mover-level Data
2018 | CA | Geysers Unit 5-20 | 286 | U13 | ST | OP | NA | GEO |  | 5057272 |  |  | EIA Prime Mover-level Data
2018 | CA | Geysers Unit 5-20 | 286 | U14 | ST | OP | NA | GEO |  | 4141099 |  |  | EIA Prime Mover-level Data
2018 | CA | Geysers Unit 5-20 | 286 | U16 | ST | OP | NA | GEO |  | 4324334 |  |  | EIA Prime Mover-level Data
2018 | CA | Geysers Unit 5-20 | 286 | U17 | ST | OP | NA | GEO |  | 4324334 |  |  | EIA Prime Mover-level Data
2018 | CA | Geysers Unit 5-20 | 286 | U18 | ST | OP | NA | GEO |  | 4324334 |  |  | EIA Prime Mover-level Data
2018 | CA | Geysers Unit 5-20 | 286 | U20 | ST | OP | NA | GEO |  | 4324334 |  |  | EIA Prime Mover-level Data
2018 | CA | Geysers Unit 5-20 | 286 | U5 | ST | OP | NA | GEO |  | 2015579 |  |  | EIA Prime Mover-level Data
2018 | CA | Geysers Unit 5-20 | 286 | U6 | ST | OP | NA | GEO |  | 2015579 |  |  | EIA Prime Mover-level Data
2018 | CA | Geysers Unit 5-20 | 286 | U7 | ST | OP | NA | GEO |  | 2015579 |  |  | EIA Prime Mover-level Data
2018 | CA | Geysers Unit 5-20 | 286 | U8 | ST | OP | NA | GEO |  | 2015579 |  |  | EIA Prime Mover-level Data
2018 | CA | Geysers Unit 5-20 | 286 | U9 | ST | RE | NA | GEO
2018 | CA | Gianera | 7231 | 1 | GT | OP | NA | NG |  | 58639 | 0.16077 | 0.0054834 | EIA Prime Mover-level Data | NEI avg EF - PM, fuel type, firing type
2018 | CA | Gianera | 7231 | 2 | GT | OP | NA | NG |  | 58639 | 0.16077 | 0.0054834 | EIA Prime Mover-level Data | NEI avg EF - PM, fuel type, firing type
2018 | CA | Giffen | 57521 | 1 | PV | OP | NA | SUN |  | 172767 |  |  | EIA Prime Mover-level Data
2018 | CA | Giffen | 57521 | 2 | PV | IP | NA | SUN
2018 | CA | Giffen Solar Park | 59522 | FRGSP | PV | OP | NA | SUN |  | 337000 |  |  | EIA Prime Mover-level Data
2018 | CA | Gilroy Energy Center, LLC | 55810 | S-3 | GT | OP | CT | NG | 587.0 | 105936 | 0.058224 | 0.0010992 | EPA/CAMD | EPA/NEI | 2001
2018 | CA | Gilroy Energy Center, LLC | 55810 | S-4 | GT | OP | CT | NG | 530.0 | 107447 | 0.027227 | 0.00050681 | EPA/CAMD | EPA/NEI | 2001
2018 | CA | Gilroy Energy Center, LLC | 55810 | S-5 | GT | OP | CT | NG | 488.0 | 89839 | 0.036938 | 0.00082231 | EPA/CAMD | EPA/NEI | 2002
2018 | CA | Glenarm | 422 | GT3 | GT | OP | CT | NG | 1,205.0 | 235039 | 0.91847 | 0.0078154 | EPA/CAMD | NEI avg EF - PM, fuel type, firing type | 2003
2018 | CA | Glenarm | 422 | GT4 | GT | OP | CT | NG | 1,030.0 | 195057 | 0.76223 | 0.0078154 | EPA/CAMD | NEI avg EF - PM, fuel type, firing type | 2003
2018 | CA | Glenarm | 422 | GT5 | CT | OP | CC | NG | 1,526.0 | 354188 | 1.0194 | 0.0057564 | EPA/CAMD | NEI avg EF - PM, fuel type, firing type | 2016
2018 | CA | Glendale Battery Energy Storage System | 60974 | 2BESS | BA | OP | NA | MWH |  | 0 |  |  | EIA Prime Mover-level Data
2018 | CA | Goal Line | 54749 | 1 | CT | OP | CC | NG | 526.0 | 172608 | 21.4074 | 0.24805 | EPA/CAMD | EPA/NEI | 1994
2018 | CA | Golden Acorn Casino | 59328 | GAC1 | WT | OP | NA | WND |  | 37493 |  |  | EIA Prime Mover-level Data
2018 | CA | Golden Fields Solar I, LLC | 60590 | RS1 | PV | OP | NA | SUN |  | 1391871 |  |  | EIA Prime Mover-level Data
2018 | CA | Golden Hills North Wind Energy Center | 61222 | 1 | WT | OP | NA | WND |  | 1654516 |  |  | EIA Prime Mover-level Data
2018 | CA | Golden Hills Wind | 60049 | GE | WT | OP | NA | WND |  | 2794359 |  |  | EIA Prime Mover-level Data
2018 | CA | Golden Springs Building C-1 | 57796 | 1 | PV | OP | NA | SUN |  | 16375 |  |  | EIA Prime Mover-level Data
2018 | CA | Golden Springs Building D | 57797 | 1 | PV | OP | NA | SUN |  | 17669 |  |  | EIA Prime Mover-level Data
2018 | CA | Goose Haven Energy Center | 55627 | UNIT1 | GT | OP | CT | NG | 720.0 | 150843 | 0.3354 | 0.004447 | EPA/CAMD | EPA/NEI | 2002
2018 | CA | Gosselin Hydro Plant | 10128 | GEN1 | HY | OP | NA | WAT |  | 20776 |  |  | EIA Prime Mover-level Data
2018 | CA | Gosselin Hydro Plant | 10128 | GEN2 | HY | OP | NA | WAT |  | 20776 |  |  | EIA Prime Mover-level Data
2018 | CA | GPS Cabazon Wind LLC | 50552 | WGNS | WT | OP | NA | WND |  | 580772 |  |  | EIA Prime Mover-level Data
2018 | CA | Granger | 60516 | PV1 | PV | OP | NA | SUN |  | 70647 |  |  | EIA Prime Mover-level Data
2018 | CA | Grapeland Generating Station | 56472 | CT1 | GT | OP | CT | NG | 749.0 | 126815 | 0.49556 | 0.0078154 | EPA/CAMD | NEI avg EF - PM, fuel type, firing type | 2007
2018 | CA | Grassland 1&2 Solar Project | 58217 | INV4 | PV | OP | NA | SUN |  | 43273 |  |  | EIA Prime Mover-level Data
2018 | CA | Grassland 3&4 Solar Project | 58204 | INV3 | PV | OP | NA | SUN |  | 43194 |  |  | EIA Prime Mover-level Data
2018 | CA | Grayson Power Plant | 377 | 4 | ST | OP | WALL | NG | 4,298.0 | 977636 | 3.507 | 0.0071744 | EPA/CAMD | NEI avg EF - PM, fuel type, firing type | 1959
2018 | CA | Grayson Power Plant | 377 | 5 | ST | OP | WALL | NG | 3,286.0 | 678458 | 2.4338 | 0.0071744 | EPA/CAMD | NEI avg EF - PM, fuel type, firing type | 1964
2018 | CA | Grayson Power Plant | 377 | 9 | GT | OP | CT | NG | 589.0 | 181386 | 0.70881 | 0.0078154 | EPA/CAMD | NEI avg EF - PM, fuel type, firing type | 2004
2018 | CA | Great Valley Solar Portfolio Holdings, LLC | 59940 | GVS2 | PV | OP | NA | SUN |  | 954129 |  |  | EIA Prime Mover-level Data
2018 | CA | Great Valley Solar Portfolio Holdings, LLC | 59940 | GVS3 | PV | OP | NA | SUN |  | 318043 |  |  | EIA Prime Mover-level Data
2018 | CA | Great Valley Solar Portfolio Holdings, LLC | 59940 | GVS4 | PV | OP | NA | SUN |  | 318043 |  |  | EIA Prime Mover-level Data
2018 | CA | Great Valley Solar Portfolio Holdings, LLC | 59940 | TQ8 | PV | OP | NA | SUN |  | 3264710 |  |  | EIA Prime Mover-level Data
2018 | CA | Green Acres Solar Facility 1 | 57849 | GASF1 | PV | OP | NA | SUN |  | 57937 |  |  | EIA Prime Mover-level Data
2018 | CA | Green Acres Solar Facility 2 | 57850 | GASF2 | PV | OP | NA | SUN |  | 19796 |  |  | EIA Prime Mover-level Data
2018 | CA | Green Beanworks B PV | 61339 | GBWXB | PV | OP | NA | SUN |  | 410 |  |  | EIA Prime Mover-level Data
2018 | CA | Green Beanworks C PV | 61215 | GBWXC | PV | OP | NA | SUN |  | 24199 |  |  | EIA Prime Mover-level Data
2018 | CA | Green Beanworks D PV | 61216 | GBWXD | PV | OP | NA | SUN |  | 22138 |  |  | EIA Prime Mover-level Data
2018 | CA | Green Power I | 55396 | WGNS | WT | OP | NA | WND |  | 152052 |  |  | EIA Prime Mover-level Data
2018 | CA | Greenleaf One | 10350 | 1 | CT | OP | CC | NG | 1,888.0 | 534283 | 0.18848 | 0.00070554 | EPA/CAMD | EPA/NEI | 1989
2018 | CA | Greg Avenue | 6643 | 1 | HY | SB | NA | WAT
2018 | CA | Gridley Main | 58370 | GEN1 | PV | OP | NA | SUN |  | 17844 |  |  | EIA Prime Mover-level Data
2018 | CA | Gridley Main Two | 58371 | GEN1 | PV | OP | NA | SUN |  | 35215 |  |  | EIA Prime Mover-level Data
2018 | CA | Grizzly | 7338 | NA1 | HY | OP | NA | WAT |  | 176316 |  |  | EIA Prime Mover-level Data
2018 | CA | Grossmont Hospital | 10115 | GEN1 | GT | RE | NA | NG
2018 | CA | Grossmont Hospital | 10115 | GEN2 | GT | RE | NA | NG
2018 | CA | Grossmont Hospital | 10115 | GEN3 | GT | OP | NA | NG |  | 309823 | 0.84944 | 0.0054834 | EIA Prime Mover-level Data | NEI avg EF - PM, fuel type, firing type
2018 | CA | GRS American Canyon | 10392 | 1 | IC | RE | NA | LFG
2018 | CA | GRS American Canyon | 10392 | 2 | IC | RE | NA | LFG
2018 | CA | GRS Newby I | 10388 | 1 | IC | RE | NA | LFG
2018 | CA | GRS Newby I | 10388 | 2 | IC | RE | NA | LFG
2018 | CA | GRS Newby I | 10388 | 3 | IC | RE | NA | LFG
2018 | CA | GRS Newby I | 10388 | 4 | IC | RE | NA | LFG
2018 | CA | Guadalupe Solar Farm | 62690 | GFARM | PV | OP | NA | SUN |  | 15218 |  |  | EIA Prime Mover-level Data
2018 | CA | Guernsey Solar Station | 57891 | 1 | PV | OP | NA | SUN |  | 398612 |  |  | EIA Prime Mover-level Data
2018 | CA | H. Gonzales | 56039 | G1 | GT | OP | NA | NG |  | 27551 | 0.075536 | 0.0054834 | EIA Prime Mover-level Data | NEI avg EF - PM, fuel type, firing type
2018 | CA | H. Gonzales | 56039 | G2 | GT | OP | NA | NG |  | 27551 | 0.075536 | 0.0054834 | EIA Prime Mover-level Data | NEI avg EF - PM, fuel type, firing type
2018 | CA | Haas | 240 | H1 | HY | OP | NA | WAT |  | 1647331 |  |  | EIA Prime Mover-level Data
2018 | CA | Haas | 240 | H2 | HY | OP | NA | WAT |  | 1647331 |  |  | EIA Prime Mover-level Data
2018 | CA | Haiwee | 398 | 1 | HY | OP | NA | WAT |  | 2335 |  |  | EIA Prime Mover-level Data
2018 | CA | Haiwee | 398 | 2 | HY | OP | NA | WAT |  | 2335 |  |  | EIA Prime Mover-level Data
2018 | CA | Halsey | 241 | 1 | HY | OP | NA | WAT |  | 346612 |  |  | EIA Prime Mover-level Data
2018 | CA | Hamilton Branch | 242 | 1 | HY | OS | NA | WAT |  | 20164 |  |  | EIA Prime Mover-level Data
2018 | CA | Hamilton Branch | 242 | 2 | HY | OA | NA | WAT |  | 20940 |  |  | EIA Prime Mover-level Data
2018 | CA | Hanford 1 and 2 | 59300 | HAN1 | PV | OP | NA | SUN |  | 25334 |  |  | EIA Prime Mover-level Data
2018 | CA | Hanford 1 and 2 | 59300 | HAN2 | PV | OP | NA | SUN |  | 25334 |  |  | EIA Prime Mover-level Data
2018 | CA | Hanford Energy Park Peaker | 55698 | HEP1 | GT | OP | CT | NG | 550.0 | 98231 | 0.12968 | 0.0026403 | EPA/CAMD | EPA/NEI | 2001
2018 | CA | Hanford Energy Park Peaker | 55698 | HEP2 | GT | OP | CT | NG | 468.0 | 84129 | 0.1774 | 0.0042174 | EPA/CAMD | EPA/NEI | 2001
2018 | CA | Harbor Cogen | 50541 | GEN1 | CT |  | NA | NG |  | 0 | 0 |  | EIA Unit-level Data | NEI avg EF - PM, fuel type
2018 | CA | Harbor Cogen | 50541 | HR200 | CA | OP | NA | NG |  | 0 | 0 |  | EIA Unit-level Data | Estimated using an emission factor
2018 | CA | Harbor Cogen | 50541 | HRSG1 | CA | OP | NA | NG |  | 0 | 0 |  | EIA Unit-level Data | Estimated using an emission factor
2018 | CA | Harbor Generating Station | 399 | 10 | GT | OP | CT | NG | 103.0 | 25405 | 0.05852 | 0.004607 | EPA/CAMD | EPA/NEI | 2001
2018 | CA | Harbor Generating Station | 399 | 11 | GT | OP | CT | NG | 100.0 | 23819 | 0.02951 | 0.0024779 | EPA/CAMD | EPA/NEI | 2001
2018 | CA | Harbor Generating Station | 399 | 12 | GT | OP | CT | NG | 88.0 | 21699 | 0.00029784 | 2.7452e-05 | EPA/CAMD | EPA/NEI | 2001
2018 | CA | Harbor Generating Station | 399 | 13 | GT | OP | CT | NG | 77.0 | 18170 | 0.071003 | 0.0078154 | EPA/CAMD | NEI avg EF - PM, fuel type, firing type | 2001
2018 | CA | Harbor Generating Station | 399 | 14 | GT | OP | CT | NG | 90.0 | 20276 | 0.079233 | 0.0078154 | EPA/CAMD | NEI avg EF - PM, fuel type, firing type | 2001
2018 | CA | Harbor Generating Station | 399 | **10A | CT | OP | CC | NG | 314.0 | 217723 | 0.051012 | 0.00046859 | EPA/CAMD | EPA/NEI | 1994
2018 | CA | Harbor Generating Station | 399 | **10B | CT | OP | CC | NG | 309.0 | 220113 | 0.63353 | 0.0057564 | EPA/CAMD | NEI avg EF - PM, fuel type, firing type | 1994
2018 | CA | Hat Creek 1 | 243 | 1 | HY | OP | NA | WAT |  | 285258 |  |  | EIA Prime Mover-level Data
2018 | CA | Hat Creek 2 | 244 | 1 | HY | OP | NA | WAT |  | 382947 |  |  | EIA Prime Mover-level Data
2018 | CA | Hatchet Creek Project | 10882 | GEN1 | HY | OP | NA | WAT |  | 117549 |  |  | EIA Prime Mover-level Data
2018 | CA | Hatchet Ridge Wind Project | 56654 | 1 | WT | OP | NA | WND |  | 2357029 |  |  | EIA Prime Mover-level Data
2018 | CA | Haynes Generating Station | 400 | 1 | ST | OP | WALL | NG | 700.0 | 489044 | 3.3 | 0.013496 | EPA/CAMD | EPA/NEI | 1962
2018 | CA | Haynes Generating Station | 400 | 2 | ST | OP | WALL | NG | 511.0 | 342124 | 4.18 | 0.024436 | EPA/CAMD | EPA/NEI | 1963
2018 | CA | Haynes Generating Station | 400 | 9 | CT | OP | CC | NG | 5,894.0 | 9652339 | 4.4536 | 0.0009228 | EPA/CAMD | EPA/NEI | 2004
2018 | CA | Haynes Generating Station | 400 | 10 | CT | OP | CC | NG | 6,138.0 | 10042783 | 4.6043 | 0.00091694 | EPA/CAMD | EPA/NEI | 2004
2018 | CA | Haynes Generating Station | 400 | 11 | GT | OP | CT | NG | 638.0 | 446263 | 0.2976 | 0.0013337 | EPA/CAMD | EPA/NEI | 2013
2018 | CA | Haynes Generating Station | 400 | 12 | GT | OP | CT | NG | 240.0 | 162026 | 0.07936 | 0.0009796 | EPA/CAMD | EPA/NEI | 2013
2018 | CA | Haynes Generating Station | 400 | 13 | GT | OP | CT | NG | 1,084.0 | 765460 | 0.43648 | 0.0011404 | EPA/CAMD | EPA/NEI | 2013
2018 | CA | Haynes Generating Station | 400 | 14 | GT | OP | CT | NG | 187.0 | 106813 | 0.1488 | 0.0027862 | EPA/CAMD | EPA/NEI | 2013
2018 | CA | Haynes Generating Station | 400 | 15 | GT | OP | CT | NG | 901.0 | 628582 | 0.42656 | 0.0013572 | EPA/CAMD | EPA/NEI | 2013
2018 | CA | Haynes Generating Station | 400 | 16 | GT | OP | CT | NG | 803.0 | 558546 | 0.36704 | 0.0013143 | EPA/CAMD | EPA/NEI | 2013
2018 | CA | Haypress | 10253 | LGEN | HY | OP | NA | WAT |  | 73778 |  |  | EIA Prime Mover-level Data
2018 | CA | Haypress | 10253 | UGEN | HY | OP | NA | WAT |  | 73778 |  |  | EIA Prime Mover-level Data
2018 | CA | Hayworth Solar | 59009 | PV1 | PV | OP | NA | SUN |  | 554957 |  |  | EIA Prime Mover-level Data
2018 | CA | Heber Geothermal | 54689 | 1 | ST | OP | NA | GEO |  | 2237193 |  |  | EIA Prime Mover-level Data
2018 | CA | Heber Geothermal | 54689 | 2 | BT | OP | NA | GEO |  | 144941 |  |  | EIA Prime Mover-level Data
2018 | CA | Heber Geothermal | 54689 | 3 | BT | OP | NA | GEO |  | 72471 |  |  | EIA Prime Mover-level Data
2018 | CA | Heber Geothermal | 54689 | 4 | BT | OP | NA | GEO |  | 393411 |  |  | EIA Prime Mover-level Data
2018 | CA | Heber Solar | 58398 | 1 | PV | OP | NA | SUN |  | 233860 |  |  | EIA Prime Mover-level Data
2018 | CA | HEBT Irvine 1 | 61722 | IRV01 | BA | OP | NA | MWH
2018 | CA | HEBT Irvine 1 | 61722 | IRV1W | BA | OP | NA | MWH
2018 | CA | HEBT Irvine 2 | 61723 | IRV06 | BA | OP | NA | MWH
2018 | CA | HEBT Irvine 2 | 61723 | IRV2W | BA | OP | NA | MWH
2018 | CA | HEBT WLA 1 | 61721 | WLA01 | BA | TS | NA | MWH
2018 | CA | HEBT WLA 1 | 61721 | WLA02 | BA | TS | NA | MWH
2018 | CA | HEBT WLA 1 | 61721 | WLA03 | BA | TS | NA | MWH
2018 | CA | HEBT WLA 1 | 61721 | WLA04 | BA | TS | NA | MWH
2018 | CA | HEBT WLA 1 | 61721 | WLA05 | BA | TS | NA | MWH
2018 | CA | HEBT WLA 1 | 61721 | WLA06 | BA | TS | NA | MWH
2018 | CA | HEBT WLA 1 | 61721 | WLA07 | BA | TS | NA | MWH
2018 | CA | HEBT WLA 1 | 61721 | WLA08 | BA | TS | NA | MWH
2018 | CA | HEBT WLA 1 | 61721 | WLA09 | BA | TS | NA | MWH
2018 | CA | HEBT WLA 1 | 61721 | WLA10 | BA | TS | NA | MWH
2018 | CA | HEBT WLA 1 | 61721 | WLA1C | BA | TS | NA | MWH
2018 | CA | Hecate Energy Beacon Solar 1 | 59315 | BEAC1 | PV | OP | NA | SUN |  | 1304249 |  |  | EIA Prime Mover-level Data
2018 | CA | Hecate Energy Beacon Solar 3 | 59316 | BEAC3 | PV | OP | NA | SUN |  | 1304211 |  |  | EIA Prime Mover-level Data
2018 | CA | Hecate Energy Beacon Solar 4 | 59317 | BEAC4 | PV | OP | NA | SUN |  | 1142825 |  |  | EIA Prime Mover-level Data
2018 | CA | Hecate Energy Johanna Facility | 62889 | HEGJF | BA | L | NA | MWH
2018 | CA | Heliocentric | 57831 | 1 | PV | OP | NA | SUN |  | 26898 |  |  | EIA Prime Mover-level Data
2018 | CA | Hellyer Solar Farm | 62689 | HFARM | PV | OP | NA | SUN
2018 | CA | Helms Energy Center | 56955 | 1 | GT | IP | NA | NG
2018 | CA | Helms Pumped Storage | 6100 | 1 | PS | OS | NA | WAT |  | 0 |  |  | EIA Prime Mover-level Data
2018 | CA | Helms Pumped Storage | 6100 | 2 | PS | OP | NA | WAT |  | 0 |  |  | EIA Prime Mover-level Data
2018 | CA | Helms Pumped Storage | 6100 | 3 | PS | OP | NA | WAT |  | 0 |  |  | EIA Prime Mover-level Data
2018 | CA | Helzel & Schwarzhoff 86 | 56275 | WGNS | WT | OP | NA | WND |  | 34641 |  |  | EIA Prime Mover-level Data
2018 | CA | Helzel & Schwarzhoff 88 Wind Farm | 52165 | WGNS | WT | OP | NA | WND |  | 14278 |  |  | EIA Prime Mover-level Data
2018 | CA | Henrietta D Energy Storage LLC | 60641 | HDES1 | BA | L | NA | MWH
2018 | CA | Henrietta Peaker Plant | 55807 | HPP1 | GT | OP | CT | NG | 962.0 | 182556 | 0.37148 | 0.0040697 | EPA/CAMD | EPA/NEI | 2002
2018 | CA | Henrietta Peaker Plant | 55807 | HPP2 | GT | OP | CT | NG | 891.0 | 162384 | 0.27121 | 0.0033404 | EPA/CAMD | EPA/NEI | 2002
2018 | CA | Henrietta Solar Project | 58975 | PV1 | PV | OP | NA | SUN |  | 2319373 |  |  | EIA Prime Mover-level Data
2018 | CA | Hesperia | 59182 | 10-94 | PV | OP | NA | SUN |  | 29177 |  |  | EIA Prime Mover-level Data
2018 | CA | Hickman | 162 | 1 | HY | OP | NA | WAT |  | 20958 |  |  | EIA Prime Mover-level Data
2018 | CA | Hickman | 162 | 2 | HY | OP | NA | WAT |  | 20958 |  |  | EIA Prime Mover-level Data
2018 | CA | High Desert Power Project | 55518 | CTG1 | CT | OP | CC | NG | 4,935.0 | 7428850 | 26.8 | 0.0072151 | EPA/CAMD | EPA/NEI | 2003
2018 | CA | High Desert Power Project | 55518 | CTG2 | CT | OP | CC | NG | 4,935.0 | 7408232 | 16.2 | 0.0043735 | EPA/CAMD | EPA/NEI | 2003
2018 | CA | High Desert Power Project | 55518 | CTG3 | CT | OP | CC | NG | 5,135.0 | 7764873 | 22.3 | 0.0057438 | EPA/CAMD | EPA/NEI | 2003
2018 | CA | High Sierra Cogeneration Plant | 57977 | ENG1 | IC | OP | NA | NG |  | 183446 | 0.038707 | 0.000422 | EIA Prime Mover-level Data | Estimated using an emission factor
2018 | CA | High Sierra Cogeneration Plant | 57977 | ENG2 | IC | OP | NA | NG |  | 183446 | 0.038707 | 0.000422 | EIA Prime Mover-level Data | Estimated using an emission factor
2018 | CA | High Sierra Limited | 50495 | HS1 | GT | OP | NA | NG |  | 145873 | 0.39994 | 0.0054834 | EIA Prime Mover-level Data | NEI avg EF - PM, fuel type, firing type
2018 | CA | High Sierra Limited | 50495 | HS2 | GT | OP | NA | NG |  | 145873 | 0.39994 | 0.0054834 | EIA Prime Mover-level Data | NEI avg EF - PM, fuel type, firing type
2018 | CA | High Winds LLC | 56075 | 1 | WT | OP | NA | WND |  | 2833650 |  |  | EIA Prime Mover-level Data
2018 | CA | High Winds LLC | 56075 | 2 | WT | OP | NA | WND |  | 314850 |  |  | EIA Prime Mover-level Data
2018 | CA | HL Power | 10777 | ZURN1 | ST | OP | NA | WDS |  | 2663470 | 30.3798 | 0.022812 | EIA Unit-level Data | NEI avg EF - PM, fuel type
2018 | CA | HL Solar | 62655 | HLS | PV | P | NA | SUN
2018 | CA | Hoag Hospital Cogen Plant | 58223 | 1 | IC | OP | NA | NG |  | 107212 | 0.022622 | 0.000422 | EIA Prime Mover-level Data | Estimated using an emission factor
2018 | CA | Hoag Hospital Cogen Plant | 58223 | 2 | IC | OP | NA | NG |  | 107212 | 0.022622 | 0.000422 | EIA Prime Mover-level Data | Estimated using an emission factor
2018 | CA | Hoag Hospital Cogen Plant | 58223 | 3 | IC | OP | NA | NG |  | 107212 | 0.022622 | 0.000422 | EIA Prime Mover-level Data | Estimated using an emission factor
2018 | CA | Hollister Solar LLC | 59268 | PV10 | PV | OP | NA | SUN |  | 37383 |  |  | EIA Prime Mover-level Data
2018 | CA | Honda Torrance | 58300 | HON | FC | OP | NA | NG |  | 51767 | 0 | 0 | EIA Prime Mover-level Data | Estimated using an emission factor
2018 | CA | Horn | 58452 | 1 | PV | OP | NA | SUN |  | 37913 |  |  | EIA Prime Mover-level Data
2018 | CA | Houweling Nurseries | 58432 | COG1 | IC | OP | NA | NG |  | 164482 | 0.034706 | 0.000422 | EIA Prime Mover-level Data | Estimated using an emission factor
2018 | CA | Houweling Nurseries | 58432 | COG2 | IC | OP | NA | NG |  | 164482 | 0.034706 | 0.000422 | EIA Prime Mover-level Data | Estimated using an emission factor
2018 | CA | Houweling Nurseries | 58432 | COG3 | IC | OP | NA | NG |  | 164482 | 0.034706 | 0.000422 | EIA Prime Mover-level Data | Estimated using an emission factor
2018 | CA | Hudson Ranch Power II LLC | 58211 | HR2 | ST | IP | NA | GEO
2018 | CA | Humboldt Bay | 246 | IC1 | IC | OP | NA | NG |  | 337268 | 0.071164 | 0.000422 | EIA Prime Mover-level Data | Estimated using an emission factor
2018 | CA | Humboldt Bay | 246 | IC10 | IC | OP | NA | NG |  | 337268 | 0.071164 | 0.000422 | EIA Prime Mover-level Data | Estimated using an emission factor
2018 | CA | Humboldt Bay | 246 | IC2 | IC | OP | NA | NG |  | 337268 | 0.071164 | 0.000422 | EIA Prime Mover-level Data | Estimated using an emission factor
2018 | CA | Humboldt Bay | 246 | IC3 | IC | OP | NA | NG |  | 337268 | 0.071164 | 0.000422 | EIA Prime Mover-level Data | Estimated using an emission factor
2018 | CA | Humboldt Bay | 246 | IC4 | IC | OP | NA | NG |  | 337268 | 0.071164 | 0.000422 | EIA Prime Mover-level Data | Estimated using an emission factor
2018 | CA | Humboldt Bay | 246 | IC5 | IC | OP | NA | NG |  | 337268 | 0.071164 | 0.000422 | EIA Prime Mover-level Data | Estimated using an emission factor
2018 | CA | Humboldt Bay | 246 | IC6 | IC | OP | NA | NG |  | 337268 | 0.071164 | 0.000422 | EIA Prime Mover-level Data | Estimated using an emission factor
2018 | CA | Humboldt Bay | 246 | IC7 | IC | OP | NA | NG |  | 337268 | 0.071164 | 0.000422 | EIA Prime Mover-level Data | Estimated using an emission factor
2018 | CA | Humboldt Bay | 246 | IC8 | IC | OP | NA | NG |  | 337268 | 0.071164 | 0.000422 | EIA Prime Mover-level Data | Estimated using an emission factor
2018 | CA | Humboldt Bay | 246 | IC9 | IC | OP | NA | NG |  | 337268 | 0.071164 | 0.000422 | EIA Prime Mover-level Data | Estimated using an emission factor
2018 | CA | Humboldt Bay | 246 | ST1 | ST | RE | NA | NG
2018 | CA | Humboldt Bay | 246 | ST2 | ST | RE | NA | NG
2018 | CA | Humboldt Sawmill Company | 50049 | BLRA | ST | OP | NA | WDS |  | 1390271 | 15.8576 | 0.022812 | EIA Unit-level Data | NEI avg EF - PM, fuel type
2018 | CA | Humboldt Sawmill Company | 50049 | BLRB | ST | OP | NA | WDS |  | 1380009 | 15.7405 | 0.022812 | EIA Unit-level Data | NEI avg EF - PM, fuel type
2018 | CA | Humboldt Sawmill Company | 50049 | BLRC | ST | OP | NA | WDS |  | 0 | 0 |  | EIA Unit-level Data | NEI avg EF - PM, fuel type
2018 | CA | Hunters Point | 247 | 2 | ST | RE | NA | NG
2018 | CA | Hunters Point | 247 | 3 | ST | RE | NA | NG
2018 | CA | Hunters Point | 247 | 4 | ST | RE | NA | NG
2018 | CA | Hunters Point | 247 | GT1 | GT | RE | NA | DFO
2018 | CA | Huron Solar Station | 57523 | 1 | PV | OP | NA | SUN |  | 376691 |  |  | EIA Prime Mover-level Data
2018 | CA | Hybrid Holdings 1 Capistrano | 62515 | HH4MW | BA | P | NA | MWH
2018 | CA | Hyperion Treatment Plant CHP Plant | 60960 | CTG1 | GT | OP | NA | OBG |  | 538881 | 5.8199 | 0.0216 | EIA Prime Mover-level Data | Estimated using an emission factor
2018 | CA | Hyperion Treatment Plant CHP Plant | 60960 | CTG2 | GT | OP | NA | OBG |  | 538881 | 5.8199 | 0.0216 | EIA Prime Mover-level Data | Estimated using an emission factor
2018 | CA | Hyperion Treatment Plant CHP Plant | 60960 | STG1 | GT | OP | NA | OBG |  | 538881 | 5.8199 | 0.0216 | EIA Prime Mover-level Data | Estimated using an emission factor
2018 | CA | IKEA Tejon 345 | 58028 | PV | PV | OP | NA | SUN |  | 26196 |  |  | EIA Prime Mover-level Data
2018 | CA | Imperial Solar Energy Center South | 57490 | 56819 | PV | OP | NA | SUN |  | 2502646 |  |  | EIA Prime Mover-level Data
2018 | CA | Imperial Solar Energy Center West | 57491 | 56819 | PV | OP | NA | SUN |  | 3439885 |  |  | EIA Prime Mover-level Data
2018 | CA | Imperial Valley Solar Co (IVSC) 2, LLC | 59657 | IVSC2 | PV | OP | NA | SUN |  | 442740 |  |  | EIA Prime Mover-level Data
2018 | CA | Imperial Valley Solar Company 1 LLC | 58062 | 0001 | PV | OP | NA | SUN |  | 400417 |  |  | EIA Prime Mover-level Data
2018 | CA | Imperial Valley Solar, LLC | 56917 | 1 | PV | OP | NA | SUN |  | 2272512 |  |  | EIA Prime Mover-level Data
2018 | CA | Imperial Valley Solar, LLC | 56917 | 2 | PV | L | NA | SUN
2018 | CA | Imperial Valley Solar, LLC | 56917 | 1A | PV | OP | NA | SUN |  | 1453508 |  |  | EIA Prime Mover-level Data
2018 | CA | Imperial Valley Solar, LLC | 56917 | 1B | PV | OP | NA | SUN |  | 771754 |  |  | EIA Prime Mover-level Data
2018 | CA | Improvement Dst No. 4 | 57895 | ID4 | PV | OP | NA | SUN |  | 13396 |  |  | EIA Prime Mover-level Data
2018 | CA | Indian Valley Dam Hydro Project | 50129 | 1641 | HY | SB | NA | WAT |  | 15306 |  |  | EIA Prime Mover-level Data
2018 | CA | Indian Valley Dam Hydro Project | 50129 | 1642 | HY | SB | NA | WAT |  | 15306 |  |  | EIA Prime Mover-level Data
2018 | CA | Indian Valley Dam Hydro Project | 50129 | 8332 | HY | SB | NA | WAT |  | 1093 |  |  | EIA Prime Mover-level Data
2018 | CA | Indigo Generation Facility | 55541 | 1 | GT | OP | CT | NG | 571.0 | 135816 | 0.82336 | 0.012125 | EPA/CAMD | EPA/NEI | 2001
2018 | CA | Indigo Generation Facility | 55541 | 2 | GT | OP | CT | NG | 534.0 | 125014 | 0.75392 | 0.012061 | EPA/CAMD | EPA/NEI | 2001
2018 | CA | Indigo Generation Facility | 55541 | 3 | GT | OP | CT | NG | 422.0 | 97173 | 0.81344 | 0.016742 | EPA/CAMD | EPA/NEI | 2001
2018 | CA | Industry MetroLink PV 1 | 57860 | 1 | PV | OP | NA | SUN |  | 26013 |  |  | EIA Prime Mover-level Data
2018 | CA | Industry Solar Power Generation Station 1 LLC | 58609 | ISP1 | PV | OP | NA | SUN |  | 37913 |  |  | EIA Prime Mover-level Data
2018 | CA | Ingredion Stockton | 52115 | GEN1 | GT | RE | NA | NG |  | 203776 | 0.55869 | 0.0054834 | EIA Prime Mover-level Data | NEI avg EF - PM, fuel type, firing type
2018 | CA | Ingredion Stockton | 52115 | GEN2 | GT | RE | NA | NG |  | 523995 | 1.4366 | 0.0054834 | EIA Prime Mover-level Data | NEI avg EF - PM, fuel type, firing type
2018 | CA | Inland Empire Energy Center | 55853 | 1 | CT | OP | CC | NG | 932.0 | 1465754 | 3.7597 | 0.00513 | EPA/CAMD | EPA/NEI | 2008
2018 | CA | Inland Empire Energy Center | 55853 | 2 | CT | OP | CC | NG | 0.0 | [5 empty] | 2008
2018 | CA | Inskip | 248 | 1 | HY | OA | NA | WAT
2018 | CA | Intel Folsom | 58086 | 1 | PV | OP | NA | SUN |  | 7505 |  |  | EIA Prime Mover-level Data
2018 | CA | Intel Folsom | 58086 | 2 | PV | OP | NA | SUN |  | 7505 |  |  | EIA Prime Mover-level Data
2018 | CA | Intel Folsom Phase 2 | 58954 | PV | PV | OP | NA | SUN |  | 15164 |  |  | EIA Prime Mover-level Data
2018 | CA | Intel Folsom Phase 3 | 61152 | PV1 | PV | OP | NA | SUN |  | 82764 |  |  | EIA Prime Mover-level Data
2018 | CA | Intel Santa Clara | 60224 | NTL00 | FC | OP | NA | NG |  | 53386 | 0 | 0 | EIA Prime Mover-level Data | Estimated using an emission factor
2018 | CA | Iron Gate | 297 | 1 | HY | OP | NA | WAT |  | 811384 |  |  | EIA Prime Mover-level Data
2018 | CA | Ironwood Solar LLC | 58513 | 0937 | PV | OP | NA | SUN |  | 86392 |  |  | EIA Prime Mover-level Data
2018 | CA | Isabella Hydro Project | 10139 | GEN1 | HY | OP | NA | WAT |  | 85254 |  |  | EIA Prime Mover-level Data
2018 | CA | Isabella Hydro Project | 10139 | GEN2 | HY | OP | NA | WAT |  | 85254 |  |  | EIA Prime Mover-level Data
2018 | CA | ISH Solar Hospital Downey | 57841 | 1 | PV | OP | NA | SUN |  | 12928 |  |  | EIA Prime Mover-level Data
2018 | CA | ISH Solar Hospital SDMC | 57840 | 1 | PV | OP | NA | SUN |  | 12666 |  |  | EIA Prime Mover-level Data
2018 | CA | Ivanhoe Solar | 58307 | 1 | PV | OP | NA | SUN |  | 25041 |  |  | EIA Prime Mover-level Data
2018 | CA | Ivanhoe Solar | 58307 | 2 | PV | OP | NA | SUN |  | 8347 |  |  | EIA Prime Mover-level Data
2018 | CA | Ivanhoe Solar | 58307 | 3 | PV | OP | NA | SUN |  | 25041 |  |  | EIA Prime Mover-level Data
2018 | CA | Ivanpah 1 | 57074 | BLR1 | ST | OP | OTHER BOILER | NG | 4,559.0 | 449235 | 1.5279 | 0.0068021 | EPA/CAMD | NEI avg EF - PM, fuel type, firing type | 2013
2018 | CA | Ivanpah 1 | 57074 | ST1 | ST | OP | NA | SUN |  | 2560837 |  |  | EIA Prime Mover-level Data
2018 | CA | Ivanpah 2 | 57073 | BLR1 | ST | OP | OTHER BOILER | NG | 4,588.0 | 509848 | 1.734 | 0.0068021 | EPA/CAMD | NEI avg EF - PM, fuel type, firing type | 2013
2018 | CA | Ivanpah 2 | 57073 | ST1 | ST | OP | NA | SUN |  | 2904894 |  |  | EIA Prime Mover-level Data
2018 | CA | Ivanpah 3 | 57075 | BLR1 | ST | OP | OTHER BOILER | NG | 3,976.0 | 383462 | 1.3042 | 0.0068021 | EPA/CAMD | NEI avg EF - PM, fuel type, firing type | 2013
2018 | CA | Ivanpah 3 | 57075 | ST1 | ST | OP | NA | SUN |  | 2807302 |  |  | EIA Prime Mover-level Data
2018 | CA | IVC Solar | 61692 | IVCS | PV | OP | NA | SUN |  | 31575 |  |  | EIA Prime Mover-level Data
2018 | CA | J S Eastwood | 104 | 1 | PS | OP | NA | WAT |  | 0 |  |  | EIA Prime Mover-level Data
2018 | CA | J&A-Santa Maria II LLC | 57101 | 1 | IC | OP | NA | LFG
2018 | CA | J.R. Simplot Company | 58216 | 1 | ST | OP | NA | WH |  | 103684 |  |  | EIA Prime Mover-level Data
2018 | CA | Jacumba Solar Farm | 60947 | Q644A | PV | OP | NA | SUN |  | 458134 |  |  | EIA Prime Mover-level Data
2018 | CA | James B Black | 249 | 1 | HY | OP | NA | WAT |  | 2502762 |  |  | EIA Prime Mover-level Data
2018 | CA | James B Black | 249 | 2 | HY | OP | NA | WAT |  | 2455706 |  |  | EIA Prime Mover-level Data
2018 | CA | Jaybird | 431 | H1 | HY | OP | NA | WAT |  | 1799451 |  |  | EIA Prime Mover-level Data
2018 | CA | Jaybird | 431 | H2 | HY | OP | NA | WAT |  | 1799451 |  |  | EIA Prime Mover-level Data
2018 | CA | John L. Featherstone Plant | 57475 | HRP1 | ST | OP | NA | GEO |  | 3793033 |  |  | EIA Prime Mover-level Data
2018 | CA | Jones Fork | 534 | 1 | HY | OP | NA | WAT |  | 129932 |  |  | EIA Prime Mover-level Data
2018 | CA | Judge F Carr | 442 | 1 | HY | OP | NA | WAT |  | 954619 |  |  | EIA Prime Mover-level Data
2018 | CA | Judge F Carr | 442 | 2 | HY | OP | NA | WAT |  | 954619 |  |  | EIA Prime Mover-level Data
2018 | CA | Juniper Networks Sunnyvale | 58301 | JPR | FC | OP | NA | NG |  | 54601 | 0 | 0 | EIA Prime Mover-level Data | Estimated using an emission factor
2018 | CA | Kaiser Deer Valley Rd. Fuel Cell | 62699 | KSR24 | FC | OP | NA | NG
2018 | CA | Kaiser Downey | 58128 | KRSO1 | FC | OP | NA | LFG |  | 11211 | 0 | 0 | EIA Prime Mover-level Data | Estimated using an emission factor
2018 | CA | Kaiser Downey | 58128 | KRSO2 | FC | OP | NA | LFG |  | 11211 | 0 | 0 | EIA Prime Mover-level Data | Estimated using an emission factor
2018 | CA | Kaiser Downey | 58128 | KRSO3 | FC | OP | NA | LFG |  | 11211 | 0 | 0 | EIA Prime Mover-level Data | Estimated using an emission factor
2018 | CA | Kaiser Downey | 58128 | KRSO4 | FC | OP | NA | LFG |  | 11211 | 0 | 0 | EIA Prime Mover-level Data | Estimated using an emission factor
2018 | CA | Kaiser Downey | 58128 | KRSO5 | FC | OP | NA | LFG |  | 11211 | 0 | 0 | EIA Prime Mover-level Data | Estimated using an emission factor
2018 | CA | Kaiser East La Palma Ave. Fuel Cell | 62698 | KR059 | FC | OP | NA | NG
2018 | CA | Kaiser Napa Valley Corporate Dr Fuel Cell | 62701 | KS18A | FC | OP | NA | NG
2018 | CA | Kaiser Napa Valley Corporate Dr Fuel Cell | 62701 | KS18B | FC | OP | NA | NG
2018 | CA | Kaiser Ontario | 58132 | KSRO1 | FC | OP | NA | OBG |  | 11221 | 0 | 0 | EIA Prime Mover-level Data | Estimated using an emission factor
2018 | CA | Kaiser Ontario | 58132 | KSRO2 | FC | OP | NA | OBG |  | 11221 | 0 | 0 | EIA Prime Mover-level Data | Estimated using an emission factor
2018 | CA | Kaiser Ontario | 58132 | KSRO3 | FC | OP | NA | OBG |  | 11221 | 0 | 0 | EIA Prime Mover-level Data | Estimated using an emission factor
2018 | CA | Kaiser Ontario | 58132 | KSRO4 | FC | OP | NA | OBG |  | 11221 | 0 | 0 | EIA Prime Mover-level Data | Estimated using an emission factor
2018 | CA | Kaiser Ontario | 58132 | KSRO5 | FC | OP | NA | OBG |  | 11221 | 0 | 0 | EIA Prime Mover-level Data | Estimated using an emission factor
2018 | CA | Kaiser Owens Dr. Fuel Cell | 62700 | KSR23 | FC | OP | NA | NG
2018 | CA | Kanaka | 54653 | KAN1 | HY | OS | NA | WAT
2018 | CA | Karen Avenue Wind Farm | 10718 | WND | WT | OP | NA | WND |  | 284726 |  |  | EIA Prime Mover-level Data
2018 | CA | Kaweah 1 | 337 | 1 | HY | OP | NA | WAT |  | 40702 |  |  | EIA Prime Mover-level Data
2018 | CA | Kaweah 2 | 336 | 2 | HY | OP | NA | WAT |  | 55129 |  |  | EIA Prime Mover-level Data
2018 | CA | Kaweah 3 | 338 | 1 | HY | OP | NA | WAT |  | 53769 |  |  | EIA Prime Mover-level Data
2018 | CA | Kaweah 3 | 338 | 2 | HY | OP | NA | WAT |  | 53769 |  |  | EIA Prime Mover-level Data
2018 | CA | Kaweah Delta District Hospital | 10042 | KDH1 | IC | RE | NA | NG
2018 | CA | Kaweah Delta District Hospital | 10042 | KDH2 | IC | RE | NA | NG
2018 | CA | Kaweah Delta District Hospital | 10042 | KDH3 | IC | RE | NA | NG
2018 | CA | Kaweah Delta District Hospital | 10042 | KDHT1 | GT | OP | NA | NG |  | 329942 | 0.9046 | 0.0054834 | EIA Prime Mover-level Data | NEI avg EF - PM, fuel type, firing type
2018 | CA | Kearny | 303 | KEA1 | GT | RE | NA | NG
2018 | CA | Kearny | 303 | KEA2 | GT | RE | NA | NG
2018 | CA | Kearny | 303 | KEA3 | GT | RE | NA | NG
2018 | CA | Kearny Mesa Storage LLC | 62441 | U1 | BA | U | NA | MWH
2018 | CA | Kekawaka Power House | 54654 | KEK1 | HY | OP | NA | WAT |  | 69178 |  |  | EIA Prime Mover-level Data
2018 | CA | Kellogg's - San Jose | 59280 | KLG00 | FC | OP | NA | NG |  | 48900 | 0 | 0 | EIA Prime Mover-level Data | Estimated using an emission factor
2018 | CA | Kelly Ridge | 418 | 1 | HY | OP | NA | WAT |  | 287099 |  |  | EIA Prime Mover-level Data
2018 | CA | Kerckhoff | 250 | H1 | HY | OS | NA | WAT
2018 | CA | Kerckhoff | 250 | H2 | HY | RE | NA | WAT
2018 | CA | Kerckhoff | 250 | H3 | HY | OS | NA | WAT
2018 | CA | Kerckhoff 2 | 682 | 1 | HY | OP | NA | WAT |  | 2978131 |  |  | EIA Prime Mover-level Data
2018 | CA | Kern Canyon | 7911 | 1 | HY | OS | NA | WAT
2018 | CA | Kern Front Limited | 50494 | KF1 | GT | OP | NA | NG |  | 98664 | 0.27051 | 0.0054834 | EIA Prime Mover-level Data | NEI avg EF - PM, fuel type, firing type
2018 | CA | Kern Front Limited | 50494 | KF2 | GT | OP | NA | NG |  | 98664 | 0.27051 | 0.0054834 | EIA Prime Mover-level Data | NEI avg EF - PM, fuel type, firing type
2018 | CA | Kern Oil & Refining Co | 58100 | 5900 | GT | OP | NA | NG |  | 444123 | 1.2177 | 0.0054834 | EIA Prime Mover-level Data | NEI avg EF - PM, fuel type, firing type
2018 | CA | Kern River 1 | 340 | 1 | HY | OP | NA | WAT |  | 365522 |  |  | EIA Prime Mover-level Data
2018 | CA | Kern River 1 | 340 | 2 | HY | OP | NA | WAT |  | 365522 |  |  | EIA Prime Mover-level Data
2018 | CA | Kern River 1 | 340 | 3 | HY | OP | NA | WAT |  | 365522 |  |  | EIA Prime Mover-level Data
2018 | CA | Kern River 1 | 340 | 4 | HY | OP | NA | WAT |  | 365522 |  |  | EIA Prime Mover-level Data
2018 | CA | Kern River 3 | 339 | 1 | HY | OP | NA | WAT |  | 557140 |  |  | EIA Prime Mover-level Data
2018 | CA | Kern River 3 | 339 | 2 | HY | OP | NA | WAT |  | 538115 |  |  | EIA Prime Mover-level Data
2018 | CA | Kern River Cogeneration | 10496 | GTAG | GT | OP | NA | NG |  | 2247748 | 6.1626 | 0.0054834 | EIA Prime Mover-level Data | NEI avg EF - PM, fuel type, firing type
2018 | CA | Kern River Cogeneration | 10496 | GTBG | GT | OP | NA | NG |  | 2247748 | 6.1626 | 0.0054834 | EIA Prime Mover-level Data | NEI avg EF - PM, fuel type, firing type
2018 | CA | Kern River Cogeneration | 10496 | GTCG | GT | OP | NA | NG |  | 2247748 | 6.1626 | 0.0054834 | EIA Prime Mover-level Data | NEI avg EF - PM, fuel type, firing type
2018 | CA | Kern River Cogeneration | 10496 | GTDG | GT | OP | NA | NG |  | 2247748 | 6.1626 | 0.0054834 | EIA Prime Mover-level Data | NEI avg EF - PM, fuel type, firing type
2018 | CA | Kern River Eastridge Cogen | 52107 | 101A | GT | OP | NA | NG |  | 1256538 | 3.445 | 0.0054834 | EIA Prime Mover-level Data | NEI avg EF - PM, fuel type, firing type
2018 | CA | Kern River Eastridge Cogen | 52107 | 101B | GT | OP | NA | NG |  | 1256538 | 3.445 | 0.0054834 | EIA Prime Mover-level Data | NEI avg EF - PM, fuel type, firing type
2018 | CA | Kern River Fee A Cogen | 52094 | GEN1 | GT | RE | NA | NG
2018 | CA | Kern River Fee A Cogen | 52094 | GEN2 | GT | RE | NA | NG
2018 | CA | Kern River Fee B Cogen | 52092 | GEN1 | GT | RE | NA | NG
2018 | CA | Kern River Fee C Cogen | 52095 | GEN1 | GT | RE | NA | NG
2018 | CA | Kern River Fee C Cogen | 52095 | GEN2 | GT | RE | NA | NG
2018 | CA | Keswick | 443 | 1 | HY | OP | NA | WAT |  | 988410 |  |  | EIA Prime Mover-level Data
2018 | CA | Keswick | 443 | 2 | HY | OP | NA | WAT |  | 988410 |  |  | EIA Prime Mover-level Data
2018 | CA | Keswick | 443 | 3 | HY | OP | NA | WAT |  | 988410 |  |  | EIA Prime Mover-level Data
2018 | CA | Kettering Solar 1 | 59098 | PV1 | PV | OP | NA | SUN |  | 18454 |  |  | EIA Prime Mover-level Data
2018 | CA | Kettering Solar 2 | 59099 | PV1 | PV | OP | NA | SUN |  | 18619 |  |  | EIA Prime Mover-level Data
2018 | CA | Kettleman Solar | 57921 | 1 | PV | IP | NA | SUN
2018 | CA | Kettleman Solar -Centaurus | 59633 | KS | PV | OP | NA | SUN |  | 491543 |  |  | EIA Prime Mover-level Data
2018 | CA | Kettleman Solar Project | 58510 | PV5 | PV | OP | NA | SUN |  | 20343 |  |  | EIA Prime Mover-level Data
2018 | CA | Kiefer Landfill | 55766 | 361A | IC | OP | NA | LFG |  | 314443 | 2.3112 | 0.0147 | EIA Prime Mover-level Data | Estimated using an emission factor
2018 | CA | Kiefer Landfill | 55766 | 361B | IC | OP | NA | LFG |  | 314443 | 2.3112 | 0.0147 | EIA Prime Mover-level Data | Estimated using an emission factor
2018 | CA | Kiefer Landfill | 55766 | 361C | IC | OP | NA | LFG |  | 314443 | 2.3112 | 0.0147 | EIA Prime Mover-level Data | Estimated using an emission factor
2018 | CA | Kilarc | 253 | 1 | HY | OP | NA | WAT |  | 38072 |  |  | EIA Prime Mover-level Data
2018 | CA | Kilarc | 253 | 2 | HY | RE | NA | WAT |  | 38072 |  |  | EIA Prime Mover-level Data
2018 | CA | Kilroy Solar | 61628 | KILRO | PV | OP | NA | SUN |  | 17041 |  |  | EIA Prime Mover-level Data
2018 | CA | King City Peaking | 55811 | CTG1 | GT | OP | NA | NG |  | 96422 | 0.26436 | 0.0054834 | EIA Prime Mover-level Data | NEI avg EF - PM, fuel type, firing type
2018 | CA | King City Power Plant | 10294 | 2 | GT | OP | CT | NG | 378.0 | 98153 | 0.00992 | 0.00020213 | EPA/CAMD | EPA/NEI | 2001
2018 | CA | Kingbird A Solar LLC | 59868 | GEN01 | PV | OP | NA | SUN |  | 553417 |  |  | EIA Prime Mover-level Data
2018 | CA | Kingbird B Solar, LLC | 60091 | GEN01 | PV | OP | NA | SUN |  | 539330 |  |  | EIA Prime Mover-level Data
2018 | CA | Kings Beach | 6518 | 1 | IC | RE | NA | DFO
2018 | CA | Kings Beach | 6518 | 2 | IC | RE | NA | DFO
2018 | CA | Kings Beach | 6518 | 3 | IC | RE | NA | DFO
2018 | CA | Kings Beach | 6518 | 4 | IC | RE | NA | DFO
2018 | CA | Kings Beach | 6518 | 5 | IC | RE | NA | DFO
2018 | CA | Kings Beach | 6518 | 6 | IC | RE | NA | DFO
2018 | CA | Kings Beach | 6518 | KB1 | IC | OP | NA | DFO |  | 565 | 0.087575 | 0.31 | EIA Prime Mover-level Data | Estimated using an emission factor
2018 | CA | Kings Beach | 6518 | KB2 | IC | OP | NA | DFO |  | 565 | 0.087575 | 0.31 | EIA Prime Mover-level Data | Estimated using an emission factor
2018 | CA | Kings Beach | 6518 | KB3 | IC | OP | NA | DFO |  | 565 | 0.087575 | 0.31 | EIA Prime Mover-level Data | Estimated using an emission factor
2018 | CA | Kings Beach | 6518 | KB4 | IC | OP | NA | DFO |  | 565 | 0.087575 | 0.31 | EIA Prime Mover-level Data | Estimated using an emission factor
2018 | CA | Kings Beach | 6518 | KB5 | IC | OP | NA | DFO |  | 565 | 0.087575 | 0.31 | EIA Prime Mover-level Data | Estimated using an emission factor
2018 | CA | Kings Beach | 6518 | KB6 | IC | OP | NA | DFO |  | 565 | 0.087575 | 0.31 | EIA Prime Mover-level Data | Estimated using an emission factor
2018 | CA | Kings River PH | 254 | H1 | HY | OP | NA | WAT |  | 1223397 |  |  | EIA Prime Mover-level Data
2018 | CA | Kingsburg Cogen Facility | 10405 | 1 | CT | OP | CC | NG | 218.0 | 57357 | 0.031636 | 0.0011031 | EPA/CAMD | EPA/NEI | 1991
2018 | CA | Kingsburg Solar | 58304 | 1 | PV | OP | NA | SUN |  | 26012 |  |  | EIA Prime Mover-level Data
2018 | CA | Kingsburg Solar | 58304 | 2 | PV | OP | NA | SUN |  | 26012 |  |  | EIA Prime Mover-level Data
2018 | CA | Kingsburg Solar | 58304 | 3 | PV | OP | NA | SUN |  | 12139 |  |  | EIA Prime Mover-level Data
2018 | CA | Kingston Energy Storage, LLC | 61802 | 10001 | BA | CN | NA | MWH
2018 | CA | Kohls San Bernardino Solar Facility | 57009 | 1 | PV | OP | NA | SUN |  | 9245 |  |  | EIA Prime Mover-level Data
2018 | CA | Kumeyaay Wind | 56295 | 1 | WT | OP | NA | WND |  | 1419262 |  |  | EIA Prime Mover-level Data
2018 | CA | Kyocera America Project | 10720 | 0287 | IC | OP | NA | NG |  | 60247 | 0.012712 | 0.000422 | EIA Prime Mover-level Data | Estimated using an emission factor
2018 | CA | Kyocera America Project | 10720 | 0333 | IC | OP | NA | NG |  | 74423 | 0.015703 | 0.000422 | EIA Prime Mover-level Data | Estimated using an emission factor
2018 | CA | L-8 Solar Project | 57836 | TSM | PV | OP | NA | SUN |  | 25440 |  |  | EIA Prime Mover-level Data
2018 | CA | La Grange | 440 | 1 | HY | OP | NA | WAT |  | 20361 |  |  | EIA Prime Mover-level Data
2018 | CA | La Grange | 440 | 2 | HY | OP | NA | WAT |  | 55993 |  |  | EIA Prime Mover-level Data
2018 | CA | La Joya Del Sol | 58118 | JDS1 | PV | OP | NA | SUN |  | 28365 |  |  | EIA Prime Mover-level Data
2018 | CA | La Paloma Generating Plant | 55151 | CTG-1 | CT | OP | CC | NG | 2,350.0 | 3274384 | 16.3971 | 0.010015 | EPA/CAMD | EPA/NEI | 2002
2018 | CA | La Paloma Generating Plant | 55151 | CTG-2 | CT | OP | CC | NG | 2,243.0 | 3129270 | 18.7533 | 0.011986 | EPA/CAMD | EPA/NEI | 2002
2018 | CA | La Paloma Generating Plant | 55151 | CTG-3 | CT | OP | CC | NG | 1,105.0 | 1441026 | 16.2182 | 0.022509 | EPA/CAMD | EPA/NEI | 2002
2018 | CA | La Paloma Generating Plant | 55151 | CTG-4 | CT | OP | CC | NG | 113.0 | 130355 | 7.4148 | 0.11376 | EPA/CAMD | EPA/NEI | 2002
2018 | CA | Laguna Water Reclamation Facility | 58960 | S200 | IC | OP | NA | OBG |  | 34383 | 0.25272 | 0.0147 | EIA Prime Mover-level Data | Estimated using an emission factor
2018 | CA | Laguna Water Reclamation Facility | 58960 | S201 | IC | OP | NA | OBG |  | 34383 | 0.25272 | 0.0147 | EIA Prime Mover-level Data | Estimated using an emission factor
2018 | CA | Laguna Water Reclamation Facility | 58960 | S202 | IC | OP | NA | OBG |  | 34383 | 0.25272 | 0.0147 | EIA Prime Mover-level Data | Estimated using an emission factor
2018 | CA | Laguna Water Reclamation Facility | 58960 | S203 | IC | OP | NA | OBG |  | 34383 | 0.25272 | 0.0147 | EIA Prime Mover-level Data | Estimated using an emission factor
2018 | CA | Lake | 7987 | 01 | GT | OP | CT | NG | 478.0 | 133594 | 0.52205 | 0.0078154 | EPA/CAMD | NEI avg EF - PM, fuel type, firing type | 2002
2018 | CA | Lake Hodges Hydroelectric Facility | 57729 | 1 | PS | OP | NA | WAT |  | 0 |  |  | EIA Prime Mover-level Data
2018 | CA | Lake Hodges Hydroelectric Facility | 57729 | 2 | PS | OP | NA | WAT |  | 0 |  |  | EIA Prime Mover-level Data
2018 | CA | Lake Mathews | 6644 | 1 | HY | OP | NA | WAT |  | 221905 |  |  | EIA Prime Mover-level Data
2018 | CA | Lake Mendocino | 7489 | G1 | HY | OP | NA | WAT |  | 15443 |  |  | EIA Prime Mover-level Data
2018 | CA | Lake Mendocino | 7489 | G2 | HY | OP | NA | WAT |  | 38608 |  |  | EIA Prime Mover-level Data
2018 | CA | Lake Perris Solar | 60973 | LKPR | PV | P | NA | SUN
2018 | CA | Lambie Energy Center | 55626 | UNIT1 | GT | OP | CT | NG | 751.0 | 162123 | 0.32063 | 0.0039554 | EPA/CAMD | EPA/NEI | 2002
2018 | CA | Lancaster | 62056 | LANC | PV | OP | NA | SUN
2018 | CA | Lancaster Baptist Church | 58634 | 1 | PV | OP | NA | SUN |  | 18708 |  |  | EIA Prime Mover-level Data
2018 | CA | Lancaster Dry Farm Ranch B | 58750 | LDFRB | PV | OP | NA | SUN |  | 117548 |  |  | EIA Prime Mover-level Data
2018 | CA | Lancaster Little Rock | 59262 | LLRC | PV | OP | NA | SUN |  | 118654 |  |  | EIA Prime Mover-level Data
2018 | CA | Lancaster Solar 1 | 59167 | LS1 | PV | OP | NA | SUN |  | 32159 |  |  | EIA Prime Mover-level Data
2018 | CA | Lancaster Solar 2 | 59169 | LS2 | PV | OP | NA | SUN |  | 32789 |  |  | EIA Prime Mover-level Data
2018 | CA | Lancaster WAD B | 59739 | LWADB | PV | OP | NA | SUN |  | 75013 |  |  | EIA Prime Mover-level Data
2018 | CA | Larkspur Energy Faciity | 55542 | 1 | GT | OP | CT | NG | 911.0 | 245008 | 2.4502 | 0.020001 | EPA/CAMD | EPA/NEI | 2001
2018 | CA | Larkspur Energy Faciity | 55542 | 2 | GT | OP | CT | NG | 834.0 | 218251 | 2.7181 | 0.024908 | EPA/CAMD | EPA/NEI | 2001
2018 | CA | Las Virgenes Municipal Water District | 58963 | PV | PV | OP | NA | SUN |  | 15217 |  |  | EIA Prime Mover-level Data
2018 | CA | LATTC South Campus Solar | 57312 | 1 | PV | CN | NA | SUN
2018 | CA | Lavio Solar | 61792 | 5002 | PV | OP | NA | SUN |  | 18318 |  |  | EIA Prime Mover-level Data
2018 | CA | Lemoore 1 | 60142 | LEPV1 | PV | OP | NA | SUN |  | 32569 |  |  | EIA Prime Mover-level Data
2018 | CA | Liberty HS Solar Project | 62274 | LHSSP | PV | OP | NA | SUN |  | 647 |  |  | EIA Prime Mover-level Data
2018 | CA | Life Technologies - Pleasanton | 59279 | LFT01 | FC | OP | NA | NG |  | 57127 | 0 | 0 | EIA Prime Mover-level Data | Estimated using an emission factor
2018 | CA | Life Technologies Carlsbad | 58302 | LFT | FC | OP | NA | NG |  | 52424 | 0 | 0 | EIA Prime Mover-level Data | Estimated using an emission factor
2018 | CA | Lime Saddle | 255 | 1 | HY | OA | NA | WAT |  | 13815 |  |  | EIA Prime Mover-level Data
2018 | CA | Lime Saddle | 255 | 2 | HY | OA | NA | WAT |  | 13815 |  |  | EIA Prime Mover-level Data
2018 | CA | Lincoln Landfill | 57988 | GEN 5 | IC | OP | NA | LFG |  | 47094 | 0.34614 | 0.0147 | EIA Prime Mover-level Data | Estimated using an emission factor
2018 | CA | Lincoln Landfill | 57988 | GEN 6 | IC | OP | NA | LFG |  | 47094 | 0.34614 | 0.0147 | EIA Prime Mover-level Data | Estimated using an emission factor
2018 | CA | Lincoln Landfill | 57988 | GEN1 | IC | OP | NA | LFG |  | 47094 | 0.34614 | 0.0147 | EIA Prime Mover-level Data | Estimated using an emission factor
2018 | CA | Lincoln Landfill | 57988 | GEN2 | IC | OP | NA | LFG |  | 47094 | 0.34614 | 0.0147 | EIA Prime Mover-level Data | Estimated using an emission factor
2018 | CA | Lincoln Landfill | 57988 | GEN3 | IC | OP | NA | LFG |  | 47094 | 0.34614 | 0.0147 | EIA Prime Mover-level Data | Estimated using an emission factor
2018 | CA | Lincoln Landfill | 57988 | GEN4 | IC | OP | NA | LFG |  | 47094 | 0.34614 | 0.0147 | EIA Prime Mover-level Data | Estimated using an emission factor
2018 | CA | Lindberg FIeld Solar | 60060 | SDIA2 | PV | OP | NA | SUN |  | 19465 |  |  | EIA Prime Mover-level Data
2018 | CA | Lindberg FIeld Solar | 60060 | SDIAA | PV | OP | NA | SUN |  | 5561 |  |  | EIA Prime Mover-level Data
2018 | CA | Lindberg FIeld Solar | 60060 | SDIAB | PV | OP | NA | SUN |  | 4635 |  |  | EIA Prime Mover-level Data
2018 | CA | Lindberg Field Solar 2 | 60984 | PV1 | PV | OP | NA | SUN |  | 13332 |  |  | EIA Prime Mover-level Data
2018 | CA | Linde Wilmington | 50148 | GEN1 | CT |  | NA | NG |  | 0 | 0 |  | EIA Unit-level Data | NEI avg EF - PM, fuel type
2018 | CA | Linde Wilmington | 50148 | GEN2 | CA | SB | NA | NG
2018 | CA | Lindsay Solar | 58308 | 1 | PV | OP | NA | SUN |  | 24748 |  |  | EIA Prime Mover-level Data
2018 | CA | Lindsay Solar | 58308 | 3 | PV | OP | NA | SUN |  | 24748 |  |  | EIA Prime Mover-level Data
2018 | CA | Lindsay Solar | 58308 | 4 | PV | OP | NA | SUN |  | 16499 |  |  | EIA Prime Mover-level Data
2018 | CA | Little Bear 3 | 62463 | GEN01 | PV | L | NA | SUN
2018 | CA | Little Bear 4 | 62464 | GEN01 | PV | L | NA | SUN
2018 | CA | Little Bear 5 | 62465 | GEN01 | PV | L | NA | SUN
2018 | CA | Little Bear Solar 1, LLC | 59870 | GEN01 | PV | L | NA | SUN
2018 | CA | Little Bear Solar 2, LLC | 59885 | GEN01 | PV | CN | NA | SUN
2018 | CA | Little Rock Pham Solar | 60026 | PV1 | PV | OP | NA | SUN |  | 77704 |  |  | EIA Prime Mover-level Data
2018 | CA | Live Oak Limited | 54768 | GT1 | GT | OP | CT | NG | 615.0 | 204198 | 0.022255 | 0.00021798 | EPA/CAMD | EPA/NEI | 1992
2018 | CA | Lockheed Martin Sunnyvale | 57808 | LOK00 | FC | OP | NA | NG |  | 60524 | 0 | 0 | EIA Prime Mover-level Data | Estimated using an emission factor
2018 | CA | Lodi | 7451 | 1 | GT | SB | NA | NG |  | 56217 | 0.15413 | 0.0054834 | EIA Prime Mover-level Data | NEI avg EF - PM, fuel type, firing type
2018 | CA | Lodi Energy Center | 57978 | CT1 | CT | OP | CC | NG | 5,650.0 | 9981572 | 11.0277 | 0.0022096 | EPA/CAMD | EPA/NEI | 2012
2018 | CA | Loma Linda University Cogen | 10206 | GEN1 | GT | OP | NA | NG |  | 540133 | 1.4809 | 0.0054834 | EIA Prime Mover-level Data | NEI avg EF - PM, fuel type, firing type
2018 | CA | Loma Linda University Cogen | 10206 | GEN2 | GT | OP | NA | NG |  | 540133 | 1.4809 | 0.0054834 | EIA Prime Mover-level Data | NEI avg EF - PM, fuel type, firing type
2018 | CA | Loma Linda University Cogen | 10206 | GEN3 | CA | RE | NA | NG
2018 | CA | Loma Linda University Cogen | 10206 | GEN4 | IC | SB | NA | DFO
2018 | CA | Loma Linda University Cogen | 10206 | GEN5 | IC | SB | NA | DFO
2018 | CA | Loma Rica Hydroelectric Powerhouse | 60988 | HY1 | HY | P | NA | WAT
2018 | CA | Lone Valley Solar Park I LLC | 58417 | CP1 | PV | OP | NA | SUN |  | 219890 |  |  | EIA Prime Mover-level Data
2018 | CA | Lone Valley Solar Park II LLC | 59237 | CPII | PV | OP | NA | SUN |  | 468045 |  |  | EIA Prime Mover-level Data
2018 | CA | Long Beach Generating Station | 341 | 1 | GT | OP | CT | NG | 173.0 | 93301 | 0.41664 | 0.0089311 | EPA/CAMD | EPA/NEI | 2007
2018 | CA | Long Beach Generating Station | 341 | 2 | GT | OP | CT | NG | 174.0 | 95486 | 0.38688 | 0.0081034 | EPA/CAMD | EPA/NEI | 2007
2018 | CA | Long Beach Generating Station | 341 | 3 | GT | OP | CT | NG | 190.0 | 112336 | 0.36704 | 0.0065347 | EPA/CAMD | EPA/NEI | 2007
2018 | CA | Long Beach Generating Station | 341 | 4 | GT | OP | CT | NG | 163.0 | 96874 | 0.37696 | 0.0077825 | EPA/CAMD | EPA/NEI | 2007
2018 | CA | Longboat Solar, LLC | 60485 | PV1 | PV | OP | NA | SUN |  | 550372 |  |  | EIA Prime Mover-level Data
2018 | CA | Loon Lake | 432 | H1 | HY | OP | NA | WAT |  | 497798 |  |  | EIA Prime Mover-level Data
2018 | CA | Lopez Canyon | 57730 | 1 | GT | RE | NA | LFG
2018 | CA | Los Angeles Harbor College | 57314 | 1 | PV | OP | NA | SUN |  | 25476 |  |  | EIA Prime Mover-level Data
2018 | CA | Los Angeles Refinery Wilmington | 54451 | G1 | OT | OS | NA | NG
2018 | CA | Los Angeles Refinery Wilmington | 54451 | G2 | GT | OP | NA | OG |  | 5313784 | 30.6071 | 0.01152 | EIA Prime Mover-level Data | NEI avg EF - PM, fuel type
2018 | CA | Los Esteros Critical Energy Facility | 55748 | CTG1 | CT | OP | CC | NG | 1,428.0 | 619667 | 0.019447 | 6.2766e-05 | EPA/CAMD | EPA/NEI | 2003
2018 | CA | Los Esteros Critical Energy Facility | 55748 | CTG2 | CT | OP | CC | NG | 1,451.0 | 621757 | 0.014497 | 4.6633e-05 | EPA/CAMD | EPA/NEI | 2002
2018 | CA | Los Esteros Critical Energy Facility | 55748 | CTG3 | CT | OP | CC | NG | 2,028.0 | 888640 | 0.022769 | 5.1245e-05 | EPA/CAMD | EPA/NEI | 2002
2018 | CA | Los Esteros Critical Energy Facility | 55748 | CTG4 | CT | OP | CC | NG | 1,962.0 | 864689 | 0.027651 | 6.3955e-05 | EPA/CAMD | EPA/NEI | 2003
2018 | CA | Los Medanos Energy Center, LLC | 55217 | X724 | CT | OP | CC | NG | 6,453.0 | 11177660 | 10.1089 | 0.0018088 | EPA/CAMD | EPA/NEI | 2001
2018 | CA | Los Medanos Energy Center, LLC | 55217 | X725 | CT | OP | CC | NG | 7,787.0 | 13749825 | 8.1646 | 0.0011876 | EPA/CAMD | EPA/NEI | 2001
2018 | CA | Lost Creek I | 10708 | GEN1 | HY | OP | NA | WAT |  | 50615 |  |  | EIA Prime Mover-level Data
2018 | CA | Lost Hills Cogeneration Plant | 52077 | GEN4 | GT | OP | NA | NG |  | 207014 | 0.56757 | 0.0054834 | EIA Prime Mover-level Data | NEI avg EF - PM, fuel type, firing type
2018 | CA | Lost Hills Cogeneration Plant | 52077 | GEN5 | GT | OP | NA | NG |  | 207014 | 0.56757 | 0.0054834 | EIA Prime Mover-level Data | NEI avg EF - PM, fuel type, firing type
2018 | CA | Lost Hills Cogeneration Plant | 52077 | GEN6 | GT | OP | NA | NG |  | 207014 | 0.56757 | 0.0054834 | EIA Prime Mover-level Data | NEI avg EF - PM, fuel type, firing type
2018 | CA | Lost Hills/Blackwell | 58711 | BLKW | PV | OP | NA | SUN |  | 308591 |  |  | EIA Prime Mover-level Data
2018 | CA | Lost Hills/Blackwell | 58711 | LTHL | PV | OP | NA | SUN |  | 514318 |  |  | EIA Prime Mover-level Data
2018 | CA | Lower Tule River | 365 | 1 | HY | OP | NA | WAT |  | 0 |  |  | EIA Prime Mover-level Data
2018 | CA | Lower Tule River | 365 | 2 | HY | OP | NA | WAT |  | 0 |  |  | EIA Prime Mover-level Data
2018 | CA | Lundy | 342 | 1 | HY | OP | NA | WAT |  | 41191 |  |  | EIA Prime Mover-level Data
2018 | CA | Lundy | 342 | 2 | HY | OP | NA | WAT |  | 41191 |  |  | EIA Prime Mover-level Data
2018 | CA | Ma | 58451 | 1 | PV | OP | NA | SUN |  | 39599 |  |  | EIA Prime Mover-level Data
2018 | CA | Maclay Solar Project | 57308 | 1 | PV | OP | NA | SUN |  | 10760 |  |  | EIA Prime Mover-level Data
2018 | CA | Madelyn Solar, LLC | 59409 | SNL17 | PV | OP | NA | SUN |  | 26468 |  |  | EIA Prime Mover-level Data
2018 | CA | Madera 1 PV | 61421 | MDRA1 | PV | OP | NA | SUN |  | 26088 |  |  | EIA Prime Mover-level Data
2018 | CA | Madera Community Hospital | 58522 | 1 | PV | OP | NA | SUN |  | 19075 |  |  | EIA Prime Mover-level Data
2018 | CA | Magnolia | 56046 | 1 | CT | OP | CC | NG | 8,414.0 | 11267009 | 32.4289 | 0.0057564 | EPA/CAMD | NEI avg EF - PM, fuel type, firing type | 2005
2018 | CA | Magnolia | 375 | M2 | CA | RE | NA | NG
2018 | CA | Magnolia | 375 | M3 | ST | RE | NA | NG
2018 | CA | Magnolia | 375 | M4 | ST | RE | NA | NG
2018 | CA | Magnolia | 375 | M5 | GT | RE | NA | NG
2018 | CA | Malaga Power | 56239 | GT-1 | GT | OP | CT | NG | 438.0 | 131589 | 0.17435 | 0.0026499 | EPA/CAMD | EPA/NEI | 2005
2018 | CA | Malaga Power | 56239 | GT-2 | GT | OP | CT | NG | 543.0 | 159324 | 0.17083 | 0.0021444 | EPA/CAMD | EPA/NEI | 2005
2018 | CA | Malburg Generating Station | 56041 | M1 | CT | OP | CC | NG | 6,328.0 | 2005778 | 10.0093 | 0.0099804 | EPA/CAMD | EPA/NEI | 2005
2018 | CA | Malburg Generating Station | 56041 | M2 | CT | OP | CC | NG | 6,196.0 | 1968578 | 0.05 | 5.0798e-05 | EPA/CAMD | EPA/NEI | 2005
2018 | CA | Malech Solar Farm | 62688 | MFARM | PV | OP | NA | SUN
2018 | CA | Mammoth Pacific I | 10480 | GEN1 | BT | OP | NA | GEO |  | 259157 |  |  | EIA Prime Mover-level Data
2018 | CA | Mammoth Pacific I | 10480 | GEN2 | BT | OP | NA | GEO |  | 259157 |  |  | EIA Prime Mover-level Data
2018 | CA | Mammoth Pacific II | 10481 | 1 | BT | OP | NA | GEO |  | 189718 |  |  | EIA Prime Mover-level Data
2018 | CA | Mammoth Pacific II | 10481 | 2 | BT | OP | NA | GEO |  | 189718 |  |  | EIA Prime Mover-level Data
2018 | CA | Mammoth Pacific II | 10481 | 3 | BT | OP | NA | GEO |  | 189718 |  |  | EIA Prime Mover-level Data
2018 | CA | Mammoth Pacific II | 10481 | T101 | BT | RE | NA | GEO
2018 | CA | Mammoth Pacific II | 10481 | T102 | BT | RE | NA | GEO
2018 | CA | Mammoth Pacific II | 10481 | T103 | BT | RE | NA | GEO
2018 | CA | Mammoth Pool | 344 | 1 | HY | OP | NA | WAT |  | 2021593 |  |  | EIA Prime Mover-level Data
2018 | CA | Mammoth Pool | 344 | 2 | HY | OP | NA | WAT |  | 2021593 |  |  | EIA Prime Mover-level Data
2018 | CA | Mandalay Generating Station | 345 | 1 | ST | OP | WALL | NG | 0.0 | [5 empty] | 1959
2018 | CA | Mandalay Generating Station | 345 | 2 | ST | OP | WALL | NG | 0.0 | [5 empty] | 1959
2018 | CA | Manteca Land PV | 61115 | MANT1 | PV | OP | NA | SUN |  | 17279 |  |  | EIA Prime Mover-level Data
2018 | CA | Manzana Wind LLC | 57484 | GEN1 | WT | OP | NA | WND |  | 4685294 |  |  | EIA Prime Mover-level Data
2018 | CA | Margarita Energy Center | 56676 | CTG1 | GT | IP | NA | NG
2018 | CA | Mariani Packing Vacaville Solar | 57005 | 1 | PV | OP | NA | SUN |  | 12638 |  |  | EIA Prime Mover-level Data
2018 | CA | Maricopa West Solar PV, LLC | 59607 | MWS | PV | OP | NA | SUN |  | 450877 |  |  | EIA Prime Mover-level Data
2018 | CA | Marin Clean Energy Solar One | 61013 | MCES1 | PV | OP | NA | SUN |  | 184513 |  |  | EIA Prime Mover-level Data
2018 | CA | Marina Landfill Gas | 10748 | G4 | IC | RE | NA | LFG
2018 | CA | Marina Landfill Gas | 10748 | LL1 | IC | RE | NA | LFG
2018 | CA | Marina Landfill Gas | 10748 | U1C06 | IC | OP | NA | LFG |  | 81474 | 0.59883 | 0.0147 | EIA Prime Mover-level Data | Estimated using an emission factor
2018 | CA | Marina Landfill Gas | 10748 | U2J02 | IC | OP | NA | LFG |  | 50921 | 0.37427 | 0.0147 | EIA Prime Mover-level Data | Estimated using an emission factor
2018 | CA | Marina Landfill Gas | 10748 | U3J16 | IC | OP | NA | LFG |  | 45829 | 0.33684 | 0.0147 | EIA Prime Mover-level Data | Estimated using an emission factor
2018 | CA | Marina Landfill Gas | 10748 | U3J98 | IC | RE | NA | LFG
2018 | CA | Marina Landfill Gas | 10748 | U4J08 | IC | RE | NA | LFG
2018 | CA | Marina Landfill Gas | 10748 | U4J16 | IC | OP | NA | LFG |  | 71290 | 0.52398 | 0.0147 | EIA Prime Mover-level Data | Estimated using an emission factor
2018 | CA | Mariposa Energy Project | 57483 | GT-1 | GT | OP | CT | NG | 1,389.0 | 298970 | 1.1683 | 0.0078154 | EPA/CAMD | NEI avg EF - PM, fuel type, firing type | 2012
2018 | CA | Mariposa Energy Project | 57483 | GT-2 | GT | OP | CT | NG | 1,392.0 | 303074 | 1.1843 | 0.0078154 | EPA/CAMD | NEI avg EF - PM, fuel type, firing type | 2012
2018 | CA | Mariposa Energy Project | 57483 | GT-3 | GT | OP | CT | NG | 1,417.0 | 309184 | 1.2082 | 0.0078154 | EPA/CAMD | NEI avg EF - PM, fuel type, firing type | 2012
2018 | CA | Mariposa Energy Project | 57483 | GT-4 | GT | OP | CT | NG | 1,390.0 | 298989 | 1.1684 | 0.0078154 | EPA/CAMD | NEI avg EF - PM, fuel type, firing type | 2012
2018 | CA | Marsh Landing Generating Station | 57267 | 1 | GT | OP | CT | NG | 316.0 | 511623 | 0.19099 | 0.00074662 | EPA/CAMD | EPA/NEI | 2012
2018 | CA | Marsh Landing Generating Station | 57267 | 2 | GT | OP | CT | NG | 532.0 | 910445 | 0.088159 | 0.00019366 | EPA/CAMD | EPA/NEI | 2013
2018 | CA | Marsh Landing Generating Station | 57267 | 3 | GT | OP | CT | NG | 317.0 | 512148 | 0.05798 | 0.00022642 | EPA/CAMD | EPA/NEI | 2013
2018 | CA | Marsh Landing Generating Station | 57267 | 4 | GT | OP | CT | NG | 397.0 | 646043 | 0.10947 | 0.00033888 | EPA/CAMD | EPA/NEI | 2013
2018 | CA | Martinez Refining | 54912 | GTG1 | CT |  | NA | NG |  | 4020476 | 11.5718 | 0.0057564 | EIA Unit-level Data | NEI avg EF - PM, fuel type
2018 | CA | Martinez Refining | 54912 | GTG2 | CT |  | NA | NG |  | 4170803 | 12.0045 | 0.0057564 | EIA Unit-level Data | NEI avg EF - PM, fuel type
2018 | CA | Martinez Refining | 54912 | HRSG1 | CA | OP | NA | OG |  | 1364926 | 0.288 | 0.000422 | EIA Unit-level Data | Estimated using an emission factor
2018 | CA | Martinez Refining | 54912 | HRSG2 | CA | OP | NA | OG |  | 1408522 | 0.2972 | 0.000422 | EIA Unit-level Data | Estimated using an emission factor
2018 | CA | Martinez Sulfuric Acid Regeneration Plt | 52063 | GEN1 | ST | OP | NA | WH |  | 96195 |  |  | EIA Prime Mover-level Data
2018 | CA | Maverick Solar, LLC | 62178 | MAV01 | PV | T | NA | SUN
2018 | CA | Maxim | 59802 | MXM00 | FC | OP | NA | NG |  | 54101 | 0 | 0 | EIA Prime Mover-level Data | Estimated using an emission factor
2018 | CA | MCAGCC Cogen Plant | 58914 | CG1 | GT | OP | NA | NG |  | 4520710 | 12.3944 | 0.0054834 | EIA Prime Mover-level Data | NEI avg EF - PM, fuel type, firing type
2018 | CA | MCAGCC Cogen Plant | 58914 | CG100 | GT | OP | NA | NG |  | 2888231 | 7.9187 | 0.0054834 | EIA Prime Mover-level Data | NEI avg EF - PM, fuel type, firing type
2018 | CA | MCAGCC Cogen Plant | 58914 | CG200 | GT | OP | NA | NG |  | 2888231 | 7.9187 | 0.0054834 | EIA Prime Mover-level Data | NEI avg EF - PM, fuel type, firing type
2018 | CA | McClellan (CA) | 535 | 1 | GT | OP | NA | NG |  | 89438 | 0.24521 | 0.0054834 | EIA Prime Mover-level Data | NEI avg EF - PM, fuel type, firing type
2018 | CA | McClure | 151 | 1 | GT | OP | NA | DFO |  | 26881 | 0.23197 | 0.017259 | EIA Prime Mover-level Data | NEI avg EF - PM, fuel type, firing type
2018 | CA | McClure | 151 | 2 | GT | OP | NA | NG |  | 26881 | 0.0737 | 0.0054834 | EIA Prime Mover-level Data | NEI avg EF - PM, fuel type, firing type
2018 | CA | McCoy Solar Energy Project | 58462 | 1 | PV | OP | NA | SUN |  | 989569 |  |  | EIA Prime Mover-level Data
2018 | CA | McCoy Solar Energy Project | 58462 | BLK2 | PV | OP | NA | SUN |  | 495965 |  |  | EIA Prime Mover-level Data
2018 | CA | McCoy Solar Energy Project | 58462 | BLK3 | PV | OP | NA | SUN |  | 935249 |  |  | EIA Prime Mover-level Data
2018 | CA | McCoy Solar Energy Project | 58462 | BLK4 | PV | OP | NA | SUN |  | 741586 |  |  | EIA Prime Mover-level Data
2018 | CA | McCoy Solar Energy Project | 58462 | BLK5 | PV | OP | NA | SUN |  | 741586 |  |  | EIA Prime Mover-level Data
2018 | CA | McCoy Solar Energy Project | 58462 | BLK6 | PV | OP | NA | SUN |  | 635308 |  |  | EIA Prime Mover-level Data
2018 | CA | McCoy Solar Energy Project | 58462 | BLK7 | PV | OP | NA | SUN |  | 989569 |  |  | EIA Prime Mover-level Data
2018 | CA | McCoy Solar Energy Project | 58462 | BLK8 | PV | OP | NA | SUN |  | 862035 |  |  | EIA Prime Mover-level Data
2018 | CA | McGrath Generating Station | 56471 | CT1 | GT | OP | CT | NG | 671.0 | 240390 | 0.93938 | 0.0078154 | EPA/CAMD | NEI avg EF - PM, fuel type, firing type | 2012
2018 | CA | McKittrick Cogen | 52076 | GEN1 | GT | RE | NA | NG
2018 | CA | McKittrick Cogen | 52076 | GEN2 | GT | RE | NA | NG
2018 | CA | McKittrick Cogen | 52076 | GEN3 | GT | RE | NA | NG
2018 | CA | McKittrick Cogen | 52076 | UNIT1 | GT | OP | NA | NG |  | 491205 | 1.3467 | 0.0054834 | EIA Prime Mover-level Data | NEI avg EF - PM, fuel type, firing type
2018 | CA | McKittrick Cogen | 52076 | UNIT2 | GT | OP | NA | NG |  | 491205 | 1.3467 | 0.0054834 | EIA Prime Mover-level Data | NEI avg EF - PM, fuel type, firing type
2018 | CA | McKittrick Limited | 50612 | GT1 | GT | OP | CT | NG | 546.0 | 180086 | 0.70373 | 0.0078154 | EPA/CAMD | NEI avg EF - PM, fuel type, firing type | 1991
2018 | CA | McSwain | 410 | 1 | HY | OP | NA | WAT |  | 267915 |  |  | EIA Prime Mover-level Data
2018 | CA | Merced 1 PV | 61420 | MRCD1 | PV | OP | NA | SUN |  | 39535 |  |  | EIA Prime Mover-level Data
2018 | CA | Merced Falls | 258 | 1 | HY | OP | NA | WAT |  | 88234 |  |  | EIA Prime Mover-level Data
2018 | CA | Merced Solar LLC | 59265 | PV8 | PV | OP | NA | SUN |  | 24903 |  |  | EIA Prime Mover-level Data
2018 | CA | Meridian Vineyards | 57982 | PV-1 | PV | OP | NA | SUN |  | 6893 |  |  | EIA Prime Mover-level Data
2018 | CA | Meridian Vineyards | 57982 | PV-2 | PV | OP | NA | SUN |  | 8271 |  |  | EIA Prime Mover-level Data
2018 | CA | Mesa Wind Power Corp | 50535 | WGNS | WT | OP | NA | WND |  | 46092 |  |  | EIA Prime Mover-level Data
2018 | CA | Mesquite Lake Energy Park Plant 2 | 50363 | L313 | ST | OS | NA | WDS
2018 | CA | Mesquite Lake Water & Power Plant 1 | 57154 | 1209 | ST | OS | NA | WDS
2018 | CA | Metcalf Energy Center | 55393 | 1 | CT | OP | CC | NG | 4,488.0 | 7612704 | 4.1601 | 0.0010929 | EPA/CAMD | EPA/NEI | 2005
2018 | CA | Metcalf Energy Center | 55393 | 2 | CT | OP | CC | NG | 4,483.0 | 7655081 | 2.8004 | 0.00073164 | EPA/CAMD | EPA/NEI | 2005
2018 | CA | Metro Support Services Center Solar | 57313 | 1 | PV | OP | NA | SUN |  | 13576 |  |  | EIA Prime Mover-level Data
2018 | CA | Micro Santa Clara | 62459 | SMC01 | FC | OP | NA | NG |  | 3298 | 0 | 0 | EIA Prime Mover-level Data | Estimated using an emission factor
2018 | CA | Middle Fork | 425 | 1 | HY | OP | NA | WAT |  | 2058408 |  |  | EIA Prime Mover-level Data
2018 | CA | Middle Fork | 425 | 2 | HY | OP | NA | WAT |  | 2058408 |  |  | EIA Prime Mover-level Data
2018 | CA | Middle Gorge | 401 | 1 | HY | OP | NA | WAT |  | 687317 |  |  | EIA Prime Mover-level Data
2018 | CA | Mid-Set Cogeneration | 10501 | K100 | GT | OS | NA | NG
2018 | CA | Midway Peaking | 56639 | 1 | GT | OP | CT | NG | 689.0 | 261122 | 0.12947 | 0.00099166 | EPA/CAMD | EPA/NEI | 2009
2018 | CA | Midway Peaking | 56639 | 2 | GT | OP | CT | NG | 765.0 | 299034 | 0.12834 | 0.00085837 | EPA/CAMD | EPA/NEI | 2009
2018 | CA | Midway Solar Farm 1 | 60336 | MSF1 | PV | OP | NA | SUN |  | 1284208 |  |  | EIA Prime Mover-level Data
2018 | CA | Midway Solar Farm II | 60237 | MSF2 | PV | OP | NA | SUN |  | 791278 |  |  | EIA Prime Mover-level Data
2018 | CA | Midway Solar Farm III | 60315 | MSF3 | PV | OP | NA | SUN |  | 108394 |  |  | EIA Prime Mover-level Data
2018 | CA | Midway Sunset Cogen | 52169 | A | GT | OP | NA | NG |  | 3416540 | 9.3671 | 0.0054834 | EIA Prime Mover-level Data | NEI avg EF - PM, fuel type, firing type
2018 | CA | Midway Sunset Cogen | 52169 | B | GT | OP | NA | NG |  | 3416540 | 9.3671 | 0.0054834 | EIA Prime Mover-level Data | NEI avg EF - PM, fuel type, firing type
2018 | CA | Midway Sunset Cogen | 52169 | C | GT | OP | NA | NG |  | 3416540 | 9.3671 | 0.0054834 | EIA Prime Mover-level Data | NEI avg EF - PM, fuel type, firing type
2018 | CA | Mill Creek 3 | 7147 | 3 | HY | OP | NA | WAT |  | 23017 |  |  | EIA Prime Mover-level Data
2018 | CA | Mill Creek 3 | 7147 | 4 | HY | OP | NA | WAT |  | 23017 |  |  | EIA Prime Mover-level Data
2018 | CA | Mill Creek 3 | 7147 | 5 | HY | OP | NA | WAT |  | 23017 |  |  | EIA Prime Mover-level Data
2018 | CA | MillerCoors Irwindale Brewery | 58056 | JEN1 | IC | OP | NA | OBG |  | 31424 | 0.23097 | 0.0147 | EIA Prime Mover-level Data | Estimated using an emission factor
2018 | CA | MillerCoors Irwindale Brewery | 58056 | JEN2 | IC | OP | NA | OBG |  | 31424 | 0.23097 | 0.0147 | EIA Prime Mover-level Data | Estimated using an emission factor
2018 | CA | MillerCoors Irwindale Brewery | 58056 | PV | PV | OP | NA | SUN |  | 45145 |  |  | EIA Prime Mover-level Data
2018 | CA | MillerCoors Irwindale Brewery | 58056 | T100 | GT | OP | NA | NG |  | 45545 | 0.12487 | 0.0054834 | EIA Prime Mover-level Data | NEI avg EF - PM, fuel type, firing type
2018 | CA | MillerCoors Irwindale Brewery | 58056 | T200 | GT | OP | NA | NG |  | 45545 | 0.12487 | 0.0054834 | EIA Prime Mover-level Data | NEI avg EF - PM, fuel type, firing type
2018 | CA | Millikan BESS | 60760 | PE101 | BA | OP | NA | MWH |  | 0 |  |  | EIA Prime Mover-level Data
2018 | CA | Mira Loma | 58698 | D960 | PV | OP | NA | SUN |  | 9969 |  |  | EIA Prime Mover-level Data
2018 | CA | Mira Loma | 58698 | D9611 | PV | OP | NA | SUN |  | 14954 |  |  | EIA Prime Mover-level Data
2018 | CA | Mira Loma | 58698 | D9612 | PV | OP | NA | SUN |  | 4985 |  |  | EIA Prime Mover-level Data
2018 | CA | Mira Loma Energy Storage Facility | 60661 | 013A | BA | OP | NA | MWH
2018 | CA | Mira Loma Energy Storage Facility | 60661 | 013B | BA | OP | NA | MWH
2018 | CA | Mira Loma Generating Station | 56473 | CT1 | GT | OP | CT | NG | 756.0 | 244322 | 0.95474 | 0.0078154 | EPA/CAMD | NEI avg EF - PM, fuel type, firing type | 2007
2018 | CA | Miramar | 305 | MRGT | GT | RE | NA | NG
2018 | CA | Miramar Energy Facility | 56232 | 1 | GT | OP | CT | NG | 1,351.0 | 446149 | 0.0496 | 0.00022235 | EPA/CAMD | EPA/NEI | 2005
2018 | CA | Miramar Energy Facility | 56232 | 2 | GT | OP | CT | NG | 1,537.0 | 487358 | 0.05952 | 0.00024426 | EPA/CAMD | EPA/NEI | 2009
2018 | CA | Mission College Blvd. Fuel Cell | 62697 | NTL3A | FC | OP | NA | NG
2018 | CA | Mission College Blvd. Fuel Cell | 62697 | NTL3B | FC | OP | NA | NG
2018 | CA | Mission Rock Energy Center | 60650 | BA1 | BA | IP | NA | MWH
2018 | CA | Mission Rock Energy Center | 60650 | GT1 | GT | IP | NA | NG
2018 | CA | Mission Solar LLC | 59267 | PV9 | PV | OP | NA | SUN |  | 24903 |  |  | EIA Prime Mover-level Data
2018 | CA | Mitchell Solar, LLC | 59411 | SNL18 | PV | OP | NA | SUN |  | 35954 |  |  | EIA Prime Mover-level Data
2018 | CA | MM Lopez Energy | 55161 | UNT1 | IC | OP | NA | LFG |  | 202912 | 1.4914 | 0.0147 | EIA Prime Mover-level Data | Estimated using an emission factor
2018 | CA | MM Lopez Energy | 55161 | UNT2 | IC | RE | NA | LFG
2018 | CA | MM San Diego-Miramar | 55094 | UNT1 | IC | OP | NA | LFG |  | 152559 | 1.1213 | 0.0147 | EIA Prime Mover-level Data | Estimated using an emission factor
2018 | CA | MM San Diego-Miramar | 55094 | UNT2 | IC | OP | NA | LFG |  | 152559 | 1.1213 | 0.0147 | EIA Prime Mover-level Data | Estimated using an emission factor
2018 | CA | MM San Diego-Miramar | 55094 | UNT3 | IC | OP | NA | LFG |  | 152559 | 1.1213 | 0.0147 | EIA Prime Mover-level Data | Estimated using an emission factor
2018 | CA | MM San Diego-Miramar | 55094 | UNT4 | IC | OP | NA | LFG |  | 152559 | 1.1213 | 0.0147 | EIA Prime Mover-level Data | Estimated using an emission factor
2018 | CA | MM San Diego-North City | 55602 | UNT1 | IC | OP | NA | LFG |  | 76026 | 0.55879 | 0.0147 | EIA Prime Mover-level Data | Estimated using an emission factor
2018 | CA | MM San Diego-North City | 55602 | UNT2 | IC | OP | NA | LFG |  | 76026 | 0.55879 | 0.0147 | EIA Prime Mover-level Data | Estimated using an emission factor
2018 | CA | MM San Diego-North City | 55602 | UNT3 | IC | OP | NA | LFG |  | 76026 | 0.55879 | 0.0147 | EIA Prime Mover-level Data | Estimated using an emission factor
2018 | CA | MM San Diego-North City | 55602 | UNT4 | IC | OP | NA | LFG |  | 76026 | 0.55879 | 0.0147 | EIA Prime Mover-level Data | Estimated using an emission factor
2018 | CA | MM Tulare Energy | 55160 | UNT1 | IC | SB | NA | LFG |  | 41600 | 0.30576 | 0.0147 | EIA Prime Mover-level Data | Estimated using an emission factor
2018 | CA | MM Tulare Energy | 55160 | UNT2 | IC | SB | NA | LFG |  | 41600 | 0.30576 | 0.0147 | EIA Prime Mover-level Data | Estimated using an emission factor
2018 | CA | MM West Covina | 54015 | GEN2 | ST | OP | NA | LFG |  | 743479 | 1.078 | 0.0029 | EIA Prime Mover-level Data | Estimated using an emission factor
2018 | CA | MM West Covina | 54015 | GEN3 | GT | OS | NA | LFG
2018 | CA | MM Yolo Power | 54567 | 1 | IC | OP | NA | LFG |  | 40229 | 0.29568 | 0.0147 | EIA Prime Mover-level Data | Estimated using an emission factor
2018 | CA | MM Yolo Power | 54567 | 2 | IC | OP | NA | LFG |  | 40229 | 0.29568 | 0.0147 | EIA Prime Mover-level Data | Estimated using an emission factor
2018 | CA | MM Yolo Power | 54567 | 3 | IC | OS | NA | LFG |  | 40229 | 0.29568 | 0.0147 | EIA Prime Mover-level Data | Estimated using an emission factor
2018 | CA | MM Yolo Power | 54567 | 4 | IC | OP | NA | LFG |  | 40229 | 0.29568 | 0.0147 | EIA Prime Mover-level Data | Estimated using an emission factor
2018 | CA | MM Yolo Power | 54567 | 5 | IC | OP | NA | LFG |  | 26819 | 0.19712 | 0.0147 | EIA Prime Mover-level Data | Estimated using an emission factor
2018 | CA | Mobile GT | 6212 | 1 | GT | RE | NA | DFO
2018 | CA | Mobile GT | 6212 | 2 | GT | RE | NA | DFO
2018 | CA | Mobile GT | 6212 | 3 | GT | RE | NA | DFO
2018 | CA | Moccasin | 381 | 1 | HY | OP | NA | WAT |  | 1505642 |  |  | EIA Prime Mover-level Data
2018 | CA | Moccasin | 381 | 2 | HY | OP | NA | WAT |  | 1505642 |  |  | EIA Prime Mover-level Data
2018 | CA | Moccasin Low Head Hydro Project | 751 | 1 | HY | OP | NA | WAT
2018 | CA | Mojave 16 | 50821 | GEN1 | WT | OP | NA | WND |  | 570020 |  |  | EIA Prime Mover-level Data
2018 | CA | Mojave 18 | 50823 | GEN1 | WT | OP | NA | WND |  | 531998 |  |  | EIA Prime Mover-level Data
2018 | CA | Mojave 3 | 52143 | GEN1 | WT | OP | NA | WND |  | 539886 |  |  | EIA Prime Mover-level Data
2018 | CA | Mojave 4 | 52142 | GEN1 | WT | OP | NA | WND |  | 573440 |  |  | EIA Prime Mover-level Data
2018 | CA | Mojave 5 | 52144 | GEN1 | WT | OP | NA | WND |  | 507005 |  |  | EIA Prime Mover-level Data
2018 | CA | Mojave Siphon | 7072 | 1 | HY | OP | NA | WAT |  | 130105 |  |  | EIA Prime Mover-level Data
2018 | CA | Mojave Siphon | 7072 | 2 | HY | OP | NA | WAT |  | 130105 |  |  | EIA Prime Mover-level Data
2018 | CA | Mojave Siphon | 7072 | 3 | HY | OP | NA | WAT |  | 130105 |  |  | EIA Prime Mover-level Data
2018 | CA | Mojave Solar Project | 57331 | MSP1 | ST | OP | NA | SUN |  | 2759016 |  |  | EIA Prime Mover-level Data
2018 | CA | Mojave Solar Project | 57331 | MSP2 | ST | OP | NA | SUN |  | 2759016 |  |  | EIA Prime Mover-level Data
2018 | CA | Monterey One Water | 54951 | EG1 | IC | OP | NA | OBG |  | 39511 | 0.29041 | 0.0147 | EIA Prime Mover-level Data | Estimated using an emission factor
2018 | CA | Monterey One Water | 54951 | EG2 | IC | OP | NA | OBG |  | 39511 | 0.29041 | 0.0147 | EIA Prime Mover-level Data | Estimated using an emission factor
2018 | CA | Monterey One Water | 54951 | EG3 | IC | OP | NA | OBG |  | 39511 | 0.29041 | 0.0147 | EIA Prime Mover-level Data | Estimated using an emission factor
2018 | CA | Monterey Regional Water Pollution Contro | 58633 | 1 | PV | OP | NA | SUN |  | 12675 |  |  | EIA Prime Mover-level Data
2018 | CA | Montezuma Wind II | 57701 | 1 | WT | OP | NA | WND |  | 2008559 |  |  | EIA Prime Mover-level Data
2018 | CA | Montgomery Creek Hydro | 55009 | GEN1 | HY | OP | NA | WAT |  | 57915 |  |  | EIA Prime Mover-level Data
2018 | CA | Monticello Dam | 7646 | 1 | HY | OP | NA | WAT |  | 130479 |  |  | EIA Prime Mover-level Data
2018 | CA | Monticello Dam | 7646 | 2 | HY | OP | NA | WAT |  | 130479 |  |  | EIA Prime Mover-level Data
2018 | CA | Monticello Dam | 7646 | 3 | HY | OP | NA | WAT |  | 39144 |  |  | EIA Prime Mover-level Data
2018 | CA | Morelos del Sol | 60007 | MORLS | PV | OP | NA | SUN |  | 353359 |  |  | EIA Prime Mover-level Data
2018 | CA | Morgan Lancaster 1 | 59942 | ML1 | PV | OP | NA | SUN |  | 34767 |  |  | EIA Prime Mover-level Data
2018 | CA | Moss Landing | 260 | 1A | CT | OP | CC | NG | 4,676.0 | 7489654 | 0.71152 | 0.00019 | EPA/CAMD | EPA/NEI | 2002
2018 | CA | Moss Landing | 260 | 2A | CT | OP | CC | NG | 4,907.0 | 7929174 | 0.75327 | 0.00019 | EPA/CAMD | EPA/NEI | 2002
2018 | CA | Moss Landing | 260 | 3A | CT | OP | CC | NG | 5,080.0 | 8012980 | 0.76123 | 0.00019 | EPA/CAMD | EPA/NEI | 2002
2018 | CA | Moss Landing | 260 | 4A | CT | OP | CC | NG | 4,517.0 | 6955647 | 0.66079 | 0.00019 | EPA/CAMD | EPA/NEI | 2002
2018 | CA | Mount Signal Solar 2 | 61353 | IVS2 | PV | P | NA | SUN
2018 | CA | Mount Signal Solar Farm V | 61202 | MTSG3 | PV | OP | NA | SUN |  | 727316 |  |  | EIA Prime Mover-level Data
2018 | CA | Mountain View I&2 | 55719 | GEN2 | WT | OP | NA | WND |  | 600222 |  |  | EIA Prime Mover-level Data
2018 | CA | Mountain View I&2 | 55719 | GENI | WT | OP | NA | WND |  | 1200445 |  |  | EIA Prime Mover-level Data
2018 | CA | Mountain View III | 56112 | V47 | WT | OP | NA | WND |  | 628732 |  |  | EIA Prime Mover-level Data
2018 | CA | Mountain View IV | 57459 | 1 | WT | OP | NA | WND |  | 1567166 |  |  | EIA Prime Mover-level Data
2018 | CA | Mountainview Generating Station | 358 | 3-1 | CT | OP | CC | NG | 3,047.0 | 3809731 | 19.8003 | 0.010395 | EPA/CAMD | EPA/NEI | 2005
2018 | CA | Mountainview Generating Station | 358 | 3-2 | CT | OP | CC | NG | 2,207.0 | 2764114 | 19.1258 | 0.013839 | EPA/CAMD | EPA/NEI | 2005
2018 | CA | Mountainview Generating Station | 358 | 4-1 | CT | OP | CC | NG | 3,679.0 | 4753817 | 19.959 | 0.0083971 | EPA/CAMD | EPA/NEI | 2005
2018 | CA | Mountainview Generating Station | 358 | 4-2 | CT | OP | CC | NG | 2,956.0 | 3883779 | 20.9213 | 0.010774 | EPA/CAMD | EPA/NEI | 2005
2018 | CA | Mt Poso Cogeneration | 54626 | BL01 | ST | OP | NA | WDS |  | 4007273 | 45.7074 | 0.022812 | EIA Unit-level Data | NEI avg EF - PM, fuel type
2018 | CA | Muck Valley Hydroelectric | 10458 | GEN1 | HY | OP | NA | WAT |  | 437627 |  |  | EIA Prime Mover-level Data
2018 | CA | Municipal Cogen Plant | 50674 | GEN1 | IC | RE | NA | NG
2018 | CA | Municipal Cogen Plant | 50674 | GEN1A | IC | OP | NA | NG |  | 48778 | 0.010292 | 0.000422 | EIA Prime Mover-level Data | Estimated using an emission factor
2018 | CA | Municipal Cogen Plant | 50674 | GEN2 | IC | RE | NA | NG
2018 | CA | Munro Valley Solar | 60412 | MUN | PV | OP | NA | SUN |  | 96615 |  |  | EIA Prime Mover-level Data
2018 | CA | Murphys | 261 | 1 | HY | OP | NA | WAT |  | 129358 |  |  | EIA Prime Mover-level Data
2018 | CA | Mustang Hills LLC | 57833 | AW06 | WT | OP | NA | WND |  | 2767149 |  |  | EIA Prime Mover-level Data
2018 | CA | Mustang Two | 62015 | M2BAR | PV | T | NA | SUN
2018 | CA | Mustang Two | 62015 | M2WHI | PV | T | NA | SUN
2018 | CA | Nacimiento Hydro Project | 50352 | 1 | HY | OP | NA | WAT |  | 67198 |  |  | EIA Prime Mover-level Data
2018 | CA | Nacimiento Hydro Project | 50352 | 2 | HY | OP | NA | WAT |  | 6720 |  |  | EIA Prime Mover-level Data
2018 | CA | Narrows 2 | 455 | 1 | HY | OP | NA | WAT |  | 1746461 |  |  | EIA Prime Mover-level Data
2018 | CA | Narrows PH | 262 | 1 | HY | OP | NA | WAT |  | 208648 |  |  | EIA Prime Mover-level Data
2018 | CA | National Raisin | 61894 | CR1 | PV | OP | NA | SUN |  | 16413 |  |  | EIA Prime Mover-level Data
2018 | CA | National Raisin | 61894 | CR2 | PV | OP | NA | SUN |  | 16413 |  |  | EIA Prime Mover-level Data
2018 | CA | National Raisin | 61894 | CR3 | PV | OP | NA | SUN |  | 9848 |  |  | EIA Prime Mover-level Data
2018 | CA | National Raisin | 61894 | CR4 | PV | OP | NA | SUN |  | 4924 |  |  | EIA Prime Mover-level Data
2018 | CA | Navajo Solar Power Generation Station 1 LLC | 58610 | NSP1 | PV | OP | NA | SUN |  | 36153 |  |  | EIA Prime Mover-level Data
2018 | CA | Naval Air Weapons Station China Lake | 57764 | 1 | PV | OP | NA | SUN |  | 244591 |  |  | EIA Prime Mover-level Data
2018 | CA | Naval Hospital Medical Center | 50963 | 1TG | GT | RE | NA | NG
2018 | CA | Naval Hospital Medical Center | 50963 | 2TG | GT | RE | NA | NG
2018 | CA | Naval Hospital Medical Center | 50963 | 3TG | GT | RE | NA | NG
2018 | CA | Naval Hospital Medical Center | 50963 | 4TG | GT | OP | NA | NG |  | 331802 | 0.9097 | 0.0054834 | EIA Prime Mover-level Data | NEI avg EF - PM, fuel type, firing type
2018 | CA | Naval Station | 306 | NSGT | GT | RE | NA | NG
2018 | CA | Naval Station Energy Facility | 10811 | GEN1 | CT |  | NA | NG |  | 439299 | 1.2644 | 0.0057564 | EIA Unit-level Data | NEI avg EF - PM, fuel type
2018 | CA | Naval Station Energy Facility | 10811 | HRSG1 | CA | OP | NA | NG |  | 0 | 0 |  | EIA Unit-level Data | Estimated using an emission factor
2018 | CA | Naval Training Center | 6707 | NTCG | GT | RE | NA | NG
2018 | CA | NCPA Combustion Turbine Project #2 | 7449 | NA1 | GT | OP | CT | NG | 337.0 | 102050 | 0.15056 | 0.0029506 | EPA/CAMD | EPA/NEI | 1996
2018 | CA | Neenach Solar Center | 60826 | ECA03 | PV | P | NA | SUN
2018 | CA | Nelson Creek | 50223 | 1296 | HY | OP | NA | WAT |  | 8992 |  |  | EIA Prime Mover-level Data
2018 | CA | New Hogan Power Plant | 50755 | GEN1 | HY | OP | NA | WAT |  | 41633 |  |  | EIA Prime Mover-level Data
2018 | CA | New Hogan Power Plant | 50755 | GEN2 | HY | OP | NA | WAT |  | 20816 |  |  | EIA Prime Mover-level Data
2018 | CA | New Melones | 6158 | 1 | HY | OP | NA | WAT |  | 2152303 |  |  | EIA Prime Mover-level Data
2018 | CA | New Melones | 6158 | 2 | HY | OP | NA | WAT |  | 2152303 |  |  | EIA Prime Mover-level Data
2018 | CA | Newberry Solar 1 LLC | 58226 | 1 | PV | OP | NA | SUN |  | 27119 |  |  | EIA Prime Mover-level Data
2018 | CA | Newcastle | 632 | 1 | HY | OP | NA | WAT |  | 99961 |  |  | EIA Prime Mover-level Data
2018 | CA | New-Indy Ontario Mill | 10427 | GEN1 | GT | OP | NA | NG |  | 3302145 | 9.0535 | 0.0054834 | EIA Prime Mover-level Data | NEI avg EF - PM, fuel type, firing type
2018 | CA | New-Indy Ontario Mill | 10427 | GEN2 | GT | V | NA | NG
2018 | CA | New-Indy Ontario Mill | 10427 | GEN3 | GT | V | NA | NG
2018 | CA | NextEra Westside PV | 60981 | WS526 | PV | OP | NA | SUN |  | 490156 |  |  | EIA Prime Mover-level Data
2018 | CA | Nickel 1 Solar Facility | 58034 | 1 | PV | OP | NA | SUN |  | 26124 |  |  | EIA Prime Mover-level Data
2018 | CA | Nicolis Solar PV Plant | 59600 | GEN1 | PV | OP | NA | SUN |  | 454842 |  |  | EIA Prime Mover-level Data
2018 | CA | Niland Gas Turbine Plant | 56569 | 1 | GT | OP | CT | NG | 1,370.0 | 458285 | 0.60836 | 0.0026549 | EPA/CAMD | EPA/NEI | 2008
2018 | CA | Niland Gas Turbine Plant | 56569 | 2 | GT | OP | CT | NG | 663.0 | 203102 | 0.30413 | 0.0029948 | EPA/CAMD | EPA/NEI | 2008
2018 | CA | Nimbus | 444 | 1 | HY | OP | NA | WAT |  | 271087 |  |  | EIA Prime Mover-level Data
2018 | CA | Nimbus | 444 | 2 | HY | OP | NA | WAT |  | 271087 |  |  | EIA Prime Mover-level Data
2018 | CA | Nordhoff Place | 59652 | W4162 | PV | OP | NA | SUN |  | 11589 |  |  | EIA Prime Mover-level Data
2018 | CA | North Bay Solar 1 | 58748 | NBWT | PV | OP | NA | SUN |  | 18264 |  |  | EIA Prime Mover-level Data
2018 | CA | North Brawley Geothermal Plant | 56832 | GE1 | BT | OP | NA | GEO |  | 126896 |  |  | EIA Prime Mover-level Data
2018 | CA | North Brawley Geothermal Plant | 56832 | GE2 | BT | OP | NA | GEO |  | 126896 |  |  | EIA Prime Mover-level Data
2018 | CA | North Brawley Geothermal Plant | 56832 | GE3 | BT | OP | NA | GEO |  | 126896 |  |  | EIA Prime Mover-level Data
2018 | CA | North Brawley Geothermal Plant | 56832 | GE4 | BT | OP | NA | GEO |  | 126896 |  |  | EIA Prime Mover-level Data
2018 | CA | North City Cogeneration Facility | 60571 | NCEP | IC | OP | NA | LFG |  | 72595 | 0.53357 | 0.0147 | EIA Prime Mover-level Data | Estimated using an emission factor
2018 | CA | North Fork Community Power | 60192 | NFCP1 | IC | U | NA | OBG
2018 | CA | North Hollywood | 57854 | 1PT1 | HY | OS | NA | WAT
2018 | CA | North Hollywood | 57854 | 1PT2 | HY | SB | NA | WAT
2018 | CA | North Hollywood | 57854 | 1PT3 | HY | SB | NA | WAT
2018 | CA | North Hollywood | 57854 | 2T1 | HY | SB | NA | WAT
2018 | CA | North Hollywood | 57854 | 2T2 | HY | SB | NA | WAT
2018 | CA | North Hollywood | 57854 | 2T3 | HY | OS | NA | WAT
2018 | CA | North Hollywood | 57854 | 3T1 | HY | SB | NA | WAT
2018 | CA | North Hollywood | 57854 | 3T2 | HY | SB | NA | WAT
2018 | CA | North Island | 307 | NIG1 | GT | RE | NA | DFO
2018 | CA | North Island | 307 | NIG2 | GT | RE | NA | NG
2018 | CA | North Island Energy Facility | 10812 | GEN1 | CT |  | NA | NG |  | 334662 | 0.96323 | 0.0057564 | EIA Unit-level Data | NEI avg EF - PM, fuel type
2018 | CA | North Island Energy Facility | 10812 | GEN2 | CA | RE | NA | NG |  | 0 | 0 |  | EIA Prime Mover-level Data | Estimated using an emission factor
2018 | CA | North Lancaster Ranch | 59962 | NLR | PV | OP | NA | SUN |  | 351572 |  |  | EIA Prime Mover-level Data
2018 | CA | North Midway Cogen | 52078 | GEN7 | GT | OS | NA | NG
2018 | CA | North Midway Cogen | 52078 | GEN8 | GT | OS | NA | NG
2018 | CA | North Midway Cogen | 52078 | GEN9 | GT | OS | NA | NG
2018 | CA | North Palm Springs 1A | 57743 | 1 | PV | OP | NA | SUN |  | 26151 |  |  | EIA Prime Mover-level Data
2018 | CA | North Palm Springs 4A | 57722 | 1 | PV | OP | NA | SUN |  | 37565 |  |  | EIA Prime Mover-level Data
2018 | CA | North Rosamond Solar LLC | 59879 | GEN01 | PV | V | NA | SUN
2018 | CA | North Sky River Energy LLC | 58154 | GEN1 | WT | OP | NA | WND |  | 4149538 |  |  | EIA Prime Mover-level Data
2018 | CA | North Star Solar | 58713 | NSTR | PV | OP | NA | SUN |  | 1418952 |  |  | EIA Prime Mover-level Data
2018 | CA | Nove Power Plant | 50831 | GEN1 | IC | OP | NA | LFG |  | 5426 | 0.039881 | 0.0147 | EIA Prime Mover-level Data | Estimated using an emission factor
2018 | CA | Nove Power Plant | 50831 | GEN2 | IC | OP | NA | LFG |  | 5426 | 0.039881 | 0.0147 | EIA Prime Mover-level Data | Estimated using an emission factor
2018 | CA | Nove Power Plant | 50831 | GEN3 | IC | OP | NA | LFG |  | 5426 | 0.039881 | 0.0147 | EIA Prime Mover-level Data | Estimated using an emission factor
2018 | CA | NRG Energy San Diego | 54337 | 0001 | IC | OP | NA | NG |  | 13697 | 0.0028901 | 0.000422 | EIA Prime Mover-level Data | Estimated using an emission factor
2018 | CA | NRG Energy San Diego | 54337 | 0002 | IC | OP | NA | NG |  | 13697 | 0.0028901 | 0.000422 | EIA Prime Mover-level Data | Estimated using an emission factor
2018 | CA | NRG Solar Blythe LLC | 56939 | 1 | PV | OP | NA | SUN |  | 385610 |  |  | EIA Prime Mover-level Data
2018 | CA | NRG Solar Borrego I | 57455 | SB1 | PV | OP | NA | SUN |  | 624692 |  |  | EIA Prime Mover-level Data
2018 | CA | NRG Solar Oasis LLC | 59528 | OASIS | PV | OP | NA | SUN |  | 520811 |  |  | EIA Prime Mover-level Data
2018 | CA | NTC/MCRD Energy Facility | 10810 | GEN1 | CT |  | NA | NG |  | 215655 | 0.6207 | 0.0057564 | EIA Unit-level Data | NEI avg EF - PM, fuel type
2018 | CA | NTC/MCRD Energy Facility | 10810 | GEN2 | CA | RE | NA | NG |  | 0 | 0 |  | EIA Prime Mover-level Data | Estimated using an emission factor
2018 | CA | Nunn | 58448 | 1 | PV | OP | NA | SUN |  | 24027 |  |  | EIA Prime Mover-level Data
2018 | CA | Oak Creek Energy Systems I | 50754 | GEN1 | WT | OP | NA | WND |  | 60121 |  |  | EIA Prime Mover-level Data
2018 | CA | Oak Creek Energy Systems I | 50754 | GEN2 | WT | OP | NA | WND |  | 72146 |  |  | EIA Prime Mover-level Data
2018 | CA | Oak Creek Energy Systems I | 50754 | GEN3 | WT | OP | NA | WND |  | 396801 |  |  | EIA Prime Mover-level Data
2018 | CA | Oak Creek Energy Systems I | 50754 | GEN4 | WT | OP | NA | WND |  | 63557 |  |  | EIA Prime Mover-level Data
2018 | CA | Oak Flat | 626 | 1 | HY | OP | NA | WAT |  | 21546 |  |  | EIA Prime Mover-level Data
2018 | CA | Oakley Generating Station | 57552 | CT1 | CT | CN | NA | NG
2018 | CA | Oakley Generating Station | 57552 | CT2 | CT | CN | NA | NG
2018 | CA | Oakley Generating Station | 57552 | ST | CA | CN | NA | NG
2018 | CA | Oakley Solar Project | 58376 | 1 | PV | OP | NA | SUN |  | 20717 |  |  | EIA Prime Mover-level Data
2018 | CA | Oasis Wind | 56302 | 1 | WT | OP | NA | WND |  | 1567310 |  |  | EIA Prime Mover-level Data
2018 | CA | Occidental College Solar Project | 57311 | 1 | PV | OP | NA | SUN |  | 16713 |  |  | EIA Prime Mover-level Data
2018 | CA | Ocotillo Express LLC | 57514 | WTG | WT | OP | NA | WND |  | 5250829 |  |  | EIA Prime Mover-level Data
2018 | CA | Olinda Landfill Gas Recovery Plant | 10648 | GEN1 | IC | OS | NA | LFG
2018 | CA | Olinda Landfill Gas Recovery Plant | 10648 | GEN2 | IC | OS | NA | LFG
2018 | CA | Olinda Landfill Gas Recovery Plant | 10648 | GEN3 | IC | OS | NA | LFG
2018 | CA | Olive | 6013 | 01 | ST | OP | WALL | NG | 0.0 | [5 empty] | 1958
2018 | CA | Olive | 6013 | 02 | ST | OP | WALL | NG | 0.0 | [5 empty] | 1964
2018 | CA | Olive View Medical Center | 10884 | CTC1 | GT | OP | NA | NG |  | 158404 | 0.4343 | 0.0054834 | EIA Prime Mover-level Data | NEI avg EF - PM, fuel type, firing type
2018 | CA | Olive View Medical Center | 10884 | CTC2 | GT | OP | NA | NG |  | 158404 | 0.4343 | 0.0054834 | EIA Prime Mover-level Data | NEI avg EF - PM, fuel type, firing type
2018 | CA | OLS Energy Chino | 50850 | GEN1 | CT |  | NA | NG |  | 247533 | 0.71245 | 0.0057564 | EIA Unit-level Data | NEI avg EF - PM, fuel type
2018 | CA | OLS Energy Chino | 50850 | GEN2 | CA | OP | NA | NG |  | 0 | 0 |  | EIA Prime Mover-level Data | Estimated using an emission factor
2018 | CA | Olsen | 50180 | GEN1 | HY | OP | NA | WAT |  | 55675 |  |  | EIA Prime Mover-level Data
2018 | CA | Oltmans SCE at Champagne | 58581 | 1 | PV | OP | NA | SUN |  | 17206 |  |  | EIA Prime Mover-level Data
2018 | CA | Oltmans SCE at Jurupa | 58582 | 1 | PV | OP | NA | SUN |  | 27882 |  |  | EIA Prime Mover-level Data
2018 | CA | One Market Plaza | 58607 | 1 | IC | OP | NA | NG |  | 12157 | 0.0025651 | 0.000422 | EIA Prime Mover-level Data | Estimated using an emission factor
2018 | CA | One Market Plaza | 58607 | 2 | IC | OP | NA | NG |  | 12157 | 0.0025651 | 0.000422 | EIA Prime Mover-level Data | Estimated using an emission factor
2018 | CA | One Market Plaza | 58607 | 3 | IC | OP | NA | NG |  | 12157 | 0.0025651 | 0.000422 | EIA Prime Mover-level Data | Estimated using an emission factor
2018 | CA | One Ten Partners PV | 61419 | OTP | PV | OP | NA | SUN |  | 55894 |  |  | EIA Prime Mover-level Data
2018 | CA | ONeill | 446 | 1 | PS | OP | NA | WAT |  | 0 |  |  | EIA Prime Mover-level Data
2018 | CA | ONeill | 446 | 2 | PS | OP | NA | WAT |  | 0 |  |  | EIA Prime Mover-level Data
2018 | CA | ONeill | 446 | 3 | PS | OP | NA | WAT |  | 0 |  |  | EIA Prime Mover-level Data
2018 | CA | ONeill | 446 | 4 | PS | OP | NA | WAT |  | 0 |  |  | EIA Prime Mover-level Data
2018 | CA | ONeill | 446 | 5 | PS | OP | NA | WAT |  | 0 |  |  | EIA Prime Mover-level Data
2018 | CA | ONeill | 446 | 6 | PS | OP | NA | WAT |  | 0 |  |  | EIA Prime Mover-level Data
2018 | CA | Orange County Energy Storage 2 | 62497 | OCES2 | BA | L | NA | MWH
2018 | CA | Orange County Energy Storage 3 | 62499 | OCES3 | BA | L | NA | MWH
2018 | CA | Orange Grove Project | 56914 | CTG1 | GT | OP | CT | NG | 780.0 | 187670 | 0.38688 | 0.004123 | EPA/CAMD | EPA/NEI | 2010
2018 | CA | Orange Grove Project | 56914 | CTG2 | GT | OP | CT | NG | 788.0 | 189915 | 0.3968 | 0.0041787 | EPA/CAMD | EPA/NEI | 2010
2018 | CA | Ord Mountain Solar | 61372 | ORDMT | PV | CN | NA | SUN
2018 | CA | Orion Solar I | 58718 | PV1 | PV | OP | NA | SUN |  | 233723 |  |  | EIA Prime Mover-level Data
2018 | CA | Orion Solar II | 58721 | ORION | PV | OP | NA | SUN |  | 160267 |  |  | EIA Prime Mover-level Data
2018 | CA | Ormesa I | 50766 | ITLU1 | ST | OP | NA | GEO |  | 344097 |  |  | EIA Prime Mover-level Data
2018 | CA | Ormesa I | 50766 | ITLU2 | ST | OP | NA | GEO |  | 344097 |  |  | EIA Prime Mover-level Data
2018 | CA | Ormesa I | 50766 | OE1 | ST | RE | NA | GEO
2018 | CA | Ormesa I | 50766 | OE10 | ST | RE | NA | GEO
2018 | CA | Ormesa I | 50766 | OE11 | ST | RE | NA | GEO
2018 | CA | Ormesa I | 50766 | OE12 | ST | RE | NA | GEO
2018 | CA | Ormesa I | 50766 | OE13 | ST | RE | NA | GEO
2018 | CA | Ormesa I | 50766 | OE14 | ST | RE | NA | GEO
2018 | CA | Ormesa I | 50766 | OE15 | ST | RE | NA | GEO
2018 | CA | Ormesa I | 50766 | OE16 | ST | RE | NA | GEO
2018 | CA | Ormesa I | 50766 | OE2 | ST | RE | NA | GEO
2018 | CA | Ormesa I | 50766 | OE21 | ST | RE | NA | GEO
2018 | CA | Ormesa I | 50766 | OE22 | ST | RE | NA | GEO
2018 | CA | Ormesa I | 50766 | OE23 | ST | RE | NA | GEO
2018 | CA | Ormesa I | 50766 | OE24 | ST | RE | NA | GEO
2018 | CA | Ormesa I | 50766 | OE25 | ST | RE | NA | GEO
2018 | CA | Ormesa I | 50766 | OE26 | ST | RE | NA | GEO
2018 | CA | Ormesa I | 50766 | OE27 | ST | RE | NA | GEO
2018 | CA | Ormesa I | 50766 | OE28 | ST | RE | NA | GEO
2018 | CA | Ormesa I | 50766 | OE3 | ST | RE | NA | GEO
2018 | CA | Ormesa I | 50766 | OE31 | ST | OP | NA | GEO |  | 34410 |  |  | EIA Prime Mover-level Data
2018 | CA | Ormesa I | 50766 | OE32 | ST | OP | NA | GEO |  | 34410 |  |  | EIA Prime Mover-level Data
2018 | CA | Ormesa I | 50766 | OE4 | ST | RE | NA | GEO
2018 | CA | Ormesa I | 50766 | OE5 | ST | RE | NA | GEO
2018 | CA | Ormesa I | 50766 | OE6 | ST | RE | NA | GEO
2018 | CA | Ormesa I | 50766 | OE7 | ST | RE | NA | GEO
2018 | CA | Ormesa I | 50766 | OE8 | ST | RE | NA | GEO
2018 | CA | Ormesa I | 50766 | OE9 | ST | RE | NA | GEO
2018 | CA | Ormesa IE | 50764 | OE10 | ST | RE | NA | GEO
2018 | CA | Ormesa IE | 50764 | OE11 | ST | RE | NA | GEO
2018 | CA | Ormesa IE | 50764 | OE12 | ST | RE | NA | GEO
2018 | CA | Ormesa IE | 50764 | OEC1 | ST | RE | NA | GEO
2018 | CA | Ormesa IE | 50764 | OEC2 | ST | RE | NA | GEO
2018 | CA | Ormesa IE | 50764 | OEC3 | ST | RE | NA | GEO
2018 | CA | Ormesa IE | 50764 | OEC4 | ST | RE | NA | GEO
2018 | CA | Ormesa IE | 50764 | OEC5 | ST | RE | NA | GEO
2018 | CA | Ormesa IE | 50764 | OEC6 | ST | RE | NA | GEO
2018 | CA | Ormesa IE | 50764 | OEC7 | ST | RE | NA | GEO
2018 | CA | Ormesa IE | 50764 | OEC8 | ST | RE | NA | GEO
2018 | CA | Ormesa IE | 50764 | OEC9 | ST | RE | NA | GEO
2018 | CA | Ormesa IH | 50762 | OE11 | ST | RE | NA | GEO
2018 | CA | Ormesa IH | 50762 | OE12 | ST | RE | NA | GEO
2018 | CA | Ormesa IH | 50762 | OE13 | ST | RE | NA | GEO
2018 | CA | Ormesa IH | 50762 | OE14 | ST | RE | NA | GEO
2018 | CA | Ormesa IH | 50762 | OE15 | ST | RE | NA | GEO
2018 | CA | Ormesa IH | 50762 | OE16 | ST | RE | NA | GEO
2018 | CA | Ormesa IH | 50762 | OE21 | ST | RE | NA | GEO
2018 | CA | Ormesa IH | 50762 | OE22 | ST | RE | NA | GEO
2018 | CA | Ormesa IH | 50762 | OE23 | ST | RE | NA | GEO
2018 | CA | Ormesa IH | 50762 | OE24 | ST | RE | NA | GEO
2018 | CA | Ormesa IH | 50762 | OE25 | ST | RE | NA | GEO
2018 | CA | Ormesa IH | 50762 | OE26 | ST | RE | NA | GEO
2018 | CA | Ormesa II | 54724 | OE10 | ST | RE | NA | GEO
2018 | CA | Ormesa II | 54724 | OE11 | ST | RE | NA | GEO
2018 | CA | Ormesa II | 54724 | OE12 | ST | RE | NA | GEO
2018 | CA | Ormesa II | 54724 | OE13 | ST | RE | NA | GEO
2018 | CA | Ormesa II | 54724 | OE21 | ST | RE | NA | GEO
2018 | CA | Ormesa II | 54724 | OE22 | ST | RE | NA | GEO
2018 | CA | Ormesa II | 54724 | OE23 | ST | RE | NA | GEO
2018 | CA | Ormesa II | 54724 | OE24 | ST | RE | NA | GEO
2018 | CA | Ormesa II | 54724 | OE25 | ST | RE | NA | GEO
2018 | CA | Ormesa II | 54724 | OE26 | ST | RE | NA | GEO
2018 | CA | Ormesa II | 54724 | OE27 | ST | RE | NA | GEO
2018 | CA | Ormesa II | 54724 | OEC1 | ST | RE | NA | GEO
2018 | CA | Ormesa II | 54724 | OEC2 | ST | RE | NA | GEO
2018 | CA | Ormesa II | 54724 | OEC21 | ST | OP | NA | GEO |  | 397435 |  |  | EIA Prime Mover-level Data
2018 | CA | Ormesa II | 54724 | OEC22 | ST | OP | NA | GEO |  | 397435 |  |  | EIA Prime Mover-level Data
2018 | CA | Ormesa II | 54724 | OEC3 | ST | RE | NA | GEO
2018 | CA | Ormesa II | 54724 | OEC4 | ST | RE | NA | GEO
2018 | CA | Ormesa II | 54724 | OEC5 | ST | RE | NA | GEO
2018 | CA | Ormesa II | 54724 | OEC6 | ST | RE | NA | GEO
2018 | CA | Ormesa II | 54724 | OEC7 | ST | RE | NA | GEO
2018 | CA | Ormesa II | 54724 | OEC8 | ST | RE | NA | GEO
2018 | CA | Ormesa II | 54724 | OEC9 | ST | RE | NA | GEO
2018 | CA | Ormond Beach Generating Station | 350 | 1 | ST | OP | WALL | NG | 456.0 | 1123889 | 1.7136 | 0.0030495 | EPA/CAMD | EPA/NEI | 1971
2018 | CA | Ormond Beach Generating Station | 350 | 2 | ST | OP | WALL | NG | 488.0 | 1046058 | 1.6616 | 0.0031769 | EPA/CAMD | EPA/NEI | 1973
2018 | CA | ORNI 34 LLC | 62801 | ORN34 | BA | L | NA | MWH
2018 | CA | Oro Loma | 59915 | ORCA | PV | OP | NA | SUN |  | 480675 |  |  | EIA Prime Mover-level Data
2018 | CA | Oroville Cogeneration LP | 54477 | GEN1 | IC | SB | NA | NG |  | 373 | 7.8703e-05 | 0.000422 | EIA Prime Mover-level Data | Estimated using an emission factor
2018 | CA | Oroville Cogeneration LP | 54477 | GEN2 | IC | SB | NA | NG |  | 373 | 7.8703e-05 | 0.000422 | EIA Prime Mover-level Data | Estimated using an emission factor
2018 | CA | Oroville Cogeneration LP | 54477 | GEN3 | IC | SB | NA | NG |  | 373 | 7.8703e-05 | 0.000422 | EIA Prime Mover-level Data | Estimated using an emission factor
2018 | CA | Oroville Cogeneration LP | 54477 | GEN4 | IC | SB | NA | NG |  | 373 | 7.8703e-05 | 0.000422 | EIA Prime Mover-level Data | Estimated using an emission factor
2018 | CA | Oroville Cogeneration LP | 54477 | GEN5 | IC | SB | NA | NG |  | 373 | 7.8703e-05 | 0.000422 | EIA Prime Mover-level Data | Estimated using an emission factor
2018 | CA | Oroville Cogeneration LP | 54477 | GEN6 | IC | SB | NA | NG |  | 373 | 7.8703e-05 | 0.000422 | EIA Prime Mover-level Data | Estimated using an emission factor
2018 | CA | Oroville Cogeneration LP | 54477 | GEN7 | IC | SB | NA | NG |  | 373 | 7.8703e-05 | 0.000422 | EIA Prime Mover-level Data | Estimated using an emission factor
2018 | CA | Ortega Highway Energy Storage | 60567 | SES1 | BA | OP | NA | MWH |  | 0 |  |  | EIA Prime Mover-level Data
2018 | CA | Ortega Highway Energy Storage | 60567 | SES2 | BA | OP | NA | MWH |  | 0 |  |  | EIA Prime Mover-level Data
2018 | CA | Otay Landfill Gas, LLC | 52204 | OTA1 | IC | OP | NA | LFG |  | 73610 | 0.54103 | 0.0147 | EIA Prime Mover-level Data | Estimated using an emission factor
2018 | CA | Otay Landfill Gas, LLC | 52204 | OTA2 | IC | OP | NA | LFG |  | 73610 | 0.54103 | 0.0147 | EIA Prime Mover-level Data | Estimated using an emission factor
2018 | CA | Otay Landfill Gas, LLC | 52204 | OTA3 | IC | OP | NA | LFG |  | 151310 | 1.1121 | 0.0147 | EIA Prime Mover-level Data | Estimated using an emission factor
2018 | CA | Otay Landfill Gas, LLC | 52204 | OTA5 | IC | OP | NA | LFG |  | 65431 | 0.48092 | 0.0147 | EIA Prime Mover-level Data | Estimated using an emission factor
2018 | CA | Otay Landfill Gas, LLC | 52204 | OTA6 | IC | OP | NA | LFG |  | 65431 | 0.48092 | 0.0147 | EIA Prime Mover-level Data | Estimated using an emission factor
2018 | CA | Otay Mesa Energy Center, LLC | 55345 | CTG-1 | CT | OP | CC | NG | 1,227.0 | 1725133 | 42.8544 | 0.049682 | EPA/CAMD | EPA/NEI | 2009
2018 | CA | Otay Mesa Energy Center, LLC | 55345 | CTG-2 | CT | OP | CC | NG | 1,500.0 | 2005726 | 42.8544 | 0.042732 | EPA/CAMD | EPA/NEI | 2009
2018 | CA | Otoe Solar Power Generation Station 1 LL | 58612 | 1 | PV | OP | NA | SUN |  | 33034 |  |  | EIA Prime Mover-level Data
2018 | CA | Owens Valley Solar Project 11 | 60953 | W5381 | PV | OP | NA | SUN |  | 27208 |  |  | EIA Prime Mover-level Data
2018 | CA | Oxbow (CA) | 426 | 1 | HY | OP | NA | WAT |  | 237687 |  |  | EIA Prime Mover-level Data
2018 | CA | Oxnard | 50464 | GEN1 | GT | OP | NA | NG |  | 1550392 | 4.2507 | 0.0054834 | EIA Prime Mover-level Data | NEI avg EF - PM, fuel type, firing type
2018 | CA | Oxnard | 50464 | GEN2 | GT | OP | NA | NG |  | 3997106 | 10.9589 | 0.0054834 | EIA Prime Mover-level Data | NEI avg EF - PM, fuel type, firing type
2018 | CA | Oxnard Paper Mill | 57585 | 1 | GT | OP | NA | NG |  | 2129815 | 5.8393 | 0.0054834 | EIA Prime Mover-level Data | NEI avg EF - PM, fuel type, firing type
2018 | CA | Oxnard Wastewater Treatment Plant | 50224 | 7610 | IC | OP | NA | OBG |  | 24930 | 0.18324 | 0.0147 | EIA Prime Mover-level Data | Estimated using an emission factor
2018 | CA | Oxnard Wastewater Treatment Plant | 50224 | 7710 | IC | OP | NA | OBG |  | 24930 | 0.18324 | 0.0147 | EIA Prime Mover-level Data | Estimated using an emission factor
2018 | CA | Oxnard Wastewater Treatment Plant | 50224 | 7810 | IC | OP | NA | OBG |  | 24930 | 0.18324 | 0.0147 | EIA Prime Mover-level Data | Estimated using an emission factor
2018 | CA | P Plant | 59456 | P-TG4 | GT | OP | NA | NG |  | 207910 | 0.57003 | 0.0054834 | EIA Prime Mover-level Data | NEI avg EF - PM, fuel type, firing type
2018 | CA | P Plant | 59456 | P-TG5 | GT | OP | NA | NG |  | 207910 | 0.57003 | 0.0054834 | EIA Prime Mover-level Data | NEI avg EF - PM, fuel type, firing type
2018 | CA | Pacific Cruise Ship Terminals Berth 93 | 57309 | 1 | PV | OP | NA | SUN |  | 238 |  |  | EIA Prime Mover-level Data
2018 | CA | Pacific Ethanol Madera Solar Array | 61989 | PV | PV | OP | NA | SUN |  | 17990 |  |  | EIA Prime Mover-level Data
2018 | CA | Pacific Ethanol Stockton Cogen Plant | 61027 | PESCT | GT | OA | NA | NG |  | 31196 | 0.08553 | 0.0054834 | EIA Prime Mover-level Data | NEI avg EF - PM, fuel type, firing type
2018 | CA | Pacific Rim Dairy Digester | 59447 | 00001 | IC | OP | NA | OBG |  | 31250 | 0.22969 | 0.0147 | EIA Prime Mover-level Data | Estimated using an emission factor
2018 | CA | Pacific Union College BESS | 61795 | 12649 | BA | V | NA | MWH
2018 | CA | Pacific Wind LLC | 57757 | 1 | WT | OP | NA | WND |  | 2845071 |  |  | EIA Prime Mover-level Data
2018 | CA | Pacific-Ultrapower Chinese Station | 50560 | B101 | ST | OP | NA | WDS |  | 2246134 | 25.6196 | 0.022812 | EIA Unit-level Data | NEI avg EF - PM, fuel type
2018 | CA | Painted Hills Wind Park | 50533 | WGNS | WT | OP | NA | WND |  | 272701 |  |  | EIA Prime Mover-level Data
2018 | CA | Painter Energy Storage | 62729 | PAIN1 | BA | P | NA | MWH
2018 | CA | Pala Energy Storage Yard | 60566 | SES1 | BA | OP | NA | MWH |  | 0 |  |  | EIA Prime Mover-level Data
2018 | CA | Pala Energy Storage Yard | 60566 | SES2 | BA | OP | NA | MWH |  | 0 |  |  | EIA Prime Mover-level Data
2018 | CA | Palo Verde College | 57773 | 1 | PV | OP | NA | SUN |  | 19604 |  |  | EIA Prime Mover-level Data
2018 | CA | Palomar Energy Center | 55985 | CTG1 | CT | OP | CC | NG | 4,594.0 | 6955585 | 4.8013 | 0.0013806 | EPA/CAMD | EPA/NEI | 2005
2018 | CA | Palomar Energy Center | 55985 | CTG2 | CT | OP | CC | NG | 4,581.0 | 6964276 | 3.5712 | 0.0010256 | EPA/CAMD | EPA/NEI | 2005
2018 | CA | Palos Verdes Gas to Energy | 10473 | GEN1 | ST | RE | NA | LFG
2018 | CA | Panoche Energy Center | 56803 | 1 | GT | OP | CT | NG | 2,181.0 | 1443749 | 1.7025 | 0.0023585 | EPA/CAMD | EPA/NEI | 2009
2018 | CA | Panoche Energy Center | 56803 | 2 | GT | OP | CT | NG | 2,319.0 | 1552379 | 1.961 | 0.0025265 | EPA/CAMD | EPA/NEI | 2009
2018 | CA | Panoche Energy Center | 56803 | 3 | GT | OP | CT | NG | 2,174.0 | 1433443 | 1.8362 | 0.0025619 | EPA/CAMD | EPA/NEI | 2009
2018 | CA | Panoche Energy Center | 56803 | 4 | GT | OP | CT | NG | 2,082.0 | 1333870 | 1.2133 | 0.0018192 | EPA/CAMD | EPA/NEI | 2009
2018 | CA | Panoche Valley Solar Farm | 57340 | 1 | PV | OP | NA | SUN |  | 1936709 |  |  | EIA Prime Mover-level Data
2018 | CA | Paramount Refinery | 58058 | 1 | GT | OS | NA | NG
2018 | CA | Pardee | 376 | 1 | HY | OP | NA | WAT |  | 294085 |  |  | EIA Prime Mover-level Data
2018 | CA | Pardee | 376 | 2 | HY | OP | NA | WAT |  | 294085 |  |  | EIA Prime Mover-level Data
2018 | CA | Pardee | 376 | 3 | HY | OP | NA | WAT |  | 337217 |  |  | EIA Prime Mover-level Data
2018 | CA | Park Meridian #1 | 59539 | 1 | PV | OP | NA | SUN |  | 21783 |  |  | EIA Prime Mover-level Data
2018 | CA | Parker | 428 | 1 | HY | OP | NA | WAT |  | 47495 |  |  | EIA Prime Mover-level Data
2018 | CA | Parker Dam | 447 | 1 | HY | OP | NA | WAT |  | 994696 |  |  | EIA Prime Mover-level Data
2018 | CA | Parker Dam | 447 | 2 | HY | OP | NA | WAT |  | 994696 |  |  | EIA Prime Mover-level Data
2018 | CA | Parker Dam | 447 | 3 | HY | OP | NA | WAT |  | 994696 |  |  | EIA Prime Mover-level Data
2018 | CA | Parker Dam | 447 | 4 | HY | OP | NA | WAT |  | 994696 |  |  | EIA Prime Mover-level Data
2018 | CA | Parnassus Central Utility Plant | 58198 | GTG1 | CT |  | NA | NG |  | 437981 | 1.2606 | 0.0057564 | EIA Unit-level Data | NEI avg EF - PM, fuel type
2018 | CA | Parnassus Central Utility Plant | 58198 | GTG2 | CT |  | NA | NG |  | 463208 | 1.3332 | 0.0057564 | EIA Unit-level Data | NEI avg EF - PM, fuel type
2018 | CA | Parnassus Central Utility Plant | 58198 | HRSG1 | CA | OP | NA | NG |  | 82645 | 0.017438 | 0.000422 | EIA Unit-level Data | Estimated using an emission factor
2018 | CA | Pastoria Energy Facility | 55656 | CT001 | CT | OP | CC | NG | 7,096.0 | 11210271 | 5.1295 | 0.00091514 | EPA/CAMD | EPA/NEI | 2005
2018 | CA | Pastoria Energy Facility | 55656 | CT002 | CT | OP | CC | NG | 5,873.0 | 9228398 | 6.1877 | 0.001341 | EPA/CAMD | EPA/NEI | 2005
2018 | CA | Pastoria Energy Facility | 55656 | CT004 | CT | OP | CC | NG | 6,957.0 | 10552456 | 7.3553 | 0.0013941 | EPA/CAMD | EPA/NEI | 2005
2018 | CA | Patterson Pass | 56213 | WND1 | WT | RE | NA | WND
2018 | CA | Patterson Pass | 56213 | WND2 | WT | RE | NA | WND
2018 | CA | PE Berkeley | 50849 | GEN1 | CT |  | NA | NG |  | 1579868 | 4.5472 | 0.0057564 | EIA Unit-level Data | NEI avg EF - PM, fuel type
2018 | CA | PE Berkeley | 50849 | GEN2 | CA | OP | NA | NG |  | 273692 | 0.057749 | 0.000422 | EIA Prime Mover-level Data | Estimated using an emission factor
2018 | CA | Peak Valley Solar Farm | 61167 | 91MC8 | PV | P | NA | SUN
2018 | CA | Pebbly Beach | 6704 | 7 | IC | OP | NA | DFO |  | 30938 | 4.7954 | 0.31 | EIA Prime Mover-level Data | Estimated using an emission factor
2018 | CA | Pebbly Beach | 6704 | 8 | IC | OP | NA | DFO |  | 46407 | 7.1931 | 0.31 | EIA Prime Mover-level Data | Estimated using an emission factor
2018 | CA | Pebbly Beach | 6704 | 10 | IC | OP | NA | DFO |  | 34032 | 5.275 | 0.31 | EIA Prime Mover-level Data | Estimated using an emission factor
2018 | CA | Pebbly Beach | 6704 | 12 | IC | OP | NA | DFO |  | 49501 | 7.6727 | 0.31 | EIA Prime Mover-level Data | Estimated using an emission factor
2018 | CA | Pebbly Beach | 6704 | 14 | IC | OP | NA | DFO |  | 43313 | 6.7135 | 0.31 | EIA Prime Mover-level Data | Estimated using an emission factor
2018 | CA | Pebbly Beach | 6704 | 15 | IC | OP | NA | DFO |  | 86626 | 13.427 | 0.31 | EIA Prime Mover-level Data | Estimated using an emission factor
2018 | CA | Pebbly Beach | 6704 | MT01 | GT | OP | NA | PG |  | 509 | 0.0001074 | 0.000422 | EIA Prime Mover-level Data | Estimated using an emission factor
2018 | CA | Pebbly Beach | 6704 | MT02 | GT | OP | NA | PG |  | 509 | 0.0001074 | 0.000422 | EIA Prime Mover-level Data | Estimated using an emission factor
2018 | CA | Pebbly Beach | 6704 | MT03 | GT | OP | NA | PG |  | 509 | 0.0001074 | 0.000422 | EIA Prime Mover-level Data | Estimated using an emission factor
2018 | CA | Pebbly Beach | 6704 | MT04 | GT | OP | NA | PG |  | 509 | 0.0001074 | 0.000422 | EIA Prime Mover-level Data | Estimated using an emission factor
2018 | CA | Pebbly Beach | 6704 | MT05 | GT | OP | NA | PG |  | 509 | 0.0001074 | 0.000422 | EIA Prime Mover-level Data | Estimated using an emission factor
2018 | CA | Pebbly Beach | 6704 | MT06 | GT | OP | NA | PG |  | 509 | 0.0001074 | 0.000422 | EIA Prime Mover-level Data | Estimated using an emission factor
2018 | CA | Pebbly Beach | 6704 | MT07 | GT | OP | NA | PG |  | 509 | 0.0001074 | 0.000422 | EIA Prime Mover-level Data | Estimated using an emission factor
2018 | CA | Pebbly Beach | 6704 | MT08 | GT | OP | NA | PG |  | 509 | 0.0001074 | 0.000422 | EIA Prime Mover-level Data | Estimated using an emission factor
2018 | CA | Pebbly Beach | 6704 | MT09 | GT | OP | NA | PG |  | 509 | 0.0001074 | 0.000422 | EIA Prime Mover-level Data | Estimated using an emission factor
2018 | CA | Pebbly Beach | 6704 | MT10 | GT | OP | NA | PG |  | 509 | 0.0001074 | 0.000422 | EIA Prime Mover-level Data | Estimated using an emission factor
2018 | CA | Pebbly Beach | 6704 | MT11 | GT | OP | NA | PG |  | 509 | 0.0001074 | 0.000422 | EIA Prime Mover-level Data | Estimated using an emission factor
2018 | CA | Pebbly Beach | 6704 | MT12 | GT | IP | NA | PG
2018 | CA | Pebbly Beach | 6704 | MT13 | GT | IP | NA | PG
2018 | CA | Pebbly Beach | 6704 | MT14 | GT | OP | NA | PG |  | 509 | 0.0001074 | 0.000422 | EIA Prime Mover-level Data | Estimated using an emission factor
2018 | CA | Pebbly Beach | 6704 | MT15 | GT | OP | NA | PG |  | 509 | 0.0001074 | 0.000422 | EIA Prime Mover-level Data | Estimated using an emission factor
2018 | CA | Pebbly Beach | 6704 | MT16 | GT | OP | NA | PG |  | 509 | 0.0001074 | 0.000422 | EIA Prime Mover-level Data | Estimated using an emission factor
2018 | CA | Pebbly Beach | 6704 | MT17 | GT | OP | NA | PG |  | 509 | 0.0001074 | 0.000422 | EIA Prime Mover-level Data | Estimated using an emission factor
2018 | CA | Pebbly Beach | 6704 | MT18 | GT | OP | NA | PG |  | 509 | 0.0001074 | 0.000422 | EIA Prime Mover-level Data | Estimated using an emission factor
2018 | CA | Pebbly Beach | 6704 | MT19 | GT | OP | NA | PG |  | 509 | 0.0001074 | 0.000422 | EIA Prime Mover-level Data | Estimated using an emission factor
2018 | CA | Pebbly Beach | 6704 | MT20 | GT | OP | NA | PG |  | 509 | 0.0001074 | 0.000422 | EIA Prime Mover-level Data | Estimated using an emission factor
2018 | CA | Pebbly Beach | 6704 | MT21 | GT | OP | NA | PG |  | 509 | 0.0001074 | 0.000422 | EIA Prime Mover-level Data | Estimated using an emission factor
2018 | CA | Pebbly Beach | 6704 | MT22 | GT | OP | NA | PG |  | 509 | 0.0001074 | 0.000422 | EIA Prime Mover-level Data | Estimated using an emission factor
2018 | CA | Pebbly Beach | 6704 | MT23 | GT | OP | NA | PG |  | 509 | 0.0001074 | 0.000422 | EIA Prime Mover-level Data | Estimated using an emission factor
2018 | CA | Pebbly Beach | 6704 | MT24 | GT | OP | NA | PG |  | 509 | 0.0001074 | 0.000422 | EIA Prime Mover-level Data | Estimated using an emission factor
2018 | CA | Pebbly Beach | 6704 | MT25 | GT | OP | NA | PG |  | 509 | 0.0001074 | 0.000422 | EIA Prime Mover-level Data | Estimated using an emission factor
2018 | CA | Pebbly Beach | 6704 | NASB1 | BA | OP | NA | MWH
2018 | CA | Perris | 481 | 1 | HY | OP | NA | WAT |  | 135055 |  |  | EIA Prime Mover-level Data
2018 | CA | PFMG Solar Grossmont Helix LLC | 62611 | HELIX | PV | OP | NA | SUN |  | 12355 |  |  | EIA Prime Mover-level Data
2018 | CA | Phillips 66 Carbon Plant | 50388 | GEN1 | ST | OP | NA | PC |  | 1156007 | 3.6436 | 0.0063037 | EIA Prime Mover-level Data | NEI avg EF - PM, fuel type
2018 | CA | Phillips 66 Rodeo Refinery | 50119 | GENA | GT | OP | NA | OG |  | 2322093 | 13.3751 | 0.01152 | EIA Prime Mover-level Data | NEI avg EF - PM, fuel type
2018 | CA | Phillips 66 Rodeo Refinery | 50119 | GENB | GT | OP | NA | OG |  | 2322093 | 13.3751 | 0.01152 | EIA Prime Mover-level Data | NEI avg EF - PM, fuel type
2018 | CA | Phillips 66 Rodeo Refinery | 50119 | GENC | GT | OP | NA | OG |  | 2322093 | 13.3751 | 0.01152 | EIA Prime Mover-level Data | NEI avg EF - PM, fuel type
2018 | CA | Phoenix | 264 | 1 | HY | OP | NA | WAT |  | 51690 |  |  | EIA Prime Mover-level Data
2018 | CA | Phoenix Wind Power LLC | 55339 | GEN1 | WT | RE | NA | WND
2018 | CA | Pierce College | 58248 | GEN1 | PV | OP | NA | SUN |  | 27509 |  |  | EIA Prime Mover-level Data
2018 | CA | Pilot Knob | 388 | 1 | HY | OP | NA | WAT |  | 144808 |  |  | EIA Prime Mover-level Data
2018 | CA | Pilot Knob | 388 | 2 | HY | OP | NA | WAT |  | 144808 |  |  | EIA Prime Mover-level Data
2018 | CA | Pine Flat | 7907 | 1 | HY | OP | NA | WAT |  | 1033620 |  |  | EIA Prime Mover-level Data
2018 | CA | Pine Flat | 7907 | 2 | HY | OP | NA | WAT |  | 1033620 |  |  | EIA Prime Mover-level Data
2018 | CA | Pine Flat | 7907 | 3 | HY | OP | NA | WAT |  | 1033620 |  |  | EIA Prime Mover-level Data
2018 | CA | Pine Tree Solar Project | 57306 | 1 | PV | OP | NA | SUN |  | 133678 |  |  | EIA Prime Mover-level Data
2018 | CA | Pine Tree Wind Power Project | 56433 | 1 | WT | OP | NA | WND |  | 2601301 |  |  | EIA Prime Mover-level Data
2018 | CA | Pinyon Pine I | 57834 | AW07 | WT | OP | NA | WND |  | 3094376 |  |  | EIA Prime Mover-level Data
2018 | CA | Pinyon Pine II | 57837 | AW09 | WT | OP | NA | WND |  | 2227190 |  |  | EIA Prime Mover-level Data
2018 | CA | Pio Pico Energy Center LLC | 57555 | CTG1 | GT | OP | CT | NG | 1,029.0 | 452520 | 1.7683 | 0.0078154 | EPA/CAMD | NEI avg EF - PM, fuel type, firing type | 2016
2018 | CA | Pio Pico Energy Center LLC | 57555 | CTG2 | GT | OP | CT | NG | 1,332.0 | 578486 | 2.2606 | 0.0078154 | EPA/CAMD | NEI avg EF - PM, fuel type, firing type | 2016
2018 | CA | Pio Pico Energy Center LLC | 57555 | CTG3 | GT | OP | CT | NG | 1,095.0 | 461661 | 1.804 | 0.0078154 | EPA/CAMD | NEI avg EF - PM, fuel type, firing type | 2016
2018 | CA | Pit 1 | 265 | H1 | HY | OP | NA | WAT |  | 1035245 |  |  | EIA Prime Mover-level Data
2018 | CA | Pit 1 | 265 | H2 | HY | OP | NA | WAT |  | 1035245 |  |  | EIA Prime Mover-level Data
2018 | CA | Pit 3 | 266 | H1 | HY | OP | NA | WAT |  | 783604 |  |  | EIA Prime Mover-level Data
2018 | CA | Pit 3 | 266 | H2 | HY | OP | NA | WAT |  | 783604 |  |  | EIA Prime Mover-level Data
2018 | CA | Pit 3 | 266 | H3 | HY | OP | NA | WAT |  | 783604 |  |  | EIA Prime Mover-level Data
2018 | CA | Pit 4 | 267 | 1 | HY | OP | NA | WAT |  | 1810776 |  |  | EIA Prime Mover-level Data
2018 | CA | Pit 4 | 267 | 2 | HY | OP | NA | WAT |  | 1810776 |  |  | EIA Prime Mover-level Data
2018 | CA | Pit 5 | 268 | H1 | HY | OP | NA | WAT |  | 1507510 |  |  | EIA Prime Mover-level Data
2018 | CA | Pit 5 | 268 | H2 | HY | OP | NA | WAT |  | 1507510 |  |  | EIA Prime Mover-level Data
2018 | CA | Pit 5 | 268 | H3 | HY | OP | NA | WAT |  | 1310192 |  |  | EIA Prime Mover-level Data
2018 | CA | Pit 5 | 268 | H4 | HY | OP | NA | WAT |  | 1262836 |  |  | EIA Prime Mover-level Data
2018 | CA | Pit 6 | 269 | H1 | HY | OP | NA | WAT |  | 1224142 |  |  | EIA Prime Mover-level Data
2018 | CA | Pit 6 | 269 | H2 | HY | OP | NA | WAT |  | 1224142 |  |  | EIA Prime Mover-level Data
2018 | CA | Pit 7 | 270 | H1 | HY | OP | NA | WAT |  | 1726778 |  |  | EIA Prime Mover-level Data
2018 | CA | Pit 7 | 270 | H2 | HY | OP | NA | WAT |  | 1564893 |  |  | EIA Prime Mover-level Data
2018 | CA | Pitchess Cogen Station | 10478 | GEN1 | CT |  | NA | NG |  | 1293804 | 3.7238 | 0.0057564 | EIA Unit-level Data | NEI avg EF - PM, fuel type
2018 | CA | Pitchess Cogen Station | 10478 | GEN2 | CA | RE | NA | NG |  | 0 | 0 |  | EIA Prime Mover-level Data | Estimated using an emission factor
2018 | CA | Pixar - Emeryville | 59803 | PXR00 | FC | OP | NA | NG |  | 55025 | 0 | 0 | EIA Prime Mover-level Data | Estimated using an emission factor
2018 | CA | Plant No 1 Orange County | 50696 | GEN1 | IC | OP | NA | OBG |  | 164421 | 1.2085 | 0.0147 | EIA Prime Mover-level Data | Estimated using an emission factor
2018 | CA | Plant No 1 Orange County | 50696 | GEN2 | IC | OP | NA | OBG |  | 164421 | 1.2085 | 0.0147 | EIA Prime Mover-level Data | Estimated using an emission factor
2018 | CA | Plant No 1 Orange County | 50696 | GEN3 | IC | OP | NA | OBG |  | 164421 | 1.2085 | 0.0147 | EIA Prime Mover-level Data | Estimated using an emission factor
2018 | CA | Plant No 2 Orange County | 52099 | GEN1 | IC | OP | NA | OBG |  | 118832 | 0.87342 | 0.0147 | EIA Prime Mover-level Data | Estimated using an emission factor
2018 | CA | Plant No 2 Orange County | 52099 | GEN2 | IC | OP | NA | OBG |  | 118832 | 0.87342 | 0.0147 | EIA Prime Mover-level Data | Estimated using an emission factor
2018 | CA | Plant No 2 Orange County | 52099 | GEN3 | IC | OP | NA | OBG |  | 118832 | 0.87342 | 0.0147 | EIA Prime Mover-level Data | Estimated using an emission factor
2018 | CA | Plant No 2 Orange County | 52099 | GEN4 | IC | OP | NA | OBG |  | 118832 | 0.87342 | 0.0147 | EIA Prime Mover-level Data | Estimated using an emission factor
2018 | CA | Plant No 2 Orange County | 52099 | GEN5 | IC | OP | NA | OBG |  | 118832 | 0.87342 | 0.0147 | EIA Prime Mover-level Data | Estimated using an emission factor
2018 | CA | Plant No 2 Orange County | 52099 | GEN6 | ST | OA | NA | OBG
2018 | CA | Pleasant Valley Hydro | 402 | 1 | HY | OP | NA | WAT |  | 66471 |  |  | EIA Prime Mover-level Data
2018 | CA | Ples I | 10479 | T101 | BT | OP | NA | GEO |  | 260696 |  |  | EIA Prime Mover-level Data
2018 | CA | Ples I | 10479 | T102 | BT | OP | NA | GEO |  | 260696 |  |  | EIA Prime Mover-level Data
2018 | CA | Ples I | 10479 | T103 | BT | OP | NA | GEO |  | 260696 |  |  | EIA Prime Mover-level Data
2018 | CA | Poe | 272 | 1 | HY | OP | NA | WAT |  | 2034513 |  |  | EIA Prime Mover-level Data
2018 | CA | Poe | 272 | 2 | HY | OP | NA | WAT |  | 2034513 |  |  | EIA Prime Mover-level Data
2018 | CA | Pomerado Energy Storage, LLC | 61390 | PMRDO | BA | P | NA | MWH
2018 | CA | Ponderosa Bailey Creek | 10709 | GEN1 | HY | OP | NA | WAT |  | 16149 |  |  | EIA Prime Mover-level Data
2018 | CA | Poole | 353 | 1 | HY | OP | NA | WAT |  | 129082 |  |  | EIA Prime Mover-level Data
2018 | CA | Port of LA Solar FiT Project | 61319 | W4885 | PV | OP | NA | SUN |  | 17669 |  |  | EIA Prime Mover-level Data
2018 | CA | Portal | 354 | 1 | HY | OP | NA | WAT |  | 88600 |  |  | EIA Prime Mover-level Data
2018 | CA | Portal Ridge Solar A, LLC | 60309 | GEN01 | PV | L | NA | SUN
2018 | CA | Portal Ridge Solar B, LLC | 60310 | GEN01 | PV | OP | NA | SUN |  | 502739 |  |  | EIA Prime Mover-level Data
2018 | CA | Portal Ridge Solar C, LLC | 60311 | GEN01 | PV | OP | NA | SUN |  | 275717 |  |  | EIA Prime Mover-level Data
2018 | CA | Porterville 6 and 7 | 59219 | PV1 | PV | OP | NA | SUN |  | 26420 |  |  | EIA Prime Mover-level Data
2018 | CA | Porterville 6 and 7 | 59219 | PV2 | PV | OP | NA | SUN |  | 26420 |  |  | EIA Prime Mover-level Data
2018 | CA | Porterville Solar | 58309 | 1 | PV | OP | NA | SUN |  | 17494 |  |  | EIA Prime Mover-level Data
2018 | CA | Porterville Solar | 58309 | 2 | PV | OP | NA | SUN |  | 17494 |  |  | EIA Prime Mover-level Data
2018 | CA | Porterville Solar | 58309 | 5 | PV | OP | NA | SUN |  | 26241 |  |  | EIA Prime Mover-level Data
2018 | CA | Portola | 6524 | 1 | IC | RE | NA | DFO
2018 | CA | Portola | 6524 | 2 | IC | RE | NA | DFO
2018 | CA | Portola | 6524 | 3 | IC | RE | NA | DFO
2018 | CA | Potrero Hills Energy Producers | 59952 | 1 | IC | OP | NA | LFG |  | 135958 | 0.99929 | 0.0147 | EIA Prime Mover-level Data | Estimated using an emission factor
2018 | CA | Potrero Hills Energy Producers | 59952 | 2 | IC | OP | NA | LFG |  | 135958 | 0.99929 | 0.0147 | EIA Prime Mover-level Data | Estimated using an emission factor
2018 | CA | Potrero Hills Energy Producers | 59952 | 3 | IC | OP | NA | LFG |  | 135958 | 0.99929 | 0.0147 | EIA Prime Mover-level Data | Estimated using an emission factor
2018 | CA | Potrero Hills Energy Producers | 59952 | 4 | IC | OP | NA | LFG |  | 135958 | 0.99929 | 0.0147 | EIA Prime Mover-level Data | Estimated using an emission factor
2018 | CA | Potrero Hills Energy Producers | 59952 | 5 | IC | OP | NA | LFG |  | 135958 | 0.99929 | 0.0147 | EIA Prime Mover-level Data | Estimated using an emission factor
2018 | CA | Potter Valley | 274 | 1 | HY | OP | NA | WAT |  | 55967 |  |  | EIA Prime Mover-level Data
2018 | CA | Potter Valley | 274 | 2 | HY | OP | NA | WAT |  | 25439 |  |  | EIA Prime Mover-level Data
2018 | CA | Potter Valley | 274 | 3 | HY | OP | NA | WAT |  | 38159 |  |  | EIA Prime Mover-level Data
2018 | CA | Power Generation Station (PGS) 2 | 57696 | 1 | GT | OP | NA | OBG |  | 344649 | 3.7222 | 0.0216 | EIA Prime Mover-level Data | Estimated using an emission factor
2018 | CA | Powhatan Solar Power Generation Station 1 LLC | 58611 | 1 | PV | OP | NA | SUN |  | 40603 |  |  | EIA Prime Mover-level Data
2018 | CA | PRC-Desoto Intl/PPG Aerospace | 58085 | CATR1 | IC | SB | NA | DFO
2018 | CA | PRC-Desoto Intl/PPG Aerospace | 58085 | CATR2 | IC | SB | NA | DFO
2018 | CA | Preferred Freezer San Leandro | 62578 | SLPV1 | PV | OP | NA | SUN |  | 58063 |  |  | EIA Prime Mover-level Data
2018 | CA | Prima Plant | 55601 | UNT1 | IC | OP | NA | LFG |  | 256566 | 1.8858 | 0.0147 | EIA Prime Mover-level Data | Estimated using an emission factor
2018 | CA | Prima Plant | 55601 | UNT2 | IC | OP | NA | LFG |  | 256566 | 1.8858 | 0.0147 | EIA Prime Mover-level Data | Estimated using an emission factor
2018 | CA | Puente Hills Energy Recovery | 10472 | B300 | ST | OP | NA | LFG |  | 1525609 | 2.2121 | 0.0029 | EIA Unit-level Data | Estimated using an emission factor
2018 | CA | Puente Hills Energy Recovery | 10472 | B400 | ST | OP | NA | LFG |  | 1575854 | 2.285 | 0.0029 | EIA Unit-level Data | Estimated using an emission factor
2018 | CA | Puente Hills Energy Recovery | 10472 | GEN2 | GT | RE | NA | LFG
2018 | CA | Puente Hills Energy Recovery | 10472 | GEN3 | IC | RE | NA | LFG
2018 | CA | Puente Hills Energy Recovery | 10472 | GEN4 | IC | RE | NA | LFG
2018 | CA | Puente Hills Energy Recovery | 10472 | GEN5 | IC | RE | NA | LFG
2018 | CA | Pumpjack Solar I | 59322 | GEN1 | PV | OP | NA | SUN |  | 459948 |  |  | EIA Prime Mover-level Data
2018 | CA | Putah Creek Solar Farm | 59550 | PCSF | PV | OP | NA | SUN |  | 42970 |  |  | EIA Prime Mover-level Data
2018 | CA | PVN Milliken, LLC | 60790 | PV | PV | OP | NA | SUN |  | 41423 |  |  | EIA Prime Mover-level Data
2018 | CA | Q Plant | 59457 | Q-TG1 | GT | OP | NA | NG |  | 368991 | 1.0117 | 0.0054834 | EIA Prime Mover-level Data | NEI avg EF - PM, fuel type, firing type
2018 | CA | Quinto Solar PV Project | 59339 | SSC13 | PV | OP | NA | SUN |  | 2587689 |  |  | EIA Prime Mover-level Data
2018 | CA | R C Kirkwood | 382 | 1 | HY | OP | NA | WAT |  | 1363969 |  |  | EIA Prime Mover-level Data
2018 | CA | R C Kirkwood | 382 | 2 | HY | OP | NA | WAT |  | 1363969 |  |  | EIA Prime Mover-level Data
2018 | CA | R C Kirkwood | 382 | 3 | HY | OP | NA | WAT |  | 1260376 |  |  | EIA Prime Mover-level Data
2018 | CA | R E Badger Filtration Plant | 50147 | 1 | HY | OP | NA | WAT
2018 | CA | Radiance Solar 4 | 58354 | 1 | PV | OP | NA | SUN |  | 30180 |  |  | EIA Prime Mover-level Data
2018 | CA | Radiance Solar 5 | 58355 | 1 | PV | OP | NA | SUN |  | 30381 |  |  | EIA Prime Mover-level Data
2018 | CA | Ralston | 427 | 1 | HY | OP | NA | WAT |  | 2960843 |  |  | EIA Prime Mover-level Data
2018 | CA | Ramona 1 | 58909 | RAM1 | PV | OP | NA | SUN |  | 33773 |  |  | EIA Prime Mover-level Data
2018 | CA | Ramona 2 | 58911 | RAM2 | PV | OP | NA | SUN |  | 84414 |  |  | EIA Prime Mover-level Data
2018 | CA | Ramona Solar Energy | 60995 | 1 | PV | OP | NA | SUN |  | 70884 |  |  | EIA Prime Mover-level Data
2018 | CA | Rancho Cucamonga Dist #1 | 59540 | 2 | PV | OP | NA | SUN |  | 30228 |  |  | EIA Prime Mover-level Data
2018 | CA | Rancho Penasquitos | 56615 | G100 | HY | OP | NA | WAT |  | 100676 |  |  | EIA Prime Mover-level Data
2018 | CA | Rancho Seco Solar | 529 | 1 | PV | RE | NA | SUN
2018 | CA | Rancho Seco Solar | 529 | 2 | PV | RE | NA | SUN
2018 | CA | Rancho Seco Solar, LLC | 60226 | GEN01 | PV | OP | NA | SUN |  | 221021 |  |  | EIA Prime Mover-level Data
2018 | CA | Ratkovich Alhambra | 62458 | RAT00 | FC | OP | NA | NG |  | 4587 | 0 | 0 | EIA Prime Mover-level Data | Estimated using an emission factor
2018 | CA | RCWD PV Project | 60426 | RCWD | PV | OP | NA | SUN |  | 97077 |  |  | EIA Prime Mover-level Data
2018 | CA | RCWMD Badlands Landfill Gas Project | 55820 | GEN1 | IC | RE | NA | LFG
2018 | CA | RCWMD Badlands Landfill Gas Project | 55820 | GEN2 | IC | CN | NA | LFG
2018 | CA | RE Adams East, LLC | 58984 | 1 | PV | OP | NA | SUN |  | 465019 |  |  | EIA Prime Mover-level Data
2018 | CA | RE Astoria | 59976 | ASTR1 | PV | OP | NA | SUN |  | 2624917 |  |  | EIA Prime Mover-level Data
2018 | CA | RE Astoria 2 | 59977 | ASTR2 | PV | OP | NA | SUN |  | 2090666 |  |  | EIA Prime Mover-level Data
2018 | CA | RE Barren Ridge 1 | 60389 | REBR1 | PV | OP | NA | SUN |  | 1614441 |  |  | EIA Prime Mover-level Data
2018 | CA | RE Bruceville 1 | 57783 | BRU1 | PV | OP | NA | SUN |  | 104108 |  |  | EIA Prime Mover-level Data
2018 | CA | RE Bruceville 2 | 57784 | BRU2 | PV | OP | NA | SUN |  | 108624 |  |  | EIA Prime Mover-level Data
2018 | CA | RE Bruceville 3 | 57785 | BRU3 | PV | OP | NA | SUN |  | 108313 |  |  | EIA Prime Mover-level Data
2018 | CA | RE Camelot LLC | 58983 | 1 | PV | OP | NA | SUN |  | 1187219 |  |  | EIA Prime Mover-level Data
2018 | CA | RE Columbia Two, LLC | 58990 | 1 | PV | OP | NA | SUN |  | 374567 |  |  | EIA Prime Mover-level Data
2018 | CA | RE Dillard 1 | 57777 | DL1 | PV | OP | NA | SUN |  | 52264 |  |  | EIA Prime Mover-level Data
2018 | CA | RE Dillard 2 | 57779 | DIL2 | PV | OP | NA | SUN |  | 38552 |  |  | EIA Prime Mover-level Data
2018 | CA | RE Dillard 3 | 57781 | DIL3 | PV | OP | NA | SUN |  | 55180 |  |  | EIA Prime Mover-level Data
2018 | CA | RE Dillard 4 | 57806 | DIL4 | PV | OP | NA | SUN
2018 | CA | RE Garland | 60233 | PV2 | PV | OP | NA | SUN |  | 4799122 |  |  | EIA Prime Mover-level Data
2018 | CA | RE Garland A | 60386 | PV1 | PV | OP | NA | SUN |  | 675845 |  |  | EIA Prime Mover-level Data
2018 | CA | RE Gaskell West 1 LLC | 61445 | PV1 | PV | OP | NA | SUN |  | 467926 |  |  | EIA Prime Mover-level Data
2018 | CA | RE Gaskell West 2 LLC | 61446 | PV2 | PV | P | NA | SUN
2018 | CA | RE Gaskell West 3 LLC | 61447 | PV3 | PV | P | NA | SUN
2018 | CA | RE Gaskell West 4 LLC | 61448 | PV4 | PV | P | NA | SUN
2018 | CA | RE Gaskell West 5 LLC | 61449 | PV5 | PV | P | NA | SUN
2018 | CA | RE Kammerer 1 | 57778 | KAM1 | PV | OP | NA | SUN |  | 107465 |  |  | EIA Prime Mover-level Data
2018 | CA | RE Kammerer 2 | 57780 | KAM2 | PV | OP | NA | SUN |  | 111348 |  |  | EIA Prime Mover-level Data
2018 | CA | RE Kammerer 3 | 57782 | KAM3 | PV | OP | NA | SUN |  | 109908 |  |  | EIA Prime Mover-level Data
2018 | CA | RE Kansas Solar, LLC | 58985 | 1 | PV | OP | NA | SUN |  | 479170 |  |  | EIA Prime Mover-level Data
2018 | CA | RE Kansas South LLC | 58148 | KS | PV | OP | NA | SUN |  | 447612 |  |  | EIA Prime Mover-level Data
2018 | CA | RE Kent South, LLC | 58991 | 1 | PV | OP | NA | SUN |  | 474047 |  |  | EIA Prime Mover-level Data
2018 | CA | RE McKenzie 1 | 57816 | MCK1 | PV | OP | NA | SUN |  | 107134 |  |  | EIA Prime Mover-level Data
2018 | CA | RE McKenzie 2 | 57817 | MCK2 | PV | OP | NA | SUN |  | 112889 |  |  | EIA Prime Mover-level Data
2018 | CA | RE McKenzie 3 | 57818 | MCK3 | PV | OP | NA | SUN |  | 113838 |  |  | EIA Prime Mover-level Data
2018 | CA | RE McKenzie 4 | 57819 | MCK4 | PV | OP | NA | SUN |  | 112270 |  |  | EIA Prime Mover-level Data
2018 | CA | RE McKenzie 5 | 57820 | MCK5 | PV | OP | NA | SUN |  | 113593 |  |  | EIA Prime Mover-level Data
2018 | CA | RE McKenzie 6 | 57821 | MCK6 | PV | OP | NA | SUN |  | 112562 |  |  | EIA Prime Mover-level Data
2018 | CA | RE Mustang LLC | 59150 | PV1 | PV | OP | NA | SUN |  | 2362210 |  |  | EIA Prime Mover-level Data
2018 | CA | RE Old River One, LLC | 58986 | 1 | PV | OP | NA | SUN |  | 455526 |  |  | EIA Prime Mover-level Data
2018 | CA | RE Tranquillity | 59939 | TQ | PV | OP | NA | SUN |  | 4575584 |  |  | EIA Prime Mover-level Data
2018 | CA | RE Victor Phelan Solar One LLC | 58202 | VPS1 | PV | OP | NA | SUN |  | 430306 |  |  | EIA Prime Mover-level Data
2018 | CA | Red Bluff | 56184 | IC1 | IC | OP | NA | NG |  | 8937 | 0.0018857 | 0.000422 | EIA Prime Mover-level Data | Estimated using an emission factor
2018 | CA | Red Bluff | 56184 | IC10 | IC | OP | NA | NG |  | 8937 | 0.0018857 | 0.000422 | EIA Prime Mover-level Data | Estimated using an emission factor
2018 | CA | Red Bluff | 56184 | IC11 | IC | OP | NA | NG |  | 8937 | 0.0018857 | 0.000422 | EIA Prime Mover-level Data | Estimated using an emission factor
2018 | CA | Red Bluff | 56184 | IC12 | IC | OP | NA | NG |  | 8937 | 0.0018857 | 0.000422 | EIA Prime Mover-level Data | Estimated using an emission factor
2018 | CA | Red Bluff | 56184 | IC13 | IC | OP | NA | NG |  | 8937 | 0.0018857 | 0.000422 | EIA Prime Mover-level Data | Estimated using an emission factor
2018 | CA | Red Bluff | 56184 | IC14 | IC | OP | NA | NG |  | 8937 | 0.0018857 | 0.000422 | EIA Prime Mover-level Data | Estimated using an emission factor
2018 | CA | Red Bluff | 56184 | IC15 | IC | OP | NA | NG |  | 8937 | 0.0018857 | 0.000422 | EIA Prime Mover-level Data | Estimated using an emission factor
2018 | CA | Red Bluff | 56184 | IC16 | IC | OP | NA | NG |  | 8937 | 0.0018857 | 0.000422 | EIA Prime Mover-level Data | Estimated using an emission factor
2018 | CA | Red Bluff | 56184 | IC2 | IC | OP | NA | NG |  | 8937 | 0.0018857 | 0.000422 | EIA Prime Mover-level Data | Estimated using an emission factor
2018 | CA | Red Bluff | 56184 | IC3 | IC | OP | NA | NG |  | 8937 | 0.0018857 | 0.000422 | EIA Prime Mover-level Data | Estimated using an emission factor
2018 | CA | Red Bluff | 56184 | IC4 | IC | OP | NA | NG |  | 8937 | 0.0018857 | 0.000422 | EIA Prime Mover-level Data | Estimated using an emission factor
2018 | CA | Red Bluff | 56184 | IC5 | IC | OP | NA | NG |  | 8937 | 0.0018857 | 0.000422 | EIA Prime Mover-level Data | Estimated using an emission factor
2018 | CA | Red Bluff | 56184 | IC6 | IC | OP | NA | NG |  | 8937 | 0.0018857 | 0.000422 | EIA Prime Mover-level Data | Estimated using an emission factor
2018 | CA | Red Bluff | 56184 | IC7 | IC | OP | NA | NG |  | 8937 | 0.0018857 | 0.000422 | EIA Prime Mover-level Data | Estimated using an emission factor
2018 | CA | Red Bluff | 56184 | IC8 | IC | OP | NA | NG |  | 8937 | 0.0018857 | 0.000422 | EIA Prime Mover-level Data | Estimated using an emission factor
2018 | CA | Red Bluff | 56184 | IC9 | IC | OP | NA | NG |  | 8937 | 0.0018857 | 0.000422 | EIA Prime Mover-level Data | Estimated using an emission factor
2018 | CA | Red Mountain | 484 | 1 | HY | OP | NA | WAT |  | 181676 |  |  | EIA Prime Mover-level Data
2018 | CA | Redcrest Solar Farm | 58831 | PV-1 | PV | OP | NA | SUN |  | 351134 |  |  | EIA Prime Mover-level Data
2018 | CA | Redding Power Plant | 7307 | 5 | CT | OP | CC | NG | 4,101.0 | 1473607 | 1.6267 | 0.0022078 | EPA/CAMD | EPA/NEI | 2002
2018 | CA | Redding Power Plant | 7307 | 6 | GT | OP | CT | NG | 1,608.0 | 567362 | 0.61875 | 0.0021812 | EPA/CAMD | EPA/NEI | 2010
2018 | CA | Redwood 4 Solar Farm | 60490 | RW4SF | PV | OP | NA | SUN |  | 929716 |  |  | EIA Prime Mover-level Data
2018 | CA | Regional Wastewater Control Facility | 56134 | 0101 | IC | OP | NA | OBG |  | 25955 | 0.19077 | 0.0147 | EIA Prime Mover-level Data | Estimated using an emission factor
2018 | CA | Regional Wastewater Control Facility | 56134 | 0301 | IC | OP | NA | OBG |  | 25955 | 0.19077 | 0.0147 | EIA Prime Mover-level Data | Estimated using an emission factor
2018 | CA | Regional Wastewater Control Facility | 56134 | 0401 | IC | OP | NA | OBG |  | 25955 | 0.19077 | 0.0147 | EIA Prime Mover-level Data | Estimated using an emission factor
2018 | CA | Regional Wastewater Control Facility | 56134 | 0501 | IC | SB | NA | DFO |  | 46720 | 7.2416 | 0.31 | EIA Prime Mover-level Data | Estimated using an emission factor
2018 | CA | Regulus Solar Project | 57650 | FRV4 | PV | OP | NA | SUN |  | 1482177 |  |  | EIA Prime Mover-level Data
2018 | CA | Renew Solar ABC Sacramento LLC | 62545 | SACRA | PV | P | NA | SUN
2018 | CA | Richard J Donovan Correctional Facility | 54936 | 03 | GT | OA | NA | NG
2018 | CA | Richmond Cogen | 52109 | GEN1 | CT |  | NA | NG |  | 4421586 | 12.7263 | 0.0057564 | EIA Unit-level Data | NEI avg EF - PM, fuel type
2018 | CA | Richmond Cogen | 52109 | GEN2 | CT |  | NA | NG |  | 4554875 | 13.1099 | 0.0057564 | EIA Unit-level Data | NEI avg EF - PM, fuel type
2018 | CA | Richmond Cogen | 52109 | GEN3 | CT | IP | NA | NG
2018 | CA | Richmond Cogen | 52109 | HRSG1 | CA | OP | NA | OG |  | 1265906 | 0.26711 | 0.000422 | EIA Unit-level Data | Estimated using an emission factor
2018 | CA | Richmond Cogen | 52109 | HRSG2 | CA | OP | NA | OG |  | 1291256 | 0.27246 | 0.000422 | EIA Unit-level Data | Estimated using an emission factor
2018 | CA | Richmond Refinery TG800 | 52105 | GEN1 | ST | RE | NA | OG
2018 | CA | Richmond Refinery TG800 | 52105 | GEN2 | ST | RE | NA | OG
2018 | CA | Richmond Refinery TG800 | 52105 | GEN3 | ST | RE | NA | OG
2018 | CA | Richmond Refinery TG800 | 52105 | GEN4 | ST | RE | NA | OG
2018 | CA | Ridgetop | 54931 | WGN1 | WT | OP | NA | WND |  | 1256095 |  |  | EIA Prime Mover-level Data
2018 | CA | Ridgetop Energy LLC | 10597 | WGN1 | WT | OP | NA | WND |  | 411533 |  |  | EIA Prime Mover-level Data
2018 | CA | Rio Bravo Fresno | 10767 | CFB | ST | OP | NA | WDS |  | 2855393 | 32.5689 | 0.022812 | EIA Unit-level Data | NEI avg EF - PM, fuel type
2018 | CA | Rio Bravo Hydro Project | 50037 | UNT1 | HY | SB | NA | WAT |  | 110292 |  |  | EIA Prime Mover-level Data
2018 | CA | Rio Bravo Hydro Project | 50037 | UNT2 | HY | SB | NA | WAT |  | 110292 |  |  | EIA Prime Mover-level Data
2018 | CA | Rio Bravo Rocklin | 10772 | CFB | ST | OP | NA | WDS |  | 2729865 | 31.1371 | 0.022812 | EIA Unit-level Data | NEI avg EF - PM, fuel type
2018 | CA | Rio Bravo Solar 1 LLC | 59249 | PV1 | PV | OP | NA | SUN |  | 477018 |  |  | EIA Prime Mover-level Data
2018 | CA | Rio Bravo Solar II LLC | 59250 | PV1 | PV | OP | NA | SUN |  | 474019 |  |  | EIA Prime Mover-level Data
2018 | CA | Rio Grande Solar | 58500 | RIO | PV | OP | NA | SUN |  | 104072 |  |  | EIA Prime Mover-level Data
2018 | CA | Rio Hondo | 482 | 1 | HY | OP | NA | WAT |  | 27929 |  |  | EIA Prime Mover-level Data
2018 | CA | Ripon Generation Station | 56135 | 1 | GT | OP | CT | NG | 717.0 | 211632 | 1.0579 | 0.0099972 | EPA/CAMD | EPA/NEI | 2006
2018 | CA | Ripon Generation Station | 56135 | 2 | GT | OP | CT | NG | 236.0 | 71985 | 0.59889 | 0.016639 | EPA/CAMD | EPA/NEI | 2006
2018 | CA | Rising Tree Wind Farm | 57621 | GEN1 | WT | OP | NA | WND |  | 2425560 |  |  | EIA Prime Mover-level Data
2018 | CA | Rising Tree Wind Farm II | 59235 | GEN1 | WT | OP | NA | WND |  | 527603 |  |  | EIA Prime Mover-level Data
2018 | CA | Rising Tree Wind Farm III | 59236 | GEN1 | WT | OP | NA | WND |  | 3228728 |  |  | EIA Prime Mover-level Data
2018 | CA | Riverside Energy Resource Center | 56143 | 1 | GT | OP | CT | NG | 1,234.0 | 315524 | 0.78368 | 0.0049675 | EPA/CAMD | EPA/NEI | 2006
2018 | CA | Riverside Energy Resource Center | 56143 | 2 | GT | OP | CT | NG | 976.0 | 252695 | 0.98746 | 0.0078154 | EPA/CAMD | NEI avg EF - PM, fuel type, firing type | 2006
2018 | CA | Riverside Energy Resource Center | 56143 | 3 | GT | OP | CT | NG | 830.0 | 199990 | 0.7815 | 0.0078154 | EPA/CAMD | NEI avg EF - PM, fuel type, firing type | 2011
2018 | CA | Riverside Energy Resource Center | 56143 | 4 | GT | OP | CT | NG | 720.0 | 172794 | 0.6944 | 0.0080373 | EPA/CAMD | EPA/NEI | 2010
2018 | CA | Riverside RWQCP Fuel Cell | 59877 | MB20 | FC | OP | NA | OBG |  | 84353 | 0 | 0 | EIA Prime Mover-level Data | Estimated using an emission factor
2018 | CA | Riverview Energy Center | 55963 | 1 | GT | OP | CT | NG | 901.0 | 207847 | 0.066625 | 0.0006411 | EPA/CAMD | EPA/NEI | 2003
2018 | CA | Roaring Creek Water Power | 10881 | GEN1 | HY | OP | NA | WAT |  | 34054 |  |  | EIA Prime Mover-level Data
2018 | CA | Robbs Peak | 433 | 1 | HY | OP | NA | WAT |  | 261597 |  |  | EIA Prime Mover-level Data
2018 | CA | Robert O Schulz Solar Farm | 57579 | 1 | PV | OP | NA | SUN |  | 17429 |  |  | EIA Prime Mover-level Data
2018 | CA | Robert O Schulz Solar Farm | 57579 | 2 | PV | OP | NA | SUN |  | 7746 |  |  | EIA Prime Mover-level Data
2018 | CA | Rock Creek | 275 | H1 | HY | OP | NA | WAT |  | 1513279 |  |  | EIA Prime Mover-level Data
2018 | CA | Rock Creek | 275 | H2 | HY | OP | NA | WAT |  | 1513279 |  |  | EIA Prime Mover-level Data
2018 | CA | Rock Creek Dam | 56822 | 01 | HY | IP | NA | WAT
2018 | CA | Rock Creek LP | 50892 | GEN1 | HY | OP | NA | WAT |  | 6697 |  |  | EIA Prime Mover-level Data
2018 | CA | Rock Creek LP | 50892 | GEN2 | HY | OP | NA | WAT |  | 6697 |  |  | EIA Prime Mover-level Data
2018 | CA | Rockwood | 7824 | 1 | GT | OP | NA | NG |  | 7999 | 0.021931 | 0.0054834 | EIA Prime Mover-level Data | NEI avg EF - PM, fuel type, firing type
2018 | CA | Rockwood | 7824 | 2 | GT | OP | NA | DFO |  | 7999 | 0.069029 | 0.017259 | EIA Prime Mover-level Data | NEI avg EF - PM, fuel type, firing type
2018 | CA | Rodeo Solar C2 | 58751 | RSC2 | PV | OP | NA | SUN |  | 34565 |  |  | EIA Prime Mover-level Data
2018 | CA | Rodeo Solar D2 | 58752 | RSD2 | PV | OP | NA | SUN |  | 34885 |  |  | EIA Prime Mover-level Data
2018 | CA | Rohr Inc., a Collins Aerospace Company | 57713 | 151 | IC | RE | NA | NG |  | 55538 | 0.011719 | 0.000422 | EIA Prime Mover-level Data | Estimated using an emission factor
2018 | CA | Rohr Inc., a Collins Aerospace Company | 57713 | 152 | IC | RE | NA | NG |  | 55538 | 0.011719 | 0.000422 | EIA Prime Mover-level Data | Estimated using an emission factor
2018 | CA | Rohr Inc., a Collins Aerospace Company | 57713 | 153 | IC | RE | NA | NG |  | 55538 | 0.011719 | 0.000422 | EIA Prime Mover-level Data | Estimated using an emission factor
2018 | CA | Roll Delano | 58297 | ROL4 | FC | OP | NA | NG |  | 63404 | 0 | 0 | EIA Prime Mover-level Data | Estimated using an emission factor
2018 | CA | Roll Delano 2 | 58296 | ROL6 | FC | OP | NA | NG |  | 73066 | 0 | 0 | EIA Prime Mover-level Data | Estimated using an emission factor
2018 | CA | Roll Lost Hills | 58298 | ROL3 | FC | OP | NA | NG |  | 50525 | 0 | 0 | EIA Prime Mover-level Data | Estimated using an emission factor
2018 | CA | Rollins | 34 | 1P | HY | OP | NA | WAT |  | 559099 |  |  | EIA Prime Mover-level Data
2018 | CA | Rosamond One | 58498 | RONE | PV | OP | NA | SUN |  | 545176 |  |  | EIA Prime Mover-level Data
2018 | CA | Rosamond Two | 58499 | RTWO | PV | OP | NA | SUN |  | 447448 |  |  | EIA Prime Mover-level Data
2018 | CA | Roseburg Forest Products Biomass | 56469 | FW-1 | ST | OP | NA | WDS |  | 1317143 | 15.0235 | 0.022812 | EIA Unit-level Data | NEI avg EF - PM, fuel type
2018 | CA | Roseville | 7452 | 1 | GT | SB | NA | NG |  | 22515 | 0.061729 | 0.0054834 | EIA Prime Mover-level Data | NEI avg EF - PM, fuel type, firing type
2018 | CA | Roseville | 7452 | 2 | GT | SB | NA | NG |  | 22515 | 0.061729 | 0.0054834 | EIA Prime Mover-level Data | NEI avg EF - PM, fuel type, firing type
2018 | CA | Roseville Energy Park | 56298 | CT001 | CT | OP | CC | NG | 2,392.0 | 1030492 | 0.089819 | 0.00017432 | EPA/CAMD | EPA/NEI | 2007
2018 | CA | Roseville Energy Park | 56298 | CT002 | CT | OP | CC | NG | 2,306.0 | 1051071 | 0.079839 | 0.00015192 | EPA/CAMD | EPA/NEI | 2007
2018 | CA | Roseville Solar | 62114 | ROSE | PV | OP | NA | SUN
2018 | CA | RPI Fuel Cell LLC | 57419 | 0001 | FC | SB | NA | OBG
2018 | CA | Rudy Solar, LLC | 59410 | SNL19 | PV | OP | NA | SUN |  | 38387 |  |  | EIA Prime Mover-level Data
2018 | CA | Rugged Solar LLC | 57960 | 1 | PV | V | NA | SUN
2018 | CA | Rush Creek | 357 | 1 | HY | OP | NA | WAT |  | 90161 |  |  | EIA Prime Mover-level Data
2018 | CA | Rush Creek | 357 | 2 | HY | OP | NA | WAT |  | 110027 |  |  | EIA Prime Mover-level Data
2018 | CA | Russell City Energy Company LLC | 56467 | CT1 | CT | OP | CC | NG | 2,282.0 | 3839931 | 1.8719 | 0.00097495 | EPA/CAMD | EPA/NEI | 2013
2018 | CA | Russell City Energy Company LLC | 56467 | CT2 | CT | OP | CC | NG | 2,093.0 | 3563133 | 1.3157 | 0.0007385 | EPA/CAMD | EPA/NEI | 2013
2018 | CA | Rutan | 58449 | 1 | PV | OP | NA | SUN |  | 13632 |  |  | EIA Prime Mover-level Data
2018 | CA | Rutan | 58449 | 2 | PV | OP | NA | SUN |  | 13632 |  |  | EIA Prime Mover-level Data
2018 | CA | Rutan | 58449 | 3 | PV | OP | NA | SUN |  | 9088 |  |  | EIA Prime Mover-level Data
2018 | CA | Sacramento (SMUD) | 59323 | SMUPV | PV | OP | NA | SUN |  | 20443 |  |  | EIA Prime Mover-level Data
2018 | CA | Sacramento Fairbain Water Treatment Plan | 58636 | 1 | PV | OP | NA | SUN |  | 11206 |  |  | EIA Prime Mover-level Data
2018 | CA | Sacramento Power Authority Cogen | 7552 | 1 | CT | OP | CC | NG | 6,386.0 | 6335264 | 4.2922 | 0.001355 | EPA/CAMD | EPA/NEI | 1997
2018 | CA | Sacramento Regional County Sanitation PV | 61209 | PV1 | PV | OP | NA | SUN |  | 66005 |  |  | EIA Prime Mover-level Data
2018 | CA | Sacramento Soleil LLC | 56875 | TBD | PV | OP | NA | SUN |  | 14014 |  |  | EIA Prime Mover-level Data
2018 | CA | Saint Agnes Medical Center | 54800 | 9911 | GT | OP | NA | NG |  | 213919 | 0.5865 | 0.0054834 | EIA Prime Mover-level Data | NEI avg EF - PM, fuel type, firing type
2018 | CA | Saint Agnes Medical Center | 54800 | 9929 | GT | OP | NA | NG |  | 213919 | 0.5865 | 0.0054834 | EIA Prime Mover-level Data | NEI avg EF - PM, fuel type, firing type
2018 | CA | Saint Agnes Medical Center | 54800 | 9930 | IC | RE | NA | NG
2018 | CA | Saint Johns Health Center | 50610 | 01 | GT | OP | NA | NG
2018 | CA | Salinas River Cogeneration Facility | 50865 | 1 | GT | OP | CT | NG | 8,663.0 | 4111064 | 2.3311 | 0.0011341 | EPA/CAMD | EPA/NEI | 1992
2018 | CA | Salt Springs | 279 | 1 | HY | OP | NA | WAT |  | 335741 |  |  | EIA Prime Mover-level Data
2018 | CA | Salt Springs | 279 | 2 | HY | OP | NA | WAT |  | 810692 |  |  | EIA Prime Mover-level Data
2018 | CA | Salton Sea Power Gen Co - Unit 2 | 10879 | GEN1 | ST | OP | NA | GEO |  | 563271 |  |  | EIA Prime Mover-level Data
2018 | CA | Salton Sea Power Gen Co - Unit 2 | 10879 | GEN2 | ST | OP | NA | GEO |  | 244900 |  |  | EIA Prime Mover-level Data
2018 | CA | Salton Sea Power Gen Co - Unit 2 | 10879 | GEN3 | ST | OP | NA | GEO |  | 171430 |  |  | EIA Prime Mover-level Data
2018 | CA | Salton Sea Power Gen Co - Unit 3 | 10759 | GEN1 | ST | OP | NA | GEO |  | 3034644 |  |  | EIA Prime Mover-level Data
2018 | CA | Salton Sea Power Gen Co - Unit 4 | 54996 | 4100 | ST | OP | NA | GEO |  | 2730249 |  |  | EIA Prime Mover-level Data
2018 | CA | Salton Sea Power Gen Co Unit 1 | 10878 | EE11 | ST | OP | NA | GEO |  | 707284 |  |  | EIA Prime Mover-level Data
2018 | CA | Salton Sea Power LLC - Unit 5 | 55983 | TG51 | ST | OP | NA | GEO |  | 3293240 |  |  | EIA Prime Mover-level Data
2018 | CA | San Antonio Regional Hospital | 50234 | 2074 | IC | OP | NA | NG |  | 56725 | 0.011969 | 0.000422 | EIA Prime Mover-level Data | Estimated using an emission factor
2018 | CA | San Antonio Regional Hospital | 50234 | 2075 | IC | OP | NA | NG |  | 56725 | 0.011969 | 0.000422 | EIA Prime Mover-level Data | Estimated using an emission factor
2018 | CA | San Antonio Regional Hospital | 50234 | 2076 | IC | OP | NA | NG |  | 56725 | 0.011969 | 0.000422 | EIA Prime Mover-level Data | Estimated using an emission factor
2018 | CA | San Antonio West Solar Rooftop | 57904 | CHNO | PV | OP | NA | SUN |  | 25776 |  |  | EIA Prime Mover-level Data
2018 | CA | San Diego International Airport BESS | 62754 | BA | BA | P | NA | MWH
2018 | CA | San Diego State University | 50061 | GEN1 | CT | RE | NA | NG
2018 | CA | San Diego State University | 50061 | GEN2 | CT |  | NA | NG |  | 289856 | 0.83427 | 0.0057564 | EIA Unit-level Data | NEI avg EF - PM, fuel type
2018 | CA | San Diego State University | 50061 | GEN3 | CT |  | NA | NG |  | 367470 | 1.0577 | 0.0057564 | EIA Unit-level Data | NEI avg EF - PM, fuel type
2018 | CA | San Diego State University | 50061 | GEN4 | CA | OP | NA | NG |  | 0 | 0 |  | EIA Prime Mover-level Data | Estimated using an emission factor
2018 | CA | San Diego State University | 50061 | GEN5 | PV | OP | NA | SUN |  | 1785 |  |  | EIA Prime Mover-level Data
2018 | CA | San Diego State University | 50061 | GEN6 | PV | OP | NA | SUN |  | 5355 |  |  | EIA Prime Mover-level Data
2018 | CA | San Diego State University | 50061 | GEN7 | PV | OP | NA | SUN |  | 5355 |  |  | EIA Prime Mover-level Data
2018 | CA | San Diego State University | 50061 | GEN8 | PV | OP | NA | SUN |  | 1785 |  |  | EIA Prime Mover-level Data
2018 | CA | San Dimas | 6646 | 1 | HY | OP | NA | WAT |  | 246724 |  |  | EIA Prime Mover-level Data
2018 | CA | San Dimas Wash Generating Station | 50233 | 4011 | HY | SB | NA | WAT |  | 10867 |  |  | EIA Prime Mover-level Data
2018 | CA | San Fernando | 403 | 1 | HY | OP | NA | WAT |  | 82455 |  |  | EIA Prime Mover-level Data
2018 | CA | San Fernando | 403 | 2 | HY | OP | NA | WAT |  | 82455 |  |  | EIA Prime Mover-level Data
2018 | CA | San Francisco Electric Reliability Proj | 56305 | 1 | GT | CN | NA | NG
2018 | CA | San Francisco Electric Reliability Proj | 56305 | 2 | GT | CN | NA | NG
2018 | CA | San Francisco Electric Reliability Proj | 56305 | 3 | GT | CN | NA | NG
2018 | CA | San Francisco Intl Airport Ct Project | 56306 | 1 | GT | CN | NA | NG
2018 | CA | San Francisquito 1 | 6479 | 3 | HY | OP | NA | WAT |  | 256427 |  |  | EIA Prime Mover-level Data
2018 | CA | San Francisquito 1 | 6479 | 4 | HY | OP | NA | WAT |  | 274558 |  |  | EIA Prime Mover-level Data
2018 | CA | San Francisquito 1 | 6479 | 6 | HY | OP | NA | WAT |  | 582788 |  |  | EIA Prime Mover-level Data
2018 | CA | San Francisquito 1 | 6479 | 1A | HY | OP | NA | WAT |  | 582788 |  |  | EIA Prime Mover-level Data
2018 | CA | San Francisquito 2 | 6480 | 1 | HY | OS | NA | WAT |  | 215932 |  |  | EIA Prime Mover-level Data
2018 | CA | San Francisquito 2 | 6480 | 2 | HY | OP | NA | WAT |  | 215932 |  |  | EIA Prime Mover-level Data
2018 | CA | San Francisquito 2 | 6480 | 3 | HY | OP | NA | WAT |  | 277627 |  |  | EIA Prime Mover-level Data
2018 | CA | San Gabriel Hydro Project | 54017 | U1 | HY | OP | NA | WAT
2018 | CA | San Gabriel Hydro Project | 54017 | U2 | HY | OP | NA | WAT
2018 | CA | San Gorgonio 1 | 7148 | 1 | HY | RE | NA | WAT
2018 | CA | San Gorgonio Farms Wind Farm | 50281 | WGEN | WT | OP | NA | WND |  | 837524 |  |  | EIA Prime Mover-level Data
2018 | CA | San Gorgonio Westwinds II LLC | 50690 | GEN1 | WT | OP | NA | WND |  | 1094925 |  |  | EIA Prime Mover-level Data
2018 | CA | San Gorgonio Windplant WPP1993 | 54454 | GEN11 | WT | OP | NA | WND |  | 1686090 |  |  | EIA Prime Mover-level Data
2018 | CA | San Gorgonio Windplant WPP1993 | 54454 | GEN3 | WT | RE | NA | WND
2018 | CA | San Jacinto Solar | 60972 | SJAC | PV | P | NA | SUN
2018 | CA | San Joaquin 2 | 276 | 1 | HY | OP | NA | WAT |  | 3237 |  |  | EIA Prime Mover-level Data
2018 | CA | San Joaquin 3 | 277 | 3 | HY | OA | NA | WAT
2018 | CA | San Joaquin Solar | 60678 | SJ1A | PV | OP | NA | SUN |  | 103188 |  |  | EIA Prime Mover-level Data
2018 | CA | San Joaquin Solar | 60678 | SJ1B | PV | U | NA | SUN
2018 | CA | San Jose Cogeneration | 10548 | GEN1 | GT | OP | NA | NG |  | 463191 | 1.2699 | 0.0054834 | EIA Prime Mover-level Data | NEI avg EF - PM, fuel type, firing type
2018 | CA | San Onofre Nuclear Generating Station | 360 | 2 | ST | RE | NA | NUC
2018 | CA | San Onofre Nuclear Generating Station | 360 | 3 | ST | RE | NA | NUC
2018 | CA | San Pablo Raceway | 62004 | SPRWY | PV | L | NA | SUN
2018 | CA | Sand Bar Power Plant | 50400 | GEN1 | HY | OP | NA | WAT |  | 674214 |  |  | EIA Prime Mover-level Data
2018 | CA | Sand Drag LLC | 57361 | 1 | PV | OP | NA | SUN |  | 322522 |  |  | EIA Prime Mover-level Data
2018 | CA | Santa Ana 1 | 361 | 1 | HY | OP | NA | WAT |  | 1272 |  |  | EIA Prime Mover-level Data
2018 | CA | Santa Ana 1 | 361 | 2 | HY | OP | NA | WAT |  | 1272 |  |  | EIA Prime Mover-level Data
2018 | CA | Santa Ana 1 | 361 | 3 | HY | OP | NA | WAT |  | 1272 |  |  | EIA Prime Mover-level Data
2018 | CA | Santa Ana 1 | 361 | 4 | HY | OP | NA | WAT |  | 1272 |  |  | EIA Prime Mover-level Data
2018 | CA | Santa Ana 3 | 363 | 1 | HY | OP | NA | WAT |  | 26598 |  |  | EIA Prime Mover-level Data
2018 | CA | Santa Clara (85C) | 50534 | WGNS | WT | RE | NA | WND
2018 | CA | Santa Clara Cogen | 7232 | 1 | GT | OP | NA | NG |  | 368746 | 1.011 | 0.0054834 | EIA Prime Mover-level Data | NEI avg EF - PM, fuel type, firing type
2018 | CA | Santa Clara Cogen | 7232 | 2 | GT | OP | NA | NG |  | 368746 | 1.011 | 0.0054834 | EIA Prime Mover-level Data | NEI avg EF - PM, fuel type, firing type
2018 | CA | Santa Cruz Energy | 57876 | UNT1 | IC | OP | NA | LFG |  | 115817 | 0.85125 | 0.0147 | EIA Prime Mover-level Data | Estimated using an emission factor
2018 | CA | Santa Fe Springs Rooftop Solar BLDG H | 58913 | 1 | PV | OP | NA | SUN |  | 24044 |  |  | EIA Prime Mover-level Data
2018 | CA | Santa Fe Springs Rooftop Solar BLDG M | 58912 | 1 | PV | OP | NA | SUN |  | 28293 |  |  | EIA Prime Mover-level Data
2018 | CA | Santa Felicia Dam | 50076 | UNT1 | HY | OP | NA | WAT |  | 115 |  |  | EIA Prime Mover-level Data
2018 | CA | Santa Felicia Dam | 50076 | UNT2 | HY | OP | NA | WAT |  | 631 |  |  | EIA Prime Mover-level Data
2018 | CA | Santa Maria Cogen Plant | 10733 | GEN1 | GT | RE | NA | NG
2018 | CA | Santa Maria EPG | 56284 | EPG | ST | OP | NA | PRG |  | 28772 | 0.82776 | 0.057539 | EIA Prime Mover-level Data | NEI avg EF - PM, fuel type
2018 | CA | Santa Maria LFG Power Plant | 57100 | EN01 | IC | OP | NA | LFG
2018 | CA | Santa Paula Energy Storage | 60946 | SPES1 | BA | CN | NA | MWH
2018 | CA | Santa Rita Jail | 58625 | SRFC2 | FC | OP | NA | NG |  | 79048 | 0 | 0 | EIA Prime Mover-level Data | Estimated using an emission factor
2018 | CA | Santa Rita Jail | 58625 | SRJBA | BA | OS | NA | MWH
2018 | CA | Santa Rita Jail | 58625 | SRJFC | FC | RE | NA | NG
2018 | CA | Santa Rita Jail | 58625 | SRJPV | PV | RE | NA | SUN
2018 | CA | Santa Rita Jail | 58625 | SRPV2 | PV | OP | NA | SUN |  | 19451 |  |  | EIA Prime Mover-level Data
2018 | CA | Santa Rita Jail | 58625 | SRPV3 | PV | OP | NA | SUN |  | 9726 |  |  | EIA Prime Mover-level Data
2018 | CA | Santa Rita Jail Fuel Cell | 60385 | MB-18 | FC | OP | NA | NG |  | 83806 | 0 | 0 | EIA Prime Mover-level Data | Estimated using an emission factor
2018 | CA | Santa Rosa Junior College Petaluma Solar | 62039 | SRJCP | PV | OP | NA | SUN |  | 11835 |  |  | EIA Prime Mover-level Data
2018 | CA | Sargent Canyon Cogen Facility | 50864 | 1 | GT | OP | CT | NG | 0.0 | [5 empty] | 1992
2018 | CA | SC 1 Data Center, Phase 2 | 59074 | 17A | IC | SB | NA | DFO |  | 59 | 0.009145 | 0.31 | EIA Prime Mover-level Data | Estimated using an emission factor
2018 | CA | SC 1 Data Center, Phase 2 | 59074 | 17B | IC | SB | NA | DFO |  | 59 | 0.009145 | 0.31 | EIA Prime Mover-level Data | Estimated using an emission factor
2018 | CA | SC 1 Data Center, Phase 2 | 59074 | 18A | IC | SB | NA | DFO |  | 59 | 0.009145 | 0.31 | EIA Prime Mover-level Data | Estimated using an emission factor
2018 | CA | SC 1 Data Center, Phase 2 | 59074 | 18B | IC | SB | NA | DFO |  | 59 | 0.009145 | 0.31 | EIA Prime Mover-level Data | Estimated using an emission factor
2018 | CA | SC 1 Data Center, Phase 2 | 59074 | 19A | IC | SB | NA | DFO |  | 59 | 0.009145 | 0.31 | EIA Prime Mover-level Data | Estimated using an emission factor
2018 | CA | SC 1 Data Center, Phase 2 | 59074 | 19B | IC | SB | NA | DFO |  | 59 | 0.009145 | 0.31 | EIA Prime Mover-level Data | Estimated using an emission factor
2018 | CA | SC 1 Data Center, Phase 2 | 59074 | 20A | IC | SB | NA | DFO |  | 59 | 0.009145 | 0.31 | EIA Prime Mover-level Data | Estimated using an emission factor
2018 | CA | SC 1 Data Center, Phase 2 | 59074 | 20B | IC | SB | NA | DFO |  | 59 | 0.009145 | 0.31 | EIA Prime Mover-level Data | Estimated using an emission factor
2018 | CA | SC 1 Data Center, Phase 2 | 59074 | 21A | IC | SB | NA | DFO |  | 59 | 0.009145 | 0.31 | EIA Prime Mover-level Data | Estimated using an emission factor
2018 | CA | SC 1 Data Center, Phase 2 | 59074 | 21B | IC | SB | NA | DFO |  | 59 | 0.009145 | 0.31 | EIA Prime Mover-level Data | Estimated using an emission factor
2018 | CA | SC 1 Data Center, Phase 2 | 59074 | 22A | IC | SB | NA | DFO |  | 59 | 0.009145 | 0.31 | EIA Prime Mover-level Data | Estimated using an emission factor
2018 | CA | SC 1 Data Center, Phase 2 | 59074 | 22B | IC | SB | NA | DFO |  | 59 | 0.009145 | 0.31 | EIA Prime Mover-level Data | Estimated using an emission factor
2018 | CA | SC 1 Data Center, Phase 2 | 59074 | EG10B | IC | SB | NA | DFO |  | 59 | 0.009145 | 0.31 | EIA Prime Mover-level Data | Estimated using an emission factor
2018 | CA | SC 1 Data Center, Phase 2 | 59074 | EG11A | IC | SB | NA | DFO |  | 59 | 0.009145 | 0.31 | EIA Prime Mover-level Data | Estimated using an emission factor
2018 | CA | SC 1 Data Center, Phase 2 | 59074 | EG11B | IC | SB | NA | DFO |  | 59 | 0.009145 | 0.31 | EIA Prime Mover-level Data | Estimated using an emission factor
2018 | CA | SC 1 Data Center, Phase 2 | 59074 | EG12A | IC | SB | NA | DFO |  | 59 | 0.009145 | 0.31 | EIA Prime Mover-level Data | Estimated using an emission factor
2018 | CA | SC 1 Data Center, Phase 2 | 59074 | EG12B | IC | SB | NA | DFO |  | 59 | 0.009145 | 0.31 | EIA Prime Mover-level Data | Estimated using an emission factor
2018 | CA | SC 1 Data Center, Phase 2 | 59074 | EG13A | IC | SB | NA | DFO |  | 59 | 0.009145 | 0.31 | EIA Prime Mover-level Data | Estimated using an emission factor
2018 | CA | SC 1 Data Center, Phase 2 | 59074 | EG14A | IC | SB | NA | DFO |  | 59 | 0.009145 | 0.31 | EIA Prime Mover-level Data | Estimated using an emission factor
2018 | CA | SC 1 Data Center, Phase 2 | 59074 | EG15A | IC | SB | NA | DFO |  | 59 | 0.009145 | 0.31 | EIA Prime Mover-level Data | Estimated using an emission factor
2018 | CA | SC 1 Data Center, Phase 2 | 59074 | EG15B | IC | SB | NA | DFO |  | 59 | 0.009145 | 0.31 | EIA Prime Mover-level Data | Estimated using an emission factor
2018 | CA | SC 1 Data Center, Phase 2 | 59074 | EG16A | IC | SB | NA | DFO |  | 59 | 0.009145 | 0.31 | EIA Prime Mover-level Data | Estimated using an emission factor
2018 | CA | SC 1 Data Center, Phase 2 | 59074 | EG16B | IC | SB | NA | DFO |  | 59 | 0.009145 | 0.31 | EIA Prime Mover-level Data | Estimated using an emission factor
2018 | CA | SC 1 Data Center, Phase 2 | 59074 | EG1A | IC | SB | NA | DFO |  | 57 | 0.008835 | 0.31 | EIA Prime Mover-level Data | Estimated using an emission factor
2018 | CA | SC 1 Data Center, Phase 2 | 59074 | EG1B | IC | SB | NA | DFO |  | 57 | 0.008835 | 0.31 | EIA Prime Mover-level Data | Estimated using an emission factor
2018 | CA | SC 1 Data Center, Phase 2 | 59074 | EG2A | IC | SB | NA | DFO |  | 57 | 0.008835 | 0.31 | EIA Prime Mover-level Data | Estimated using an emission factor
2018 | CA | SC 1 Data Center, Phase 2 | 59074 | EG2B | IC | SB | NA | DFO |  | 57 | 0.008835 | 0.31 | EIA Prime Mover-level Data | Estimated using an emission factor
2018 | CA | SC 1 Data Center, Phase 2 | 59074 | EG3A | IC | SB | NA | DFO |  | 57 | 0.008835 | 0.31 | EIA Prime Mover-level Data | Estimated using an emission factor
2018 | CA | SC 1 Data Center, Phase 2 | 59074 | EG3B | IC | SB | NA | DFO |  | 57 | 0.008835 | 0.31 | EIA Prime Mover-level Data | Estimated using an emission factor
2018 | CA | SC 1 Data Center, Phase 2 | 59074 | EG4A | IC | SB | NA | DFO |  | 57 | 0.008835 | 0.31 | EIA Prime Mover-level Data | Estimated using an emission factor
2018 | CA | SC 1 Data Center, Phase 2 | 59074 | EG4B | IC | SB | NA | DFO |  | 57 | 0.008835 | 0.31 | EIA Prime Mover-level Data | Estimated using an emission factor
2018 | CA | SC 1 Data Center, Phase 2 | 59074 | EG5A | IC | SB | NA | DFO |  | 57 | 0.008835 | 0.31 | EIA Prime Mover-level Data | Estimated using an emission factor
2018 | CA | SC 1 Data Center, Phase 2 | 59074 | EG5B | IC | SB | NA | DFO |  | 57 | 0.008835 | 0.31 | EIA Prime Mover-level Data | Estimated using an emission factor
2018 | CA | SC 1 Data Center, Phase 2 | 59074 | EG6A | IC | SB | NA | DFO |  | 57 | 0.008835 | 0.31 | EIA Prime Mover-level Data | Estimated using an emission factor
2018 | CA | SC 1 Data Center, Phase 2 | 59074 | EG6B | IC | SB | NA | DFO |  | 57 | 0.008835 | 0.31 | EIA Prime Mover-level Data | Estimated using an emission factor
2018 | CA | SC 1 Data Center, Phase 2 | 59074 | EG7A | IC | SB | NA | DFO |  | 57 | 0.008835 | 0.31 | EIA Prime Mover-level Data | Estimated using an emission factor
2018 | CA | SC 1 Data Center, Phase 2 | 59074 | EG7B | IC | SB | NA | DFO |  | 57 | 0.008835 | 0.31 | EIA Prime Mover-level Data | Estimated using an emission factor
2018 | CA | SC 1 Data Center, Phase 2 | 59074 | EG8A | IC | SB | NA | DFO |  | 57 | 0.008835 | 0.31 | EIA Prime Mover-level Data | Estimated using an emission factor
2018 | CA | SC 1 Data Center, Phase 2 | 59074 | EG8B | IC | SB | NA | DFO |  | 57 | 0.008835 | 0.31 | EIA Prime Mover-level Data | Estimated using an emission factor
2018 | CA | SC 1 Data Center, Phase 2 | 59074 | EG9A | IC | SB | NA | DFO |  | 59 | 0.009145 | 0.31 | EIA Prime Mover-level Data | Estimated using an emission factor
2018 | CA | SC 1 Data Center, Phase 2 | 59074 | EG9B | IC | SB | NA | DFO |  | 59 | 0.009145 | 0.31 | EIA Prime Mover-level Data | Estimated using an emission factor
2018 | CA | SCA Cogen II | 7551 | 1A | CT | OP | CC | NG | 7,288.0 | 3029651 | 2.0086 | 0.001326 | EPA/CAMD | EPA/NEI | 1997
2018 | CA | SCA Cogen II | 7551 | 1B | CT | OP | CC | NG | 7,165.0 | 3210616 | 2.3386 | 0.0014568 | EPA/CAMD | EPA/NEI | 1997
2018 | CA | SCA Cogen II | 7551 | 1C | GT | OP | CT | NG | 1,195.0 | 444897 | 0.15614 | 0.00070191 | EPA/CAMD | EPA/NEI | 2001
2018 | CA | Scattergood Generating Station | 404 | 1 | ST | OP | WALL | NG | 1,616.0 | 812144 | 2.9133 | 0.0071744 | EPA/CAMD | NEI avg EF - PM, fuel type, firing type | 1958
2018 | CA | Scattergood Generating Station | 404 | 2 | ST | OP | WALL | NG | 827.0 | 458358 | 1.6442 | 0.0071744 | EPA/CAMD | NEI avg EF - PM, fuel type, firing type | 1959
2018 | CA | Scattergood Generating Station | 404 | 4 | CT | OP | CC | NG | 6,172.0 | 11627520 | 7.4202 | 0.0012763 | EPA/CAMD | EPA/NEI | 2015
2018 | CA | Scattergood Generating Station | 404 | 6 | GT | OP | CT | NG | 456.0 | 328977 | 0.16864 | 0.0010252 | EPA/CAMD | EPA/NEI | 2015
2018 | CA | Scattergood Generating Station | 404 | 7 | GT | OP | CT | NG | 404.0 | 280521 | 0.07936 | 0.0005658 | EPA/CAMD | EPA/NEI | 2015
2018 | CA | SCDA Solar 1 | 61006 | SCAIR | PV | OP | NA | SUN |  | 21327 |  |  | EIA Prime Mover-level Data
2018 | CA | SCE-Snowline-Duncan Road (North) | 59359 | 10400 | PV | OP | NA | SUN |  | 34832 |  |  | EIA Prime Mover-level Data
2018 | CA | SCE-Snowline-Duncan Road (South) | 59360 | 11113 | PV | OP | NA | SUN |  | 23533 |  |  | EIA Prime Mover-level Data
2018 | CA | SCE-Snowline-White Rd (Central) | 59423 | 10402 | PV | OP | NA | SUN |  | 37557 |  |  | EIA Prime Mover-level Data
2018 | CA | SCE-Snowline-White Road (North) | 59422 | 10401 | PV | OP | NA | SUN |  | 37102 |  |  | EIA Prime Mover-level Data
2018 | CA | SCE-Snowline-White Road (South) | 59421 | 11111 | PV | OP | NA | SUN |  | 36216 |  |  | EIA Prime Mover-level Data
2018 | CA | Scott Flat | 839 | 7P | HY | OP | NA | WAT |  | 40228 |  |  | EIA Prime Mover-level Data
2018 | CA | SDCCD - Miramar | 59138 | 57449 | PV | OP | NA | SUN |  | 12457 |  |  | EIA Prime Mover-level Data
2018 | CA | SDCWA - Twin Oaks | 59139 | 57449 | PV | OP | NA | SUN |  | 6300 |  |  | EIA Prime Mover-level Data
2018 | CA | SeaWorld Aquatica | 61843 | 10276 | PV | OP | NA | SUN |  | 12355 |  |  | EIA Prime Mover-level Data
2018 | CA | Second Imperial Geothermal | 54111 | GE10 | BT | OP | NA | GEO |  | 116272 |  |  | EIA Prime Mover-level Data
2018 | CA | Second Imperial Geothermal | 54111 | GE11 | BT | OP | NA | GEO |  | 116272 |  |  | EIA Prime Mover-level Data
2018 | CA | Second Imperial Geothermal | 54111 | GE12 | BT | OP | NA | GEO |  | 116272 |  |  | EIA Prime Mover-level Data
2018 | CA | Second Imperial Geothermal | 54111 | GE13 | BT | OP | NA | GEO |  | 413410 |  |  | EIA Prime Mover-level Data
2018 | CA | Second Imperial Geothermal | 54111 | GEN1 | BT | OP | NA | GEO |  | 90434 |  |  | EIA Prime Mover-level Data
2018 | CA | Second Imperial Geothermal | 54111 | GEN14 | BT | OP | NA | GEO |  | 413410 |  |  | EIA Prime Mover-level Data
2018 | CA | Second Imperial Geothermal | 54111 | GEN2 | BT | OP | NA | GEO |  | 90434 |  |  | EIA Prime Mover-level Data
2018 | CA | Second Imperial Geothermal | 54111 | GEN3 | BT | OP | NA | GEO |  | 90434 |  |  | EIA Prime Mover-level Data
2018 | CA | Second Imperial Geothermal | 54111 | GEN4 | BT | OP | NA | GEO |  | 90434 |  |  | EIA Prime Mover-level Data
2018 | CA | Second Imperial Geothermal | 54111 | GEN5 | BT | OP | NA | GEO |  | 90434 |  |  | EIA Prime Mover-level Data
2018 | CA | Second Imperial Geothermal | 54111 | GEN6 | BT | OP | NA | GEO |  | 90434 |  |  | EIA Prime Mover-level Data
2018 | CA | Second Imperial Geothermal | 54111 | GEN7 | BT | OP | NA | GEO |  | 116272 |  |  | EIA Prime Mover-level Data
2018 | CA | Second Imperial Geothermal | 54111 | GEN8 | BT | OP | NA | GEO |  | 116272 |  |  | EIA Prime Mover-level Data
2018 | CA | Second Imperial Geothermal | 54111 | GEN9 | BT | OP | NA | GEO |  | 116272 |  |  | EIA Prime Mover-level Data
2018 | CA | SEGS III | 10439 | 3U100 | ST | OP | NA | NG |  | 0 | 0 |  | EIA Unit-level Data | NEI avg EF - PM, fuel type
2018 | CA | SEGS IV | 10440 | 4U100 | ST | OP | NA | NG |  | 0 | 0 |  | EIA Unit-level Data | NEI avg EF - PM, fuel type
2018 | CA | SEGS IX | 10446 | HTFHTR | ST | OP | NA | NG |  | 191816 | 0.77229 | 0.0080524 | EIA Unit-level Data | NEI avg EF - PM, fuel type
2018 | CA | SEGS V | 10441 | 5U100 | ST | OP | NA | NG |  | 0 | 0 |  | EIA Unit-level Data | NEI avg EF - PM, fuel type
2018 | CA | SEGS VI | 10442 | 6U100 | ST | OP | NA | NG |  | 130050 | 0.52361 | 0.0080524 | EIA Unit-level Data | NEI avg EF - PM, fuel type
2018 | CA | SEGS VII | 10443 | 7U100 | ST | OP | NA | NG |  | 149085 | 0.60025 | 0.0080524 | EIA Unit-level Data | NEI avg EF - PM, fuel type
2018 | CA | SEGS VIII | 10444 | HTFHTR | ST | OP | NA | NG |  | 216465 | 0.87154 | 0.0080524 | EIA Unit-level Data | NEI avg EF - PM, fuel type
2018 | CA | Sentinel Energy Center, LLC | 57482 | 1 | GT | OP | CT | NG | 1,305.0 | 632812 | 0.27776 | 0.00087786 | EPA/CAMD | EPA/NEI | 2013
2018 | CA | Sentinel Energy Center, LLC | 57482 | 2 | GT | OP | CT | NG | 1,320.0 | 608286 | 0.27776 | 0.00091325 | EPA/CAMD | EPA/NEI | 2013
2018 | CA | Sentinel Energy Center, LLC | 57482 | 3 | GT | OP | CT | NG | 1,360.0 | 660521 | 0.91264 | 0.0027634 | EPA/CAMD | EPA/NEI | 2013
2018 | CA | Sentinel Energy Center, LLC | 57482 | 4 | GT | OP | CT | NG | 1,177.0 | 550501 | 1.2995 | 0.0047212 | EPA/CAMD | EPA/NEI | 2013
2018 | CA | Sentinel Energy Center, LLC | 57482 | 5 | GT | OP | CT | NG | 1,356.0 | 678380 | 0.2976 | 0.00087738 | EPA/CAMD | EPA/NEI | 2013
2018 | CA | Sentinel Energy Center, LLC | 57482 | 6 | GT | OP | CT | NG | 1,373.0 | 661259 | 0.55552 | 0.0016802 | EPA/CAMD | EPA/NEI | 2013
2018 | CA | Sentinel Energy Center, LLC | 57482 | 7 | GT | OP | CT | NG | 1,258.0 | 597265 | 0.27776 | 0.00093011 | EPA/CAMD | EPA/NEI | 2013
2018 | CA | Sentinel Energy Center, LLC | 57482 | 8 | GT | OP | CT | NG | 1,251.0 | 590163 | 0.65472 | 0.0022188 | EPA/CAMD | EPA/NEI | 2013
2018 | CA | Sepulveda Canyon | 316 | 1 | HY | SB | NA | WAT
2018 | CA | SEPV 1 | 58073 | SEPV | PV | OP | NA | SUN |  | 48390 |  |  | EIA Prime Mover-level Data
2018 | CA | SEPV 18 | 59730 | SPV18 | PV | OP | NA | SUN |  | 51773 |  |  | EIA Prime Mover-level Data
2018 | CA | SEPV 2 | 58074 | SEPV | PV | OP | NA | SUN |  | 45398 |  |  | EIA Prime Mover-level Data
2018 | CA | SEPV 8 | 58234 | SPV8 | PV | OP | NA | SUN |  | 310440 |  |  | EIA Prime Mover-level Data
2018 | CA | SEPV Imperial Dixieland East | 60745 | SESI1 | PV | OP | NA | SUN |  | 51728 |  |  | EIA Prime Mover-level Data
2018 | CA | SEPV Imperial Dixieland West | 60744 | SESI2 | PV | OP | NA | SUN |  | 82300 |  |  | EIA Prime Mover-level Data
2018 | CA | SEPV Mojave West | 59740 | SPVMW | PV | OP | NA | SUN |  | 521932 |  |  | EIA Prime Mover-level Data
2018 | CA | SEPV Palmdale East | 59273 | PALME | PV | OP | NA | SUN |  | 246358 |  |  | EIA Prime Mover-level Data
2018 | CA | SEPV9 Power Plant | 58227 | SPV9 | PV | OP | NA | SUN |  | 224339 |  |  | EIA Prime Mover-level Data
2018 | CA | Seville 1 | 59722 | SEV1 | PV | OP | NA | SUN |  | 477938 |  |  | EIA Prime Mover-level Data
2018 | CA | Seville 2 | 59723 | SEV2 | PV | OP | NA | SUN |  | 813991 |  |  | EIA Prime Mover-level Data
2018 | CA | SF Southeast Cogen Plant | 57971 | COGEN | IC | OP | NA | OBG |  | 49862 | 0.36649 | 0.0147 | EIA Prime Mover-level Data | Estimated using an emission factor
2018 | CA | SF State University | 57043 | 1 | FC | OP | NA | NG |  | 12097 | 0 | 0 | EIA Prime Mover-level Data | Estimated using an emission factor
2018 | CA | SF State University | 57043 | 2 | FC | OP | NA | NG |  | 84679 | 0 | 0 | EIA Prime Mover-level Data | Estimated using an emission factor
2018 | CA | SFDK Solar | 62649 | SFDK | PV | P | NA | SUN
2018 | CA | Shafter Solar LLC | 59408 | 1 | PV | OP | NA | SUN |  | 474500 |  |  | EIA Prime Mover-level Data
2018 | CA | Shasta | 445 | 1 | HY | OP | NA | WAT |  | 3153772 |  |  | EIA Prime Mover-level Data
2018 | CA | Shasta | 445 | 2 | HY | OP | NA | WAT |  | 3153772 |  |  | EIA Prime Mover-level Data
2018 | CA | Shasta | 445 | 3 | HY | OP | NA | WAT |  | 3153772 |  |  | EIA Prime Mover-level Data
2018 | CA | Shasta | 445 | 4 | HY | OP | NA | WAT |  | 3153772 |  |  | EIA Prime Mover-level Data
2018 | CA | Shasta | 445 | 5 | HY | OP | NA | WAT |  | 3153772 |  |  | EIA Prime Mover-level Data
2018 | CA | Shasta | 445 | S1 | HY | OP | NA | WAT |  | 44419 |  |  | EIA Prime Mover-level Data
2018 | CA | Shasta | 445 | S2 | HY | OP | NA | WAT |  | 44419 |  |  | EIA Prime Mover-level Data
2018 | CA | Shasta Solar Farm | 58814 | GENA | PV | OP | NA | SUN |  | 31662 |  |  | EIA Prime Mover-level Data
2018 | CA | Shasta Solar Farm | 58814 | GENB | PV | OP | NA | SUN |  | 31662 |  |  | EIA Prime Mover-level Data
2018 | CA | Shelter Creek Condominiums Solar | 62806 | SCC01 | PV | L | NA | SUN
2018 | CA | Shiloh I Wind Project | 56362 | 1 | WT | OP | NA | WND |  | 3534821 |  |  | EIA Prime Mover-level Data
2018 | CA | Shiloh III Wind Project LLC | 57586 | 1 | WT | OP | NA | WND |  | 2593732 |  |  | EIA Prime Mover-level Data
2018 | CA | Shiloh IV Wind Project LLC | 57725 | 1 | WT | OP | NA | WND |  | 2737816 |  |  | EIA Prime Mover-level Data
2018 | CA | Shiloh Wind Project 2 LLC | 56874 | TBD | WT | OP | NA | WND |  | 3648477 |  |  | EIA Prime Mover-level Data
2018 | CA | Sierra Energy Storage, LLC | 61803 | 10003 | BA | L | NA | MWH
2018 | CA | Sierra Nevada Brewing Co | 58585 | BESS | BA | OP | NA | MWH |  | 0 |  |  | EIA Prime Mover-level Data
2018 | CA | Sierra Nevada Brewing Co | 58585 | COGN | GT | OP | NA | NG |  | 104216 | 0.28573 | 0.0054834 | EIA Prime Mover-level Data | NEI avg EF - PM, fuel type, firing type
2018 | CA | Sierra Nevada Brewing Co | 58585 | FCE | FC | RE | NA | NG
2018 | CA | Sierra Nevada Brewing Co | 58585 | SOLR | PV | OP | NA | SUN |  | 22486 |  |  | EIA Prime Mover-level Data
2018 | CA | Sierra Pacific Anderson Facility | 55049 | GEN1 | ST | RE | NA | WDS
2018 | CA | Sierra Pacific Burney Facility | 50110 | BLR1 | ST | OP | NA | WDS |  | 1931004 | 22.0252 | 0.022812 | EIA Unit-level Data | NEI avg EF - PM, fuel type
2018 | CA | Sierra Pacific Lincoln Facility | 10144 | BLR3 | ST | OP | NA | WDS |  | 2395638 | 27.3249 | 0.022812 | EIA Unit-level Data | NEI avg EF - PM, fuel type
2018 | CA | Sierra Pacific Lincoln Facility | 10144 | GEN2 | ST | RE | NA | WDS
2018 | CA | Sierra Pacific Lincoln Facility | 10144 | GEN3 | ST | RE | NA | WDS
2018 | CA | Sierra Pacific Loyalton Facility | 50111 | BLR1 | ST | OS | NA | WDS |  | 760300 | 8.6721 | 0.022812 | EIA Unit-level Data | NEI avg EF - PM, fuel type
2018 | CA | Sierra Pacific Quincy Facility | 50112 | BLR1 | ST | OP | NA | WDS |  | 2120904 | 24.1912 | 0.022812 | EIA Unit-level Data | NEI avg EF - PM, fuel type
2018 | CA | Sierra Pacific Quincy Facility | 50112 | BLR2 | ST | OP | NA | WDS |  | 1048572 | 11.9601 | 0.022812 | EIA Unit-level Data | NEI avg EF - PM, fuel type
2018 | CA | Sierra Pacific Sonora | 54517 | GEN2 | ST | RE | NA | WDS |  | 1322814 | 15.0881 | 0.022812 | EIA Prime Mover-level Data | NEI avg EF - PM, fuel type
2018 | CA | Sierra Pacific Sonora | 54517 | GEN3 | ST | OP | NA | WDS |  | 1322814 | 15.0881 | 0.022812 | EIA Prime Mover-level Data | NEI avg EF - PM, fuel type
2018 | CA | Sierra Solar Greenworks | 59431 | SSG1 | PV | OP | NA | SUN |  | 410658 |  |  | EIA Prime Mover-level Data
2018 | CA | Sierra SunTower Solar Gen Station | 57323 | UNIT1 | ST | OS | NA | SUN
2018 | CA | Signal Hill West Unit | 57702 | 1 | GT | OP | NA | PRG |  | 522765 | 0.1103 | 0.000422 | EIA Prime Mover-level Data | Estimated using an emission factor
2018 | CA | Silicon Valley Clean Water | 60249 | CGN | IC | OP | NA | OBG |  | 88216 | 0.64839 | 0.0147 | EIA Prime Mover-level Data | Estimated using an emission factor
2018 | CA | Silver Gate | 309 | 1 | ST | RE | NA | DFO
2018 | CA | Silver Gate | 309 | 2 | ST | RE | NA | DFO
2018 | CA | Silver Gate | 309 | 3 | ST | RE | NA | DFO
2018 | CA | Silver Gate | 309 | 4 | ST | RE | NA | DFO
2018 | CA | Siphon Drop Power Plant | 57364 | 1 | HY | OP | NA | WAT |  | 51662 |  |  | EIA Prime Mover-level Data
2018 | CA | Siphon Drop Power Plant | 57364 | 2 | HY | OP | NA | WAT |  | 51662 |  |  | EIA Prime Mover-level Data
2018 | CA | Site 980 65 | 50322 | GEN1 | HY | OP | NA | WAT |  | 35696 |  |  | EIA Prime Mover-level Data
2018 | CA | SJ/SC WPCP | 56080 | E1 | IC | RE | NA | OBG
2018 | CA | SJ/SC WPCP | 56080 | E2 | IC | RE | NA | OBG
2018 | CA | SJ/SC WPCP | 56080 | E3 | IC | RE | NA | OBG
2018 | CA | SJ/SC WPCP | 56080 | E5 | IC | RE | NA | OBG
2018 | CA | SJ/SC WPCP | 56080 | E6 | IC | RE | NA | OBG
2018 | CA | SJ/SC WPCP | 56080 | EG1 | IC | OP | NA | NG |  | 230926 | 0.048725 | 0.000422 | EIA Prime Mover-level Data | Estimated using an emission factor
2018 | CA | SJ/SC WPCP | 56080 | EG2 | IC | OP | NA | NG |  | 230926 | 0.048725 | 0.000422 | EIA Prime Mover-level Data | Estimated using an emission factor
2018 | CA | SJ/SC WPCP | 56080 | EG3 | IC | OP | NA | NG |  | 230926 | 0.048725 | 0.000422 | EIA Prime Mover-level Data | Estimated using an emission factor
2018 | CA | SJ/SC WPCP | 56080 | EG4 | IC | U | NA | OBG
2018 | CA | SJ/SC WPCP | 56080 | EG5 | IC | U | NA | OBG
2018 | CA | SJ/SC WPCP | 56080 | EG6 | IC | U | NA | OBG
2018 | CA | SJ/SC WPCP | 56080 | EG7 | IC | U | NA | OBG
2018 | CA | Sky River LLC | 50536 | WGNS | WT | OP | NA | WND |  | 1111120 |  |  | EIA Prime Mover-level Data
2018 | CA | Slate Creek | 50961 | GEN1 | HY | OP | NA | WAT |  | 22413 |  |  | EIA Prime Mover-level Data
2018 | CA | Sly Creek | 776 | 1 | HY | OP | NA | WAT |  | 177938 |  |  | EIA Prime Mover-level Data
2018 | CA | SMUD at Fleshman | 57671 | PV1 | PV | OP | NA | SUN |  | 50268 |  |  | EIA Prime Mover-level Data
2018 | CA | SMUD at Grundman | 57669 | PV1 | PV | OP | NA | SUN |  | 302170 |  |  | EIA Prime Mover-level Data
2018 | CA | SMUD at Lawrence | 57753 | PV1 | PV | OP | NA | SUN |  | 16375 |  |  | EIA Prime Mover-level Data
2018 | CA | SMUD at Van Conett | 57670 | PV1 | PV | OP | NA | SUN |  | 50706 |  |  | EIA Prime Mover-level Data
2018 | CA | Soboba Community Solar Project | 61834 | SCSP1 | PV | OP | NA | SUN |  | 17462 |  |  | EIA Prime Mover-level Data
2018 | CA | Sol Orchard El Centro PV | 58621 | ECPV | PV | OP | NA | SUN |  | 440017 |  |  | EIA Prime Mover-level Data
2018 | CA | Solano County Cogen Plant | 50985 | 3163 | IC | OP | NA | NG |  | 48261 | 0.010183 | 0.000422 | EIA Prime Mover-level Data | Estimated using an emission factor
2018 | CA | Solano County Cogen Plant | 50985 | 3164 | IC | OP | NA | NG |  | 19304 | 0.0040731 | 0.000422 | EIA Prime Mover-level Data | Estimated using an emission factor
2018 | CA | Solano County Cogen Plant | 50985 | 3165 | IC | OP | NA | NG |  | 67566 | 0.014256 | 0.000422 | EIA Prime Mover-level Data | Estimated using an emission factor
2018 | CA | Solano Wind | 7526 | 1 | WT | OP | NA | WND |  | 297878 |  |  | EIA Prime Mover-level Data
2018 | CA | Solano Wind | 7526 | 2 | WT | OP | NA | WND |  | 541596 |  |  | EIA Prime Mover-level Data
2018 | CA | Solano Wind | 7526 | 3 | WT | OP | NA | WND |  | 2888511 |  |  | EIA Prime Mover-level Data
2018 | CA | Solano Wind | 7526 | 2B | WT | OP | NA | WND |  | 1421689 |  |  | EIA Prime Mover-level Data
2018 | CA | Solar Blythe 2 | 60558 | PV1 | PV | OP | NA | SUN |  | 456866 |  |  | EIA Prime Mover-level Data
2018 | CA | Solar Gen 2 | 58592 | ALHM | PV | OP | NA | SUN |  | 1170346 |  |  | EIA Prime Mover-level Data
2018 | CA | Solar Gen 2 | 58592 | ARK | PV | OP | NA | SUN |  | 1170346 |  |  | EIA Prime Mover-level Data
2018 | CA | Solar Gen 2 | 58592 | SONR | PV | OP | NA | SUN |  | 1170346 |  |  | EIA Prime Mover-level Data
2018 | CA | Solar Photovoltaic Project #01 | 56976 | S1A | PV | RE | NA | SUN
2018 | CA | Solar Photovoltaic Project #01 | 56976 | S1B | PV | RE | NA | SUN
2018 | CA | Solar Photovoltaic Project #01 | 56976 | S1C | PV | RE | NA | SUN
2018 | CA | Solar Photovoltaic Project #01 | 56976 | S1D | PV | RE | NA | SUN
2018 | CA | Solar Photovoltaic Project #02 | 56996 | S1A | PV | OP | NA | SUN |  | 1664 |  |  | EIA Prime Mover-level Data
2018 | CA | Solar Photovoltaic Project #02 | 56996 | S1B | PV | OP | NA | SUN |  | 1664 |  |  | EIA Prime Mover-level Data
2018 | CA | Solar Photovoltaic Project #03 | 57217 | S003A | PV | OP | NA | SUN |  | 4965 |  |  | EIA Prime Mover-level Data
2018 | CA | Solar Photovoltaic Project #03 | 57217 | S003B | PV | OP | NA | SUN |  | 4965 |  |  | EIA Prime Mover-level Data
2018 | CA | Solar Photovoltaic Project #04 | 57218 | S004A | PV | CN | NA | SUN
2018 | CA | Solar Photovoltaic Project #04 | 57218 | S004B | PV | CN | NA | SUN
2018 | CA | Solar Photovoltaic Project #04 | 57218 | S004C | PV | CN | NA | SUN
2018 | CA | Solar Photovoltaic Project #05 | 57219 | S005A | PV | OP | NA | SUN |  | 4264 |  |  | EIA Prime Mover-level Data
2018 | CA | Solar Photovoltaic Project #05 | 57219 | S005B | PV | OP | NA | SUN |  | 4264 |  |  | EIA Prime Mover-level Data
2018 | CA | Solar Photovoltaic Project #05 | 57219 | S005C | PV | OP | NA | SUN |  | 4264 |  |  | EIA Prime Mover-level Data
2018 | CA | Solar Photovoltaic Project #05 | 57219 | S005D | PV | OP | NA | SUN |  | 4264 |  |  | EIA Prime Mover-level Data
2018 | CA | Solar Photovoltaic Project #05 | 57219 | S005E | PV | OP | NA | SUN |  | 4264 |  |  | EIA Prime Mover-level Data
2018 | CA | Solar Photovoltaic Project #06 | 57220 | S006A | PV | OP | NA | SUN |  | 6766 |  |  | EIA Prime Mover-level Data
2018 | CA | Solar Photovoltaic Project #06 | 57220 | S006B | PV | OP | NA | SUN |  | 6766 |  |  | EIA Prime Mover-level Data
2018 | CA | Solar Photovoltaic Project #06 | 57220 | S006C | PV | OP | NA | SUN |  | 6766 |  |  | EIA Prime Mover-level Data
2018 | CA | Solar Photovoltaic Project #06 | 57220 | S006D | PV | OP | NA | SUN |  | 6766 |  |  | EIA Prime Mover-level Data
2018 | CA | Solar Photovoltaic Project #07 | 57221 | S007A | PV | OP | NA | SUN |  | 7027 |  |  | EIA Prime Mover-level Data
2018 | CA | Solar Photovoltaic Project #07 | 57221 | S007B | PV | OP | NA | SUN |  | 7027 |  |  | EIA Prime Mover-level Data
2018 | CA | Solar Photovoltaic Project #07 | 57221 | S007C | PV | OP | NA | SUN |  | 7027 |  |  | EIA Prime Mover-level Data
2018 | CA | Solar Photovoltaic Project #07 | 57221 | S007D | PV | OP | NA | SUN |  | 7027 |  |  | EIA Prime Mover-level Data
2018 | CA | Solar Photovoltaic Project #07 | 57221 | S007E | PV | OP | NA | SUN |  | 7027 |  |  | EIA Prime Mover-level Data
2018 | CA | Solar Photovoltaic Project #08 | 57222 | S008A | PV | OP | NA | SUN |  | 5802 |  |  | EIA Prime Mover-level Data
2018 | CA | Solar Photovoltaic Project #08 | 57222 | S008B | PV | OP | NA | SUN |  | 5802 |  |  | EIA Prime Mover-level Data
2018 | CA | Solar Photovoltaic Project #08 | 57222 | S008C | PV | OP | NA | SUN |  | 5802 |  |  | EIA Prime Mover-level Data
2018 | CA | Solar Photovoltaic Project #08 | 57222 | S008D | PV | OP | NA | SUN |  | 5802 |  |  | EIA Prime Mover-level Data
2018 | CA | Solar Photovoltaic Project #08 | 57222 | S008E | PV | IP | NA | SUN
2018 | CA | Solar Photovoltaic Project #09 | 57223 | S009A | PV | OP | NA | SUN |  | 3771 |  |  | EIA Prime Mover-level Data
2018 | CA | Solar Photovoltaic Project #09 | 57223 | S009B | PV | OP | NA | SUN |  | 3771 |  |  | EIA Prime Mover-level Data
2018 | CA | Solar Photovoltaic Project #09 | 57223 | S009C | PV | IP | NA | SUN
2018 | CA | Solar Photovoltaic Project #10 | 57224 | S010A | PV | OP | NA | SUN |  | 2474 |  |  | EIA Prime Mover-level Data
2018 | CA | Solar Photovoltaic Project #10 | 57224 | S010B | PV | OP | NA | SUN |  | 2474 |  |  | EIA Prime Mover-level Data
2018 | CA | Solar Photovoltaic Project #10 | 57224 | S010C | PV | OP | NA | SUN |  | 2474 |  |  | EIA Prime Mover-level Data
2018 | CA | Solar Photovoltaic Project #10 | 57224 | S010D | PV | IP | NA | SUN
2018 | CA | Solar Photovoltaic Project #11 | 57225 | S011A | PV | OP | NA | SUN |  | 8292 |  |  | EIA Prime Mover-level Data
2018 | CA | Solar Photovoltaic Project #11 | 57225 | S011B | PV | OP | NA | SUN |  | 8292 |  |  | EIA Prime Mover-level Data
2018 | CA | Solar Photovoltaic Project #11 | 57225 | S011C | PV | OP | NA | SUN |  | 8292 |  |  | EIA Prime Mover-level Data
2018 | CA | Solar Photovoltaic Project #11 | 57225 | S011D | PV | OP | NA | SUN |  | 8292 |  |  | EIA Prime Mover-level Data
2018 | CA | Solar Photovoltaic Project #11 | 57225 | S011E | PV | OP | NA | SUN |  | 8292 |  |  | EIA Prime Mover-level Data
2018 | CA | Solar Photovoltaic Project #11 | 57225 | S011F | PV | OP | NA | SUN |  | 8292 |  |  | EIA Prime Mover-level Data
2018 | CA | Solar Photovoltaic Project #11 | 57225 | S011G | PV | OP | NA | SUN |  | 8292 |  |  | EIA Prime Mover-level Data
2018 | CA | Solar Photovoltaic Project #12 | 57226 | S012A | PV | OP | NA | SUN
2018 | CA | Solar Photovoltaic Project #12 | 57226 | S012B | PV | IP | NA | SUN
2018 | CA | Solar Photovoltaic Project #13 | 57227 | S013A | PV | OP | NA | SUN |  | 6302 |  |  | EIA Prime Mover-level Data
2018 | CA | Solar Photovoltaic Project #13 | 57227 | S013B | PV | OP | NA | SUN |  | 6302 |  |  | EIA Prime Mover-level Data
2018 | CA | Solar Photovoltaic Project #13 | 57227 | S013C | PV | OP | NA | SUN |  | 6302 |  |  | EIA Prime Mover-level Data
2018 | CA | Solar Photovoltaic Project #13 | 57227 | S013D | PV | OP | NA | SUN |  | 6302 |  |  | EIA Prime Mover-level Data
2018 | CA | Solar Photovoltaic Project #13 | 57227 | S013E | PV | OP | NA | SUN |  | 6302 |  |  | EIA Prime Mover-level Data
2018 | CA | Solar Photovoltaic Project #13 | 57227 | S013F | PV | OP | NA | SUN |  | 6302 |  |  | EIA Prime Mover-level Data
2018 | CA | Solar Photovoltaic Project #13 | 57227 | S013G | PV | OP | NA | SUN |  | 6302 |  |  | EIA Prime Mover-level Data
2018 | CA | Solar Photovoltaic Project #14 | 57228 | S014A | PV | CN | NA | SUN
2018 | CA | Solar Photovoltaic Project #14 | 57228 | S014B | PV | CN | NA | SUN
2018 | CA | Solar Photovoltaic Project #14 | 57228 | S014C | PV | CN | NA | SUN
2018 | CA | Solar Photovoltaic Project #15 | 57229 | S015A | PV | OP | NA | SUN |  | 5497 |  |  | EIA Prime Mover-level Data
2018 | CA | Solar Photovoltaic Project #15 | 57229 | S015B | PV | OP | NA | SUN |  | 5497 |  |  | EIA Prime Mover-level Data
2018 | CA | Solar Photovoltaic Project #15 | 57229 | S015C | PV | OP | NA | SUN |  | 5497 |  |  | EIA Prime Mover-level Data
2018 | CA | Solar Photovoltaic Project #15 | 57229 | S015D | PV | OP | NA | SUN |  | 5497 |  |  | EIA Prime Mover-level Data
2018 | CA | Solar Photovoltaic Project #15 | 57229 | S015E | PV | OP | NA | SUN |  | 5497 |  |  | EIA Prime Mover-level Data
2018 | CA | Solar Photovoltaic Project #15 | 57229 | S015F | PV | OP | NA | SUN |  | 5497 |  |  | EIA Prime Mover-level Data
2018 | CA | Solar Photovoltaic Project #15 | 57229 | S015G | PV | OP | NA | SUN |  | 5497 |  |  | EIA Prime Mover-level Data
2018 | CA | Solar Photovoltaic Project #16 | 57230 | S016A | PV | OP | NA | SUN |  | 1082 |  |  | EIA Prime Mover-level Data
2018 | CA | Solar Photovoltaic Project #16 | 57230 | S016B | PV | OP | NA | SUN |  | 1082 |  |  | EIA Prime Mover-level Data
2018 | CA | Solar Photovoltaic Project #16 | 57230 | S016C | PV | OP | NA | SUN |  | 1082 |  |  | EIA Prime Mover-level Data
2018 | CA | Solar Photovoltaic Project #17 | 57231 | S017A | PV | OP | NA | SUN |  | 5002 |  |  | EIA Prime Mover-level Data
2018 | CA | Solar Photovoltaic Project #17 | 57231 | S017B | PV | OP | NA | SUN |  | 5002 |  |  | EIA Prime Mover-level Data
2018 | CA | Solar Photovoltaic Project #17 | 57231 | S017C | PV | OP | NA | SUN |  | 5002 |  |  | EIA Prime Mover-level Data
2018 | CA | Solar Photovoltaic Project #17 | 57231 | S017D | PV | OP | NA | SUN |  | 5002 |  |  | EIA Prime Mover-level Data
2018 | CA | Solar Photovoltaic Project #17 | 57231 | S017E | PV | OP | NA | SUN |  | 5002 |  |  | EIA Prime Mover-level Data
2018 | CA | Solar Photovoltaic Project #17 | 57231 | S017F | PV | OP | NA | SUN |  | 5002 |  |  | EIA Prime Mover-level Data
2018 | CA | Solar Photovoltaic Project #17 | 57231 | S017G | PV | OP | NA | SUN |  | 5002 |  |  | EIA Prime Mover-level Data
2018 | CA | Solar Photovoltaic Project #17 | 57231 | S017H | PV | CN | NA | SUN
2018 | CA | Solar Photovoltaic Project #18 | 57232 | S018A | PV | OP | NA | SUN |  | 6909 |  |  | EIA Prime Mover-level Data
2018 | CA | Solar Photovoltaic Project #18 | 57232 | S018B | PV | OP | NA | SUN |  | 6909 |  |  | EIA Prime Mover-level Data
2018 | CA | Solar Photovoltaic Project #18 | 57232 | S018C | PV | OP | NA | SUN |  | 6909 |  |  | EIA Prime Mover-level Data
2018 | CA | Solar Photovoltaic Project #18 | 57232 | S018D | PV | IP | NA | SUN
2018 | CA | Solar Photovoltaic Project #19 | 57233 | S019A | PV | CN | NA | SUN
2018 | CA | Solar Photovoltaic Project #19 | 57233 | S019B | PV | CN | NA | SUN
2018 | CA | Solar Photovoltaic Project #19 | 57233 | S019C | PV | CN | NA | SUN
2018 | CA | Solar Photovoltaic Project #19 | 57233 | S019D | PV | CN | NA | SUN
2018 | CA | Solar Photovoltaic Project #19 | 57233 | S019E | PV | CN | NA | SUN
2018 | CA | Solar Photovoltaic Project #19 | 57233 | S019F | PV | CN | NA | SUN
2018 | CA | Solar Photovoltaic Project #19 | 57233 | S019G | PV | CN | NA | SUN
2018 | CA | Solar Photovoltaic Project #19 | 57233 | S019H | PV | CN | NA | SUN
2018 | CA | Solar Photovoltaic Project #19 | 57233 | S019I | PV | CN | NA | SUN
2018 | CA | Solar Photovoltaic Project #20 | 57234 | S020A | PV | CN | NA | SUN
2018 | CA | Solar Photovoltaic Project #20 | 57234 | S020B | PV | CN | NA | SUN
2018 | CA | Solar Photovoltaic Project #20 | 57234 | S020C | PV | CN | NA | SUN
2018 | CA | Solar Photovoltaic Project #20 | 57234 | S020D | PV | CN | NA | SUN
2018 | CA | Solar Photovoltaic Project #20 | 57234 | S020E | PV | CN | NA | SUN
2018 | CA | Solar Photovoltaic Project #20 | 57234 | S020F | PV | CN | NA | SUN
2018 | CA | Solar Photovoltaic Project #20 | 57234 | S020G | PV | CN | NA | SUN
2018 | CA | Solar Photovoltaic Project #21 | 57235 | S021A | PV | CN | NA | SUN
2018 | CA | Solar Photovoltaic Project #21 | 57235 | S021B | PV | CN | NA | SUN
2018 | CA | Solar Photovoltaic Project #21 | 57235 | S021C | PV | CN | NA | SUN
2018 | CA | Solar Photovoltaic Project #21 | 57235 | S021D | PV | CN | NA | SUN
2018 | CA | Solar Photovoltaic Project #21 | 57235 | S021E | PV | CN | NA | SUN
2018 | CA | Solar Photovoltaic Project #22 | 57237 | S022A | PV | OP | NA | SUN |  | 5806 |  |  | EIA Prime Mover-level Data
2018 | CA | Solar Photovoltaic Project #22 | 57237 | S022B | PV | OP | NA | SUN |  | 5806 |  |  | EIA Prime Mover-level Data
2018 | CA | Solar Photovoltaic Project #22 | 57237 | S022C | PV | OP | NA | SUN |  | 5806 |  |  | EIA Prime Mover-level Data
2018 | CA | Solar Photovoltaic Project #22 | 57237 | S022D | PV | OP | NA | SUN |  | 5806 |  |  | EIA Prime Mover-level Data
2018 | CA | Solar Photovoltaic Project #23 | 57236 | S023A | PV | OP | NA | SUN |  | 7851 |  |  | EIA Prime Mover-level Data
2018 | CA | Solar Photovoltaic Project #23 | 57236 | S023B | PV | OP | NA | SUN |  | 7851 |  |  | EIA Prime Mover-level Data
2018 | CA | Solar Photovoltaic Project #23 | 57236 | S023C | PV | OP | NA | SUN |  | 7851 |  |  | EIA Prime Mover-level Data
2018 | CA | Solar Photovoltaic Project #23 | 57236 | S023D | PV | OP | NA | SUN |  | 7851 |  |  | EIA Prime Mover-level Data
2018 | CA | Solar Photovoltaic Project #23 | 57236 | S023E | PV | OP | NA | SUN |  | 7851 |  |  | EIA Prime Mover-level Data
2018 | CA | Solar Photovoltaic Project #23 | 57236 | S023F | PV | IP | NA | SUN
2018 | CA | Solar Photovoltaic Project #24 | 57127 | SO24A | PV | CN | NA | SUN
2018 | CA | Solar Photovoltaic Project #24 | 57127 | SO24B | PV | CN | NA | SUN
2018 | CA | Solar Photovoltaic Project #24 | 57127 | SO24C | PV | CN | NA | SUN
2018 | CA | Solar Photovoltaic Project #24 | 57127 | SO24D | PV | CN | NA | SUN
2018 | CA | Solar Photovoltaic Project #24 | 57127 | SO24E | PV | CN | NA | SUN
2018 | CA | Solar Photovoltaic Project #24 | 57127 | SO24F | PV | CN | NA | SUN
2018 | CA | Solar Photovoltaic Project #24 | 57127 | SO24G | PV | CN | NA | SUN
2018 | CA | Solar Photovoltaic Project #24 | 57127 | SO24H | PV | CN | NA | SUN
2018 | CA | Solar Photovoltaic Project #25 | 57528 | S25A | PV | CN | NA | SUN
2018 | CA | Solar Photovoltaic Project #25 | 57528 | S25B | PV | CN | NA | SUN
2018 | CA | Solar Photovoltaic Project #25 | 57528 | S25C | PV | CN | NA | SUN
2018 | CA | Solar Photovoltaic Project #25 | 57528 | S25D | PV | CN | NA | SUN
2018 | CA | Solar Photovoltaic Project #25 | 57528 | S25E | PV | CN | NA | SUN
2018 | CA | Solar Photovoltaic Project #25 | 57528 | S25F | PV | CN | NA | SUN
2018 | CA | Solar Photovoltaic Project #25 | 57528 | S25G | PV | CN | NA | SUN
2018 | CA | Solar Photovoltaic Project #25 | 57528 | S25H | PV | CN | NA | SUN
2018 | CA | Solar Photovoltaic Project #25 | 57528 | S25I | PV | CN | NA | SUN
2018 | CA | Solar Photovoltaic Project #26 | 57245 | S026A | PV | OP | NA | SUN |  | 5712 |  |  | EIA Prime Mover-level Data
2018 | CA | Solar Photovoltaic Project #26 | 57245 | S026B | PV | OP | NA | SUN |  | 5712 |  |  | EIA Prime Mover-level Data
2018 | CA | Solar Photovoltaic Project #26 | 57245 | S026C | PV | OP | NA | SUN |  | 5712 |  |  | EIA Prime Mover-level Data
2018 | CA | Solar Photovoltaic Project #26 | 57245 | S026D | PV | OP | NA | SUN |  | 5712 |  |  | EIA Prime Mover-level Data
2018 | CA | Solar Photovoltaic Project #26 | 57245 | S026E | PV | OP | NA | SUN |  | 5712 |  |  | EIA Prime Mover-level Data
2018 | CA | Solar Photovoltaic Project #26 | 57245 | S026F | PV | OP | NA | SUN |  | 5712 |  |  | EIA Prime Mover-level Data
2018 | CA | Solar Photovoltaic Project #26 | 57245 | S026G | PV | OP | NA | SUN |  | 5712 |  |  | EIA Prime Mover-level Data
2018 | CA | Solar Photovoltaic Project #26 | 57245 | S026H | PV | OP | NA | SUN |  | 5712 |  |  | EIA Prime Mover-level Data
2018 | CA | Solar Photovoltaic Project #26 | 57245 | S026I | PV | OP | NA | SUN |  | 5712 |  |  | EIA Prime Mover-level Data
2018 | CA | Solar Photovoltaic Project #26 | 57245 | S026J | PV | OP | NA | SUN |  | 5712 |  |  | EIA Prime Mover-level Data
2018 | CA | Solar Photovoltaic Project #26 | 57245 | SO26K | PV | OP | NA | SUN |  | 5712 |  |  | EIA Prime Mover-level Data
2018 | CA | Solar Photovoltaic Project #26 | 57245 | SO26L | PV | OP | NA | SUN |  | 5712 |  |  | EIA Prime Mover-level Data
2018 | CA | Solar Photovoltaic Project #27 | 57246 | S027A | PV | OP | NA | SUN |  | 6467 |  |  | EIA Prime Mover-level Data
2018 | CA | Solar Photovoltaic Project #27 | 57246 | S027B | PV | OP | NA | SUN |  | 6467 |  |  | EIA Prime Mover-level Data
2018 | CA | Solar Photovoltaic Project #27 | 57246 | S027C | PV | OP | NA | SUN |  | 6467 |  |  | EIA Prime Mover-level Data
2018 | CA | Solar Photovoltaic Project #27 | 57246 | S027D | PV | OP | NA | SUN |  | 6467 |  |  | EIA Prime Mover-level Data
2018 | CA | Solar Photovoltaic Project #27 | 57246 | S027E | PV | CN | NA | SUN
2018 | CA | Solar Photovoltaic Project #27 | 57246 | S027F | PV | CN | NA | SUN
2018 | CA | Solar Photovoltaic Project #28 | 57247 | S028A | PV | OP | NA | SUN |  | 6535 |  |  | EIA Prime Mover-level Data
2018 | CA | Solar Photovoltaic Project #28 | 57247 | S028B | PV | OP | NA | SUN |  | 6535 |  |  | EIA Prime Mover-level Data
2018 | CA | Solar Photovoltaic Project #28 | 57247 | S028C | PV | OP | NA | SUN |  | 6535 |  |  | EIA Prime Mover-level Data
2018 | CA | Solar Photovoltaic Project #28 | 57247 | S028D | PV | OP | NA | SUN |  | 6535 |  |  | EIA Prime Mover-level Data
2018 | CA | Solar Photovoltaic Project #28 | 57247 | S028E | PV | OP | NA | SUN |  | 6535 |  |  | EIA Prime Mover-level Data
2018 | CA | Solar Photovoltaic Project #28 | 57247 | S028F | PV | OP | NA | SUN |  | 6535 |  |  | EIA Prime Mover-level Data
2018 | CA | Solar Photovoltaic Project #28 | 57247 | S028G | PV | OP | NA | SUN |  | 6535 |  |  | EIA Prime Mover-level Data
2018 | CA | Solar Photovoltaic Project #28 | 57247 | S028H | PV | CN | NA | SUN
2018 | CA | Solar Photovoltaic Project #30 | 57532 | S30A | PV | CN | NA | SUN
2018 | CA | Solar Photovoltaic Project #30 | 57532 | S30B | PV | CN | NA | SUN
2018 | CA | Solar Photovoltaic Project #30 | 57532 | S30C | PV | CN | NA | SUN
2018 | CA | Solar Photovoltaic Project #31 | 57533 | S31A | PV | CN | NA | SUN
2018 | CA | Solar Photovoltaic Project #31 | 57533 | S31B | PV | CN | NA | SUN
2018 | CA | Solar Photovoltaic Project #32 | 57534 | S32A | PV | OP | NA | SUN |  | 6824 |  |  | EIA Prime Mover-level Data
2018 | CA | Solar Photovoltaic Project #32 | 57534 | S32B | PV | OP | NA | SUN |  | 6824 |  |  | EIA Prime Mover-level Data
2018 | CA | Solar Photovoltaic Project #32 | 57534 | S32C | PV | OP | NA | SUN |  | 6824 |  |  | EIA Prime Mover-level Data
2018 | CA | Solar Photovoltaic Project #33 | 57535 | S33A | PV | OP | NA | SUN |  | 7076 |  |  | EIA Prime Mover-level Data
2018 | CA | Solar Photovoltaic Project #33 | 57535 | S33B | PV | OP | NA | SUN |  | 7076 |  |  | EIA Prime Mover-level Data
2018 | CA | Solar Photovoltaic Project #40 | 57538 | S40A | PV | CN | NA | SUN
2018 | CA | Solar Photovoltaic Project #40 | 57538 | S40B | PV | CN | NA | SUN
2018 | CA | Solar Photovoltaic Project #40 | 57538 | S40C | PV | CN | NA | SUN
2018 | CA | Solar Photovoltaic Project #40 | 57538 | S40D | PV | CN | NA | SUN
2018 | CA | Solar Photovoltaic Project #40 | 57538 | S40E | PV | CN | NA | SUN
2018 | CA | Solar Photovoltaic Project #40 | 57538 | S40F | PV | CN | NA | SUN
2018 | CA | Solar Photovoltaic Project #40 | 57538 | S40G | PV | CN | NA | SUN
2018 | CA | Solar Photovoltaic Project #40 | 57538 | S40H | PV | CN | NA | SUN
2018 | CA | Solar Photovoltaic Project #40 | 57538 | S40I | PV | CN | NA | SUN
2018 | CA | Solar Photovoltaic Project #40 | 57538 | S40J | PV | CN | NA | SUN
2018 | CA | Solar Photovoltaic Project #40 | 57538 | S40K | PV | CN | NA | SUN
2018 | CA | Solar Photovoltaic Project #40 | 57538 | S40L | PV | CN | NA | SUN
2018 | CA | Solar Photovoltaic Project #40 | 57538 | S40M | PV | CN | NA | SUN
2018 | CA | Solar Photovoltaic Project #40 | 57538 | S40N | PV | CN | NA | SUN
2018 | CA | Solar Photovoltaic Project #40 | 57538 | S40O | PV | CN | NA | SUN
2018 | CA | Solar Photovoltaic Project #40 | 57538 | S40P | PV | CN | NA | SUN
2018 | CA | Solar Photovoltaic Project #40 | 57538 | S40Q | PV | CN | NA | SUN
2018 | CA | Solar Photovoltaic Project #40 | 57538 | S40R | PV | CN | NA | SUN
2018 | CA | Solar Photovoltaic Project #40 | 57538 | S40S | PV | CN | NA | SUN
2018 | CA | Solar Photovoltaic Project #40 | 57538 | S40T | PV | CN | NA | SUN
2018 | CA | Solar Photovoltaic Project #41 | 57539 | S41A | PV | CN | NA | SUN
2018 | CA | Solar Photovoltaic Project #41 | 57539 | S41B | PV | CN | NA | SUN
2018 | CA | Solar Photovoltaic Project #41 | 57539 | S41C | PV | CN | NA | SUN
2018 | CA | Solar Photovoltaic Project #41 | 57539 | S41D | PV | CN | NA | SUN
2018 | CA | Solar Photovoltaic Project #41 | 57539 | S41E | PV | CN | NA | SUN
2018 | CA | Solar Photovoltaic Project #41 | 57539 | S41F | PV | CN | NA | SUN
2018 | CA | Solar Photovoltaic Project #41 | 57539 | S41G | PV | CN | NA | SUN
2018 | CA | Solar Photovoltaic Project #41 | 57539 | S41H | PV | CN | NA | SUN
2018 | CA | Solar Photovoltaic Project #41 | 57539 | S41I | PV | CN | NA | SUN
2018 | CA | Solar Photovoltaic Project #41 | 57539 | S41J | PV | CN | NA | SUN
2018 | CA | Solar Photovoltaic Project #41 | 57539 | S41K | PV | CN | NA | SUN
2018 | CA | Solar Photovoltaic Project #41 | 57539 | S41L | PV | CN | NA | SUN
2018 | CA | Solar Photovoltaic Project #41 | 57539 | S41M | PV | CN | NA | SUN
2018 | CA | Solar Photovoltaic Project #41 | 57539 | S41N | PV | CN | NA | SUN
2018 | CA | Solar Photovoltaic Project #41 | 57539 | S41O | PV | CN | NA | SUN
2018 | CA | Solar Photovoltaic Project #41 | 57539 | S41P | PV | CN | NA | SUN
2018 | CA | Solar Photovoltaic Project #41 | 57539 | S41Q | PV | CN | NA | SUN
2018 | CA | Solar Photovoltaic Project #41 | 57539 | S41R | PV | CN | NA | SUN
2018 | CA | Solar Photovoltaic Project #41 | 57539 | S41S | PV | CN | NA | SUN
2018 | CA | Solar Photovoltaic Project #41 | 57539 | S41T | PV | CN | NA | SUN
2018 | CA | Solar Photovoltaic Project #42 | 57441 | S42A | PV | OP | NA | SUN |  | 6766 |  |  | EIA Prime Mover-level Data
2018 | CA | Solar Photovoltaic Project #42 | 57441 | S42B | PV | OP | NA | SUN |  | 6766 |  |  | EIA Prime Mover-level Data
2018 | CA | Solar Photovoltaic Project #42 | 57441 | S42C | PV | OP | NA | SUN |  | 6766 |  |  | EIA Prime Mover-level Data
2018 | CA | Solar Photovoltaic Project #42 | 57441 | S42D | PV | OP | NA | SUN |  | 6766 |  |  | EIA Prime Mover-level Data
2018 | CA | Solar Photovoltaic Project #42 | 57441 | S42E | PV | OP | NA | SUN |  | 6766 |  |  | EIA Prime Mover-level Data
2018 | CA | Solar Photovoltaic Project #42 | 57441 | S42F | PV | OP | NA | SUN |  | 6766 |  |  | EIA Prime Mover-level Data
2018 | CA | Solar Photovoltaic Project #42 | 57441 | S42G | PV | OP | NA | SUN |  | 6766 |  |  | EIA Prime Mover-level Data
2018 | CA | Solar Photovoltaic Project #42 | 57441 | S42H | PV | OP | NA | SUN |  | 6766 |  |  | EIA Prime Mover-level Data
2018 | CA | Solar Photovoltaic Project #42 | 57441 | S42I | PV | OP | NA | SUN |  | 6766 |  |  | EIA Prime Mover-level Data
2018 | CA | Solar Photovoltaic Project #42 | 57441 | S42J | PV | OP | NA | SUN |  | 6766 |  |  | EIA Prime Mover-level Data
2018 | CA | Solar Photovoltaic Project #44 | 57540 | S44A | PV | OP | NA | SUN |  | 5479 |  |  | EIA Prime Mover-level Data
2018 | CA | Solar Photovoltaic Project #44 | 57540 | S44B | PV | OP | NA | SUN |  | 5479 |  |  | EIA Prime Mover-level Data
2018 | CA | Solar Photovoltaic Project #44 | 57540 | S44C | PV | OP | NA | SUN |  | 5479 |  |  | EIA Prime Mover-level Data
2018 | CA | Solar Photovoltaic Project #44 | 57540 | S44D | PV | OP | NA | SUN |  | 5479 |  |  | EIA Prime Mover-level Data
2018 | CA | Solar Photovoltaic Project #44 | 57540 | S44E | PV | OP | NA | SUN |  | 5479 |  |  | EIA Prime Mover-level Data
2018 | CA | Solar Photovoltaic Project #44 | 57540 | S44F | PV | OP | NA | SUN |  | 5479 |  |  | EIA Prime Mover-level Data
2018 | CA | Solar Photovoltaic Project #44 | 57540 | S44G | PV | OP | NA | SUN |  | 5479 |  |  | EIA Prime Mover-level Data
2018 | CA | Solar Photovoltaic Project #44 | 57540 | S44H | PV | OP | NA | SUN |  | 5479 |  |  | EIA Prime Mover-level Data
2018 | CA | Solar Photovoltaic Project #44 | 57540 | S44I | PV | OP | NA | SUN |  | 5479 |  |  | EIA Prime Mover-level Data
2018 | CA | Solar Photovoltaic Project #44 | 57540 | S44J | PV | OP | NA | SUN |  | 5479 |  |  | EIA Prime Mover-level Data
2018 | CA | Solar Photovoltaic Project #44 | 57540 | S44K | PV | OP | NA | SUN |  | 5479 |  |  | EIA Prime Mover-level Data
2018 | CA | Solar Photovoltaic Project #44 | 57540 | S44L | PV | OP | NA | SUN |  | 5479 |  |  | EIA Prime Mover-level Data
2018 | CA | Solar Photovoltaic Project #44 | 57540 | S44M | PV | OP | NA | SUN |  | 5479 |  |  | EIA Prime Mover-level Data
2018 | CA | Solar Photovoltaic Project #44 | 57540 | S44N | PV | OP | NA | SUN |  | 5479 |  |  | EIA Prime Mover-level Data
2018 | CA | Solar Photovoltaic Project #44 | 57540 | S44O | PV | OP | NA | SUN |  | 5479 |  |  | EIA Prime Mover-level Data
2018 | CA | Solar Photovoltaic Project #44 | 57540 | S44P | PV | OP | NA | SUN |  | 5479 |  |  | EIA Prime Mover-level Data
2018 | CA | Solar Photovoltaic Project #45 | 57541 | S45A | PV | CN | NA | SUN
2018 | CA | Solar Photovoltaic Project #45 | 57541 | S45B | PV | CN | NA | SUN
2018 | CA | Solar Photovoltaic Project #45 | 57541 | S45C | PV | CN | NA | SUN
2018 | CA | Solar Photovoltaic Project #45 | 57541 | S45D | PV | CN | NA | SUN
2018 | CA | Solar Photovoltaic Project #45 | 57541 | S45E | PV | CN | NA | SUN
2018 | CA | Solar Photovoltaic Project #45 | 57541 | S45F | PV | CN | NA | SUN
2018 | CA | Solar Photovoltaic Project #45 | 57541 | S45G | PV | CN | NA | SUN
2018 | CA | Solar Photovoltaic Project #45 | 57541 | S45H | PV | CN | NA | SUN
2018 | CA | Solar Photovoltaic Project #45 | 57541 | S45I | PV | CN | NA | SUN
2018 | CA | Solar Photovoltaic Project #45 | 57541 | S45J | PV | CN | NA | SUN
2018 | CA | Solar Photovoltaic Project #45 | 57541 | S45K | PV | CN | NA | SUN
2018 | CA | Solar Photovoltaic Project #45 | 57541 | S45L | PV | CN | NA | SUN
2018 | CA | Solar Photovoltaic Project #47 | 57543 | S47A | PV | CN | NA | SUN
2018 | CA | Solar Photovoltaic Project #47 | 57543 | S47B | PV | CN | NA | SUN
2018 | CA | Solar Photovoltaic Project #48 | 57900 | S48A | PV | OP | NA | SUN |  | 7159 |  |  | EIA Prime Mover-level Data
2018 | CA | Solar Photovoltaic Project #48 | 57900 | S48B | PV | OP | NA | SUN |  | 7159 |  |  | EIA Prime Mover-level Data
2018 | CA | Solar Photovoltaic Project #48 | 57900 | S48C | PV | OP | NA | SUN |  | 7159 |  |  | EIA Prime Mover-level Data
2018 | CA | Solar Photovoltaic Project #48 | 57900 | S48D | PV | OP | NA | SUN |  | 7159 |  |  | EIA Prime Mover-level Data
2018 | CA | Solar Photovoltaic Project #48 | 57900 | S48E | PV | OP | NA | SUN |  | 7159 |  |  | EIA Prime Mover-level Data
2018 | CA | Solar Photovoltaic Project #48 | 57900 | S48F | PV | OP | NA | SUN |  | 7159 |  |  | EIA Prime Mover-level Data
2018 | CA | Solar Photovoltaic Project #48 | 57900 | S48G | PV | OP | NA | SUN |  | 7159 |  |  | EIA Prime Mover-level Data
2018 | CA | Solar Photovoltaic Project #48 | 57900 | S48H | PV | OP | NA | SUN |  | 7159 |  |  | EIA Prime Mover-level Data
2018 | CA | Solar Photovoltaic Project #48 | 57900 | S48I | PV | OP | NA | SUN |  | 7159 |  |  | EIA Prime Mover-level Data
2018 | CA | Solar Photovoltaic Project #48 | 57900 | S48J | PV | OP | NA | SUN |  | 7159 |  |  | EIA Prime Mover-level Data
2018 | CA | Solar Star 1 | 58388 | AVS1 | PV | OP | NA | SUN |  | 1013512 |  |  | EIA Prime Mover-level Data
2018 | CA | Solar Star 1 | 58388 | SS11 | PV | OP | NA | SUN |  | 1403324 |  |  | EIA Prime Mover-level Data
2018 | CA | Solar Star 1 | 58388 | SS12 | PV | OP | NA | SUN |  | 1403324 |  |  | EIA Prime Mover-level Data
2018 | CA | Solar Star 1 | 58388 | SS13 | PV | OP | NA | SUN |  | 1520267 |  |  | EIA Prime Mover-level Data
2018 | CA | Solar Star 1 | 58388 | SS14 | PV | OP | NA | SUN |  | 857587 |  |  | EIA Prime Mover-level Data
2018 | CA | Solar Star 1 | 58388 | SS15 | PV | OP | NA | SUN |  | 389812 |  |  | EIA Prime Mover-level Data
2018 | CA | Solar Star 1 | 58388 | SS16 | PV | OP | NA | SUN |  | 1676192 |  |  | EIA Prime Mover-level Data
2018 | CA | Solar Star 2 | 58389 | AVS2 | PV | OP | NA | SUN |  | 503508 |  |  | EIA Prime Mover-level Data
2018 | CA | Solar Star 2 | 58389 | SS21 | PV | OP | NA | SUN |  | 1549256 |  |  | EIA Prime Mover-level Data
2018 | CA | Solar Star 2 | 58389 | SS22 | PV | OP | NA | SUN |  | 1433062 |  |  | EIA Prime Mover-level Data
2018 | CA | Solar Star 2 | 58389 | SS23 | PV | OP | NA | SUN |  | 1239405 |  |  | EIA Prime Mover-level Data
2018 | CA | Solar Star 2 | 58389 | SS24 | PV | OP | NA | SUN |  | 1123210 |  |  | EIA Prime Mover-level Data
2018 | CA | Solar Star 2 | 58389 | SS25 | PV | OP | NA | SUN |  | 1355599 |  |  | EIA Prime Mover-level Data
2018 | CA | Solar Star California II LLC | 57933 | 1 | PV | OP | NA | SUN |  | 17160 |  |  | EIA Prime Mover-level Data
2018 | CA | Solar Star California, XLI, LLC | 60591 | RS1 | PV | OP | NA | SUN |  | 1430222 |  |  | EIA Prime Mover-level Data
2018 | CA | Solar Star California, XLIV, LLC | 60869 | PB1 | PV | OP | NA | SUN |  | 228197 |  |  | EIA Prime Mover-level Data
2018 | CA | Solar Star Palo Alto I, LLC | 62732 | SSPAI | PV | T | NA | SUN
2018 | CA | Solverde 1 | 60185 | SOLV1 | PV | OP | NA | SUN |  | 2041649 |  |  | EIA Prime Mover-level Data
2018 | CA | Sonoma California Geothermal | 510 | 1 | ST | OP | NA | GEO |  | 4004326 |  |  | EIA Prime Mover-level Data
2018 | CA | Sonoma Central Landfill Phase I | 55752 | P-11 | IC | OP | NA | LFG |  | 24190 | 0.1778 | 0.0147 | EIA Prime Mover-level Data | Estimated using an emission factor
2018 | CA | Sonoma Central Landfill Phase I | 55752 | P-12 | IC | OP | NA | LFG |  | 24190 | 0.1778 | 0.0147 | EIA Prime Mover-level Data | Estimated using an emission factor
2018 | CA | Sonoma Central Landfill Phase I | 55752 | P-13 | IC | OP | NA | LFG |  | 24190 | 0.1778 | 0.0147 | EIA Prime Mover-level Data | Estimated using an emission factor
2018 | CA | Sonoma Central Landfill Phase I | 55752 | P-14 | IC | OP | NA | LFG |  | 24190 | 0.1778 | 0.0147 | EIA Prime Mover-level Data | Estimated using an emission factor
2018 | CA | Sonoma Central Landfill Phase II | 55753 | P-21 | IC | OP | NA | LFG |  | 39905 | 0.2933 | 0.0147 | EIA Prime Mover-level Data | Estimated using an emission factor
2018 | CA | Sonoma Central Landfill Phase II | 55753 | P-22 | IC | OP | NA | LFG |  | 39905 | 0.2933 | 0.0147 | EIA Prime Mover-level Data | Estimated using an emission factor
2018 | CA | Sonoma Central Landfill Phase II | 55753 | P-23 | IC | OP | NA | LFG |  | 39905 | 0.2933 | 0.0147 | EIA Prime Mover-level Data | Estimated using an emission factor
2018 | CA | Sonoma Central Landfill Phase II | 55753 | P-24 | IC | OP | NA | LFG |  | 39905 | 0.2933 | 0.0147 | EIA Prime Mover-level Data | Estimated using an emission factor
2018 | CA | Sonoma Central Landfill Phase III | 55880 | P-31 | IC | OP | NA | LFG |  | 16488 | 0.12119 | 0.0147 | EIA Prime Mover-level Data | Estimated using an emission factor
2018 | CA | Sonoma Central Landfill Phase III | 55880 | P-32 | IC | OP | NA | LFG |  | 16488 | 0.12119 | 0.0147 | EIA Prime Mover-level Data | Estimated using an emission factor
2018 | CA | Sonoma County Fuel Cell | 57793 | FC-1 | FC | OP | NA | NG |  | 92105 | 0 | 0 | EIA Prime Mover-level Data | Estimated using an emission factor
2018 | CA | Sonora 1 | 58578 | SON1 | PV | OP | NA | SUN |  | 33345 |  |  | EIA Prime Mover-level Data
2018 | CA | South | 280 | 1 | HY | OP | NA | WAT |  | 228761 |  |  | EIA Prime Mover-level Data
2018 | CA | South Bay Fuel Cell Plant | 57770 | SBFC | FC | OP | NA | OBG |  | 83599 | 0 | 0 | EIA Prime Mover-level Data | Estimated using an emission factor
2018 | CA | South Belridge Cogeneration Facility | 50752 | GEN1 | GT | OP | NA | NG |  | 1768378 | 4.8484 | 0.0054834 | EIA Prime Mover-level Data | NEI avg EF - PM, fuel type, firing type
2018 | CA | South Belridge Cogeneration Facility | 50752 | GEN2 | GT | OP | NA | NG |  | 1768378 | 4.8484 | 0.0054834 | EIA Prime Mover-level Data | NEI avg EF - PM, fuel type, firing type
2018 | CA | South Belridge Cogeneration Facility | 50752 | GEN3 | GT | OP | NA | NG |  | 1768378 | 4.8484 | 0.0054834 | EIA Prime Mover-level Data | NEI avg EF - PM, fuel type, firing type
2018 | CA | Southeast Kern River Cogen | 50751 | GTG1 | GT | OP | NA | NG |  | 1131002 | 3.1009 | 0.0054834 | EIA Prime Mover-level Data | NEI avg EF - PM, fuel type, firing type
2018 | CA | Southeast Kern River Cogen | 50751 | GTG2 | GT | OS | NA | NG |  | 160225 | 0.43929 | 0.0054834 | EIA Prime Mover-level Data | NEI avg EF - PM, fuel type, firing type
2018 | CA | Southeast Kern River Cogen | 50751 | GTG3 | GT | OS | NA | NG |  | 160225 | 0.43929 | 0.0054834 | EIA Prime Mover-level Data | NEI avg EF - PM, fuel type, firing type
2018 | CA | Southeast Resource Recovery | 50837 | UNIT1 | ST | OP | NA | MSW |  | 1180974 | 0.092116 | 0.000156 | EIA Unit-level Data | Estimated using an emission factor
2018 | CA | Southeast Resource Recovery | 50837 | UNIT2 | ST | OP | NA | MSW |  | 1122714 | 0.087572 | 0.000156 | EIA Unit-level Data | Estimated using an emission factor
2018 | CA | Southeast Resource Recovery | 50837 | UNIT3 | ST | OP | NA | MSW |  | 1236400 | 0.096439 | 0.000156 | EIA Unit-level Data | Estimated using an emission factor
2018 | CA | Southern Owens Valley Solar Ranch | 57304 | 1 | PV | IP | NA | SUN
2018 | CA | Spadra Landfill Gas to Energy | 10471 | GEN1 | ST | RE | NA | LFG
2018 | CA | Spaulding 1 | 281 | 1 | HY | OP | NA | WAT |  | 40997 |  |  | EIA Prime Mover-level Data
2018 | CA | Spaulding 2 | 282 | 1 | HY | OP | NA | WAT |  | 81214 |  |  | EIA Prime Mover-level Data
2018 | CA | Spaulding 3 | 283 | 1 | HY | OP | NA | WAT |  | 282 |  |  | EIA Prime Mover-level Data
2018 | CA | SPI Anderson 2 | 59658 | BLR1 | ST | OP | NA | WDS |  | 3013431 | 34.3715 | 0.022812 | EIA Unit-level Data | NEI avg EF - PM, fuel type
2018 | CA | Spicer Meadow Project | 54554 | GEN1 | HY | OP | NA | WAT |  | 59802 |  |  | EIA Prime Mover-level Data
2018 | CA | Spicer Meadow Project | 54554 | GEN2 | HY | OP | NA | WAT |  | 59802 |  |  | EIA Prime Mover-level Data
2018 | CA | Spicer Meadow Project | 54554 | GEN3 | HY | OP | NA | WAT |  | 11074 |  |  | EIA Prime Mover-level Data
2018 | CA | Spreckels Sugar Company | 57916 | 1 | ST | OP | NA | NG |  | 1043636 | 4.2019 | 0.0080524 | EIA Prime Mover-level Data | NEI avg EF - PM, fuel type
2018 | CA | Spring Creek | 450 | 1 | HY | OP | NA | WAT |  | 588827 |  |  | EIA Prime Mover-level Data
2018 | CA | Spring Creek | 450 | 2 | HY | OP | NA | WAT |  | 588827 |  |  | EIA Prime Mover-level Data
2018 | CA | Spring Gap | 284 | 1 | HY | OP | NA | WAT |  | 273356 |  |  | EIA Prime Mover-level Data
2018 | CA | Springbok 3 Solar Farm | 60491 | SB3SF | PV | T | NA | SUN
2018 | CA | Springbok Solar Farm 1 | 59532 | SB1 | PV | OP | NA | SUN |  | 2717099 |  |  | EIA Prime Mover-level Data
2018 | CA | Springbok Solar Farm 2 | 59840 | SB2 | PV | OP | NA | SUN |  | 3710898 |  |  | EIA Prime Mover-level Data
2018 | CA | Springs Generating Station | 56144 | 1 | GT | OP | NA | NG |  | 1632 | 0.0044744 | 0.0054834 | EIA Prime Mover-level Data | NEI avg EF - PM, fuel type, firing type
2018 | CA | Springs Generating Station | 56144 | 2 | GT | OP | NA | NG |  | 1632 | 0.0044744 | 0.0054834 | EIA Prime Mover-level Data | NEI avg EF - PM, fuel type, firing type
2018 | CA | Springs Generating Station | 56144 | 3 | GT | OP | NA | NG |  | 1632 | 0.0044744 | 0.0054834 | EIA Prime Mover-level Data | NEI avg EF - PM, fuel type, firing type
2018 | CA | Springs Generating Station | 56144 | 4 | GT | OP | NA | NG |  | 1632 | 0.0044744 | 0.0054834 | EIA Prime Mover-level Data | NEI avg EF - PM, fuel type, firing type
2018 | CA | Springville Hydroelectric | 56125 | 4152 | HY | OP | NA | WAT |  | 11773 |  |  | EIA Prime Mover-level Data
2018 | CA | SPVP #35 | 57537 | 35H | PV | CN | NA | SUN
2018 | CA | SPVP #35 | 57537 | 35I | PV | CN | NA | SUN
2018 | CA | SPVP #35 | 57537 | 35J | PV | CN | NA | SUN
2018 | CA | SPVP #35 | 57537 | 35K | PV | CN | NA | SUN
2018 | CA | SPVP #35 | 57537 | 35L | PV | CN | NA | SUN
2018 | CA | SPVP #35 | 57537 | 35M | PV | CN | NA | SUN
2018 | CA | SPVP #35 | 57537 | 35N | PV | CN | NA | SUN
2018 | CA | SPVP #35 | 57537 | S35A | PV | CN | NA | SUN
2018 | CA | SPVP #35 | 57537 | S35B | PV | CN | NA | SUN
2018 | CA | SPVP #35 | 57537 | S35C | PV | CN | NA | SUN
2018 | CA | SPVP #35 | 57537 | S35D | PV | CN | NA | SUN
2018 | CA | SPVP #35 | 57537 | S35E | PV | CN | NA | SUN
2018 | CA | SPVP #35 | 57537 | S35F | PV | CN | NA | SUN
2018 | CA | SPVP #35 | 57537 | S35G | PV | CN | NA | SUN
2018 | CA | SPVP #46 | 57545 | S46A | PV | CN | NA | SUN
2018 | CA | SPVP #46 | 57545 | S46B | PV | CN | NA | SUN
2018 | CA | SPVP #46 | 57545 | S46C | PV | CN | NA | SUN
2018 | CA | SPVP #46 | 57545 | S46D | PV | CN | NA | SUN
2018 | CA | SPVP #46 | 57545 | S46E | PV | CN | NA | SUN
2018 | CA | SPVP #46 | 57545 | S46F | PV | CN | NA | SUN
2018 | CA | SPVP #46 | 57545 | S46G | PV | CN | NA | SUN
2018 | CA | SRI International Cogen Project | 50537 | GEN1 | GT | OP | NA | NG |  | 459974 | 1.2611 | 0.0054834 | EIA Prime Mover-level Data | NEI avg EF - PM, fuel type, firing type
2018 | CA | Stage Gulch Solar | 61791 | 5001 | PV | OP | NA | SUN |  | 16977 |  |  | EIA Prime Mover-level Data
2018 | CA | Stampede | 7066 | 1 | HY | OP | NA | WAT |  | 73020 |  |  | EIA Prime Mover-level Data
2018 | CA | Stampede | 7066 | 2 | HY | OP | NA | WAT |  | 14604 |  |  | EIA Prime Mover-level Data
2018 | CA | Stanford Campus Solar | 62020 | STANF | PV | OP | NA | SUN |  | 61992 |  |  | EIA Prime Mover-level Data
2018 | CA | Stanislaus | 285 | HC1 | HY | OP | NA | WAT |  | 3038666 |  |  | EIA Prime Mover-level Data
2018 | CA | Stanton Energy Reliability Center | 60698 | GT1 | GT | P | NA | NG
2018 | CA | Stanton Energy Reliability Center | 60698 | GT2 | GT | P | NA | NG
2018 | CA | Staples La Mirada, CA | 57683 | 1 | PV | OP | NA | SUN |  | 14334 |  |  | EIA Prime Mover-level Data
2018 | CA | Starbucks - Evolution Fresh | 59804 | SBK00 | FC | OP | NA | NG |  | 52505 | 0 | 0 | EIA Prime Mover-level Data | Estimated using an emission factor
2018 | CA | Stateline Solar | 58646 | STL | PV | OP | NA | SUN |  | 1542446 |  |  | EIA Prime Mover-level Data
2018 | CA | Stateline Solar | 58646 | STL2 | PV | OP | NA | SUN |  | 692983 |  |  | EIA Prime Mover-level Data
2018 | CA | Stateline Solar | 58646 | STL3 | PV | OP | NA | SUN |  | 770207 |  |  | EIA Prime Mover-level Data
2018 | CA | Stateline Solar | 58646 | STL4 | PV | OP | NA | SUN |  | 770207 |  |  | EIA Prime Mover-level Data
2018 | CA | Stateline Solar | 58646 | STL5 | PV | OP | NA | SUN |  | 770207 |  |  | EIA Prime Mover-level Data
2018 | CA | Stateline Solar | 58646 | STL6 | PV | OP | NA | SUN |  | 770207 |  |  | EIA Prime Mover-level Data
2018 | CA | Stateline Solar | 58646 | STL7 | PV | OP | NA | SUN |  | 770207 |  |  | EIA Prime Mover-level Data
2018 | CA | Stenner Creek Solar | 61607 | CPOLY | PV | OP | NA | SUN |  | 61819 |  |  | EIA Prime Mover-level Data
2018 | CA | Stony Gorge | 7151 | 1 | HY | OP | NA | WAT |  | 19800 |  |  | EIA Prime Mover-level Data
2018 | CA | Stony Gorge | 7151 | 2 | HY | OP | NA | WAT |  | 19800 |  |  | EIA Prime Mover-level Data
2018 | CA | Strata Roof 1 | 60219 | UNIT1 | PV | OP | NA | SUN |  | 13449 |  |  | EIA Prime Mover-level Data
2018 | CA | Strauss Wind Farm | 62113 | ST-CA | WT | P | NA | WND
2018 | CA | Stroud Solar Station | 57497 | 1 | PV | OP | NA | SUN |  | 340457 |  |  | EIA Prime Mover-level Data
2018 | CA | Summer North Solar | 58757 | UE2 | PV | OP | NA | SUN |  | 34182 |  |  | EIA Prime Mover-level Data
2018 | CA | Summer North Solar | 58757 | UF2 | PV | OP | NA | SUN |  | 45576 |  |  | EIA Prime Mover-level Data
2018 | CA | Summer North Solar | 58757 | UG2 | PV | OP | NA | SUN |  | 34182 |  |  | EIA Prime Mover-level Data
2018 | CA | Summer North Solar | 58757 | UH2 | PV | OP | NA | SUN |  | 34182 |  |  | EIA Prime Mover-level Data
2018 | CA | Summer Solar A2 | 58753 | SSA2 | PV | OP | NA | SUN |  | 35022 |  |  | EIA Prime Mover-level Data
2018 | CA | Summer Solar B2 | 58754 | SSB2 | PV | OP | NA | SUN |  | 34940 |  |  | EIA Prime Mover-level Data
2018 | CA | Summer Solar C2 | 58755 | SSC2 | PV | OP | NA | SUN |  | 35223 |  |  | EIA Prime Mover-level Data
2018 | CA | Summer Solar D2 | 58756 | SSD2 | PV | OP | NA | SUN |  | 20973 |  |  | EIA Prime Mover-level Data
2018 | CA | Summer Solar LLC | 60280 | SUMSL | PV | OP | NA | SUN |  | 520465 |  |  | EIA Prime Mover-level Data
2018 | CA | Sun City Project LLC | 57360 | 1 | PV | OP | NA | SUN |  | 338607 |  |  | EIA Prime Mover-level Data
2018 | CA | Sun Harvest Solar NDP1 | 59687 | NDP1 | PV | OP | NA | SUN |  | 27992 |  |  | EIA Prime Mover-level Data
2018 | CA | SunAnza | 60791 | ANZA1 | PV | OP | NA | SUN |  | 45773 |  |  | EIA Prime Mover-level Data
2018 | CA | SunE- E Philadelphia Ontario | 59916 | 12307 | PV | OP | NA | SUN |  | 17232 |  |  | EIA Prime Mover-level Data
2018 | CA | SunE Rochester | 60032 | RCHTR | PV | OP | NA | SUN |  | 15310 |  |  | EIA Prime Mover-level Data
2018 | CA | SunEdison Anheuser Busch Fairfield | 57010 | 1 | PV | OP | NA | SUN |  | 15491 |  |  | EIA Prime Mover-level Data
2018 | CA | SunEdison Ironwood State Prison | 57007 | 1 | PV | OP | NA | SUN |  | 20195 |  |  | EIA Prime Mover-level Data
2018 | CA | SunEdison Procter & Gamble Oxnard | 57008 | 1 | PV | OP | NA | SUN |  | 14851 |  |  | EIA Prime Mover-level Data
2018 | CA | SunEdison Walgreens Moreno Valley | 57004 | 1 | PV | OP | NA | SUN |  | 15326 |  |  | EIA Prime Mover-level Data
2018 | CA | SunEdison Walmart Apple Valley DC | 57012 | 1 | PV | OP | NA | SUN |  | 21246 |  |  | EIA Prime Mover-level Data
2018 | CA | Sunnyvale City of WPCP | 57557 | S-14 | IC | OP | NA | LFG |  | 51930 | 0.38169 | 0.0147 | EIA Prime Mover-level Data | Estimated using an emission factor
2018 | CA | Sunnyvale City of WPCP | 57557 | S-15 | IC | OP | NA | LFG |  | 51930 | 0.38169 | 0.0147 | EIA Prime Mover-level Data | Estimated using an emission factor
2018 | CA | Sunray 2 | 10437 | GEN1 | ST | RE | NA | SUN
2018 | CA | Sunray 2 | 10437 | SUN2 | PV | OP | NA | SUN |  | 545603 |  |  | EIA Prime Mover-level Data
2018 | CA | Sunray 3 | 10438 | GEN1 | ST | RE | NA | SUN
2018 | CA | Sunray 3 | 10438 | SUN3 | PV | OP | NA | SUN |  | 340129 |  |  | EIA Prime Mover-level Data
2018 | CA | Sunrise Power Company | 55182 | CTG1 | CT | OP | CC | NG | 5,660.0 | 8492004 | 32.3807 | 0.0076262 | EPA/CAMD | EPA/NEI | 2001
2018 | CA | Sunrise Power Company | 55182 | CTG2 | CT | OP | CC | NG | 6,738.0 | 10203389 | 21.0772 | 0.0041314 | EPA/CAMD | EPA/NEI | 2001
2018 | CA | SunSelect1 | 61754 | 1 | IC | OP | NA | NG |  | 37703 | 0.0079553 | 0.000422 | EIA Prime Mover-level Data | Estimated using an emission factor
2018 | CA | SunSelect1 | 61754 | 2 | IC | OP | NA | NG |  | 37703 | 0.0079553 | 0.000422 | EIA Prime Mover-level Data | Estimated using an emission factor
2018 | CA | Sunset Reservoir North Basin | 57559 | 1 | PV | OP | NA | SUN |  | 62959 |  |  | EIA Prime Mover-level Data
2018 | CA | Sunshine Gas Producers | 58429 | 1 | GT | OP | NA | LFG |  | 379589 | 4.0996 | 0.0216 | EIA Prime Mover-level Data | Estimated using an emission factor
2018 | CA | Sunshine Gas Producers | 58429 | 2 | GT | OP | NA | LFG |  | 379589 | 4.0996 | 0.0216 | EIA Prime Mover-level Data | Estimated using an emission factor
2018 | CA | Sunshine Gas Producers | 58429 | 3 | GT | OP | NA | LFG |  | 379589 | 4.0996 | 0.0216 | EIA Prime Mover-level Data | Estimated using an emission factor
2018 | CA | Sunshine Gas Producers | 58429 | 4 | GT | OP | NA | LFG |  | 379589 | 4.0996 | 0.0216 | EIA Prime Mover-level Data | Estimated using an emission factor
2018 | CA | Sunshine Gas Producers | 58429 | 5 | GT | OP | NA | LFG |  | 379589 | 4.0996 | 0.0216 | EIA Prime Mover-level Data | Estimated using an emission factor
2018 | CA | Swanmill Windfarm I | 54650 | EXI2 | WT | OP | NA | WND |  | 68176 |  |  | EIA Prime Mover-level Data
2018 | CA | Swanmill Windfarm I | 54650 | EXIS | WT | OP | NA | WND |  | 71922 |  |  | EIA Prime Mover-level Data
2018 | CA | Sycamore Cogeneration | 50134 | GTAG | GT | OP | NA | NG |  | 4264926 | 11.6931 | 0.0054834 | EIA Prime Mover-level Data | NEI avg EF - PM, fuel type, firing type
2018 | CA | Sycamore Cogeneration | 50134 | GTBG | GT | OP | NA | NG |  | 4264926 | 11.6931 | 0.0054834 | EIA Prime Mover-level Data | NEI avg EF - PM, fuel type, firing type
2018 | CA | Sycamore Cogeneration | 50134 | GTCG | GT | OP | NA | NG |  | 4264926 | 11.6931 | 0.0054834 | EIA Prime Mover-level Data | NEI avg EF - PM, fuel type, firing type
2018 | CA | Sycamore Cogeneration | 50134 | GTDG | GT | OP | NA | NG |  | 4264926 | 11.6931 | 0.0054834 | EIA Prime Mover-level Data | NEI avg EF - PM, fuel type, firing type
2018 | CA | Sycamore Energy 1 | 10387 | 1 | GT | RE | NA | LFG
2018 | CA | Sycamore Energy 1 | 10387 | 2 | GT | RE | NA | LFG
2018 | CA | Sycamore Energy 1 | 10387 | 3 | GT | OP | NA | LFG |  | 227339 | 2.4553 | 0.0216 | EIA Prime Mover-level Data | Estimated using an emission factor
2018 | CA | Sycamore Energy 1 | 10387 | 1A | GT | OP | NA | LFG |  | 90936 | 0.98211 | 0.0216 | EIA Prime Mover-level Data | Estimated using an emission factor
2018 | CA | Sycamore Energy 1 | 10387 | 2A | GT | OP | NA | LFG |  | 90936 | 0.98211 | 0.0216 | EIA Prime Mover-level Data | Estimated using an emission factor
2018 | CA | TA-Acacia, LLC | 59443 | WAS1 | PV | OP | NA | SUN |  | 354470 |  |  | EIA Prime Mover-level Data
2018 | CA | Taft 26C Cogen | 52085 | TG1 | GT | OP | NA | NG |  | 299463 | 0.82104 | 0.0054834 | EIA Prime Mover-level Data | NEI avg EF - PM, fuel type, firing type
2018 | CA | Taft 26C Cogen | 52085 | TG2 | GT | OP | NA | NG |  | 299463 | 0.82104 | 0.0054834 | EIA Prime Mover-level Data | NEI avg EF - PM, fuel type, firing type
2018 | CA | Taft 26C Cogen | 52085 | TG3 | GT | OP | NA | NG |  | 299463 | 0.82104 | 0.0054834 | EIA Prime Mover-level Data | NEI avg EF - PM, fuel type, firing type
2018 | CA | Taft 26C Cogen | 52085 | TG4 | GT | OP | NA | NG |  | 299463 | 0.82104 | 0.0054834 | EIA Prime Mover-level Data | NEI avg EF - PM, fuel type, firing type
2018 | CA | TA-High Desert LLC | 58149 | TAHD | PV | OP | NA | SUN |  | 511995 |  |  | EIA Prime Mover-level Data
2018 | CA | Tahquitz High School | 58232 | TAHQ | PV | OP | NA | SUN |  | 16028 |  |  | EIA Prime Mover-level Data
2018 | CA | Tajiguas Plant | 55603 | UNT1 | IC | OP | NA | LFG |  | 271831 | 1.998 | 0.0147 | EIA Prime Mover-level Data | Estimated using an emission factor
2018 | CA | Target Shafter | 61824 | RPU2 | PV | OP | NA | SUN |  | 52931 |  |  | EIA Prime Mover-level Data
2018 | CA | Target Woodland Solar Project | 62246 | TWSP | PV | OP | NA | SUN |  | 921 |  |  | EIA Prime Mover-level Data
2018 | CA | Taylor Farms | 59330 | TAY1 | WT | OP | NA | WND |  | 35287 |  |  | EIA Prime Mover-level Data
2018 | CA | Taylor Farms Salinas | 58303 | TLR | FC | OP | NA | NG |  | 41328 | 0 | 0 | EIA Prime Mover-level Data | Estimated using an emission factor
2018 | CA | Tehachapi Energy Storage Project | 59661 | TSP1 | BA | OP | NA | MWH
2018 | CA | Tehachapi Spindle | 58291 | TS1 | FW | CN | NA | MWH
2018 | CA | Tehachapi Wind Resource I | 10191 | EXIS | WT | OP | NA | WND |  | 130725 |  |  | EIA Prime Mover-level Data
2018 | CA | Tehachapi Wind Resource I | 10191 | PLAN | WT | IP | NA | WND
2018 | CA | Tehachapi Wind Resource II | 54909 | EXI2 | WT | OP | NA | WND |  | 167331 |  |  | EIA Prime Mover-level Data
2018 | CA | Tehachapi Wind Resource II | 54909 | EXIS | WT | OP | NA | WND |  | 274182 |  |  | EIA Prime Mover-level Data
2018 | CA | Tehachapi Wind Resource II | 54909 | PLAN | WT | P | NA | WND
2018 | CA | Teichert Materials-Teichert Vernalis | 57594 | WTG1 | WT | OP | NA | WND |  | 17506 |  |  | EIA Prime Mover-level Data
2018 | CA | Telephone Flat | 55846 | 1 | ST | IP | NA | GEO
2018 | CA | Temescal | 479 | 1 | HY | OP | NA | WAT |  | 45574 |  |  | EIA Prime Mover-level Data
2018 | CA | Temescal Canyon RV, LLC | 57656 | 1 | PV | OP | NA | SUN |  | 20069 |  |  | EIA Prime Mover-level Data
2018 | CA | Tequesquite Landfill Solar PV Project | 60035 | RPU1 | PV | OP | NA | SUN |  | 135402 |  |  | EIA Prime Mover-level Data
2018 | CA | Terminus Hydroelectric Project | 54343 | GEN1 | HY | OP | NA | WAT |  | 258473 |  |  | EIA Prime Mover-level Data
2018 | CA | Terra Francesco | 59541 | 3 | PV | OP | NA | SUN |  | 22137 |  |  | EIA Prime Mover-level Data
2018 | CA | Terra-Gen 251 Wind LLC | 52161 | WGNS | WT | OP | NA | WND |  | 185834 |  |  | EIA Prime Mover-level Data
2018 | CA | Terra-Gen VG Wind LLC | 56570 | WGNS | WT | OP | NA | WND |  | 101339 |  |  | EIA Prime Mover-level Data
2018 | CA | TESLA Power Project | 55937 | GTG1 | CT | IP | NA | NG
2018 | CA | TESLA Power Project | 55937 | GTG2 | CT | IP | NA | NG
2018 | CA | TESLA Power Project | 55937 | GTG3 | CT | IP | NA | NG
2018 | CA | TESLA Power Project | 55937 | GTG4 | CT | IP | NA | NG
2018 | CA | TESLA Power Project | 55937 | STG1 | CA | IP | NA | NG
2018 | CA | TESLA Power Project | 55937 | STG2 | CA | IP | NA | NG
2018 | CA | Tesoro Wilmington Calciner | 10601 | GEN1 | ST | OP | NA | WH |  | 1886833 |  |  | EIA Prime Mover-level Data
2018 | CA | Thermal Energy Development Part LP | 10502 | 02 | ST | OS | NA | WDS |  | 0 | 0 |  | EIA Unit-level Data | NEI avg EF - PM, fuel type
2018 | CA | Thermalito | 438 | 1 | HY | OS | NA | WAT
2018 | CA | Thermalito | 438 | 2 | PS | OS | NA | WAT
2018 | CA | Thermalito | 438 | 3 | PS | OS | NA | WAT
2018 | CA | Thermalito | 438 | 4 | PS | OS | NA | WAT
2018 | CA | Thermalito Diverson Dam | 7129 | TD1 | HY | OP | NA | WAT |  | 186562 |  |  | EIA Prime Mover-level Data
2018 | CA | Thomas M Knott Cogen Facility | 58190 | CG | GT | OS | NA | NG
2018 | CA | Three Forks Water Power Project | 54308 | 1 | HY | OP | NA | WAT |  | 51004 |  |  | EIA Prime Mover-level Data
2018 | CA | THUMS | 56051 | GEN1 | GT | OP | NA | NG |  | 3664413 | 10.0467 | 0.0054834 | EIA Prime Mover-level Data | NEI avg EF - PM, fuel type, firing type
2018 | CA | Tierra Bonita Solar | 57923 | 1 | PV | CN | NA | SUN
2018 | CA | Tiger Creek | 287 | H1 | HY | OP | NA | WAT |  | 1013093 |  |  | EIA Prime Mover-level Data
2018 | CA | Tiger Creek | 287 | H2 | HY | OP | NA | WAT |  | 1060768 |  |  | EIA Prime Mover-level Data
2018 | CA | Toadtown | 714 | 1 | HY | OP | NA | WAT |  | 32224 |  |  | EIA Prime Mover-level Data
2018 | CA | Top Gun Energy Storage | 61366 | TGES | BA | P | NA | MWH
2018 | CA | Topaz Solar Farm | 57695 | TPZ1 | PV | OP | NA | SUN |  | 2698165 |  |  | EIA Prime Mover-level Data
2018 | CA | Topaz Solar Farm | 57695 | TPZ2 | PV | OP | NA | SUN |  | 3143009 |  |  | EIA Prime Mover-level Data
2018 | CA | Topaz Solar Farm | 57695 | TPZ3 | PV | OP | NA | SUN |  | 2122362 |  |  | EIA Prime Mover-level Data
2018 | CA | Topaz Solar Farm | 57695 | TPZ4 | PV | OP | NA | SUN |  | 1877075 |  |  | EIA Prime Mover-level Data
2018 | CA | Topaz Solar Farm | 57695 | TPZ5 | PV | OP | NA | SUN |  | 2338548 |  |  | EIA Prime Mover-level Data
2018 | CA | Torrance Refining Company, LLC | 50624 | EXP1 | ST | OP | NA | WH |  | 185727 |  |  | EIA Prime Mover-level Data
2018 | CA | Torrance Refining Company, LLC | 50624 | GTG1 | GT | OP | NA | PRG |  | 2342424 | 0.49425 | 0.000422 | EIA Prime Mover-level Data | Estimated using an emission factor
2018 | CA | Torrance Refining Company, LLC | 50624 | STG1 | ST | OP | NA | WH |  | 477936 |  |  | EIA Prime Mover-level Data
2018 | CA | Total Energy Facilities | 10091 | G2 | CT |  | NA | OBG |  | 610408 | 6.5924 | 0.0216 | EIA Unit-level Data | Estimated using an emission factor
2018 | CA | Total Energy Facilities | 10091 | G3 | CT |  | NA | OBG |  | 436246 | 4.7115 | 0.0216 | EIA Unit-level Data | Estimated using an emission factor
2018 | CA | Total Energy Facilities | 10091 | GEN1 | CT |  | NA | OBG |  | 626613 | 6.7674 | 0.0216 | EIA Unit-level Data | Estimated using an emission factor
2018 | CA | Total Energy Facilities | 10091 | GEN2 | CT | RE | NA | OBG
2018 | CA | Total Energy Facilities | 10091 | GEN3 | CT | RE | NA | OBG
2018 | CA | Total Energy Facilities | 10091 | GEN4 | CA | OP | NA | OBG |  | 0 | 0 |  | EIA Prime Mover-level Data | Estimated using an emission factor
2018 | CA | TPC Windfarms LLC | 54647 | EXIS | WT | OP | NA | WND |  | 587553 |  |  | EIA Prime Mover-level Data
2018 | CA | Tracy Combined Cycle Power Plant | 55933 | TPP1 | CT | OP | CC | NG | 4,104.0 | 3618127 | 3.0096 | 0.0016636 | EPA/CAMD | EPA/NEI | 2003
2018 | CA | Tracy Combined Cycle Power Plant | 55933 | TPP2 | CT | OP | CC | NG | 3,924.0 | 3584725 | 3.4427 | 0.0019208 | EPA/CAMD | EPA/NEI | 2003
2018 | CA | Transamerica Pyramid | 58619 | 1 | IC | OP | NA | NG |  | 177012 | 0.03735 | 0.000422 | EIA Prime Mover-level Data | Estimated using an emission factor
2018 | CA | Transamerica Pyramid | 58619 | 2 | IC | OP | NA | NG |  | 177012 | 0.03735 | 0.000422 | EIA Prime Mover-level Data | Estimated using an emission factor
2018 | CA | Tres Vaqueros Wind Farms LLC | 50826 | 1 | WT | CN | NA | WND
2018 | CA | Trinity | 451 | 1 | HY | OP | NA | WAT |  | 1255644 |  |  | EIA Prime Mover-level Data
2018 | CA | Trinity | 451 | 2 | HY | OP | NA | WAT |  | 1255644 |  |  | EIA Prime Mover-level Data
2018 | CA | Tropico Solar PV Plant | 59599 | GEN1 | PV | OP | NA | SUN |  | 320908 |  |  | EIA Prime Mover-level Data
2018 | CA | Tulare 1 and 2 | 58642 | 1 | PV | OP | NA | SUN |  | 24282 |  |  | EIA Prime Mover-level Data
2018 | CA | Tulare 1 and 2 | 58642 | 2 | PV | OP | NA | SUN |  | 24282 |  |  | EIA Prime Mover-level Data
2018 | CA | Tulare Success Power Project | 10222 | SPP1 | HY | SB | NA | WAT |  | 4466 |  |  | EIA Prime Mover-level Data
2018 | CA | Tulare WWTP BioMat Fuel Cell | 61846 | MM27 | FC | V | NA | OBG
2018 | CA | Tule River | 289 | 1 | HY | OA | NA | WAT |  | 5 |  |  | EIA Prime Mover-level Data
2018 | CA | Tule River | 289 | 2 | HY | OA | NA | WAT |  | 5 |  |  | EIA Prime Mover-level Data
2018 | CA | Tule Wind LLC | 57913 | 1 | WT | OP | NA | WND |  | 2853725 |  |  | EIA Prime Mover-level Data
2018 | CA | Tulloch | 416 | 1 | HY | OP | NA | WAT |  | 361667 |  |  | EIA Prime Mover-level Data
2018 | CA | Tulloch | 416 | 2 | HY | OP | NA | WAT |  | 361667 |  |  | EIA Prime Mover-level Data
2018 | CA | Tulloch | 416 | 3 | HY | OP | NA | WAT |  | 306353 |  |  | EIA Prime Mover-level Data
2018 | CA | Turlock Irrigation District Fuel Cell | 56631 | TFC | FC | RE | NA | OBG
2018 | CA | Turlock Lake | 161 | 1 | HY | OP | NA | WAT |  | 26858 |  |  | EIA Prime Mover-level Data
2018 | CA | Turlock Lake | 161 | 2 | HY | OP | NA | WAT |  | 26858 |  |  | EIA Prime Mover-level Data
2018 | CA | Turlock Lake | 161 | 3 | HY | OP | NA | WAT |  | 26858 |  |  | EIA Prime Mover-level Data
2018 | CA | UC Davis South Campus | 59872 | UCD1 | PV | OP | NA | SUN |  | 281027 |  |  | EIA Prime Mover-level Data
2018 | CA | UC Merced Solar | 61995 | UCMBA | BA | OP | NA | MWH |  | 0 |  |  | EIA Prime Mover-level Data
2018 | CA | UC Merced Solar | 61995 | UCMPV | PV | OP | NA | SUN |  | 2015 |  |  | EIA Prime Mover-level Data
2018 | CA | UC Riverside Lots 30 & 32 | 62016 | UCRIV | PV | OP | NA | SUN |  | 63134 |  |  | EIA Prime Mover-level Data
2018 | CA | UCI Facilities Management Central Plant | 57122 | CTG1 | CT |  | NA | NG |  | 1280912 | 3.6867 | 0.0057564 | EIA Unit-level Data | NEI avg EF - PM, fuel type
2018 | CA | UCI Facilities Management Central Plant | 57122 | STG1 | CA | OP | NA | NG |  | 0 | 0 |  | EIA Prime Mover-level Data | Estimated using an emission factor
2018 | CA | UCI Fuel Cell | 60120 | MB-16 | FC | OP | NA | NG |  | 77097 | 0 | 0 | EIA Prime Mover-level Data | Estimated using an emission factor
2018 | CA | UCLA So Campus Cogen Project | 52073 | GEN1 | CT |  | NA | NG |  | 1203183 | 3.463 | 0.0057564 | EIA Unit-level Data | NEI avg EF - PM, fuel type
2018 | CA | UCLA So Campus Cogen Project | 52073 | GEN2 | CT |  | NA | NG |  | 1304453 | 3.7545 | 0.0057564 | EIA Unit-level Data | NEI avg EF - PM, fuel type
2018 | CA | UCLA So Campus Cogen Project | 52073 | HRSG A | CA | OP | NA | NG |  | 634072 | 0.13379 | 0.000422 | EIA Unit-level Data | Estimated using an emission factor
2018 | CA | UCLA So Campus Cogen Project | 52073 | HRSG B | CA | OP | NA | NG |  | 665621 | 0.14045 | 0.000422 | EIA Unit-level Data | Estimated using an emission factor
2018 | CA | UCSD Fuel Cell Plant | 57735 | UCSD | FC | OP | NA | NG |  | 182462 | 0 | 0 | EIA Prime Mover-level Data | Estimated using an emission factor
2018 | CA | Union Valley | 6612 | 1 | HY | OP | NA | WAT |  | 806324 |  |  | EIA Prime Mover-level Data
2018 | CA | Univ of Calif Santa Cruz Cogeneration | 50064 | 001 | IC | RE | NA | NG
2018 | CA | Univ of Calif Santa Cruz Cogeneration | 50064 | 002 | IC | RE | NA | NG
2018 | CA | Univ of Calif Santa Cruz Cogeneration | 50064 | 003 | GT | OP | NA | NG |  | 336581 | 0.9228 | 0.0054834 | EIA Prime Mover-level Data | NEI avg EF - PM, fuel type, firing type
2018 | CA | Univ of California San Diego Solar | 57856 | SGU1 | PV | OP | NA | SUN |  | 31841 |  |  | EIA Prime Mover-level Data
2018 | CA | Univ of San Francisco Cogen | 50089 | S-17 | IC | OP | NA | NG |  | 52545 | 0.011087 | 0.000422 | EIA Prime Mover-level Data | Estimated using an emission factor
2018 | CA | University of California San Diego | 57584 | BS1 | BA | OP | NA | MWH |  | 0 |  |  | EIA Prime Mover-level Data
2018 | CA | University of California San Diego | 57584 | NHRSG | CA | OP | NA | NG |  | 0 | 0 |  | EIA Unit-level Data | Estimated using an emission factor
2018 | CA | University of California San Diego | 57584 | NT2 | CT |  | NA | NG |  | 1140921 | 3.2838 | 0.0057564 | EIA Unit-level Data | NEI avg EF - PM, fuel type
2018 | CA | University of California San Diego | 57584 | SHRSG | CA | OP | NA | NG |  | 0 | 0 |  | EIA Unit-level Data | Estimated using an emission factor
2018 | CA | University of California San Diego | 57584 | ST1 | CT |  | NA | NG |  | 1140921 | 3.2838 | 0.0057564 | EIA Unit-level Data | NEI avg EF - PM, fuel type
2018 | CA | Upper Dawson | 489 | 1 | HY | OP | NA | WAT |  | 101447 |  |  | EIA Prime Mover-level Data
2018 | CA | Upper Gorge | 407 | 1 | HY | OP | NA | WAT |  | 687624 |  |  | EIA Prime Mover-level Data
2018 | CA | US Borax | 50115 | GEN1 | GT | OP | NA | NG |  | 3742979 | 10.2621 | 0.0054834 | EIA Prime Mover-level Data | NEI avg EF - PM, fuel type, firing type
2018 | CA | US GSA - Sacramento | 60846 | PV1 | PV | OP | NA | SUN |  | 16659 |  |  | EIA Prime Mover-level Data
2018 | CA | USG 1 | 61682 | USG1 | PV | OP | NA | SUN |  | 14980 |  |  | EIA Prime Mover-level Data
2018 | CA | USG 2 | 61683 | USG2 | PV | OP | NA | SUN |  | 15730 |  |  | EIA Prime Mover-level Data
2018 | CA | USPS PV | 61250 | USPS1 | PV | OP | NA | SUN |  | 154321 |  |  | EIA Prime Mover-level Data
2018 | CA | US-TOPCO (Soccer Center) | 60086 | PV1 | PV | OP | NA | SUN |  | 99349 |  |  | EIA Prime Mover-level Data
2018 | CA | UTS SJ1 LLC | 57420 | 0001 | FC | SB | NA | NG
2018 | CA | VA Sepulveda Ambulatory Care Center | 58249 | GEN1 | PV | OP | NA | SUN |  | 39370 |  |  | EIA Prime Mover-level Data
2018 | CA | Vaca Dixon Battery Storage System | 59256 | BAT1 | BA | OP | NA | MWH |  | 0 |  |  | EIA Prime Mover-level Data
2018 | CA | Vaca Dixon Solar Station | 57041 | 1 | PV | OP | NA | SUN |  | 37102 |  |  | EIA Prime Mover-level Data
2018 | CA | Vacaville | 59058 | GEN 1 | PV | OP | NA | SUN |  | 13679 |  |  | EIA Prime Mover-level Data
2018 | CA | Valencia 1 Solar CA | 61418 | VAL1 | PV | OP | NA | SUN |  | 60880 |  |  | EIA Prime Mover-level Data
2018 | CA | Valentine Solar, LLC | 62288 | VAL01 | PV | L | NA | SUN
2018 | CA | Valero Refinery Cogeneration Unit 1 | 55851 | GT 1 | GT | OP | NA | NG |  | 3605144 | 9.8842 | 0.0054834 | EIA Prime Mover-level Data | NEI avg EF - PM, fuel type, firing type
2018 | CA | Valero Refinery Cogeneration Unit 2 | 55852 | GT 2 | GT | IP | NA | OG
2018 | CA | Valley Center | 60509 | PV1 | PV | OP | NA | SUN |  | 54479 |  |  | EIA Prime Mover-level Data
2018 | CA | Valley Center 1 | 58906 | VC1 | PV | OP | NA | SUN |  | 51260 |  |  | EIA Prime Mover-level Data
2018 | CA | Valley Center 2 | 58907 | VC2 | PV | OP | NA | SUN |  | 103781 |  |  | EIA Prime Mover-level Data
2018 | CA | Valley Generating Station | 408 | 5 | GT | OP | CT | NG | 181.0 | 40298 | 0.0089619 | 0.00044478 | EPA/CAMD | EPA/NEI | 2001
2018 | CA | Valley Generating Station | 408 | 6 | CT | OP | CC | NG | 3,231.0 | 5273380 | 6.3486 | 0.0024078 | EPA/CAMD | EPA/NEI | 2003
2018 | CA | Valley Generating Station | 408 | 7 | CT | OP | CC | NG | 3,846.0 | 5837583 | 6.0306 | 0.0020661 | EPA/CAMD | EPA/NEI | 2003
2018 | CA | Valley Sanitary District WTP Solar | 60824 | PV1 | PV | OP | NA | SUN |  | 17133 |  |  | EIA Prime Mover-level Data
2018 | CA | Valley View | 487 | 1 | HY | OP | NA | WAT
2018 | CA | Van Norman Bypass Solar Project | 57307 | 1 | PV | CN | NA | SUN
2018 | CA | Vanadium Redox Flow Battery Plant | 61107 | VRF | BA | OP | NA | MWH |  | 0 |  |  | EIA Prime Mover-level Data
2018 | CA | Vandenberg Solar Project | 61463 | VBERG | PV | OP | NA | SUN |  | 416375 |  |  | EIA Prime Mover-level Data
2018 | CA | Vasco Winds | 57700 | 1 | WT | OP | NA | WND |  | 2200463 |  |  | EIA Prime Mover-level Data
2018 | CA | Vega Solar | 59555 | VEGA1 | PV | OP | NA | SUN |  | 468903 |  |  | EIA Prime Mover-level Data
2018 | CA | Venable Solar 1 | 58289 | VNPV | PV | OP | NA | SUN |  | 31365 |  |  | EIA Prime Mover-level Data
2018 | CA | Venable Solar 2 | 58290 | VSPV | PV | OP | NA | SUN |  | 31240 |  |  | EIA Prime Mover-level Data
2018 | CA | Venice Hydro | 72 | 1 | HY | SB | NA | WAT
2018 | CA | Verizon-Torrance | 59261 | VZ300 | FC | OP | NA | NG |  | 51477 | 0 | 0 | EIA Prime Mover-level Data | Estimated using an emission factor
2018 | CA | Vernon | 7436 | JH1 | IC | OS | NA | DFO
2018 | CA | Vernon | 7436 | JH2 | IC | OS | NA | DFO
2018 | CA | Vernon | 7436 | JH3 | IC | OS | NA | DFO
2018 | CA | Vernon | 7436 | JH4 | IC | OS | NA | DFO
2018 | CA | Vernon | 7436 | JH5 | IC | OS | NA | DFO
2018 | CA | Verwey-Hanford Dairy Digester #1 | 60918 | 00003 | IC | OP | NA | OBG |  | 109515 | 0.80494 | 0.0147 | EIA Prime Mover-level Data | Estimated using an emission factor
2018 | CA | Verwey-Hanford Dairy Digester #2 | 62418 | 4 | IC | TS | NA | OBG
2018 | CA | Verwey-Hanford Dairy Digester #3 | 62419 | 4 | IC | TS | NA | OBG
2018 | CA | Victor Dry Farm Ranch A | 58418 | 1 | PV | OP | NA | SUN |  | 91898 |  |  | EIA Prime Mover-level Data
2018 | CA | Victor Dry Farm Ranch B | 58419 | 1 | PV | OP | NA | SUN |  | 92664 |  |  | EIA Prime Mover-level Data
2018 | CA | Victor Mesa Linda B2 | 59269 | VMLB2 | PV | OP | NA | SUN |  | 34565 |  |  | EIA Prime Mover-level Data
2018 | CA | Victor Mesa Linda C2 | 59270 | VMLC2 | PV | OP | NA | SUN |  | 34858 |  |  | EIA Prime Mover-level Data
2018 | CA | Victor Mesa Linda D2 | 59271 | VMLD2 | PV | OP | NA | SUN |  | 34849 |  |  | EIA Prime Mover-level Data
2018 | CA | Victor Mesa Linda E2 | 59272 | VMLE2 | PV | OP | NA | SUN |  | 34347 |  |  | EIA Prime Mover-level Data
2018 | CA | Victor Valley CC CPV Solar | 57254 | 1PV | PV | OP | NA | SUN |  | 10165 |  |  | EIA Prime Mover-level Data
2018 | CA | Victorville Energy Center, LLC (CA) | 62726 | 1 | ST | P | NA | WH
2018 | CA | Victory Garden (Tehachapi) | 50532 | 15SLE | WT | OP | NA | WND |  | 16164 |  |  | EIA Prime Mover-level Data
2018 | CA | Victory Garden (Tehachapi) | 50532 | WGNS | WT | OP | NA | WND |  | 186428 |  |  | EIA Prime Mover-level Data
2018 | CA | Victory Garden Phase IV LLC | 52160 | WGNS | WT | OP | NA | WND |  | 264605 |  |  | EIA Prime Mover-level Data
2018 | CA | Vinam | 58450 | 1 | PV | OP | NA | SUN |  | 37896 |  |  | EIA Prime Mover-level Data
2018 | CA | Vintner Solar | 58509 | PV4 | PV | OP | NA | SUN |  | 33810 |  |  | EIA Prime Mover-level Data
2018 | CA | Vista Energy Storage System | 61661 | VISTA | BA | OP | NA | MWH |  | 0 |  |  | EIA Prime Mover-level Data
2018 | CA | Vitro Flat Glass LLC | 58053 | IG#2 | IC | SB | NA | DFO
2018 | CA | Vitro Flat Glass LLC | 58053 | OG#1 | IC | SB | NA | DFO
2018 | CA | Vitro Flat Glass LLC | 58053 | OG#3 | IC | SB | NA | DFO
2018 | CA | Volta 1 | 290 | 1 | HY | OP | NA | WAT |  | 449609 |  |  | EIA Prime Mover-level Data
2018 | CA | Volta 2 | 180 | 1 | HY | OP | NA | WAT |  | 48582 |  |  | EIA Prime Mover-level Data
2018 | CA | Voyager Wind I | 60594 | VYGR1 | WT | U | NA | WND
2018 | CA | Voyager Wind II | 61582 | VYGR2 | WT | OP | NA | WND |  | 117330 |  |  | EIA Prime Mover-level Data
2018 | CA | Voyager Wind III | 61583 | VYGR3 | WT | OP | NA | WND |  | 10012 |  |  | EIA Prime Mover-level Data
2018 | CA | Voyager Wind IV | 61584 | VYGR4 | WT | OP | NA | WND |  | 14333 |  |  | EIA Prime Mover-level Data
2018 | CA | Vulcan-BN Geothermal Power Company | 50210 | GEN1 | ST | OP | NA | GEO |  | 1898764 |  |  | EIA Prime Mover-level Data
2018 | CA | Vulcan-BN Geothermal Power Company | 50210 | GEN2 | ST | OP | NA | GEO |  | 599278 |  |  | EIA Prime Mover-level Data
2018 | CA | W E Warne | 6196 | 1 | HY | OP | NA | WAT |  | 1053343 |  |  | EIA Prime Mover-level Data
2018 | CA | W E Warne | 6196 | 2 | HY | OP | NA | WAT |  | 1053343 |  |  | EIA Prime Mover-level Data
2018 | CA | W Plant | 59458 | W-TG1 | GT | OP | NA | NG |  | 368714 | 1.0109 | 0.0054834 | EIA Prime Mover-level Data | NEI avg EF - PM, fuel type, firing type
2018 | CA | W R Gianelli | 448 | 1 | PS | OP | NA | WAT |  | 0 |  |  | EIA Prime Mover-level Data
2018 | CA | W R Gianelli | 448 | 2 | PS | OP | NA | WAT |  | 0 |  |  | EIA Prime Mover-level Data
2018 | CA | W R Gianelli | 448 | 3 | PS | OP | NA | WAT |  | 0 |  |  | EIA Prime Mover-level Data
2018 | CA | W R Gianelli | 448 | 4 | PS | OP | NA | WAT |  | 0 |  |  | EIA Prime Mover-level Data
2018 | CA | W R Gianelli | 448 | 5 | PS | OP | NA | WAT |  | 0 |  |  | EIA Prime Mover-level Data
2018 | CA | W R Gianelli | 448 | 6 | PS | OP | NA | WAT |  | 0 |  |  | EIA Prime Mover-level Data
2018 | CA | W R Gianelli | 448 | 7 | PS | OP | NA | WAT |  | 0 |  |  | EIA Prime Mover-level Data
2018 | CA | W R Gianelli | 448 | 8 | PS | OP | NA | WAT |  | 0 |  |  | EIA Prime Mover-level Data
2018 | CA | Wadham Energy LP | 50293 | BLR100 | ST | OP | NA | AB |  | 2287576 | 1.1461 | 0.001002 | EIA Unit-level Data | Estimated using an emission factor
2018 | CA | Wagner Wind LLC | 58233 | GEN1 | WT | OP | NA | WND |  | 125043 |  |  | EIA Prime Mover-level Data
2018 | CA | Walgreens Woodland Distribution Center | 57006 | 1 | PV | OP | NA | SUN |  | 7586 |  |  | EIA Prime Mover-level Data
2018 | CA | Walnut | 4256 | 1 | GT | OP | NA | NG |  | 5210 | 0.014284 | 0.0054834 | EIA Prime Mover-level Data | NEI avg EF - PM, fuel type, firing type
2018 | CA | Walnut | 4256 | 2 | GT | OP | NA | NG |  | 5210 | 0.014284 | 0.0054834 | EIA Prime Mover-level Data | NEI avg EF - PM, fuel type, firing type
2018 | CA | Walnut Creek Energy Park | 57515 | GT1 | GT | OP | CT | NG | 1,606.0 | 796018 | 0.48608 | 0.0012213 | EPA/CAMD | EPA/NEI | 2012
2018 | CA | Walnut Creek Energy Park | 57515 | GT2 | GT | OP | CT | NG | 1,248.0 | 613094 | 0.1984 | 0.00064721 | EPA/CAMD | EPA/NEI | 2013
2018 | CA | Walnut Creek Energy Park | 57515 | GT3 | GT | OP | CT | NG | 1,471.0 | 721754 | 0.30752 | 0.00085215 | EPA/CAMD | EPA/NEI | 2013
2018 | CA | Walnut Creek Energy Park | 57515 | GT4 | GT | OP | CT | NG | 1,638.0 | 780369 | 0.22816 | 0.00058475 | EPA/CAMD | EPA/NEI | 2013
2018 | CA | Walnut Creek Energy Park | 57515 | GT5 | GT | OP | CT | NG | 1,730.0 | 852318 | 0.1984 | 0.00046555 | EPA/CAMD | EPA/NEI | 2013
2018 | CA | Walnut Energy Center | 56078 | 1 | CT | OP | CC | NG | 7,459.0 | 6341867 | 17.1085 | 0.0053954 | EPA/CAMD | EPA/NEI | 2005
2018 | CA | Walnut Energy Center | 56078 | 2 | CT | OP | CC | NG | 4,710.0 | 3937790 | 13.4918 | 0.0068525 | EPA/CAMD | EPA/NEI | 2005
2018 | CA | Warm Springs Hydro Project | 54261 | 3385 | HY | OP | NA | WAT |  | 28831 |  |  | EIA Prime Mover-level Data
2018 | CA | Waste Management Tri-Cities LFGTE | 57164 | GEN1 | IC | IP | NA | LFG
2018 | CA | Waste Management Tri-Cities LFGTE | 57164 | GEN2 | IC | IP | NA | LFG
2018 | CA | Waste Management Tri-Cities LFGTE | 57164 | GEN3 | IC | IP | NA | LFG
2018 | CA | Waste Mangement Redwood LFGTE | 59299 | RED1 | IC | OP | NA | LFG |  | 161245 | 1.1852 | 0.0147 | EIA Prime Mover-level Data | Estimated using an emission factor
2018 | CA | Waste Mangement Redwood LFGTE | 59299 | RED2 | IC | OP | NA | LFG |  | 161245 | 1.1852 | 0.0147 | EIA Prime Mover-level Data | Estimated using an emission factor
2018 | CA | Waterman Turnout Hydroelectric | 60466 | WTHF | HY | L | NA | WAT
2018 | CA | Watkins Manufacturing Co. | 57715 | GEN1 | IC | OP | NA | NG |  | 37290 | 0.0078682 | 0.000422 | EIA Prime Mover-level Data | Estimated using an emission factor
2018 | CA | Watkins Manufacturing Co. | 57715 | GEN2 | IC | OP | NA | NG |  | 37290 | 0.0078682 | 0.000422 | EIA Prime Mover-level Data | Estimated using an emission factor
2018 | CA | Watson Cogeneration | 50216 | 91 | CA | OP | DUCTBURNER | OG |  | 357353 | 0.075401 | 0.000422 | EIA Unit-level Data | Estimated using an emission factor
2018 | CA | Watson Cogeneration | 50216 | 92 | CA | OP | DUCTBURNER | OG |  | 837575 | 0.17673 | 0.000422 | EIA Unit-level Data | Estimated using an emission factor
2018 | CA | Watson Cogeneration | 50216 | 93 | CA | OP | DUCTBURNER | OG |  | 919512 | 0.19402 | 0.000422 | EIA Unit-level Data | Estimated using an emission factor
2018 | CA | Watson Cogeneration | 50216 | 94 | CA | OP | DUCTBURNER | OG |  | 948915 | 0.20022 | 0.000422 | EIA Unit-level Data | Estimated using an emission factor
2018 | CA | Watson Cogeneration | 50216 | GN91 | CT |  | NA | NG |  | 7344986 | 21.1404 | 0.0057564 | EIA Unit-level Data | NEI avg EF - PM, fuel type
2018 | CA | Watson Cogeneration | 50216 | GN92 | CT |  | NA | NG |  | 8740906 | 25.1582 | 0.0057564 | EIA Unit-level Data | NEI avg EF - PM, fuel type
2018 | CA | Watson Cogeneration | 50216 | GN93 | CT |  | NA | NG |  | 7900211 | 22.7385 | 0.0057564 | EIA Unit-level Data | NEI avg EF - PM, fuel type
2018 | CA | Watson Cogeneration | 50216 | GN94 | CT |  | NA | NG |  | 8426384 | 24.2529 | 0.0057564 | EIA Unit-level Data | NEI avg EF - PM, fuel type
2018 | CA | Watson Cogeneration | 50216 | GN97 | CT | IP | NA | NG
2018 | CA | Watts 3115 | 58454 | 1 | PV | OP | NA | SUN |  | 26357 |  |  | EIA Prime Mover-level Data
2018 | CA | Watts 3115 | 58454 | 2 | PV | OP | NA | SUN |  | 8786 |  |  | EIA Prime Mover-level Data
2018 | CA | Welport Lease Project | 54447 | TI | GT | OP | NA | NG |  | 446023 | 1.2229 | 0.0054834 | EIA Prime Mover-level Data | NEI avg EF - PM, fuel type, firing type
2018 | CA | West Ford Flat Power Plant | 10199 | WFF1 | ST | RE | NA | GEO
2018 | CA | West Ford Flat Power Plant | 10199 | WFF2 | ST | RE | NA | GEO
2018 | CA | West Gates Solar Station | 58206 | 1 | PV | OP | NA | SUN |  | 197852 |  |  | EIA Prime Mover-level Data
2018 | CA | West Point PH | 291 | 1 | HY | OP | NA | WAT |  | 629489 |  |  | EIA Prime Mover-level Data
2018 | CA | West Valley High School Solar | 58244 | WEST | PV | OP | NA | SUN |  | 12819 |  |  | EIA Prime Mover-level Data
2018 | CA | Westend Facility | 10685 | PINA | GT | OS | NA | NG
2018 | CA | Western Antelope Blue Sky B | 59961 | WABSB | PV | OP | NA | SUN |  | 521686 |  |  | EIA Prime Mover-level Data
2018 | CA | Western Antelope Blue Sky Ranch A | 58626 | WABSA | PV | OP | NA | SUN |  | 485159 |  |  | EIA Prime Mover-level Data
2018 | CA | Western Antelope Dry Ranch | 58627 | WADR | PV | OP | NA | SUN |  | 240861 |  |  | EIA Prime Mover-level Data
2018 | CA | Western Power & Steam Inc | 54410 | CTG | GT | OP | NA | NG |  | 1750887 | 4.8004 | 0.0054834 | EIA Prime Mover-level Data | NEI avg EF - PM, fuel type, firing type
2018 | CA | Western Power & Steam Inc | 54410 | STG | CA | RE | NA | NG
2018 | CA | Westlands Solar PV Farm | 58616 | WSF1 | PV | OP | NA | SUN |  | 401120 |  |  | EIA Prime Mover-level Data
2018 | CA | Westmont 300A | 61249 | W5531 | PV | OP | NA | SUN |  | 48005 |  |  | EIA Prime Mover-level Data
2018 | CA | Westmont 300B | 60914 | W5328 | PV | OP | NA | SUN |  | 37904 |  |  | EIA Prime Mover-level Data
2018 | CA | Westmont 301 | 61593 | W5791 | PV | OP | NA | SUN |  | 28740 |  |  | EIA Prime Mover-level Data
2018 | CA | Westmont 400A | 61348 | W5691 | PV | OP | NA | SUN |  | 31466 |  |  | EIA Prime Mover-level Data
2018 | CA | Westmont 400B | 61349 | W5694 | PV | OP | NA | SUN |  | 33662 |  |  | EIA Prime Mover-level Data
2018 | CA | Westmont 401 | 61594 | W5792 | PV | OP | NA | SUN |  | 44888 |  |  | EIA Prime Mover-level Data
2018 | CA | Westside Solar Power PV1 | 60275 | WSPV1 | PV | OP | NA | SUN |  | 43921 |  |  | EIA Prime Mover-level Data
2018 | CA | Westside Solar Station | 57499 | 1 | PV | OP | NA | SUN |  | 261759 |  |  | EIA Prime Mover-level Data
2018 | CA | Westwind Trust | 54258 | WIN1 | WT | RE | NA | WND
2018 | CA | Westwind Trust | 54258 | WTGS | WT | CN | NA | WND
2018 | CA | Weymouth Solar Plant | 60255 | 1 | PV | OP | NA | SUN |  | 34650 |  |  | EIA Prime Mover-level Data
2018 | CA | Weymouth Solar Plant | 60255 | 2 | PV | OP | NA | SUN |  | 17325 |  |  | EIA Prime Mover-level Data
2018 | CA | Wheelabrator Lassen | 50298 | GEN1 | GT | RE | NA | NG
2018 | CA | Wheelabrator Martell | 50950 | GEN1 | ST | RE | NA | WDS
2018 | CA | Wheelabrator Norwalk Energy | 50876 | GEN1 | CT |  | NA | NG |  | 0 | 0 |  | EIA Unit-level Data | NEI avg EF - PM, fuel type
2018 | CA | Wheelabrator Norwalk Energy | 50876 | GEN2 | CA | OP | NA | NG
2018 | CA | Wheelabrator Shasta | 50881 | BLR1 | ST | OP | NA | WDS |  | 680340 | 7.76 | 0.022812 | EIA Unit-level Data | NEI avg EF - PM, fuel type
2018 | CA | Wheelabrator Shasta | 50881 | BLR2 | ST | OP | NA | WDS |  | 2435403 | 27.7785 | 0.022812 | EIA Unit-level Data | NEI avg EF - PM, fuel type
2018 | CA | Wheelabrator Shasta | 50881 | BLR3 | ST | OP | NA | WDS |  | 1927800 | 21.9887 | 0.022812 | EIA Unit-level Data | NEI avg EF - PM, fuel type
2018 | CA | Whiskeytown | 7189 | 1 | HY | OP | NA | WAT |  | 169895 |  |  | EIA Prime Mover-level Data
2018 | CA | White River Solar | 58373 | WRCA | PV | OP | NA | SUN |  | 472999 |  |  | EIA Prime Mover-level Data
2018 | CA | White River Solar 2 | 58973 | W2CA | PV | OP | NA | SUN |  | 453064 |  |  | EIA Prime Mover-level Data
2018 | CA | White Rock/Slab Creek | 435 | H1 | HY | OP | NA | WAT |  | 1770865 |  |  | EIA Prime Mover-level Data
2018 | CA | White Rock/Slab Creek | 435 | H2 | HY | OP | NA | WAT |  | 1770865 |  |  | EIA Prime Mover-level Data
2018 | CA | White Rock/Slab Creek | 435 | H3 | HY | U | NA | WAT
2018 | CA | White Rock/Slab Creek | 435 | H4 | HY | OP | NA | WAT |  | 6657 |  |  | EIA Prime Mover-level Data
2018 | CA | Whitethorn Solar LLC | 60193 | GEN1 | PV | OP | NA | SUN |  | 56322 |  |  | EIA Prime Mover-level Data
2018 | CA | Whitewater Hill Wind Partners | 56012 | 1 | WT | OP | NA | WND |  | 1453983 |  |  | EIA Prime Mover-level Data
2018 | CA | Whitewater Hydro Plant | 10162 | WWHI | HY | SB | NA | WAT |  | 25778 |  |  | EIA Prime Mover-level Data
2018 | CA | Whitney Point Solar | 60975 | WS532 | PV | OP | NA | SUN |  | 481230 |  |  | EIA Prime Mover-level Data
2018 | CA | Whittier LFG Power Plant #1 | 57102 | EN01 | IC | OP | NA | LFG
2018 | CA | Whittier LFG Power Plant #1 | 57102 | EN02 | IC | OP | NA | LFG
2018 | CA | Wild Horse Power Plant | 57181 | 1 | ST | L | NA | GEO
2018 | CA | Wildcat I Energy Storage LLC | 62875 | WILD1 | BA | T | NA | MWH
2018 | CA | Wildwood Solar I, LLC | 59380 | WLD1 | PV | OP | NA | SUN |  | 454714 |  |  | EIA Prime Mover-level Data
2018 | CA | Wildwood Solar II | 59253 | PV1 | PV | OP | NA | SUN |  | 374320 |  |  | EIA Prime Mover-level Data
2018 | CA | Willow Spring Solar 3, LLC | 60325 | GEN01 | PV | L | NA | SUN
2018 | CA | Willow Spring Solar, LLC | 60324 | GEN01 | PV | V | NA | SUN
2018 | CA | Wilmington Hydrogen Plant | 55557 | T101 | ST | OP | NA | WH |  | 1815056 |  |  | EIA Prime Mover-level Data
2018 | CA | Windhub Solar A LLC | 59878 | GEN01 | PV | T | NA | SUN
2018 | CA | Windhub Solar B, LLC | 59969 | GEN01 | PV | L | NA | SUN
2018 | CA | Windland | 50386 | WING | WT | OP | NA | WND |  | 297163 |  |  | EIA Prime Mover-level Data
2018 | CA | Windpark Unlimited 1 | 10027 | EXIS | WT | OP | NA | WND |  | 126458 |  |  | EIA Prime Mover-level Data
2018 | CA | Windpark Unlimited 2 | 60321 | EXIS2 | WT | OP | NA | WND |  | 265990 |  |  | EIA Prime Mover-level Data
2018 | CA | Windsor Floating Solar | 62902 | WUS15 | PV | T | NA | SUN
2018 | CA | Windstar 1 | 57774 | WGNS | WT | OP | NA | WND |  | 2647082 |  |  | EIA Prime Mover-level Data
2018 | CA | Wintec Energy Ltd | 50276 | EXIS | WT | OP | NA | WND |  | 3265 |  |  | EIA Prime Mover-level Data
2018 | CA | Wise | 292 | 1 | HY | OP | NA | WAT |  | 496073 |  |  | EIA Prime Mover-level Data
2018 | CA | Wise | 292 | 2 | HY | OP | NA | WAT |  | 102133 |  |  | EIA Prime Mover-level Data
2018 | CA | Wistaria Ranch Solar | 61750 | WICA | PV | OP | NA | SUN |  | 140180 |  |  | EIA Prime Mover-level Data
2018 | CA | Wolfskill Energy Center | 55855 | UNIT1 | GT | OP | CT | NG | 443.0 | 112922 | 1.0345 | 0.018322 | EPA/CAMD | EPA/NEI | 2003
2018 | CA | Woodland Biomass Power Ltd | 10836 | BLR1 | ST | OP | NA | WDS |  | 3357423 | 38.2951 | 0.022812 | EIA Unit-level Data | NEI avg EF - PM, fuel type
2018 | CA | Woodland Generation Station | 7266 | 1 | GT | OP | CT | NG | 1,990.0 | 645120 | 4.3924 | 0.013617 | EPA/CAMD | EPA/NEI | 1993
2018 | CA | Woodland Generation Station | 7266 | 2 | CT | OP | CC | NG | 8,012.0 | 3102451 | 3.1021 | 0.0019998 | EPA/CAMD | EPA/NEI | 2003
2018 | CA | Woodleaf | 419 | 1 | HY | OP | NA | WAT |  | 1249568 |  |  | EIA Prime Mover-level Data
2018 | CA | Woodmere Solar Farm | 59008 | PV1 | PV | OP | NA | SUN |  | 319896 |  |  | EIA Prime Mover-level Data
2018 | CA | Woodward Power Plant | 50218 | U1 | HY | OP | NA | WAT |  | 24383 |  |  | EIA Prime Mover-level Data
2018 | CA | Wright Solar Park | 59525 | FRWSP | PV | T | NA | SUN
2018 | CA | WWTP Power Generation Station | 56036 | GEN1 | IC | OP | NA | OBG |  | 102298 | 0.75189 | 0.0147 | EIA Prime Mover-level Data | Estimated using an emission factor
2018 | CA | WWTP Power Generation Station | 56036 | GEN2 | IC | OP | NA | OBG |  | 102298 | 0.75189 | 0.0147 | EIA Prime Mover-level Data | Estimated using an emission factor
2018 | CA | WWTP Power Generation Station | 56036 | GEN3 | IC | OP | NA | OBG |  | 102298 | 0.75189 | 0.0147 | EIA Prime Mover-level Data | Estimated using an emission factor
2018 | CA | Xebec 1 | 62286 | W7188 | PV | OP | NA | SUN |  | 647 |  |  | EIA Prime Mover-level Data
2018 | CA | Xilinx San Jose | 58299 | XLX | FC | OP | NA | NG |  | 52245 | 0 | 0 | EIA Prime Mover-level Data | Estimated using an emission factor
2018 | CA | Yahoo! - HQ | 59805 | YAH00 | FC | OP | NA | NG |  | 54916 | 0 | 0 | EIA Prime Mover-level Data | Estimated using an emission factor
2018 | CA | Yerba Buena | 59257 | YB1 | BA | OP | NA | MWH |  | 0 |  |  | EIA Prime Mover-level Data
2018 | CA | Yolo County Solar Project | 57422 | 1 | PV | OP | NA | SUN |  | 17041 |  |  | EIA Prime Mover-level Data
2018 | CA | Yorba Linda | 6647 | 1 | HY | OP | NA | WAT |  | 188105 |  |  | EIA Prime Mover-level Data
2018 | CA | Yuba City Cogen Partners | 52186 | GEN1 | GT | OP | NA | NG |  | 104566 | 0.28669 | 0.0054834 | EIA Prime Mover-level Data | NEI avg EF - PM, fuel type, firing type
2018 | CA | Yuba City Energy Center | 10349 | 2 | GT | OP | CT | NG | 1,525.0 | 368246 | 0.39779 | 0.0021605 | EPA/CAMD | EPA/NEI | 2002
2018 | CA | Yuba City Energy Center | 55813 | CTG1 | GT | OP | NA | NG |  | 374248 | 1.0261 | 0.0054834 | EIA Prime Mover-level Data | NEI avg EF - PM, fuel type, firing type
2018 | CA | ZCO | 56276 | WGNS | WT | OP | NA | WND |  | 17113 |  |  | EIA Prime Mover-level Data
2018 | CA | Zero Waste Energy Development Co LLC | 60220 | ZWED1 | IC | OP | NA | OBG |  | 58269 | 0.42828 | 0.0147 | EIA Prime Mover-level Data | Estimated using an emission factor
2018 | CA | Zero Waste Energy Development Co LLC | 60220 | ZWED2 | IC | OP | NA | OBG |  | 58269 | 0.42828 | 0.0147 | EIA Prime Mover-level Data | Estimated using an emission factor
2018 | CO | Adams Community Solar Garden III LLC | 59850 | 23376 | PV | OP | NA | SUN |  | 7968 |  |  | EIA Prime Mover-level Data
2018 | CO | Adams Community Solar Garden LLC | 59849 | 23377 | PV | OP | NA | SUN |  | 23068 |  |  | EIA Prime Mover-level Data
2018 | CO | AFA Solar Farm | 57554 | AFA1 | PV | OP | NA | SUN |  | 107583 |  |  | EIA Prime Mover-level Data
2018 | CO | Airport 1 Solar (DIA) | 59807 | GBDIA | PV | OP | NA | SUN |  | 22857 |  |  | EIA Prime Mover-level Data
2018 | CO | Airport Industrial | 7995 | IC1 | IC | OP | NA | DFO |  | 193 | 0.029915 | 0.31 | EIA Prime Mover-level Data | Estimated using an emission factor
2018 | CO | Airport Industrial | 7995 | IC2 | IC | OP | NA | DFO |  | 193 | 0.029915 | 0.31 | EIA Prime Mover-level Data | Estimated using an emission factor
2018 | CO | Airport Industrial | 7995 | IC3 | IC | OP | NA | DFO |  | 193 | 0.029915 | 0.31 | EIA Prime Mover-level Data | Estimated using an emission factor
2018 | CO | Airport Industrial | 7995 | IC4 | IC | OP | NA | DFO |  | 193 | 0.029915 | 0.31 | EIA Prime Mover-level Data | Estimated using an emission factor
2018 | CO | Alamosa | 464 | CT1 | GT | OP | NA | NG |  | 69390 | 0.19025 | 0.0054834 | EIA Prime Mover-level Data | NEI avg EF - PM, fuel type, firing type
2018 | CO | Alamosa | 464 | CT2 | GT | OP | NA | NG |  | 69390 | 0.19025 | 0.0054834 | EIA Prime Mover-level Data | NEI avg EF - PM, fuel type, firing type
2018 | CO | Amazon Denver DEN3 | 62877 | ADEN3 | PV | T | NA | SUN
2018 | CO | American Gypsum Cogeneration | 54630 | D-1 | IC | SB | NA | DFO |  | 232 | 0.03596 | 0.31 | EIA Prime Mover-level Data | Estimated using an emission factor
2018 | CO | American Gypsum Cogeneration | 54630 | D-2 | IC | SB | NA | DFO |  | 232 | 0.03596 | 0.31 | EIA Prime Mover-level Data | Estimated using an emission factor
2018 | CO | American Gypsum Cogeneration | 54630 | T-1 | GT | OP | NA | NG |  | 149683 | 0.41039 | 0.0054834 | EIA Prime Mover-level Data | NEI avg EF - PM, fuel type, firing type
2018 | CO | American Gypsum Cogeneration | 54630 | T-2 | GT | OP | NA | NG |  | 192449 | 0.52764 | 0.0054834 | EIA Prime Mover-level Data | NEI avg EF - PM, fuel type, firing type
2018 | CO | Ames Hydro | 6207 | 1 | HY | OP | NA | WAT |  | 20925 |  |  | EIA Prime Mover-level Data
2018 | CO | Arapahoe | 465 | 1 | ST | RE | NA | SUB
2018 | CO | Arapahoe | 465 | 2 | ST | RE | NA | SUB
2018 | CO | Arapahoe | 465 | 3 | ST | RE | VERTICAL/ARCH | SUB
2018 | CO | Arapahoe | 465 | 4 | ST | RE | VERTICAL/ARCH | SUB
2018 | CO | Arapahoe 3 Community Solar Array | 60724 | ARAP3 | PV | OP | NA | SUN |  | 25230 |  |  | EIA Prime Mover-level Data
2018 | CO | Arapahoe Combustion Turbine Facility | 55200 | CT5 | CT | OP | CC | NG | 3,870.0 | 1082801 | 4.1125 | 0.0075961 | EPA/CAMD | EPA/NEI | 2000
2018 | CO | Arapahoe Combustion Turbine Facility | 55200 | CT6 | CT | OP | CC | NG | 3,947.0 | 1186437 | 4.1125 | 0.0069326 | EPA/CAMD | EPA/NEI | 2000
2018 | CO | Bar D | 61886 | GEN1 | PV | OP | NA | SUN
2018 | CO | Basalt | 7458 | 1 | HY | OP | NA | WAT |  | 144693 |  |  | EIA Prime Mover-level Data
2018 | CO | BHE Pueblo 2 Community Solar Array | 60801 | PUEB2 | PV | OP | NA | SUN |  | 15765 |  |  | EIA Prime Mover-level Data
2018 | CO | Big Thompson | 515 | 1 | HY | OP | NA | WAT |  | 11406 |  |  | EIA Prime Mover-level Data
2018 | CO | Bison Solar LLC | 60351 | BSPV1 | PV | OP | NA | SUN |  | 586800 |  |  | EIA Prime Mover-level Data
2018 | CO | Blue Mesa | 512 | 1 | HY | OP | NA | WAT |  | 1085631 |  |  | EIA Prime Mover-level Data
2018 | CO | Blue Mesa | 512 | 2 | HY | OP | NA | WAT |  | 1085631 |  |  | EIA Prime Mover-level Data
2018 | CO | Blue Spruce Energy Center | 55645 | CT-01 | GT | OP | CT | NG | 1,184.0 | 1384525 | 5.9739 | 0.0086295 | EPA/CAMD | EPA/NEI | 2003
2018 | CO | Blue Spruce Energy Center | 55645 | CT-02 | GT | OP | CT | NG | 1,214.0 | 1408226 | 3.1294 | 0.0044445 | EPA/CAMD | EPA/NEI | 2003
2018 | CO | Boulder Canyon Hydro | 466 | 1 | HY | RE | NA | WAT
2018 | CO | Boulder Canyon Hydro | 466 | 2 | HY | RE | NA | WAT
2018 | CO | Boulder Canyon Hydro | 466 | 1A | HY | OP | NA | WAT |  | 111976 |  |  | EIA Prime Mover-level Data
2018 | CO | Boulder City Betasso Hydro Plant | 54680 | 0001 | HY | OP | NA | WAT |  | 59942 |  |  | EIA Prime Mover-level Data
2018 | CO | Boulder City Lakewood Hydro | 54679 | 0001 | HY | OP | NA | WAT |  | 59942 |  |  | EIA Prime Mover-level Data
2018 | CO | Boulder City Silver Lake Hydro | 55931 | 0001 | HY | OP | NA | WAT |  | 76198 |  |  | EIA Prime Mover-level Data
2018 | CO | Brighton PV Solar Plant | 59144 | 15755 | PV | OP | NA | SUN |  | 31385 |  |  | EIA Prime Mover-level Data
2018 | CO | Brush Power Projects | 10682 | GT2 | GT | OP | CT | NG | 524.0 | 181712 | 0.34 | 0.0037422 | EPA/CAMD | EPA/NEI | 2000
2018 | CO | Brush Power Projects | 10682 | GT4 | CT | OP | CC | NG | 901.0 | 412601 | 1.31 | 0.00635 | EPA/CAMD | EPA/NEI | 2001
2018 | CO | Brush Power Projects | 10682 | GT5 | CT | OP | CC | NG | 905.0 | 411862 | 0.61 | 0.0029622 | EPA/CAMD | EPA/NEI | 2001
2018 | CO | Burlington (CO) | 6619 | 1 | GT | SB | NA | DFO |  | 24675 | 0.21294 | 0.017259 | EIA Prime Mover-level Data | NEI avg EF - PM, fuel type, firing type
2018 | CO | Burlington (CO) | 6619 | 2 | GT | SB | NA | DFO |  | 24675 | 0.21294 | 0.017259 | EIA Prime Mover-level Data | NEI avg EF - PM, fuel type, firing type
2018 | CO | Busch Ranch II Wind Farm | 62445 | WT | WT | P | NA | WND
2018 | CO | Busch Ranch Wind Energy Farm | 57980 | WTG | WT | OP | NA | WND |  | 853581 |  |  | EIA Prime Mover-level Data
2018 | CO | Cabin Creek | 467 | A | PS | OP | NA | WAT |  | 0 |  |  | EIA Prime Mover-level Data
2018 | CO | Cabin Creek | 467 | B | PS | OP | NA | WAT |  | 0 |  |  | EIA Prime Mover-level Data
2018 | CO | Cameo | 468 | 1 | ST | RE | NA | BIT
2018 | CO | Cameo | 468 | 2 | ST | RE | NA | BIT
2018 | CO | Carousel Wind Farm LLC | 59975 | CW1 | WT | OP | NA | WND |  | 5966136 |  |  | EIA Prime Mover-level Data
2018 | CO | Carson Solar I | 57509 | 1 | PV | OP | NA | SUN |  | 14999 |  |  | EIA Prime Mover-level Data
2018 | CO | Carter Hydro | 58622 | 1 | HY | OP | NA | WAT |  | 35588 |  |  | EIA Prime Mover-level Data
2018 | CO | Carter Hydro | 58622 | 2 | HY | OP | NA | WAT |  | 35588 |  |  | EIA Prime Mover-level Data
2018 | CO | Castle Creek Hydroplant | 56566 | 1 | HY | IP | NA | WAT
2018 | CO | Cedar Creek II | 57210 | 1 | WT | OP | NA | WND |  | 6506705 |  |  | EIA Prime Mover-level Data
2018 | CO | Cedar Creek Wind | 56371 | 1 | WT | OP | NA | WND |  | 5452620 |  |  | EIA Prime Mover-level Data
2018 | CO | Cedar Creek Wind | 56371 | 2 | WT | OP | NA | WND |  | 1961463 |  |  | EIA Prime Mover-level Data
2018 | CO | Cedar Point Wind | 57315 | 1-139 | WT | OP | NA | WND |  | 6625649 |  |  | EIA Prime Mover-level Data
2018 | CO | Center | 491 | 3 | IC | SB | NA | DFO
2018 | CO | Center | 491 | 5 | IC | SB | NA | DFO
2018 | CO | Cherokee | 469 | 4 | ST | OP | TANGENTIAL | NG | 5,685.0 | 13322400 | 148.3449 | 0.02227 | EPA/CAMD | EPA/NEI | 1968
2018 | CO | Cherokee | 469 | 5 | CT | OP | CC | NG | 6,473.0 | 8988697 | 21.3331 | 0.0047466 | EPA/CAMD | EPA/NEI | 2015
2018 | CO | Cherokee | 469 | 6 | CT | OP | CC | NG | 7,106.0 | 9937790 | 23.4215 | 0.0047136 | EPA/CAMD | EPA/NEI | 2015
2018 | CO | City & County of Denver at Denver Int'l | 57645 | PV1 | PV | OP | NA | SUN |  | 64137 |  |  | EIA Prime Mover-level Data
2018 | CO | City of Boulder WWTP | 57681 | 1 | PV | OP | NA | SUN |  | 11663 |  |  | EIA Prime Mover-level Data
2018 | CO | Clear Spring Ranch PV Project | 60511 | PV1 | PV | OP | NA | SUN |  | 248356 |  |  | EIA Prime Mover-level Data
2018 | CO | Cogentrix of Alamosa | 57368 | 1 | PV | OP | NA | SUN |  | 539312 |  |  | EIA Prime Mover-level Data
2018 | CO | Colorado Energy Nations Company | 10003 | BLR1 | ST | OP | NA | NG |  | 245923 | 0.99014 | 0.0080524 | EIA Unit-level Data | NEI avg EF - PM, fuel type
2018 | CO | Colorado Energy Nations Company | 10003 | BLR2 | ST | OP | NA | NG |  | 174241 | 0.70153 | 0.0080524 | EIA Unit-level Data | NEI avg EF - PM, fuel type
2018 | CO | Colorado Energy Nations Company | 10003 | BLR4 | ST | OP | NA | NG |  | 2051186 | 8.2585 | 0.0080524 | EIA Unit-level Data | NEI avg EF - PM, fuel type
2018 | CO | Colorado Energy Nations Company | 10003 | BLR5 | ST | SB | NA | NG |  | 2193558 | 8.8317 | 0.0080524 | EIA Unit-level Data | NEI avg EF - PM, fuel type
2018 | CO | Colorado Green Holdings LLC | 56173 | CG | WT | OP | NA | WND |  | 2787172 |  |  | EIA Prime Mover-level Data
2018 | CO | Colorado Highlands Wind | 57174 | CHW1 | WT | OP | NA | WND |  | 2479234 |  |  | EIA Prime Mover-level Data
2018 | CO | Colorado Highlands Wind | 57174 | CHW2 | WT | OP | NA | WND |  | 876462 |  |  | EIA Prime Mover-level Data
2018 | CO | Colorado Highlands Wind | 57174 | CHW3 | WT | IP | NA | WND
2018 | CO | Comanche (470) | 470 | 1 | ST | OP | TANGENTIAL | SUB | 8,523.0 | 23227181 | 22.706 | 0.0019551 | EPA/CAMD | EPA/NEI | 1973
2018 | CO | Comanche (470) | 470 | 2 | ST | OP | WALL | SUB | 8,076.0 | 24807295 | 6.948 | 0.00056016 | EPA/CAMD | EPA/NEI | 1975
2018 | CO | Comanche (470) | 470 | 3 | ST | OP | TANGENTIAL | SUB | 8,146.0 | 50270684 | 84.129 | 0.003347 | EPA/CAMD | EPA/NEI | 2010
2018 | CO | Comanche Solar | 59656 | COMCH | PV | OP | NA | SUN |  | 2715887 |  |  | EIA Prime Mover-level Data
2018 | CO | Conejos 1 Community Solar Array | 60723 | CONEJ | PV | OP | NA | SUN |  | 33008 |  |  | EIA Prime Mover-level Data
2018 | CO | Coyote Ridge Community Solar | 61425 | COYCS | PV | OP | NA | SUN |  | 27775 |  |  | EIA Prime Mover-level Data
2018 | CO | Craig | 6021 | C1 | ST | OP | WALL | SUB | 8,231.0 | 29366758 | 28.9 | 0.0019682 | EPA/CAMD | EPA/NEI | 1980
2018 | CO | Craig | 6021 | C2 | ST | OP | WALL | SUB | 8,756.0 | 32246698 | 39 | 0.0024189 | EPA/CAMD | EPA/NEI | 1979
2018 | CO | Craig | 6021 | C3 | ST | OP | WALL | SUB | 4,882.0 | 18028439 | 19.8 | 0.0021965 | EPA/CAMD | EPA/NEI | 1984
2018 | CO | Crossing Trails Wind Farm | 62489 | GEN1 | WT | T | NA | WND
2018 | CO | Crystal | 6159 | 1 | HY | OP | NA | WAT |  | 1648743 |  |  | EIA Prime Mover-level Data
2018 | CO | CSU Pueblo | 58481 | CSU1 | PV | OP | NA | SUN |  | 16860 |  |  | EIA Prime Mover-level Data
2018 | CO | DADS Gas Recovery | 56530 | GEN1 | IC | OP | NA | LFG |  | 66982 | 0.49232 | 0.0147 | EIA Prime Mover-level Data | Estimated using an emission factor
2018 | CO | DADS Gas Recovery | 56530 | GEN2 | IC | OP | NA | LFG |  | 66982 | 0.49232 | 0.0147 | EIA Prime Mover-level Data | Estimated using an emission factor
2018 | CO | DADS Gas Recovery | 56530 | GEN3 | IC | OP | NA | LFG |  | 66982 | 0.49232 | 0.0147 | EIA Prime Mover-level Data | Estimated using an emission factor
2018 | CO | DADS Gas Recovery | 56530 | GEN4 | IC | OP | NA | LFG |  | 66982 | 0.49232 | 0.0147 | EIA Prime Mover-level Data | Estimated using an emission factor
2018 | CO | Denver Int Airport | 56815 | 1 | PV | OP | NA | SUN |  | 23150 |  |  | EIA Prime Mover-level Data
2018 | CO | Denver Intl Airport IV Solar | 59462 | DIA4 | PV | OP | NA | SUN |  | 27355 |  |  | EIA Prime Mover-level Data
2018 | CO | Denver Metro Solar | 61563 | 53962 | PV | OP | NA | SUN |  | 33799 |  |  | EIA Prime Mover-level Data
2018 | CO | Dillon Hydro Plant | 10421 | GEN1 | HY | OP | NA | WAT |  | 3748 |  |  | EIA Prime Mover-level Data
2018 | CO | DOE Golden NREL Main Campus | 57694 | MESA | PV | OP | NA | SUN |  | 5419 |  |  | EIA Prime Mover-level Data
2018 | CO | DOE Golden NREL Main Campus | 57694 | PARKG | PV | OP | NA | SUN |  | 9291 |  |  | EIA Prime Mover-level Data
2018 | CO | DOE Golden NREL Main Campus | 57694 | PARKL | PV | OP | NA | SUN |  | 3871 |  |  | EIA Prime Mover-level Data
2018 | CO | DOE Golden NREL Main Campus | 57694 | RSF1 | PV | OP | NA | SUN |  | 3097 |  |  | EIA Prime Mover-level Data
2018 | CO | DOE Golden NREL Main Campus | 57694 | RSF2 | PV | OP | NA | SUN |  | 3097 |  |  | EIA Prime Mover-level Data
2018 | CO | DOE Golden NREL Main Campus | 57694 | STF | PV | OP | NA | SUN |  | 774 |  |  | EIA Prime Mover-level Data
2018 | CO | DOE Golden NWTC Load Side | 57692 | SEPV | PV | OP | NA | SUN
2018 | CO | DOE Golden NWTC Turbine Side | 57693 | ALSTO | WT | RE | NA | WND |  | 257 |  |  | EIA Prime Mover-level Data
2018 | CO | DOE Golden NWTC Turbine Side | 57693 | GAMES | WT | OP | NA | WND |  | 172 |  |  | EIA Prime Mover-level Data
2018 | CO | DOE Golden NWTC Turbine Side | 57693 | GEDOE | WT | OP | NA | WND |  | 129 |  |  | EIA Prime Mover-level Data
2018 | CO | DOE Golden NWTC Turbine Side | 57693 | SIEM | WT | OP | NA | WND |  | 197 |  |  | EIA Prime Mover-level Data
2018 | CO | Drop 5 | 61191 | GEN1 | HY | OP | NA | WAT |  | 80512 |  |  | EIA Prime Mover-level Data
2018 | CO | Eagle Springs Solar LLC | 59239 | ESS01 | PV | OP | NA | SUN |  | 14087 |  |  | EIA Prime Mover-level Data
2018 | CO | Eagle Valley Clean Energy LLC Biomass | 58574 | 01 | ST | OP | NA | WDS |  | 1240422 | 14.1484 | 0.022812 | EIA Unit-level Data | NEI avg EF - PM, fuel type
2018 | CO | Estes | 513 | 1 | HY | OP | NA | WAT |  | 380366 |  |  | EIA Prime Mover-level Data
2018 | CO | Estes | 513 | 2 | HY | OP | NA | WAT |  | 380366 |  |  | EIA Prime Mover-level Data
2018 | CO | Estes | 513 | 3 | HY | OP | NA | WAT |  | 380366 |  |  | EIA Prime Mover-level Data
2018 | CO | Flatiron | 518 | 1 | HY | OP | NA | WAT |  | 1091798 |  |  | EIA Prime Mover-level Data
2018 | CO | Flatiron | 518 | 2 | HY | OP | NA | WAT |  | 1091798 |  |  | EIA Prime Mover-level Data
2018 | CO | Flatiron | 518 | 3 | PS | OP | NA | WAT |  | 0 |  |  | EIA Prime Mover-level Data
2018 | CO | Foothills Hydro Plant | 10070 | GEN1 | HY | OP | NA | WAT |  | 54544 |  |  | EIA Prime Mover-level Data
2018 | CO | Fort Lupton | 8067 | 1 | GT | OP | NA | NG |  | 22932 | 0.062873 | 0.0054834 | EIA Prime Mover-level Data | NEI avg EF - PM, fuel type, firing type
2018 | CO | Fort Lupton | 8067 | 2 | GT | OP | NA | NG |  | 22932 | 0.062873 | 0.0054834 | EIA Prime Mover-level Data | NEI avg EF - PM, fuel type, firing type
2018 | CO | Fort St. Vrain | 6112 | 2 | CT | OP | CC | NG | 7,543.0 | 9348442 | 0.8881 | 0.00019 | EPA/CAMD | EPA/NEI | 1996
2018 | CO | Fort St. Vrain | 6112 | 3 | CT | OP | CC | NG | 6,438.0 | 7944028 | 0.75468 | 0.00019 | EPA/CAMD | EPA/NEI | 1999
2018 | CO | Fort St. Vrain | 6112 | 4 | CT | OP | CC | NG | 7,993.0 | 10059077 | 0.95561 | 0.00019 | EPA/CAMD | EPA/NEI | 2001
2018 | CO | Fort St. Vrain | 6112 | 5 | GT | OP | CT | NG | 342.0 | 319287 | 1.0337 | 0.0064751 | EPA/CAMD | EPA/NEI | 2009
2018 | CO | Fort St. Vrain | 6112 | 6 | GT | OP | CT | NG | 294.0 | 296578 | 0.97957 | 0.0066058 | EPA/CAMD | EPA/NEI | 2009
2018 | CO | Fountain Valley Power Plant | 55453 | 1 | GT | OP | CT | NG | 1,503.0 | 318963 | 0.030301 | 0.00019 | EPA/CAMD | EPA/NEI | 2001
2018 | CO | Fountain Valley Power Plant | 55453 | 2 | GT | OP | CT | NG | 991.0 | 215247 | 0.020448 | 0.00019 | EPA/CAMD | EPA/NEI | 2001
2018 | CO | Fountain Valley Power Plant | 55453 | 3 | GT | OP | CT | NG | 1,569.0 | 345666 | 0.032838 | 0.00019 | EPA/CAMD | EPA/NEI | 2001
2018 | CO | Fountain Valley Power Plant | 55453 | 4 | GT | OP | CT | NG | 893.0 | 189119 | 0.017966 | 0.00019 | EPA/CAMD | EPA/NEI | 2001
2018 | CO | Fountain Valley Power Plant | 55453 | 5 | GT | OP | CT | NG | 1,379.0 | 292481 | 0.027786 | 0.00019 | EPA/CAMD | EPA/NEI | 2001
2018 | CO | Fountain Valley Power Plant | 55453 | 6 | GT | OP | CT | NG | 853.0 | 183935 | 0.017474 | 0.00019 | EPA/CAMD | EPA/NEI | 2001
2018 | CO | Frank Knutson Station | 55505 | BR1 | GT | OP | CT | NG | 357.0 | 216917 | 0.1 | 0.00092201 | EPA/CAMD | EPA/NEI | 2002
2018 | CO | Frank Knutson Station | 55505 | BR2 | GT | OP | CT | NG | 464.0 | 292411 | 0.21004 | 0.0014366 | EPA/CAMD | EPA/NEI | 2002
2018 | CO | Front Range Power Plant | 55283 | 1 | CT | OP | CC | NG | 7,173.0 | 10321096 | 0.9805 | 0.00019 | EPA/CAMD | EPA/NEI | 2002
2018 | CO | Front Range Power Plant | 55283 | 2 | CT | OP | CC | NG | 7,822.0 | 10702631 | 1.0168 | 0.00019 | EPA/CAMD | EPA/NEI | 2002
2018 | CO | Front Range Project | 59143 | FR-1 | IC | OP | NA | LFG |  | 253741 | 1.865 | 0.0147 | EIA Prime Mover-level Data | Estimated using an emission factor
2018 | CO | Front Range Project | 59143 | FR-2 | IC | IP | NA | LFG
2018 | CO | Fruita | 471 | 1 | GT | OP | NA | NG
2018 | CO | George Birdsall | 493 | 1 | ST | OP | NA | NG |  | 25272 | 0.10175 | 0.0080524 | EIA Unit-level Data | NEI avg EF - PM, fuel type
2018 | CO | George Birdsall | 493 | 2 | ST | OP | NA | NG |  | 18932 | 0.076224 | 0.0080524 | EIA Unit-level Data | NEI avg EF - PM, fuel type
2018 | CO | George Birdsall | 493 | 3 | ST | OP | NA | NG |  | 19558 | 0.078745 | 0.0080524 | EIA Unit-level Data | NEI avg EF - PM, fuel type
2018 | CO | Georgetown Hydro | 472 | 1 | HY | OP | NA | WAT |  | 13317 |  |  | EIA Prime Mover-level Data
2018 | CO | Georgetown Hydro | 472 | 2 | HY | OP | NA | WAT |  | 13317 |  |  | EIA Prime Mover-level Data
2018 | CO | Gilcrest Solar | 62663 | SO390 | PV | OP | NA | SUN |  | 2107 |  |  | EIA Prime Mover-level Data
2018 | CO | Golden West Power Partners LLC | 59974 | GW1 | WT | OP | NA | WND |  | 7923914 |  |  | EIA Prime Mover-level Data
2018 | CO | Granby Hydro | 60119 | GEN1 | HY | OP | NA | WAT |  | 48289 |  |  | EIA Prime Mover-level Data
2018 | CO | Grand Valley Project Power Plant | 473 | 1 | HY | OP | NA | WAT |  | 26607 |  |  | EIA Prime Mover-level Data
2018 | CO | Grand Valley Project Power Plant | 473 | 2 | HY | OS | NA | WAT |  | 26607 |  |  | EIA Prime Mover-level Data
2018 | CO | Grazing Yak Solar | 62376 | PV1 | PV | P | NA | SUN
2018 | CO | Greater Sandhill I | 57377 | GS-P1 | PV | OP | NA | SUN |  | 227657 |  |  | EIA Prime Mover-level Data
2018 | CO | Greater Sandhill I | 57377 | GS-P2 | PV | OP | NA | SUN |  | 204891 |  |  | EIA Prime Mover-level Data
2018 | CO | Green Mountain | 516 | 1 | HY | OP | NA | WAT |  | 146043 |  |  | EIA Prime Mover-level Data
2018 | CO | Green Mountain | 516 | 2 | HY | OP | NA | WAT |  | 146043 |  |  | EIA Prime Mover-level Data
2018 | CO | Gross Hydro Plant | 10424 | GEN1 | HY | OP | NA | WAT |  | 159557 |  |  | EIA Prime Mover-level Data
2018 | CO | Hayden | 525 | H1 | ST | OP | WALL | BIT | 7,385.0 | 12634365 | 140.6836 | 0.02227 | EPA/CAMD | EPA/NEI | 1965
2018 | CO | Hayden | 525 | H2 | ST | OP | TANGENTIAL | BIT | 7,668.0 | 13954421 | 155.3825 | 0.02227 | EPA/CAMD | EPA/NEI | 1976
2018 | CO | Highland Park Project | 59659 | HPWT | WT | P | NA | WND
2018 | CO | Hillcrest Pump Station | 54142 | GEN1 | HY | OP | NA | WAT |  | 43283 |  |  | EIA Prime Mover-level Data
2018 | CO | Holly | 502 | 1 | IC | RE | NA | NG
2018 | CO | Holly | 502 | 2 | IC | RE | NA | NG
2018 | CO | Holly | 502 | 5 | IC | SB | NA | DFO |  | 27 | 0.004185 | 0.31 | EIA Prime Mover-level Data | Estimated using an emission factor
2018 | CO | Holly | 502 | ARPA | IC | RE | NA | DFO
2018 | CO | Holly | 502 | CAT | IC | SB | NA | DFO |  | 122 | 0.01891 | 0.31 | EIA Prime Mover-level Data | Estimated using an emission factor
2018 | CO | Holly | 502 | EMD | IC | SB | NA | DFO |  | 47 | 0.007285 | 0.31 | EIA Prime Mover-level Data | Estimated using an emission factor
2018 | CO | Hooper Solar | 60008 | SCCO3 | PV | OP | NA | SUN |  | 1162972 |  |  | EIA Prime Mover-level Data
2018 | CO | Huerfano River Wind | 58548 | WTG1 | WT | OP | NA | WND |  | 38991 |  |  | EIA Prime Mover-level Data
2018 | CO | Huerfano River Wind | 58548 | WTG2 | WT | OP | NA | WND |  | 38991 |  |  | EIA Prime Mover-level Data
2018 | CO | Huerfano River Wind | 58548 | WTG3 | WT | OP | NA | WND |  | 38991 |  |  | EIA Prime Mover-level Data
2018 | CO | Huerfano River Wind | 58548 | WTG4 | WT | OP | NA | WND |  | 38991 |  |  | EIA Prime Mover-level Data
2018 | CO | I25 Battery Storage | 62373 | I25BA | BA | OP | NA | MWH
2018 | CO | Imboden Solar Garden | 61753 | PV1 | PV | OP | NA | SUN |  | 7673 |  |  | EIA Prime Mover-level Data
2018 | CO | Imboden Solar Garden | 61753 | PV2 | PV | OP | NA | SUN |  | 7673 |  |  | EIA Prime Mover-level Data
2018 | CO | J M Shafer | 50707 | S001 | CT | OP | CC | NG | 6,637.0 | 1260948 | 2.76 | 0.0043777 | EPA/CAMD | EPA/NEI | 1994
2018 | CO | J M Shafer | 50707 | S002 | CT | OP | CC | NG | 5,446.0 | 1094744 | 2.23 | 0.004074 | EPA/CAMD | EPA/NEI | 1994
2018 | CO | J M Shafer | 50707 | S003 | CT | OP | CC | NG | 5,455.0 | 1214583 | 2.99 | 0.0049235 | EPA/CAMD | EPA/NEI | 1994
2018 | CO | J M Shafer | 50707 | S004 | CT | OP | CC | NG | 5,143.0 | 1219833 | 2.12 | 0.0034759 | EPA/CAMD | EPA/NEI | 1994
2018 | CO | J M Shafer | 50707 | S005 | CT | OP | CC | NG | 6,338.0 | 1416377 | 2.38 | 0.0033607 | EPA/CAMD | EPA/NEI | 1994
2018 | CO | Jeffco Community Solar Gardens LLC | 60320 | SSCO1 | PV | OP | NA | SUN |  | 23488 |  |  | EIA Prime Mover-level Data
2018 | CO | Julesburg | 504 | 1 | IC | SB | NA | DFO
2018 | CO | Julesburg | 504 | 2 | IC | RE | NA | DFO
2018 | CO | Julesburg | 504 | 3 | IC | SB | NA | DFO
2018 | CO | Julesburg | 504 | 4 | IC | SB | NA | DFO
2018 | CO | Julesburg | 504 | 5 | IC | SB | NA | DFO
2018 | CO | Kit Carson Windpower | 57244 | KCW | WT | OP | NA | WND |  | 1628237 |  |  | EIA Prime Mover-level Data
2018 | CO | La Junta | 506 | 1 | IC | RE | NA | DFO
2018 | CO | La Junta | 506 | 2 | IC | SB | NA | DFO |  | 1 | 0.000155 | 0.31 | EIA Prime Mover-level Data | Estimated using an emission factor
2018 | CO | La Junta | 506 | 3 | IC | SB | NA | DFO |  | 1 | 0.000155 | 0.31 | EIA Prime Mover-level Data | Estimated using an emission factor
2018 | CO | La Junta | 506 | 4 | IC | SB | NA | DFO |  | 1 | 0.000155 | 0.31 | EIA Prime Mover-level Data | Estimated using an emission factor
2018 | CO | La Junta | 506 | 5 | IC | RE | NA | DFO
2018 | CO | La Junta | 506 | 6 | IC | SB | NA | DFO |  | 4 | 0.00062 | 0.31 | EIA Prime Mover-level Data | Estimated using an emission factor
2018 | CO | La Junta | 506 | 7 | IC | SB | NA | DFO |  | 5 | 0.000775 | 0.31 | EIA Prime Mover-level Data | Estimated using an emission factor
2018 | CO | La Junta | 506 | 8 | IC | SB | NA | DFO |  | 5 | 0.000775 | 0.31 | EIA Prime Mover-level Data | Estimated using an emission factor
2018 | CO | La Junta | 506 | 9 | IC | SB | NA | DFO |  | 7 | 0.001085 | 0.31 | EIA Prime Mover-level Data | Estimated using an emission factor
2018 | CO | Lafayette Horizon Solar CSG LLC | 62667 | LFHSL | PV | V | NA | SUN
2018 | CO | Lamar Plant | 508 | 2 | ST | RE | NA | NG
2018 | CO | Lamar Plant | 508 | 3 | ST | RE | NA | NG
2018 | CO | Lamar Plant | 508 | 4 | ST | RE | NA | SUB
2018 | CO | Lamar Plant | 508 | 5 | GT | RE | NA | NG
2018 | CO | Lamar Plant | 508 | 6 | ST | RE | NA | SUB
2018 | CO | Lamar Plant | 508 | IC1 | IC | OS | NA | DFO
2018 | CO | Lamar Plant | 508 | IC2 | IC | OS | NA | DFO
2018 | CO | Lamar Plant | 508 | T1-T3 | WT | OP | NA | WND |  | 72461 |  |  | EIA Prime Mover-level Data
2018 | CO | Lamar Plant | 508 | T4 | WT | OP | NA | WND |  | 24154 |  |  | EIA Prime Mover-level Data
2018 | CO | Las Animas | 507 | 1 | IC | OP | NA | DFO
2018 | CO | Las Animas | 507 | 2 | IC | OP | NA | DFO
2018 | CO | Las Animas | 507 | 4 | IC | OP | NA | DFO
2018 | CO | Las Animas | 507 | 5 | IC | OP | NA | DFO
2018 | CO | Las Animas | 507 | 6 | IC | OP | NA | DFO
2018 | CO | Limon Generating Station | 55504 | L1 | GT | OP | CT | NG | 312.0 | 196479 | 0.53177 | 0.005413 | EPA/CAMD | EPA/NEI | 2001
2018 | CO | Limon Generating Station | 55504 | L2 | GT | OP | CT | NG | 467.0 | 282382 | 0.60804 | 0.0043065 | EPA/CAMD | EPA/NEI | 2001
2018 | CO | Limon III Wind LLC | 59083 | WT1 | WT | OP | NA | WND |  | 7283512 |  |  | EIA Prime Mover-level Data
2018 | CO | Limon Wind I | 58126 | 1 | WT | OP | NA | WND |  | 6485827 |  |  | EIA Prime Mover-level Data
2018 | CO | Limon Wind II | 58127 | 1 | WT | OP | NA | WND |  | 5493978 |  |  | EIA Prime Mover-level Data
2018 | CO | Logan 1 Community Solar Array | 60722 | LOGA1 | PV | OP | NA | SUN |  | 25322 |  |  | EIA Prime Mover-level Data
2018 | CO | Logan Wind Energy | 56613 | 1 | WT | OP | NA | WND |  | 4503061 |  |  | EIA Prime Mover-level Data
2018 | CO | Lower Molina | 520 | 1 | HY | OP | NA | WAT |  | 76499 |  |  | EIA Prime Mover-level Data
2018 | CO | Manchief Generating Station | 55127 | CT1 | GT | OP | CT | NG | 1,474.0 | 1461042 | 1.9517 | 0.0026717 | EPA/CAMD | EPA/NEI | 2000
2018 | CO | Manchief Generating Station | 55127 | CT2 | GT | OP | CT | NG | 1,744.0 | 1765127 | 1.8083 | 0.0020489 | EPA/CAMD | EPA/NEI | 2000
2018 | CO | Manitou Springs | 494 | 1 | HY | OP | NA | WAT |  | 63558 |  |  | EIA Prime Mover-level Data
2018 | CO | Manitou Springs | 494 | 2 | HY | OP | NA | WAT |  | 63558 |  |  | EIA Prime Mover-level Data
2018 | CO | Manitou Springs | 494 | 3 | HY | OP | NA | WAT |  | 15254 |  |  | EIA Prime Mover-level Data
2018 | CO | Martin Drake | 492 | 6 | ST | OP | WALL | SUB | 6,697.0 | 4267040 | 9.6499 | 0.004523 | EPA/CAMD | EPA/NEI | 1968
2018 | CO | Martin Drake | 492 | 7 | ST | OP | WALL | SUB | 7,026.0 | 6980850 | 15.7872 | 0.004523 | EPA/CAMD | EPA/NEI | 1974
2018 | CO | Marys Lake | 517 | 1 | HY | OP | NA | WAT |  | 401613 |  |  | EIA Prime Mover-level Data
2018 | CO | McPhee | 7372 | 1 | HY | OP | NA | WAT |  | 24463 |  |  | EIA Prime Mover-level Data
2018 | CO | Mesa CSG 1 Murdock | 62719 | X0038 | PV | P | NA | SUN
2018 | CO | Mesa CSG 2 Massicotte | 62718 | X0037 | PV | P | NA | SUN
2018 | CO | Mesa PV1 | 59199 | MESA1 | PV | OP | NA | SUN |  | 30115 |  |  | EIA Prime Mover-level Data
2018 | CO | Metro Wastewater Reclamation District | 10180 | 1 | IC | OS | NA | OBG |  | 2407 | 0.017691 | 0.0147 | EIA Prime Mover-level Data | Estimated using an emission factor
2018 | CO | Metro Wastewater Reclamation District | 10180 | 2 | IC | OS | NA | OBG |  | 2407 | 0.017691 | 0.0147 | EIA Prime Mover-level Data | Estimated using an emission factor
2018 | CO | Metro Wastewater Reclamation District | 10180 | 3 | IC | SB | NA | OBG |  | 2407 | 0.017691 | 0.0147 | EIA Prime Mover-level Data | Estimated using an emission factor
2018 | CO | Metro Wastewater Reclamation District | 10180 | 4 | IC | SB | NA | OBG |  | 2407 | 0.017691 | 0.0147 | EIA Prime Mover-level Data | Estimated using an emission factor
2018 | CO | Metro Wastewater Reclamation District | 10180 | 5 | GT | OP | NA | OBG |  | 275289 | 2.9731 | 0.0216 | EIA Prime Mover-level Data | Estimated using an emission factor
2018 | CO | Metro Wastewater Reclamation District | 10180 | 6 | GT | OP | NA | OBG |  | 275289 | 2.9731 | 0.0216 | EIA Prime Mover-level Data | Estimated using an emission factor
2018 | CO | Morrow Point | 514 | 1 | HY | OP | NA | WAT |  | 1465477 |  |  | EIA Prime Mover-level Data
2018 | CO | Morrow Point | 514 | 2 | HY | OP | NA | WAT |  | 1465477 |  |  | EIA Prime Mover-level Data
2018 | CO | Mount Elbert | 6208 | 1 | PS | OP | NA | WAT |  | 0 |  |  | EIA Prime Mover-level Data
2018 | CO | Mount Elbert | 6208 | 2 | PS | OP | NA | WAT |  | 0 |  |  | EIA Prime Mover-level Data
2018 | CO | Mountain Breeze Wind, LLC | 62840 | MTBRZ | WT | L | NA | WND
2018 | CO | North Fork Hydro Plant | 10423 | GEN1 | HY | OP | NA | WAT |  | 158151 |  |  | EIA Prime Mover-level Data
2018 | CO | Northern Colorado Wind LLC | 57290 | GE | WT | OP | NA | WND |  | 475403 |  |  | EIA Prime Mover-level Data
2018 | CO | Northern Colorado Wind LLC | 57290 | SIEM | WT | OP | NA | WND |  | 3207384 |  |  | EIA Prime Mover-level Data
2018 | CO | Nucla | 527 | 1 | ST | OP | FLUIDIZED | BIT | 943.0 | 979719 | 5.6677 | 0.01157 | EPA/CAMD | EPA/NEI | 1990
2018 | CO | Oak Leaf Solar XXI (CSG) | 62243 | 53964 | PV | OP | NA | SUN
2018 | CO | Oak Leaf Solar XXII LLC (CSG) | 62252 | 53965 | PV | V | NA | SUN
2018 | CO | Oak Leaf Solar XXIII LLC (CSG) | 62256 | 53966 | PV | V | NA | SUN
2018 | CO | Oak Leaf Solar XXIV LLC (CSG) | 62253 | 53967 | PV | V | NA | SUN
2018 | CO | Oak Leaf Solar XXV LLC (CSG) | 62245 | 53968 | PV | OP | NA | SUN
2018 | CO | Oak Leaf Solar XXVI LLC | 62254 | 53970 | PV | V | NA | SUN
2018 | CO | Oak Leaf Solar XXVII LLC | 62224 | 53971 | PV | OP | NA | SUN
2018 | CO | Oak Leaf Solar XXVIII LLC (CSG) | 62255 | 53973 | PV | V | NA | SUN
2018 | CO | Oak Leaf Solar XXX LLC (CSG) | 62239 | 53963 | PV | OP | NA | SUN
2018 | CO | Oak Leaf Solar XXXI LLC (CSG) | 62244 | 53977 | PV | OP | NA | SUN
2018 | CO | Oak Leaf Solar XXXII (CSG) | 62251 | 53975 | PV | V | NA | SUN
2018 | CO | OREG 4 Peetz | 57134 | 1 | OT | OP | NA | WH |  | 161151 |  |  | EIA Prime Mover-level Data
2018 | CO | Palmer Solar | 62495 | 20181 | PV | T | NA | SUN
2018 | CO | Panasonic Carport Solar | 61439 | PANBS | BA | OP | NA | MWH |  | 0 |  |  | EIA Prime Mover-level Data
2018 | CO | Panasonic Carport Solar | 61439 | PANPV | PV | OP | NA | SUN |  | 20332 |  |  | EIA Prime Mover-level Data
2018 | CO | Pawnee | 6248 | 1 | ST | OP | WALL | SUB | 8,537.0 | 38215309 | 227.9543 | 0.01193 | EPA/CAMD | EPA/NEI | 1981
2018 | CO | Peak View Wind Farm | 60143 | WTG | WT | OP | NA | WND |  | 1908470 |  |  | EIA Prime Mover-level Data
2018 | CO | Peetz Table Wind Energy | 56563 | GE | WT | OP | NA | WND |  | 4998879 |  |  | EIA Prime Mover-level Data
2018 | CO | Pikes Peak Solar Garden 1 LLC | 59848 | PPSG1 | PV | OP | NA | SUN |  | 36106 |  |  | EIA Prime Mover-level Data
2018 | CO | Pioneer Solar (CO), LLC | 61991 | PI-QF | PV | T | NA | SUN
2018 | CO | Plains End | 55650 | GE10 | IC | OP | NA | NG |  | 3353 | 0.00070748 | 0.000422 | EIA Prime Mover-level Data | Estimated using an emission factor
2018 | CO | Plains End | 55650 | GE11 | IC | OP | NA | NG |  | 3353 | 0.00070748 | 0.000422 | EIA Prime Mover-level Data | Estimated using an emission factor
2018 | CO | Plains End | 55650 | GE12 | IC | OP | NA | NG |  | 3353 | 0.00070748 | 0.000422 | EIA Prime Mover-level Data | Estimated using an emission factor
2018 | CO | Plains End | 55650 | GE13 | IC | OP | NA | NG |  | 3353 | 0.00070748 | 0.000422 | EIA Prime Mover-level Data | Estimated using an emission factor
2018 | CO | Plains End | 55650 | GE14 | IC | OP | NA | NG |  | 3353 | 0.00070748 | 0.000422 | EIA Prime Mover-level Data | Estimated using an emission factor
2018 | CO | Plains End | 55650 | GE15 | IC | OP | NA | NG |  | 3353 | 0.00070748 | 0.000422 | EIA Prime Mover-level Data | Estimated using an emission factor
2018 | CO | Plains End | 55650 | GE16 | IC | OP | NA | NG |  | 3353 | 0.00070748 | 0.000422 | EIA Prime Mover-level Data | Estimated using an emission factor
2018 | CO | Plains End | 55650 | GE17 | IC | OP | NA | NG |  | 3353 | 0.00070748 | 0.000422 | EIA Prime Mover-level Data | Estimated using an emission factor
2018 | CO | Plains End | 55650 | GE18 | IC | OP | NA | NG |  | 3353 | 0.00070748 | 0.000422 | EIA Prime Mover-level Data | Estimated using an emission factor
2018 | CO | Plains End | 55650 | GE19 | IC | OP | NA | NG |  | 3353 | 0.00070748 | 0.000422 | EIA Prime Mover-level Data | Estimated using an emission factor
2018 | CO | Plains End | 55650 | GE20 | IC | OP | NA | NG |  | 3353 | 0.00070748 | 0.000422 | EIA Prime Mover-level Data | Estimated using an emission factor
2018 | CO | Plains End | 55650 | GEN1 | IC | OP | NA | NG |  | 3353 | 0.00070748 | 0.000422 | EIA Prime Mover-level Data | Estimated using an emission factor
2018 | CO | Plains End | 55650 | GEN2 | IC | OP | NA | NG |  | 3353 | 0.00070748 | 0.000422 | EIA Prime Mover-level Data | Estimated using an emission factor
2018 | CO | Plains End | 55650 | GEN3 | IC | OP | NA | NG |  | 3353 | 0.00070748 | 0.000422 | EIA Prime Mover-level Data | Estimated using an emission factor
2018 | CO | Plains End | 55650 | GEN4 | IC | OP | NA | NG |  | 3353 | 0.00070748 | 0.000422 | EIA Prime Mover-level Data | Estimated using an emission factor
2018 | CO | Plains End | 55650 | GEN5 | IC | OP | NA | NG |  | 3353 | 0.00070748 | 0.000422 | EIA Prime Mover-level Data | Estimated using an emission factor
2018 | CO | Plains End | 55650 | GEN6 | IC | OP | NA | NG |  | 3353 | 0.00070748 | 0.000422 | EIA Prime Mover-level Data | Estimated using an emission factor
2018 | CO | Plains End | 55650 | GEN7 | IC | OP | NA | NG |  | 3353 | 0.00070748 | 0.000422 | EIA Prime Mover-level Data | Estimated using an emission factor
2018 | CO | Plains End | 55650 | GEN8 | IC | OP | NA | NG |  | 3353 | 0.00070748 | 0.000422 | EIA Prime Mover-level Data | Estimated using an emission factor
2018 | CO | Plains End | 55650 | GEN9 | IC | OP | NA | NG |  | 3353 | 0.00070748 | 0.000422 | EIA Prime Mover-level Data | Estimated using an emission factor
2018 | CO | Plains End II LLC | 56516 | 2G01 | IC | OP | NA | NG |  | 6839 | 0.001443 | 0.000422 | EIA Prime Mover-level Data | Estimated using an emission factor
2018 | CO | Plains End II LLC | 56516 | 2G02 | IC | OP | NA | NG |  | 6839 | 0.001443 | 0.000422 | EIA Prime Mover-level Data | Estimated using an emission factor
2018 | CO | Plains End II LLC | 56516 | 2G03 | IC | OP | NA | NG |  | 6839 | 0.001443 | 0.000422 | EIA Prime Mover-level Data | Estimated using an emission factor
2018 | CO | Plains End II LLC | 56516 | 2G04 | IC | OP | NA | NG |  | 6839 | 0.001443 | 0.000422 | EIA Prime Mover-level Data | Estimated using an emission factor
2018 | CO | Plains End II LLC | 56516 | 2G05 | IC | OP | NA | NG |  | 6839 | 0.001443 | 0.000422 | EIA Prime Mover-level Data | Estimated using an emission factor
2018 | CO | Plains End II LLC | 56516 | 2G06 | IC | OP | NA | NG |  | 6839 | 0.001443 | 0.000422 | EIA Prime Mover-level Data | Estimated using an emission factor
2018 | CO | Plains End II LLC | 56516 | 2G07 | IC | OP | NA | NG |  | 6839 | 0.001443 | 0.000422 | EIA Prime Mover-level Data | Estimated using an emission factor
2018 | CO | Plains End II LLC | 56516 | 2G08 | IC | OP | NA | NG |  | 6839 | 0.001443 | 0.000422 | EIA Prime Mover-level Data | Estimated using an emission factor
2018 | CO | Plains End II LLC | 56516 | 2G09 | IC | OP | NA | NG |  | 6839 | 0.001443 | 0.000422 | EIA Prime Mover-level Data | Estimated using an emission factor
2018 | CO | Plains End II LLC | 56516 | 2G10 | IC | OP | NA | NG |  | 6839 | 0.001443 | 0.000422 | EIA Prime Mover-level Data | Estimated using an emission factor
2018 | CO | Plains End II LLC | 56516 | 2G11 | IC | OP | NA | NG |  | 6839 | 0.001443 | 0.000422 | EIA Prime Mover-level Data | Estimated using an emission factor
2018 | CO | Plains End II LLC | 56516 | 2G12 | IC | OP | NA | NG |  | 6839 | 0.001443 | 0.000422 | EIA Prime Mover-level Data | Estimated using an emission factor
2018 | CO | Plains End II LLC | 56516 | 2G13 | IC | OP | NA | NG |  | 6839 | 0.001443 | 0.000422 | EIA Prime Mover-level Data | Estimated using an emission factor
2018 | CO | Plains End II LLC | 56516 | 2G14 | IC | OP | NA | NG |  | 6839 | 0.001443 | 0.000422 | EIA Prime Mover-level Data | Estimated using an emission factor
2018 | CO | Pole Hill | 519 | 1 | HY | OP | NA | WAT |  | 1579676 |  |  | EIA Prime Mover-level Data
2018 | CO | Ponnequin | 7937 | 8 | WT | RE | NA | WND
2018 | CO | Ponnequin | 7937 | 30 | WT | RE | NA | WND
2018 | CO | Ponnequin Phase 1 | 55203 | EXIS | WT | OS | NA | WND
2018 | CO | Pueblo | 460 | 5 | ST | RE | NA | NG
2018 | CO | Pueblo | 460 | 6 | ST | RE | NA | NG
2018 | CO | Pueblo | 460 | IC1 | IC | OP | NA | DFO |  | 116 | 0.01798 | 0.31 | EIA Prime Mover-level Data | Estimated using an emission factor
2018 | CO | Pueblo | 460 | IC3 | IC | OP | NA | DFO |  | 116 | 0.01798 | 0.31 | EIA Prime Mover-level Data | Estimated using an emission factor
2018 | CO | Pueblo | 460 | IC4 | IC | OP | NA | DFO |  | 116 | 0.01798 | 0.31 | EIA Prime Mover-level Data | Estimated using an emission factor
2018 | CO | Pueblo | 460 | IC5 | IC | OP | NA | DFO |  | 116 | 0.01798 | 0.31 | EIA Prime Mover-level Data | Estimated using an emission factor
2018 | CO | Pueblo Airport Generating Station | 56998 | CT01 | GT | OP | CT | NG | 3,464.0 | 1567182 | 1.4 | 0.0017866 | EPA/CAMD | EPA/NEI | 2011
2018 | CO | Pueblo Airport Generating Station | 56998 | CT02 | GT | OP | CT | NG | 1,335.0 | 631255 | 3.3 | 0.010455 | EPA/CAMD | EPA/NEI | 2011
2018 | CO | Pueblo Airport Generating Station | 56998 | CT04 | CT | OP | CC | NG | 7,139.0 | 2167235 | 9.3 | 0.0085824 | EPA/CAMD | EPA/NEI | 2011
2018 | CO | Pueblo Airport Generating Station | 56998 | CT05 | CT | OP | CC | NG | 7,653.0 | 2195677 | 8.3 | 0.0075603 | EPA/CAMD | EPA/NEI | 2011
2018 | CO | Pueblo Airport Generating Station | 56998 | CT06 | CT | OP | CC | NG | 7,728.0 | 2255291 | 6.8 | 0.0060303 | EPA/CAMD | EPA/NEI | 2011
2018 | CO | Pueblo Airport Generating Station | 56998 | CT07 | CT | OP | CC | NG | 7,493.0 | 2166429 | 9.042 | 0.0083474 | EPA/CAMD | EPA/NEI | 2011
2018 | CO | Pueblo Airport Generating Station | 56998 | CT08 | GT | OP | CT | NG | 753.0 | 147568 | 0.57665 | 0.0078154 | EPA/CAMD | NEI avg EF - PM, fuel type, firing type | 2016
2018 | CO | Quincy II Solar Garden | 61752 | PV1 | PV | OP | NA | SUN |  | 21291 |  |  | EIA Prime Mover-level Data
2018 | CO | Quincy Solar | 62664 | SO393 | PV | OP | NA | SUN
2018 | CO | Rawhide Energy Station | 6761 | 101 | ST | OP | TANGENTIAL | SUB | 7,141.0 | 17791377 | 128.2758 | 0.01442 | EPA/CAMD | EPA/NEI | 1984
2018 | CO | Rawhide Energy Station | 6761 | A | GT | OP | CT | NG | 132.0 | 81454 | 0.04 | 0.00098215 | EPA/CAMD | EPA/NEI | 2002
2018 | CO | Rawhide Energy Station | 6761 | B | GT | OP | CT | NG | 102.0 | 60186 | 0.07 | 0.0023261 | EPA/CAMD | EPA/NEI | 2002
2018 | CO | Rawhide Energy Station | 6761 | C | GT | OP | CT | NG | 149.0 | 90317 | 0.06 | 0.0013287 | EPA/CAMD | EPA/NEI | 2002
2018 | CO | Rawhide Energy Station | 6761 | D | GT | OP | CT | NG | 134.0 | 80532 | 0.17 | 0.0042219 | EPA/CAMD | EPA/NEI | 2004
2018 | CO | Rawhide Energy Station | 6761 | F | GT | OP | CT | NG | 488.0 | 542754 | 1.51 | 0.0055642 | EPA/CAMD | EPA/NEI | 2008
2018 | CO | Ray D Nixon | 8219 | 1 | ST | OP | WALL | SUB | 6,593.0 | 10894655 | 64.9866 | 0.01193 | EPA/CAMD | EPA/NEI | 1980
2018 | CO | Ray D Nixon | 8219 | 2 | GT | OP | CT | NG | 67.0 | 14261 | 0.07 | 0.009817 | EPA/CAMD | EPA/NEI | 1999
2018 | CO | Ray D Nixon | 8219 | 3 | GT | OP | CT | NG | 67.0 | 12987 | 0.070918 | 0.010921 | EPA/CAMD | EPA/NEI | 1999
2018 | CO | Redlands Water & Power | 50267 | RED1 | HY | OP | NA | WAT |  | 69069 |  |  | EIA Prime Mover-level Data
2018 | CO | Ridge Crest Wind Partners | 55741 | A1 | WT | OP | NA | WND |  | 617734 |  |  | EIA Prime Mover-level Data
2018 | CO | Rifle Generating Station | 10755 | GT2 | CT |  | NA | NG |  | 21216 | 0.061064 | 0.0057564 | EIA Unit-level Data | NEI avg EF - PM, fuel type
2018 | CO | Rifle Generating Station | 10755 | GT3 | CT |  | NA | NG |  | 16071 | 0.046256 | 0.0057564 | EIA Unit-level Data | NEI avg EF - PM, fuel type
2018 | CO | Rifle Generating Station | 10755 | GT4 | CT |  | NA | NG |  | 23042 | 0.06632 | 0.0057564 | EIA Unit-level Data | NEI avg EF - PM, fuel type
2018 | CO | Rifle Generating Station | 10755 | HR2 | CA | OP | NA | NG |  | 0 | 0 |  | EIA Unit-level Data | Estimated using an emission factor
2018 | CO | Rifle Generating Station | 10755 | HR3 | CA | OP | NA | NG |  | 0 | 0 |  | EIA Unit-level Data | Estimated using an emission factor
2018 | CO | Rifle Generating Station | 10755 | HR4 | CA | OP | NA | NG |  | 0 | 0 |  | EIA Unit-level Data | Estimated using an emission factor
2018 | CO | Rocky Ford | 6516 | IC1 | IC | RE | NA | DFO |  | 305 | 0.047275 | 0.31 | EIA Prime Mover-level Data | Estimated using an emission factor
2018 | CO | Rocky Ford | 6516 | IC1A | IC | OP | NA | DFO |  | 305 | 0.047275 | 0.31 | EIA Prime Mover-level Data | Estimated using an emission factor
2018 | CO | Rocky Ford | 6516 | IC2 | IC | OP | NA | DFO |  | 305 | 0.047275 | 0.31 | EIA Prime Mover-level Data | Estimated using an emission factor
2018 | CO | Rocky Ford | 6516 | IC3 | IC | OP | NA | DFO |  | 305 | 0.047275 | 0.31 | EIA Prime Mover-level Data | Estimated using an emission factor
2018 | CO | Rocky Ford | 6516 | IC4 | IC | OP | NA | DFO |  | 305 | 0.047275 | 0.31 | EIA Prime Mover-level Data | Estimated using an emission factor
2018 | CO | Rocky Ford | 6516 | IC5 | IC | OP | NA | DFO |  | 305 | 0.047275 | 0.31 | EIA Prime Mover-level Data | Estimated using an emission factor
2018 | CO | Rocky Mountain Energy Center | 55835 | 1 | CT | OP | CC | NG | 7,063.0 | 10939614 | 8.4601 | 0.0015467 | EPA/CAMD | EPA/NEI | 2004
2018 | CO | Rocky Mountain Energy Center | 55835 | 2 | CT | OP | CC | NG | 5,825.0 | 8990541 | 4.0499 | 0.00090092 | EPA/CAMD | EPA/NEI | 2004
2018 | CO | Rush Creek Wind | 60619 | GEN1 | WT | OP | NA | WND |  | 1773843 |  |  | EIA Prime Mover-level Data
2018 | CO | Ruxton Park | 495 | 1 | HY | OP | NA | WAT
2018 | CO | RV CSU Power II LLC | 57507 | CSUII | PV | OP | NA | SUN |  | 40293 |  |  | EIA Prime Mover-level Data
2018 | CO | RV CSU Power LLC | 57141 | CSU1 | PV | OP | NA | SUN |  | 30919 |  |  | EIA Prime Mover-level Data
2018 | CO | Salida | 474 | 1 | HY | RE | NA | WAT |  | 10192 |  |  | EIA Prime Mover-level Data
2018 | CO | Salida | 474 | 2 | HY | OP | NA | WAT |  | 7644 |  |  | EIA Prime Mover-level Data
2018 | CO | San Isabel Solar, LLC | 60304 | SISPV | PV | OP | NA | SUN |  | 687653 |  |  | EIA Prime Mover-level Data
2018 | CO | San Luis Solar Garden | 61472 | ANTO2 | PV | OP | NA | SUN |  | 30525 |  |  | EIA Prime Mover-level Data
2018 | CO | San Luis Valley Solar Array | 61605 | 1 | PV | OP | NA | SUN |  | 59022 |  |  | EIA Prime Mover-level Data
2018 | CO | San Luis Valley Solar Ranch | 57317 | 1 | PV | OP | NA | SUN |  | 708351 |  |  | EIA Prime Mover-level Data
2018 | CO | SECC | 7730 | 1 | IC | RE | NA | DFO
2018 | CO | Shavano Falls Hydro | 61189 | GEN1 | HY | OP | NA | WAT |  | 97171 |  |  | EIA Prime Mover-level Data
2018 | CO | Shavano Falls Hydro Drop 4 | 61190 | GEN1 | HY | OP | NA | WAT |  | 189517 |  |  | EIA Prime Mover-level Data
2018 | CO | Shoshone (CO) | 476 | A | HY | OP | NA | WAT |  | 386321 |  |  | EIA Prime Mover-level Data
2018 | CO | Shoshone (CO) | 476 | B | HY | OP | NA | WAT |  | 386321 |  |  | EIA Prime Mover-level Data
2018 | CO | Skylark | 60248 | CAREY | PV | OP | NA | SUN |  | 83840 |  |  | EIA Prime Mover-level Data
2018 | CO | SMPA Solar 1 Community Solar | 58547 | 1 | PV | OP | NA | SUN |  | 17845 |  |  | EIA Prime Mover-level Data
2018 | CO | South Canal Hydro-1 | 58783 | SC-1 | HY | OP | NA | WAT |  | 155927 |  |  | EIA Prime Mover-level Data
2018 | CO | South Canal Hydro-3 | 58784 | SC-3 | HY | OP | NA | WAT |  | 115527 |  |  | EIA Prime Mover-level Data
2018 | CO | Spanish Peaks Solar | 62379 | 47301 | PV | P | NA | SUN
2018 | CO | Spindle Hill Energy Center | 56445 | CT-01 | GT | OP | CT | NG | 1,655.0 | 1872137 | 1.13 | 0.0012072 | EPA/CAMD | EPA/NEI | 2007
2018 | CO | Spindle Hill Energy Center | 56445 | CT-02 | GT | OP | CT | NG | 1,604.0 | 1812777 | 1.79 | 0.0019749 | EPA/CAMD | EPA/NEI | 2007
2018 | CO | Spring Canyon | 56320 | 1 | WT | OP | NA | WND |  | 1617415 |  |  | EIA Prime Mover-level Data
2018 | CO | Spring Canyon Expansion Wind Energy Ctr | 58769 | 1 | WT | OP | NA | WND |  | 1167473 |  |  | EIA Prime Mover-level Data
2018 | CO | Spring Canyon Expansion Wind Energy Ctr | 58769 | SCIII | WT | OP | NA | WND |  | 982050 |  |  | EIA Prime Mover-level Data
2018 | CO | Springfield (CO) | 8100 | 1 | IC | SB | NA | DFO
2018 | CO | Springfield (CO) | 8100 | 2 | IC | SB | NA | DFO
2018 | CO | Springfield (CO) | 8100 | IC4 | IC | SB | NA | DFO
2018 | CO | Springfield (CO) | 8100 | IC5 | IC | SB | NA | DFO
2018 | CO | SR Jenkins Ft Lupton | 60023 | FTLUP | PV | OP | NA | SUN |  | 285300 |  |  | EIA Prime Mover-level Data
2018 | CO | SR Kersey | 61314 | KERS | PV | OP | NA | SUN |  | 76801 |  |  | EIA Prime Mover-level Data
2018 | CO | SR Mavericks | 60283 | MVRKS | PV | OP | NA | SUN |  | 134000 |  |  | EIA Prime Mover-level Data
2018 | CO | SR Platte Solar Farm | 61462 | PV1 | PV | OP | NA | SUN |  | 353358 |  |  | EIA Prime Mover-level Data
2018 | CO | SR Skylark B | 60497 | SKY B | PV | OP | NA | SUN |  | 41470 |  |  | EIA Prime Mover-level Data
2018 | CO | Sterling PV 3 | 59198 | STER3 | PV | OP | NA | SUN |  | 40531 |  |  | EIA Prime Mover-level Data
2018 | CO | Strontia Springs Hydro Plant | 10081 | GEN1 | HY | OP | NA | WAT |  | 60926 |  |  | EIA Prime Mover-level Data
2018 | CO | Sugarloaf Hydro Plant | 50435 | SUG1 | HY | OP | NA | WAT |  | 45180 |  |  | EIA Prime Mover-level Data
2018 | CO | SunE Alamosa | 56481 | 1 | PV | OP | NA | SUN |  | 17723 |  |  | EIA Prime Mover-level Data
2018 | CO | SunE Alamosa | 56481 | 2 | PV | OP | NA | SUN |  | 127607 |  |  | EIA Prime Mover-level Data
2018 | CO | Sunnyside Ranch Community Solar Array | 59742 | HCE | PV | OP | NA | SUN |  | 29224 |  |  | EIA Prime Mover-level Data
2018 | CO | Tacoma | 6206 | 1 | HY | OP | NA | WAT |  | 16335 |  |  | EIA Prime Mover-level Data
2018 | CO | Tacoma | 6206 | 2 | HY | OP | NA | WAT |  | 16335 |  |  | EIA Prime Mover-level Data
2018 | CO | Tacoma | 6206 | 3 | HY | RE | NA | WAT
2018 | CO | Taylor Draw Hydroelectric Facility | 54729 | COX1 | HY | OP | NA | WAT |  | 77950 |  |  | EIA Prime Mover-level Data
2018 | CO | Tesla | 7233 | 1 | HY | OP | NA | WAT |  | 688126 |  |  | EIA Prime Mover-level Data
2018 | CO | Thermo Greeley | 50709 | GEN1 | GT | OS | NA | NG
2018 | CO | Titan Solar | 61811 | PCEC | PV | OP | NA | SUN |  | 21874 |  |  | EIA Prime Mover-level Data
2018 | CO | Towaoc | 7373 | 1 | HY | OP | NA | WAT |  | 102050 |  |  | EIA Prime Mover-level Data
2018 | CO | Tri-County Water Hydropower Project | 58901 | TCWG1 | HY | OP | NA | WAT |  | 83227 |  |  | EIA Prime Mover-level Data
2018 | CO | Tri-County Water Hydropower Project | 58901 | TCWG2 | HY | OP | NA | WAT |  | 9247 |  |  | EIA Prime Mover-level Data
2018 | CO | Trinidad (CO) | 511 | 1 | ST | RE | NA | BIT
2018 | CO | Trinidad (CO) | 511 | 3 | IC | SB | NA | NG |  | 60 | 1.266e-05 | 0.000422 | EIA Prime Mover-level Data | Estimated using an emission factor
2018 | CO | Trinidad (CO) | 511 | 4 | IC | SB | NA | NG |  | 60 | 1.266e-05 | 0.000422 | EIA Prime Mover-level Data | Estimated using an emission factor
2018 | CO | Trinidad (CO) | 511 | 5 | IC | OP | NA | DFO |  | 57 | 0.008835 | 0.31 | EIA Prime Mover-level Data | Estimated using an emission factor
2018 | CO | Trinidad (CO) | 511 | 6 | IC | OP | NA | DFO |  | 57 | 0.008835 | 0.31 | EIA Prime Mover-level Data | Estimated using an emission factor
2018 | CO | Trinidad (CO) | 511 | 7 | IC | OP | NA | DFO |  | 57 | 0.008835 | 0.31 | EIA Prime Mover-level Data | Estimated using an emission factor
2018 | CO | Trishe Wind Colorado | 58928 | 1 | WT | IP | NA | WND
2018 | CO | Trout Creek Solar | 62260 | 44901 | PV | V | NA | SUN
2018 | CO | Twin Buttes II Wind | 61040 | WT1 | WT | OP | NA | WND |  | 2652628 |  |  | EIA Prime Mover-level Data
2018 | CO | Twin Buttes Wind Project | 56460 | WT1 | WT | OP | NA | WND |  | 2345642 |  |  | EIA Prime Mover-level Data
2018 | CO | University of Colorado | 54372 | GT1 | CT |  | NA | NG |  | 172 | 0.00049505 | 0.0057564 | EIA Unit-level Data | NEI avg EF - PM, fuel type
2018 | CO | University of Colorado | 54372 | GT2 | CT |  | NA | NG |  | 13571 | 0.03906 | 0.0057564 | EIA Unit-level Data | NEI avg EF - PM, fuel type
2018 | CO | University of Colorado | 54372 | ST1 | CA | OP | NA | NG
2018 | CO | Upper Molina | 521 | 1 | HY | OP | NA | WAT |  | 131354 |  |  | EIA Prime Mover-level Data
2018 | CO | Vallecito Hydroelectric | 50206 | GEN1 | HY | OP | NA | WAT |  | 23650 |  |  | EIA Prime Mover-level Data
2018 | CO | Vallecito Hydroelectric | 50206 | GEN2 | HY | OP | NA | WAT |  | 73907 |  |  | EIA Prime Mover-level Data
2018 | CO | Vallecito Hydroelectric | 50206 | GEN3 | HY | OP | NA | WAT |  | 73907 |  |  | EIA Prime Mover-level Data
2018 | CO | Valley View Solar | 60247 | VVS | PV | OP | NA | SUN |  | 71859 |  |  | EIA Prime Mover-level Data
2018 | CO | Valmont | 477 | 5 | ST | OP | TANGENTIAL | NG |  | 0 | 1.06 |  | EIA Unit-level Data | EPA/NEI
2018 | CO | Valmont | 477 | 6 | GT | OP | NA | NG |  | 68383 | 0.18749 | 0.0054834 | EIA Prime Mover-level Data | NEI avg EF - PM, fuel type, firing type
2018 | CO | Valmont Combustion Turbine Facility | 55207 | CT7 | GT | OP | CT | NG | 0.0 | [5 empty] | 2000
2018 | CO | Valmont Combustion Turbine Facility | 55207 | CT8 | GT | OP | CT | NG | 0.0 | [5 empty] | 2001
2018 | CO | Vestas Towers America, Inc. | 57643 | V100 | WT | OP | NA | WND |  | 28464 |  |  | EIA Prime Mover-level Data
2018 | CO | Vestas Towers America, Inc. | 57643 | V112 | WT | IP | NA | WND
2018 | CO | Victory Solar LLC | 60764 | PV1 | PV | OP | NA | SUN |  | 270605 |  |  | EIA Prime Mover-level Data
2018 | CO | Vilas Solar Array | 61606 | 1 | PV | OP | NA | SUN |  | 66799 |  |  | EIA Prime Mover-level Data
2018 | CO | W N Clark | 462 | 1 | ST | RE | NA | BIT
2018 | CO | W N Clark | 462 | 2 | ST | RE | NA | BIT
2018 | CO | Weld 1 Community Solar Array | 60720 | WELD1 | PV | OP | NA | SUN |  | 19987 |  |  | EIA Prime Mover-level Data
2018 | CO | Western Sugar Coop- Ft Morgan | 58081 | ATB-2 | ST | OP | NA | SUB |  | 1562871 | 13.4284 | 0.017184 | EIA Prime Mover-level Data | NEI avg EF - PM, fuel type
2018 | CO | Williams Fork Hydro Plant | 10422 | GEN1 | HY | OP | NA | WAT |  | 40655 |  |  | EIA Prime Mover-level Data
2018 | CO | Williams Fork Hydro Plant | 10422 | GEN2 | HY | OP | NA | WAT |  | 6776 |  |  | EIA Prime Mover-level Data
2018 | CO | Williams Ignacio Natural Gas Plant | 50205 | 7101 | ST | OP | NA | WH |  | 379728 |  |  | EIA Prime Mover-level Data
2018 | CO | WWRF Solar Plant | 56922 | EAST | PV | OP | NA | SUN |  | 8997 |  |  | EIA Prime Mover-level Data
2018 | CO | WWRF Solar Plant | 56922 | WEST | PV | OP | NA | SUN |  | 17993 |  |  | EIA Prime Mover-level Data
2018 | CO | Xcel Adams 1 Community Solar Array | 60726 | ADCO1 | PV | OP | NA | SUN |  | 32861 |  |  | EIA Prime Mover-level Data
2018 | CO | Xcel Adams 2 Community Solar Array | 60725 | ADCO2 | PV | OP | NA | SUN |  | 25130 |  |  | EIA Prime Mover-level Data
2018 | CT | Adams Solar | 62026 | ADAMS | PV | OP | NA | SUN |  | 11015 |  |  | EIA Prime Mover-level Data
2018 | CT | Advance Stores Company, Inc | 59788 | PV1 | PV | OP | NA | SUN |  | 9063 |  |  | EIA Prime Mover-level Data
2018 | CT | ALDI DC 2 | 62615 | ADC2 | PV | OP | NA | SUN |  | 20706 |  |  | EIA Prime Mover-level Data
2018 | CT | Alfred L Pierce Generating Station | 6635 | AP-1 | GT | OP | CT | NG | 67.0 | 34845 | 0.15956 | 0.0091584 | EPA/CAMD | EPA/NEI | 2007
2018 | CT | Algonquin Power Windsor Locks, LLC | 10567 | GT1 | CT | OP | CC | NG | 1,338.0 | 445633 | 1.5506 | 0.006959 | EPA/CAMD | EPA/NEI | 1990
2018 | CT | Antares-GRE 314 East Lyme LLC | 59495 | GRE01 | PV | OP | NA | SUN |  | 37722 |  |  | EIA Prime Mover-level Data
2018 | CT | Backus Microgrid Project | 59415 | BMP1 | IC | OP | NA | DFO |  | 2432 | 0.37696 | 0.31 | EIA Prime Mover-level Data | Estimated using an emission factor
2018 | CT | Backus Microgrid Project | 59415 | BMP2 | IC | OP | NA | DFO |  | 2432 | 0.37696 | 0.31 | EIA Prime Mover-level Data | Estimated using an emission factor
2018 | CT | Backus Microgrid Project | 59415 | BMP3 | IC | OP | NA | DFO |  | 2432 | 0.37696 | 0.31 | EIA Prime Mover-level Data | Estimated using an emission factor
2018 | CT | Backus Microgrid Project | 59415 | BMP4 | IC | OP | NA | DFO |  | 2432 | 0.37696 | 0.31 | EIA Prime Mover-level Data | Estimated using an emission factor
2018 | CT | Barrett Farm Solar - Phase I | 61728 | 10263 | PV | OP | NA | SUN |  | 22695 |  |  | EIA Prime Mover-level Data
2018 | CT | Bradley Energy Center | 58327 | UNIT1 | IC | OP | NA | NG |  | 60569 | 0.01278 | 0.000422 | EIA Prime Mover-level Data | Estimated using an emission factor
2018 | CT | Bradley Energy Center | 58327 | UNIT2 | IC | OP | NA | NG |  | 48455 | 0.010224 | 0.000422 | EIA Prime Mover-level Data | Estimated using an emission factor
2018 | CT | Bradley Energy Center | 58327 | UNIT3 | IC | OP | NA | NG |  | 48455 | 0.010224 | 0.000422 | EIA Prime Mover-level Data | Estimated using an emission factor
2018 | CT | Bradley Energy Center | 58327 | UNIT4 | IC | OP | NA | NG |  | 76721 | 0.016188 | 0.000422 | EIA Prime Mover-level Data | Estimated using an emission factor
2018 | CT | Branford | 540 | 10 | GT | OP | CT | KER | 12.0 | 6905 | 0.00021454 | 6.2141e-05 | EIA non-ozone season distributed and EPA/CAMD ozone season | EPA/NEI | 1969
2018 | CT | Bridge Street 1 & 2 | 57598 | BS1 | IC | OP | NA | DFO |  | 2573 | 0.39881 | 0.31 | EIA Prime Mover-level Data | Estimated using an emission factor
2018 | CT | Bridge Street 1 & 2 | 57598 | BS2 | IC | OP | NA | DFO |  | 2573 | 0.39881 | 0.31 | EIA Prime Mover-level Data | Estimated using an emission factor
2018 | CT | Bridgeport Energy | 55042 | BE1 | CT | OP | CC | NG | 7,668.0 | 12810434 | 13.383 | 0.0020894 | EPA/CAMD | EPA/NEI | 1998
2018 | CT | Bridgeport Energy | 55042 | BE2 | CT | OP | CC | NG | 7,792.0 | 13132549 | 7.5247 | 0.001146 | EPA/CAMD | EPA/NEI | 1998
2018 | CT | Bridgeport Fuel Cell Park | 58551 | 1 | FC | OP | NA | NG |  | 815149 | 0 | 0 | EIA Prime Mover-level Data | Estimated using an emission factor
2018 | CT | Bridgeport Harbor Station | 568 | BHB3 | ST | OP | TANGENTIAL | SUB | 1,461.0 | 3750212 | 1.6307 | 0.00086968 | EPA/CAMD | EPA/NEI | 1968
2018 | CT | Bridgeport Harbor Station | 568 | BHB4 | GT | OP | CT | KER | 10.0 | 2139 | 0.021326 | 0.019941 | EIA non-ozone season distributed and EPA/CAMD ozone season | EPA/NEI | 1967
2018 | CT | Bristol Myers Squibb Wallingford | 58948 | DG12 | IC | RE | NA | DFO |  | 174 | 0.02697 | 0.31 | EIA Prime Mover-level Data | Estimated using an emission factor
2018 | CT | Bristol Myers Squibb Wallingford | 58948 | DG3 | IC | RE | NA | DFO |  | 388 | 0.06014 | 0.31 | EIA Prime Mover-level Data | Estimated using an emission factor
2018 | CT | Bristol Myers Squibb Wallingford | 58948 | SOL | GT | RE | NA | NG |  | 257959 | 0.70725 | 0.0054834 | EIA Prime Mover-level Data | NEI avg EF - PM, fuel type, firing type
2018 | CT | Bulls Bridge | 541 | 1 | HY | OP | NA | WAT |  | 72999 |  |  | EIA Prime Mover-level Data
2018 | CT | Bulls Bridge | 541 | 2 | HY | OP | NA | WAT |  | 72999 |  |  | EIA Prime Mover-level Data
2018 | CT | Bulls Bridge | 541 | 3 | HY | OP | NA | WAT |  | 72999 |  |  | EIA Prime Mover-level Data
2018 | CT | Bulls Bridge | 541 | 4 | HY | OP | NA | WAT |  | 72999 |  |  | EIA Prime Mover-level Data
2018 | CT | Bulls Bridge | 541 | 5 | HY | OP | NA | WAT |  | 72999 |  |  | EIA Prime Mover-level Data
2018 | CT | Bulls Bridge | 541 | 6 | HY | OP | NA | WAT |  | 72999 |  |  | EIA Prime Mover-level Data
2018 | CT | Candlewood Solar | 61517 | CANDL | PV | P | NA | SUN
2018 | CT | Canis Major Solar Farm | 61398 | S1980 | PV | OP | NA | SUN |  | 30565 |  |  | EIA Prime Mover-level Data
2018 | CT | Canis Minor Solar Farm | 61408 | B1000 | PV | OP | NA | SUN |  | 14369 |  |  | EIA Prime Mover-level Data
2018 | CT | Capitol District Energy Center | 50498 | GT | CT | OP | CC | NG | 1,163.0 | 501991 | 1.6548 | 0.006593 | EPA/CAMD | EPA/NEI | 1989
2018 | CT | CCSU Co-Gen-STBY Gen | 58224 | EC#1 | IC | OP | NA | NG |  | 24666 | 0.0052045 | 0.000422 | EIA Prime Mover-level Data | Estimated using an emission factor
2018 | CT | CCSU Co-Gen-STBY Gen | 58224 | EC#2 | IC | OP | NA | NG |  | 24666 | 0.0052045 | 0.000422 | EIA Prime Mover-level Data | Estimated using an emission factor
2018 | CT | CCSU Co-Gen-STBY Gen | 58224 | GRND | IC | SB | NA | DFO |  | 5692 | 0.88226 | 0.31 | EIA Prime Mover-level Data | Estimated using an emission factor
2018 | CT | CCSU Co-Gen-STBY Gen | 58224 | MEMH | IC | SB | NA | DFO |  | 13282 | 2.0587 | 0.31 | EIA Prime Mover-level Data | Estimated using an emission factor
2018 | CT | CCSU Fuel Cell Project | 58237 | CCSU | FC | OP | NA | NG |  | 97130 | 0 | 0 | EIA Prime Mover-level Data | Estimated using an emission factor
2018 | CT | Cellu Tissue | 58116 | GEN1 | IC | OP | NA | NG |  | 144848 | 0.030563 | 0.000422 | EIA Prime Mover-level Data | Estimated using an emission factor
2018 | CT | CJTS Energy Center | 58365 | UNIT1 | FC | RE | NA | NG
2018 | CT | CJTS Energy Center | 58365 | UNIT2 | FC | RE | NA | NG
2018 | CT | CJTS Energy Center | 58365 | UNIT3 | FC | RE | NA | NG
2018 | CT | CJTS Energy Center | 58365 | UNIT4 | FC | RE | NA | NG
2018 | CT | CJTS Energy Center | 58365 | UNIT5 | FC | RE | NA | NG
2018 | CT | CJTS Energy Center | 58365 | UNIT6 | FC | RE | NA | NG
2018 | CT | CJTS Energy Center | 58365 | UNIT7 | FC | OP | NA | NG
2018 | CT | CMEEC - Bozrah | 60225 | PV1 | PV | OP | NA | SUN |  | 30910 |  |  | EIA Prime Mover-level Data
2018 | CT | CMEEC - Hollyhock Solar | 60606 | PV1 | PV | IP | NA | SUN
2018 | CT | CMEEC - Navy NE Trident | 60608 | PV1 | PV | OP | NA | SUN |  | 11343 |  |  | EIA Prime Mover-level Data
2018 | CT | CMEEC - Norwich Stott St Solar | 60609 | BA1 | BA | OP | NA | MWH
2018 | CT | CMEEC - Norwich Stott St Solar | 60609 | PV1 | PV | OP | NA | SUN |  | 39981 |  |  | EIA Prime Mover-level Data
2018 | CT | CMEEC - Polaris Park Solar | 60607 | BA1 | BA | OP | NA | MWH
2018 | CT | CMEEC - Polaris Park Solar | 60607 | PV1 | PV | OP | NA | SUN |  | 19703 |  |  | EIA Prime Mover-level Data
2018 | CT | CMEEC - Rogers Rd Solar | 60605 | PV1 | PV | OP | NA | SUN |  | 15154 |  |  | EIA Prime Mover-level Data
2018 | CT | Colebrook Hydroelectric | 54301 | BK1 | HY | OS | NA | WAT |  | 31110 |  |  | EIA Prime Mover-level Data
2018 | CT | Colebrook Hydroelectric | 54301 | BK2 | HY | OP | NA | WAT |  | 31110 |  |  | EIA Prime Mover-level Data
2018 | CT | Conn Mun Electric Energy Coop | 60228 | PV1 | PV | OP | NA | SUN |  | 11807 |  |  | EIA Prime Mover-level Data
2018 | CT | Cos Cob | 542 | 10 | GT | OP | CT | KER | 23.0 | 10547 | 0.051204 | 0.0097097 | EIA non-ozone season distributed and EPA/CAMD ozone season | EPA/NEI | 1969
2018 | CT | Cos Cob | 542 | 11 | GT | OP | CT | KER | 13.0 | 5793 | 0.047792 | 0.0165 | EIA non-ozone season distributed and EPA/CAMD ozone season | EPA/NEI | 1969
2018 | CT | Cos Cob | 542 | 12 | GT | OP | CT | KER | 14.0 | 6863 | 0.04739 | 0.01381 | EIA non-ozone season distributed and EPA/CAMD ozone season | EPA/NEI | 1969
2018 | CT | Cos Cob | 542 | 13 | GT | OP | CT | KER | 17.0 | 9960 | 0.058499 | 0.011747 | EIA non-ozone season distributed and EPA/CAMD ozone season | EPA/NEI | 2008
2018 | CT | Cos Cob | 542 | 14 | GT | OP | CT | KER | 17.0 | 10321 | 0.059403 | 0.011511 | EIA non-ozone season distributed and EPA/CAMD ozone season | EPA/NEI | 2008
2018 | CT | Covanta Bristol Energy | 50648 | UNIT1 | ST | OP | NA | MSW |  | 876338 | 0.068354 | 0.000156 | EIA Unit-level Data | Estimated using an emission factor
2018 | CT | Covanta Bristol Energy | 50648 | UNIT2 | ST | OP | NA | MSW |  | 910274 | 0.071001 | 0.000156 | EIA Unit-level Data | Estimated using an emission factor
2018 | CT | Covanta Southeastern Connecticut Company | 10646 | BLR1 | ST | OP | NA | MSW |  | 1329485 | 0.3111 | 0.000468 | EIA Unit-level Data | Estimated using an emission factor
2018 | CT | Covanta Southeastern Connecticut Company | 10646 | BLR2 | ST | OP | NA | MSW |  | 1239196 | 0.28997 | 0.000468 | EIA Unit-level Data | Estimated using an emission factor
2018 | CT | CPV Towantic Energy Center | 56047 | 1 | CT | OP | CC | NG | 4,495.0 | 10049031 | 5.1759 | 0.0010301 | EPA/CAMD | EPA/NEI | 2018
2018 | CT | CPV Towantic Energy Center | 56047 | 2 | CT | OP | CC | NG | 4,511.0 | 10132008 | 4.5731 | 0.00090271 | EPA/CAMD | EPA/NEI | 2018
2018 | CT | CT Resource Rec Authority Facility | 54945 | 11 | ST | OP | NA | MSW |  | 1556326 | 0.24279 | 0.000312 | EIA Unit-level Data | Estimated using an emission factor
2018 | CT | CT Resource Rec Authority Facility | 54945 | 12 | ST | OP | NA | MSW |  | 1509669 | 0.23551 | 0.000312 | EIA Unit-level Data | Estimated using an emission factor
2018 | CT | CT Resource Rec Authority Facility | 54945 | 13 | ST | OP | NA | MSW |  | 1550904 | 0.24194 | 0.000312 | EIA Unit-level Data | Estimated using an emission factor
2018 | CT | Danbury Hospital Cogen Plant | 58152 | GEN1 | GT | OP | NA | NG |  | 389635 | 1.0683 | 0.0054834 | EIA Prime Mover-level Data | NEI avg EF - PM, fuel type, firing type
2018 | CT | Derby Fuel Cell | 62588 | MM45 | FC | P | NA | NG
2018 | CT | Derby Fuel Cell | 62588 | MM46 | FC | P | NA | NG
2018 | CT | Derby Fuel Cell | 62588 | MM47 | FC | P | NA | NG
2018 | CT | Derby Fuel Cell | 62588 | MM48 | FC | P | NA | NG
2018 | CT | Derby Fuel Cell | 62588 | MM49 | FC | P | NA | NG
2018 | CT | Derby Hydro | 10063 | GEN1 | HY | OP | NA | WAT |  | 137385 |  |  | EIA Prime Mover-level Data
2018 | CT | Derby Hydro | 10063 | GEN2 | HY | OP | NA | WAT |  | 137385 |  |  | EIA Prime Mover-level Data
2018 | CT | Derby Hydro | 10063 | GEN3 | HY | SB | NA | WAT |  | 10304 |  |  | EIA Prime Mover-level Data
2018 | CT | Derby Hydro | 10063 | GEN4 | HY | SB | NA | WAT |  | 10304 |  |  | EIA Prime Mover-level Data
2018 | CT | Devon | 544 | 10 | GT | OP | CT | KER | 13.0 | 2571 | 0.019867 | 0.015455 | EPA/CAMD | EPA/NEI | 1985
2018 | CT | Devon | 544 | 11 | GT | OP | CT | NG | 131.0 | 41412 | 0.14688 | 0.0070937 | EPA/CAMD | EPA/NEI | 1996
2018 | CT | Devon | 544 | 12 | GT | OP | CT | NG | 137.0 | 44188 | 0.14537 | 0.0065796 | EPA/CAMD | EPA/NEI | 1996
2018 | CT | Devon | 544 | 13 | GT | OP | CT | NG | 113.0 | 35412 | 0.13098 | 0.0073975 | EPA/CAMD | EPA/NEI | 1996
2018 | CT | Devon | 544 | 14 | GT | OP | CT | NG | 107.0 | 27216 | 0.092302 | 0.0067829 | EPA/CAMD | EPA/NEI | 1996
2018 | CT | Devon | 544 | 15 | GT | OP | CT | DFO | 84.0 | 25536 | 0.21495 | 0.016835 | EPA/CAMD | EPA/NEI | 2010
2018 | CT | Devon | 544 | 16 | GT | OP | CT | DFO | 69.0 | 20006 | 0.10741 | 0.010738 | EPA/CAMD | EPA/NEI | 2010
2018 | CT | Devon | 544 | 17 | GT | OP | CT | DFO | 92.0 | 27004 | 0.26266 | 0.019453 | EPA/CAMD | EPA/NEI | 2010
2018 | CT | Devon | 544 | 18 | GT | OP | CT | DFO | 79.0 | 22896 | 0.14142 | 0.012353 | EPA/CAMD | EPA/NEI | 2010
2018 | CT | Digital Fairfield | 62455 | DGR01 | FC | OP | NA | NG |  | 66989 | 0 | 0 | EIA Prime Mover-level Data | Estimated using an emission factor
2018 | CT | DWW Solar ll | 62657 | DWWS | PV | U | NA | SUN
2018 | CT | EmpireCo Sterling Energy Facility | 50736 | B1 | ST | OP | STOKER | TDF | 0.0 |  | 0 |  |  | EPA/NEI | 1991
2018 | CT | EmpireCo Sterling Energy Facility | 50736 | B2 | ST | OP | STOKER | TDF | 0.0 |  | 0 |  |  | EPA/NEI | 1991
2018 | CT | Fairfield University CHP Plant | 56928 | CHP1 | GT | OP | NA | NG |  | 234622 | 0.64326 | 0.0054834 | EIA Prime Mover-level Data | NEI avg EF - PM, fuel type, firing type
2018 | CT | Falls Village | 560 | 1 | HY | OP | NA | WAT |  | 137448 |  |  | EIA Prime Mover-level Data
2018 | CT | Falls Village | 560 | 2 | HY | OP | NA | WAT |  | 137448 |  |  | EIA Prime Mover-level Data
2018 | CT | Falls Village | 560 | 3 | HY | OP | NA | WAT |  | 137448 |  |  | EIA Prime Mover-level Data
2018 | CT | Fort Hill 1, 2, 3 & 4 | 57599 | FH1 | IC | OP | NA | DFO |  | 2295 | 0.35573 | 0.31 | EIA Prime Mover-level Data | Estimated using an emission factor
2018 | CT | Fort Hill 1, 2, 3 & 4 | 57599 | FH2 | IC | OP | NA | DFO |  | 2295 | 0.35573 | 0.31 | EIA Prime Mover-level Data | Estimated using an emission factor
2018 | CT | Fort Hill 1, 2, 3 & 4 | 57599 | FH3 | IC | OP | NA | DFO |  | 2295 | 0.35573 | 0.31 | EIA Prime Mover-level Data | Estimated using an emission factor
2018 | CT | Fort Hill 1, 2, 3 & 4 | 57599 | FH4 | IC | OP | NA | DFO |  | 2295 | 0.35573 | 0.31 | EIA Prime Mover-level Data | Estimated using an emission factor
2018 | CT | Foxwoods CoGen | 57666 | CT1 | CT |  | NA | NG |  | 662459 | 1.9067 | 0.0057564 | EIA Unit-level Data | NEI avg EF - PM, fuel type
2018 | CT | Foxwoods CoGen | 57666 | CT2 | CT |  | NA | NG |  | 619570 | 1.7833 | 0.0057564 | EIA Unit-level Data | NEI avg EF - PM, fuel type
2018 | CT | Foxwoods CoGen | 57666 | STG1 | CA | OP | NA | NG |  | 0 | 0 |  | EIA Prime Mover-level Data | Estimated using an emission factor
2018 | CT | Franklin Drive | 561 | 10 | GT | OP | CT | KER | 15.0 | 7175 | 0.00021751 | 6.0629e-05 | EIA non-ozone season distributed and EPA/CAMD ozone season | EPA/NEI | 1969
2018 | CT | Franklin Solar | 62021 | FRANK | PV | OP | NA | SUN |  | 10924 |  |  | EIA Prime Mover-level Data
2018 | CT | Frito Lay Incorporated | 58664 | COGEN | GT | OP | NA | NG |  | 370788 | 1.0166 | 0.0054834 | EIA Prime Mover-level Data | NEI avg EF - PM, fuel type, firing type
2018 | CT | Fusion Solar Center LLC | 58876 | PV | PV | OP | NA | SUN |  | 257730 |  |  | EIA Prime Mover-level Data
2018 | CT | Gary Court 1 & 2 | 57601 | GC1 | IC | OP | NA | DFO |  | 2442 | 0.37851 | 0.31 | EIA Prime Mover-level Data | Estimated using an emission factor
2018 | CT | Gary Court 1 & 2 | 57601 | GC2 | IC | OP | NA | DFO |  | 2442 | 0.37851 | 0.31 | EIA Prime Mover-level Data | Estimated using an emission factor
2018 | CT | GenConn Devon LLC | 57070 | 15 | GT | OP | NA | KER |  | 24269 | 0.32988 | 0.027185 | EIA Prime Mover-level Data | NEI avg EF - PM, fuel type
2018 | CT | GenConn Devon LLC | 57070 | 16 | GT | OP | NA | KER |  | 24269 | 0.32988 | 0.027185 | EIA Prime Mover-level Data | NEI avg EF - PM, fuel type
2018 | CT | GenConn Devon LLC | 57070 | 17 | GT | OP | NA | KER |  | 24269 | 0.32988 | 0.027185 | EIA Prime Mover-level Data | NEI avg EF - PM, fuel type
2018 | CT | GenConn Devon LLC | 57070 | 18 | GT | OP | NA | KER |  | 24269 | 0.32988 | 0.027185 | EIA Prime Mover-level Data | NEI avg EF - PM, fuel type
2018 | CT | Goodwin Hydroelectric | 54302 | G1 | HY | OP | NA | WAT |  | 76336 |  |  | EIA Prime Mover-level Data
2018 | CT | Goodwin Hydroelectric | 54302 | G2 | HY | OP | NA | WAT |  | 76336 |  |  | EIA Prime Mover-level Data
2018 | CT | Hamilton Solar | 62025 | HAMLT | PV | OP | NA | SUN |  | 10960 |  |  | EIA Prime Mover-level Data
2018 | CT | Hartford Hospital Cogeneration | 52061 | GEN2 | CA | OP | NA | NG
2018 | CT | Hartford Hospital Cogeneration | 52061 | GEN3 | CT |  | NA | NG |  | 567303 | 1.6328 | 0.0057564 | EIA Unit-level Data | NEI avg EF - PM, fuel type
2018 | CT | Hartford Hospital Cogeneration | 52061 | GEN4 | FC | OP | NA | NG |  | 100813 | 0 | 0 | EIA Prime Mover-level Data | Estimated using an emission factor
2018 | CT | Hartford Landfill Solar EGF | 60909 | PV1 | PV | OP | NA | SUN |  | 13375 |  |  | EIA Prime Mover-level Data
2018 | CT | HSCo CHP | 57179 | 1 | GT | OP | NA | NG |  | 377831 | 1.0359 | 0.0054834 | EIA Prime Mover-level Data | NEI avg EF - PM, fuel type, firing type
2018 | CT | IBM Southbury | 59801 | IBM00 | FC | OP | NA | NG |  | 50257 | 0 | 0 | EIA Prime Mover-level Data | Estimated using an emission factor
2018 | CT | IKEA New Haven Rooftop PV & Fuel Cell | 61820 | 213FC | FC | OP | NA | NG |  | 11107 | 0 | 0 | EIA Prime Mover-level Data | Estimated using an emission factor
2018 | CT | IKEA New Haven Rooftop PV & Fuel Cell | 61820 | 213PV | PV | OP | NA | SUN |  | 8388 |  |  | EIA Prime Mover-level Data
2018 | CT | Jefferson Solar | 62024 | JEFRS | PV | OP | NA | SUN |  | 10951 |  |  | EIA Prime Mover-level Data
2018 | CT | Jewett City 1 | 57602 | JC1 | IC | OP | NA | DFO |  | 2443 | 0.37867 | 0.31 | EIA Prime Mover-level Data | Estimated using an emission factor
2018 | CT | John Street 1, 3, 4 & 5 | 56256 | JS 1 | IC | RE | NA | DFO
2018 | CT | John Street 1, 3, 4 & 5 | 56256 | JS 3 | IC | RE | NA | DFO
2018 | CT | John Street 1, 3, 4 & 5 | 56256 | JS 4 | IC | RE | NA | DFO
2018 | CT | John Street 1, 3, 4 & 5 | 56256 | JS 5 | IC | RE | NA | DFO
2018 | CT | Killingly Energy Center | 61239 | KEC | CT | L | NA | NG
2018 | CT | Killingly Energy Center | 61239 | KEC2 | CA | L | NA | NG
2018 | CT | Kimberly Clark-Unit 1,2,3 | 58084 | GT100 | CT |  | NA | NG |  | 1384962 | 3.9862 | 0.0057564 | EIA Unit-level Data | NEI avg EF - PM, fuel type
2018 | CT | Kimberly Clark-Unit 1,2,3 | 58084 | GT200 | GT | OP | NA | NG |  | 1287449 | 3.5298 | 0.0054834 | EIA Prime Mover-level Data | NEI avg EF - PM, fuel type, firing type
2018 | CT | Kimberly Clark-Unit 1,2,3 | 58084 | HRSG1 | CA | OP | NA | NG |  | 385 | 8.1235e-05 | 0.000422 | EIA Unit-level Data | Estimated using an emission factor
2018 | CT | Kinneytown New Old | 54385 | GEN1 | HY | OP | NA | WAT |  | 10152 |  |  | EIA Prime Mover-level Data
2018 | CT | Kinneytown New Old | 54385 | GEN2 | HY | OP | NA | WAT |  | 19035 |  |  | EIA Prime Mover-level Data
2018 | CT | Kleen Energy Systems Project | 56798 | U1 | CT | OP | CC | NG | 5,470.0 | 9358288 | 5.5227 | 0.0011803 | EPA/CAMD | EPA/NEI | 2011
2018 | CT | Kleen Energy Systems Project | 56798 | U2 | CT | OP | CC | NG | 5,494.0 | 9341603 | 4.0045 | 0.00085735 | EPA/CAMD | EPA/NEI | 2011
2018 | CT | Lake Road Generating Company | 55149 | LRG1 | CT | OP | CC | NG | 8,213.0 | 13284496 | 15.7183 | 0.0023664 | EPA/CAMD | EPA/NEI | 2001
2018 | CT | Lake Road Generating Company | 55149 | LRG2 | CT | OP | CC | NG | 7,810.0 | 12302123 | 20.2737 | 0.003296 | EPA/CAMD | EPA/NEI | 2001
2018 | CT | Lake Road Generating Company | 55149 | LRG3 | CT | OP | CC | NG | 7,882.0 | 12700015 | 16.3149 | 0.0025693 | EPA/CAMD | EPA/NEI | 2001
2018 | CT | Lebanon Pines 1 & 2 | 57604 | LP1 | IC | OP | NA | DFO |  | 2448 | 0.37944 | 0.31 | EIA Prime Mover-level Data | Estimated using an emission factor
2018 | CT | Lebanon Pines 1 & 2 | 57604 | LP2 | IC | OP | NA | DFO |  | 2448 | 0.37944 | 0.31 | EIA Prime Mover-level Data | Estimated using an emission factor
2018 | CT | Lebanon Solar 1 | 59991 | LEB1 | PV | P | NA | SUN
2018 | CT | Lebanon Solar 2 | 59992 | LEB2 | PV | P | NA | SUN
2018 | CT | LNG 1 & 2 | 57603 | LNG1 | IC | OP | NA | DFO |  | 2744 | 0.42532 | 0.31 | EIA Prime Mover-level Data | Estimated using an emission factor
2018 | CT | LNG 1 & 2 | 57603 | LNG2 | IC | OP | NA | DFO |  | 2744 | 0.42532 | 0.31 | EIA Prime Mover-level Data | Estimated using an emission factor
2018 | CT | Manchester Community College East | 62639 | 10307 | PV | OP | NA | SUN |  | 2024 |  |  | EIA Prime Mover-level Data
2018 | CT | Manchester Community College North | 62640 | 10308 | PV | OP | NA | SUN |  | 2253 |  |  | EIA Prime Mover-level Data
2018 | CT | Middletown | 562 | 2 | ST | OP | WALL | NG | 1,883.0 | 1382128 | 0.78303 | 0.0011331 | EPA/CAMD | EPA/NEI | 1958
2018 | CT | Middletown | 562 | 3 | ST | OP | CYCLONE | NG | 1,843.0 | 2369531 | 7.2783 | 0.0061432 | EPA/CAMD | EPA/NEI | 1964
2018 | CT | Middletown | 562 | 4 | ST | OP | TANGENTIAL | RFO | 181.0 | 620772 | 8.6938 | 0.02801 | EPA/CAMD | EPA/NEI | 1973
2018 | CT | Middletown | 562 | 10 | GT | OP | CT | KER | 25.0 | 3495 | 0.029937 | 0.017131 | EPA/CAMD | EPA/NEI | 1966
2018 | CT | Middletown | 562 | 12 | GT | OP | CT | DFO | 84.0 | 19210 | 0.13218 | 0.013761 | EPA/CAMD | EPA/NEI | 2011
2018 | CT | Middletown | 562 | 13 | GT | OP | CT | DFO | 60.0 | 16097 | 0.14781 | 0.018365 | EPA/CAMD | EPA/NEI | 2011
2018 | CT | Middletown | 562 | 14 | GT | OP | CT | DFO | 66.0 | 17576 | 0.18523 | 0.021078 | EPA/CAMD | EPA/NEI | 2011
2018 | CT | Middletown | 562 | 15 | GT | OP | CT | DFO | 56.0 | 15739 | 0.060828 | 0.0077295 | EPA/CAMD | EPA/NEI | 2011
2018 | CT | Milford Power Company LLC | 55126 | CT01 | CT | OP | CC | NG | 8,165.0 | 13699061 | 17.1879 | 0.0025094 | EPA/CAMD | EPA/NEI | 2002
2018 | CT | Milford Power Company LLC | 55126 | CT02 | CT | OP | CC | NG | 7,560.0 | 12320621 | 14.7737 | 0.0023982 | EPA/CAMD | EPA/NEI | 2002
2018 | CT | Millstone | 566 | 2 | ST | OP | NA | NUC |  | 64269838 |  |  | EIA Prime Mover-level Data
2018 | CT | Millstone | 566 | 3 | ST | OP | NA | NUC |  | 112220229 |  |  | EIA Prime Mover-level Data
2018 | CT | MM Hartford Energy | 55163 | UNT1 | IC | OS | NA | LFG |  | 11600 | 0.08526 | 0.0147 | EIA Prime Mover-level Data | Estimated using an emission factor
2018 | CT | MM Hartford Energy | 55163 | UNT2 | IC | OP | NA | LFG |  | 11600 | 0.08526 | 0.0147 | EIA Prime Mover-level Data | Estimated using an emission factor
2018 | CT | MM Hartford Energy | 55163 | UNT3 | IC | OP | NA | LFG |  | 11600 | 0.08526 | 0.0147 | EIA Prime Mover-level Data | Estimated using an emission factor
2018 | CT | Montville | 546 | 5 | ST | OP | TANGENTIAL | RFO | 504.0 | 317319 | 0.47559 | 0.0029975 | EPA/CAMD | EPA/NEI | 1954
2018 | CT | Montville | 546 | 6 | ST | OP | TANGENTIAL | RFO | 270.0 | 762029 | 9.7143 | 0.025496 | EPA/CAMD | EPA/NEI | 1971
2018 | CT | Naval Sub Base New London Fuel Cell | 61743 | MMH2 | FC | U | NA | NG
2018 | CT | Naval Sub Base New London Fuel Cell | 61743 | MMH3 | FC | U | NA | NG
2018 | CT | New Haven Harbor | 6156 | NHB1 | ST | OP | TANGENTIAL | RFO | 489.0 | 682231 | 0.27007 | 0.00079173 | EPA/CAMD | EPA/NEI | 1975
2018 | CT | New Haven Harbor | 6156 | NHHS2 | GT | OP | CT | DFO | 57.0 | 15012 | 0.095616 | 0.012739 | EPA/CAMD | EPA/NEI | 2012
2018 | CT | New Haven Harbor | 6156 | NHHS3 | GT | OP | CT | DFO | 75.0 | 19576 | 0.12531 | 0.012802 | EPA/CAMD | EPA/NEI | 2012
2018 | CT | New Haven Harbor | 6156 | NHHS4 | GT | OP | CT | DFO | 61.0 | 18350 | 0.24318 | 0.026504 | EPA/CAMD | EPA/NEI | 2012
2018 | CT | New Milford Gas Recovery | 50564 | GEN1 | GT | RE | NA | LFG
2018 | CT | New Milford Gas Recovery | 50564 | GEN2 | IC | OP | NA | LFG |  | 31276 | 0.22988 | 0.0147 | EIA Prime Mover-level Data | Estimated using an emission factor
2018 | CT | New Milford Gas Recovery | 50564 | GEN3 | IC | OP | NA | LFG |  | 31276 | 0.22988 | 0.0147 | EIA Prime Mover-level Data | Estimated using an emission factor
2018 | CT | New Milford Gas Recovery | 50564 | GEN4 | IC | OP | NA | LFG |  | 31276 | 0.22988 | 0.0147 | EIA Prime Mover-level Data | Estimated using an emission factor
2018 | CT | Norden 1-3 | 57689 | NORD1 | IC | OP | NA | DFO |  | 240 | 0.0372 | 0.31 | EIA Prime Mover-level Data | Estimated using an emission factor
2018 | CT | Norden 1-3 | 57689 | NORD2 | IC | OP | NA | DFO |  | 240 | 0.0372 | 0.31 | EIA Prime Mover-level Data | Estimated using an emission factor
2018 | CT | Norden 1-3 | 57689 | NORD3 | IC | OP | NA | DFO |  | 240 | 0.0372 | 0.31 | EIA Prime Mover-level Data | Estimated using an emission factor
2018 | CT | Norwich | 581 | TRBINE | GT | OP | CT | DFO | 21.0 | 6872 | 0.033428 | 0.0097289 | EIA non-ozone season distributed and EPA/CAMD ozone season | EPA/NEI | 1972
2018 | CT | Norwich WWTP | 57624 | 1 | IC | OP | NA | DFO |  | 528 | 0.08184 | 0.31 | EIA Prime Mover-level Data | Estimated using an emission factor
2018 | CT | Pawcatuck Solar Center, LLC | 62318 | PAWCA | PV | P | NA | SUN
2018 | CT | Pepperidge Farm Bloomfield | 59967 | FCB | FC | OP | NA | NG |  | 66363 | 0 | 0 | EIA Prime Mover-level Data | Estimated using an emission factor
2018 | CT | Pepperidge Farm Bloomfield | 59967 | FCC | FC | OP | NA | NG |  | 77423 | 0 | 0 | EIA Prime Mover-level Data | Estimated using an emission factor
2018 | CT | Pfizer Groton Fuel Cell | 60392 | MM-24 | FC | OP | NA | NG |  | 194850 | 0 | 0 | EIA Prime Mover-level Data | Estimated using an emission factor
2018 | CT | Pfizer Groton Fuel Cell | 60392 | MM-25 | FC | OP | NA | NG |  | 194850 | 0 | 0 | EIA Prime Mover-level Data | Estimated using an emission factor
2018 | CT | Pfizer Groton Plant | 54236 | BLR1 | ST | OP | NA | NG |  | 289925 | 1.1673 | 0.0080524 | EIA Unit-level Data | NEI avg EF - PM, fuel type
2018 | CT | Pfizer Groton Plant | 54236 | BLR2 | ST | OP | NA | NG |  | 387215 | 1.559 | 0.0080524 | EIA Unit-level Data | NEI avg EF - PM, fuel type
2018 | CT | Pfizer Groton Plant | 54236 | BLR3 | ST | OP | NA | NG |  | 243443 | 0.98015 | 0.0080524 | EIA Unit-level Data | NEI avg EF - PM, fuel type
2018 | CT | Pfizer Groton Plant | 54236 | GT-1 | GT | OP | NA | NG |  | 634589 | 1.7399 | 0.0054834 | EIA Prime Mover-level Data | NEI avg EF - PM, fuel type, firing type
2018 | CT | Pfizer Groton Plant | 54236 | HRSG1 | ST | OP | NA | NG |  | 78384 | 0.31559 | 0.0080524 | EIA Unit-level Data | NEI avg EF - PM, fuel type
2018 | CT | Plainfield Renewable Energy LLC | 56847 | Boil | ST | OP | NA | WDS |  | 3164315 | 36.0925 | 0.022812 | EIA Unit-level Data | NEI avg EF - PM, fuel type
2018 | CT | Pratt & Whitney, East Hartford | 54605 | 001 | GT | OP | CT | NG | 4,845.0 | 1017691 | 3.3397 | 0.0065633 | EPA/CAMD | EPA/NEI | 1992
2018 | CT | Quinebaug Lower Project | 55860 | 5-M | HY | OP | NA | WAT |  | 10384 |  |  | EIA Prime Mover-level Data
2018 | CT | Quinebaug Lower Project | 55860 | MF | HY | OP | NA | WAT |  | 3461 |  |  | EIA Prime Mover-level Data
2018 | CT | Quinebaug Lower Project | 55860 | U2 | HY | OP | NA | WAT |  | 27690 |  |  | EIA Prime Mover-level Data
2018 | CT | Quinebaug Lower Project | 55860 | UI | HY | OP | NA | WAT |  | 44996 |  |  | EIA Prime Mover-level Data
2018 | CT | Rainbow (CT) | 559 | 1 | HY | OP | NA | WAT |  | 176849 |  |  | EIA Prime Mover-level Data
2018 | CT | Rainbow (CT) | 559 | 2 | HY | OP | NA | WAT |  | 176849 |  |  | EIA Prime Mover-level Data
2018 | CT | Rand Whitney CHP Plant | 58184 | TG-1 | GT | OP | NA | NG |  | 1657315 | 4.5439 | 0.0054834 | EIA Prime Mover-level Data | NEI avg EF - PM, fuel type, firing type
2018 | CT | Rocky River (CT) | 539 | 1 | PS | OP | NA | WAT |  | 0 |  |  | EIA Prime Mover-level Data
2018 | CT | Rocky River (CT) | 539 | 2 | PS | OP | NA | WAT |  | 0 |  |  | EIA Prime Mover-level Data
2018 | CT | Rocky River (CT) | 539 | 3 | PS | OP | NA | WAT |  | 0 |  |  | EIA Prime Mover-level Data
2018 | CT | Scotland Dam | 551 | 1 | HY | OP | NA | WAT |  | 74976 |  |  | EIA Prime Mover-level Data
2018 | CT | Shepaug | 552 | 1 | HY | OP | NA | WAT |  | 1712496 |  |  | EIA Prime Mover-level Data
2018 | CT | Shepaug | 552 | 2 | GT | IP | NA | DFO
2018 | CT | Sikorsky Aircraft CHP | 61703 | PV-1 | PV | OP | NA | SUN |  | 1003 |  |  | EIA Prime Mover-level Data
2018 | CT | Sikorsky Aircraft CHP | 61703 | TG-1 | GT | OP | NA | NG |  | 874637 | 2.398 | 0.0054834 | EIA Prime Mover-level Data | NEI avg EF - PM, fuel type, firing type
2018 | CT | Somers Solar Center, LLC | 58554 | 1 | PV | OP | NA | SUN |  | 83377 |  |  | EIA Prime Mover-level Data
2018 | CT | South Meadow Station | 563 | 11A | GT | OP | CT | DFO | 25.0 | 1584 | 0.031845 | 0.040209 | EPA/CAMD | EPA/NEI | 1970
2018 | CT | South Meadow Station | 563 | 11B | GT | OP | CT | DFO | 26.0 | 1627 | 0.0080941 | 0.0099498 | EPA/CAMD | EPA/NEI | 1970
2018 | CT | South Meadow Station | 563 | 12A | GT | OP | CT | DFO | 29.0 | 2802 | 0.028008 | 0.019991 | EPA/CAMD | EPA/NEI | 1970
2018 | CT | South Meadow Station | 563 | 12B | GT | OP | CT | DFO | 29.0 | 2802 | 0.028008 | 0.019991 | EPA/CAMD | EPA/NEI | 1970
2018 | CT | South Meadow Station | 563 | 13A | GT | OP | CT | DFO | 31.0 | 3468 | 0.034684 | 0.020002 | EPA/CAMD | EPA/NEI | 1970
2018 | CT | South Meadow Station | 563 | 13B | GT | OP | CT | DFO | 31.0 | 3504 | 0.24525 | 0.13998 | EPA/CAMD | EPA/NEI | 1970
2018 | CT | South Meadow Station | 563 | 14A | GT | OP | CT | DFO | 29.0 | 2575 | 0.051449 | 0.039961 | EPA/CAMD | EPA/NEI | 1970
2018 | CT | South Meadow Station | 563 | 14B | GT | OP | CT | DFO | 28.0 | 2559 | 0.025632 | 0.020033 | EPA/CAMD | EPA/NEI | 1970
2018 | CT | Stafford MS Ground Mount Community Solar | 60880 | MS1 | PV | OP | NA | SUN |  | 12113 |  |  | EIA Prime Mover-level Data
2018 | CT | Stafford MS Ground Mount Community Solar | 60880 | MS2 | PV | OP | NA | SUN |  | 12113 |  |  | EIA Prime Mover-level Data
2018 | CT | Stevenson | 553 | 1 | HY | OP | NA | WAT |  | 309585 |  |  | EIA Prime Mover-level Data
2018 | CT | Stevenson | 553 | 2 | HY | OP | NA | WAT |  | 309585 |  |  | EIA Prime Mover-level Data
2018 | CT | Stevenson | 553 | 3 | HY | OP | NA | WAT |  | 309585 |  |  | EIA Prime Mover-level Data
2018 | CT | Stevenson | 553 | 4 | HY | OP | NA | WAT |  | 330224 |  |  | EIA Prime Mover-level Data
2018 | CT | Subase Microgrid Project | 59701 | SFC1 | FC | T | NA | NG
2018 | CT | Subase Microgrid Project | 59701 | SFC2 | FC | T | NA | NG
2018 | CT | Subase Microgrid Project | 59701 | SMP1 | IC | CN | NA | NG
2018 | CT | Subase Microgrid Project | 59701 | SMP2 | IC | CN | NA | NG
2018 | CT | Subase Microgrid Project | 59701 | SMP3 | IC | CN | NA | DFO
2018 | CT | Subase Microgrid Project | 59701 | SMP4 | IC | CN | NA | DFO
2018 | CT | Taftville | 554 | 1 | HY | OP | NA | WAT |  | 16397 |  |  | EIA Prime Mover-level Data
2018 | CT | Taftville | 554 | 2 | HY | OP | NA | WAT |  | 12297 |  |  | EIA Prime Mover-level Data
2018 | CT | Taftville | 554 | 3 | HY | OP | NA | WAT |  | 12297 |  |  | EIA Prime Mover-level Data
2018 | CT | Taftville | 554 | 4 | HY | OP | NA | WAT |  | 12297 |  |  | EIA Prime Mover-level Data
2018 | CT | Taftville | 554 | 5 | HY | OP | NA | WAT |  | 12297 |  |  | EIA Prime Mover-level Data
2018 | CT | Tenth Street | 583 | 1 | HY | OP | NA | WAT |  | 23871 |  |  | EIA Prime Mover-level Data
2018 | CT | Torrington Terminal | 565 | 10 | GT | OP | CT | KER | 12.0 | 6440 | 0.00019274 | 5.9857e-05 | EIA non-ozone season distributed and EPA/CAMD ozone season | EPA/NEI | 1969
2018 | CT | Town of Branford | 62076 | PV1 | PV | OP | NA | SUN |  | 3475 |  |  | EIA Prime Mover-level Data
2018 | CT | Town of Rocky Hill | 61541 | PV1 | PV | OP | NA | SUN |  | 3501 |  |  | EIA Prime Mover-level Data
2018 | CT | Town of Rocky Hill | 61541 | PV2 | PV | OP | NA | SUN |  | 3501 |  |  | EIA Prime Mover-level Data
2018 | CT | Town of Rocky Hill | 61541 | PV3 | PV | OP | NA | SUN |  | 3501 |  |  | EIA Prime Mover-level Data
2018 | CT | Trinity College Fuel Cell | 61786 | MB-22 | FC | OP | NA | NG |  | 19861 | 0 | 0 | EIA Prime Mover-level Data | Estimated using an emission factor
2018 | CT | TRS Fuel Cell | 60683 | MMH1 | FC | TS | NA | NG
2018 | CT | Tunnel | 557 | 1 | HY | OP | NA | WAT |  | 48736 |  |  | EIA Prime Mover-level Data
2018 | CT | Tunnel | 557 | 2 | HY | OP | NA | WAT |  | 48736 |  |  | EIA Prime Mover-level Data
2018 | CT | Tunnel | 557 | 10 | GT | OP | CT | DFO | 13.0 | 6325 | 0.015025 | 0.004751 | EIA non-ozone season distributed and EPA/CAMD ozone season | EPA/NEI | 1969
2018 | CT | UCONN Cogen Facility | 58159 | CGT1 | CT |  | NA | NG |  | 479094 | 1.3789 | 0.0057564 | EIA Unit-level Data | NEI avg EF - PM, fuel type
2018 | CT | UCONN Cogen Facility | 58159 | CGT2 | CT |  | NA | NG |  | 392920 | 1.1309 | 0.0057564 | EIA Unit-level Data | NEI avg EF - PM, fuel type
2018 | CT | UCONN Cogen Facility | 58159 | CGT3 | CT |  | NA | NG |  | 505491 | 1.4549 | 0.0057564 | EIA Unit-level Data | NEI avg EF - PM, fuel type
2018 | CT | UCONN Cogen Facility | 58159 | HRSG1 | CA | OP | NA | NG |  | 37168 | 0.0078424 | 0.000422 | EIA Unit-level Data | Estimated using an emission factor
2018 | CT | UCONN Cogen Facility | 58159 | HRSG2 | CA | OP | NA | NG |  | 51449 | 0.010856 | 0.000422 | EIA Unit-level Data | Estimated using an emission factor
2018 | CT | UCONN Cogen Facility | 58159 | HRSG3 | CA | OP | NA | NG |  | 63015 | 0.013296 | 0.000422 | EIA Unit-level Data | Estimated using an emission factor
2018 | CT | UDR Glastonbury Fuel Cell | 60109 | UDRFC | FC | OP | NA | NG |  | 182761 | 0 | 0 | EIA Prime Mover-level Data | Estimated using an emission factor
2018 | CT | UI RCP Bridgeport Seaside | 60054 | BPFC | FC | OP | NA | NG |  | 167347 | 0 | 0 | EIA Prime Mover-level Data | Estimated using an emission factor
2018 | CT | UI RCP Bridgeport Seaside | 60054 | BPPV | PV | OP | NA | SUN |  | 29095 |  |  | EIA Prime Mover-level Data
2018 | CT | UI RCP New Haven Fuel Cell | 60040 | NHFC | FC | OP | NA | NG |  | 177036 | 0 | 0 | EIA Prime Mover-level Data | Estimated using an emission factor
2018 | CT | UI RCP Woodbridge FC | 60593 | WBFC | FC | OP | NA | NG |  | 153748 | 0 | 0 | EIA Prime Mover-level Data | Estimated using an emission factor
2018 | CT | Wallingford Energy, LLC | 55517 | CT01 | GT | OP | CT | NG | 644.0 | 200849 | 0.49218 | 0.004901 | EPA/CAMD | EPA/NEI | 2001
2018 | CT | Wallingford Energy, LLC | 55517 | CT02 | GT | OP | CT | NG | 641.0 | 196437 | 0.86428 | 0.0087996 | EPA/CAMD | EPA/NEI | 2001
2018 | CT | Wallingford Energy, LLC | 55517 | CT03 | GT | OP | CT | NG | 640.0 | 195501 | 0.64512 | 0.0065996 | EPA/CAMD | EPA/NEI | 2001
2018 | CT | Wallingford Energy, LLC | 55517 | CT04 | GT | OP | CT | NG | 626.0 | 195723 | 0.69477 | 0.0070995 | EPA/CAMD | EPA/NEI | 2001
2018 | CT | Wallingford Energy, LLC | 55517 | CT05 | GT | OP | CT | NG | 728.0 | 222015 | 0.6105 | 0.0054996 | EPA/CAMD | EPA/NEI | 2001
2018 | CT | Wallingford Energy, LLC | 55517 | CT06 | GT | OP | CT | NG | 717.0 | 213318 | 0.47102 | 0.0044161 | EPA/CAMD | EPA/NEI | 2017
2018 | CT | Wallingford Energy, LLC | 55517 | CT07 | GT | OP | CT | NG | 626.0 | 188247 | 0.43488 | 0.0046203 | EPA/CAMD | EPA/NEI | 2017
2018 | CT | Water Treatment 1 & 2 | 57605 | WT1 | IC | OP | NA | DFO |  | 2750 | 0.42625 | 0.31 | EIA Prime Mover-level Data | Estimated using an emission factor
2018 | CT | Water Treatment 1 & 2 | 57605 | WT2 | IC | OP | NA | DFO |  | 2750 | 0.42625 | 0.31 | EIA Prime Mover-level Data | Estimated using an emission factor
2018 | CT | Waterbury Generation | 56629 | 10 | GT | OP | CT | NG | 354.0 | 151175 | 0.87246 | 0.011542 | EPA/CAMD | EPA/NEI | 2009
2018 | CT | Waterside Power, LLC | 56189 | 4 | GT | OP | CT | DFO | 36.0 | 11867 | 0.028188 | 0.0047506 | EIA non-ozone season distributed and EPA/CAMD ozone season | EPA/NEI | 2004
2018 | CT | Waterside Power, LLC | 56189 | 5 | GT | OP | CT | DFO | 37.0 | 11236 | 0.028577 | 0.0050866 | EIA non-ozone season distributed and EPA/CAMD ozone season | EPA/NEI | 2004
2018 | CT | Waterside Power, LLC | 56189 | 7 | GT | OP | CT | DFO | 39.0 | 12107 | 0.028902 | 0.0047745 | EIA non-ozone season distributed and EPA/CAMD ozone season | EPA/NEI | 2006
2018 | CT | Wesleyan University Cogen 1 | 58158 | 1 | IC | OP | NA | NG |  | 143706 | 0.030322 | 0.000422 | EIA Prime Mover-level Data | Estimated using an emission factor
2018 | CT | Wheelabrator Bridgeport | 50883 | BLR1 | ST | OP | NA | MSW |  | 2578794 | 6.0344 | 0.00468 | EIA Unit-level Data | Estimated using an emission factor
2018 | CT | Wheelabrator Bridgeport | 50883 | BLR2 | ST | OP | NA | MSW |  | 2594945 | 6.0722 | 0.00468 | EIA Unit-level Data | Estimated using an emission factor
2018 | CT | Wheelabrator Bridgeport | 50883 | BLR3 | ST | OP | NA | MSW |  | 2576642 | 6.0293 | 0.00468 | EIA Unit-level Data | Estimated using an emission factor
2018 | CT | Wheelabrator Lisbon | 54758 | BW1 | ST | OP | NA | MSW |  | 948492 | 0.073982 | 0.000156 | EIA Unit-level Data | Estimated using an emission factor
2018 | CT | Wheelabrator Lisbon | 54758 | BW2 | ST | OP | NA | MSW |  | 960356 | 0.074908 | 0.000156 | EIA Unit-level Data | Estimated using an emission factor
2018 | CT | Wilson Solar | 62023 | WILSN | PV | OP | NA | SUN |  | 11407 |  |  | EIA Prime Mover-level Data
2018 | CT | Wind Colebrook South | 60700 | WCS | WT | OP | NA | WND |  | 112107 |  |  | EIA Prime Mover-level Data
2018 | CT | Woods Hill Solar | 61736 | PV1 | PV | OP | NA | SUN |  | 207726 |  |  | EIA Prime Mover-level Data
2018 | DC | DC Water CHP | 59012 | STEAM | CA | OP | NA | OBG |  | 407832 | 0.59136 | 0.0029 | EIA Prime Mover-level Data | Estimated using an emission factor
2018 | DC | DC Water CHP | 59012 | TURB1 | CT | OP | NA | OBG |  | 174255 | 1.882 | 0.0216 | EIA Prime Mover-level Data | Estimated using an emission factor
2018 | DC | DC Water CHP | 59012 | TURB2 | CT | OP | NA | OBG |  | 174255 | 1.882 | 0.0216 | EIA Prime Mover-level Data | Estimated using an emission factor
2018 | DC | DC Water CHP | 59012 | TURB3 | CT | OP | NA | OBG |  | 174255 | 1.882 | 0.0216 | EIA Prime Mover-level Data | Estimated using an emission factor
2018 | DC | JBAB - Washington DC | 62374 | PV1 | PV | TS | NA | SUN
2018 | DC | Nationals | 62710 | SO435 | PV | U | NA | SUN
2018 | DC | US GSA Heating and Transmission | 57788 | TG1 | GT | OP | NA | NG |  | 374481 | 1.0267 | 0.0054834 | EIA Prime Mover-level Data | NEI avg EF - PM, fuel type, firing type
2018 | DC | US GSA Heating and Transmission | 57788 | TG2 | GT | OP | NA | NG |  | 374481 | 1.0267 | 0.0054834 | EIA Prime Mover-level Data | NEI avg EF - PM, fuel type, firing type
2018 | DE | Ameresco Delaware Central | 56430 | 1C | IC | OP | NA | LFG |  | 52998 | 0.38954 | 0.0147 | EIA Prime Mover-level Data | Estimated using an emission factor
2018 | DE | Ameresco Delaware Central | 56430 | 2C | IC | OP | NA | LFG |  | 52998 | 0.38954 | 0.0147 | EIA Prime Mover-level Data | Estimated using an emission factor
2018 | DE | Ameresco Delaware Central | 56430 | 3C | IC | OP | NA | LFG |  | 52998 | 0.38954 | 0.0147 | EIA Prime Mover-level Data | Estimated using an emission factor
2018 | DE | Ameresco Delaware Central | 56430 | 4C | IC | OP | NA | LFG |  | 52998 | 0.38954 | 0.0147 | EIA Prime Mover-level Data | Estimated using an emission factor
2018 | DE | Ameresco Delaware Central | 56430 | 5C | IC | OP | NA | LFG |  | 52998 | 0.38954 | 0.0147 | EIA Prime Mover-level Data | Estimated using an emission factor
2018 | DE | Ameresco Delaware South | 56429 | 1 | IC | OP | NA | LFG |  | 50162 | 0.36869 | 0.0147 | EIA Prime Mover-level Data | Estimated using an emission factor
2018 | DE | Ameresco Delaware South | 56429 | 2 | IC | OP | NA | LFG |  | 50162 | 0.36869 | 0.0147 | EIA Prime Mover-level Data | Estimated using an emission factor
2018 | DE | Ameresco Delaware South | 56429 | 3 | IC | OP | NA | LFG |  | 50162 | 0.36869 | 0.0147 | EIA Prime Mover-level Data | Estimated using an emission factor
2018 | DE | Ameresco Delaware South | 56429 | 4 | IC | OP | NA | LFG |  | 50162 | 0.36869 | 0.0147 | EIA Prime Mover-level Data | Estimated using an emission factor
2018 | DE | Ameresco Delaware South | 56429 | 5 | IC | OP | NA | LFG |  | 50162 | 0.36869 | 0.0147 | EIA Prime Mover-level Data | Estimated using an emission factor
2018 | DE | Brookside Newark | 58110 | BRK | FC | OP | NA | NG |  | 169500 | 0 | 0 | EIA Prime Mover-level Data | Estimated using an emission factor
2018 | DE | Bruce A Henry Solar Farm | 58473 | BHSF | PV | OP | NA | SUN |  | 56640 |  |  | EIA Prime Mover-level Data
2018 | DE | Christiana Substation | 591 | 11 | GT | OP | CT | DFO | 35.0 | 12579 | 0.17239 | 0.027409 | EPA/CAMD | EPA/NEI | 1973
2018 | DE | Christiana Substation | 591 | 14 | GT | OP | CT | DFO | 41.0 | 14793 | 0.20265 | 0.027398 | EPA/CAMD | EPA/NEI | 1973
2018 | DE | Croda Atlas Point CHP | 59783 | 91197 | IC | OP | NA | LFG |  | 63935 | 0.46992 | 0.0147 | EIA Prime Mover-level Data | Estimated using an emission factor
2018 | DE | Croda Atlas Point CHP | 59783 | 91198 | IC | OP | NA | LFG |  | 63935 | 0.46992 | 0.0147 | EIA Prime Mover-level Data | Estimated using an emission factor
2018 | DE | Croda Atlas Point CHP | 59783 | 91199 | IC | P | NA | LFG
2018 | DE | DD Hay Road Solar 23 LLC | 59715 | PV1 | PV | OP | NA | SUN |  | 11389 |  |  | EIA Prime Mover-level Data
2018 | DE | Delaware City | 592 | 10 | GT | OP | CT | DFO | 2.0 | 1447 | 0.021219 | 0.029328 | EIA non-ozone season distributed and EPA/CAMD ozone season | EPA/NEI | 1968
2018 | DE | Delaware City Refinery | 52193 | 21H1 | ST | OP | PROCESS | [7 empty] | 1956
2018 | DE | Delaware City Refinery | 52193 | 21H701 | ST | OP | OTHER BOILER | PRG |  |  | 7.02 |  |  | EPA/NEI | 1996
2018 | DE | Delaware City Refinery | 52193 | 37H1 | ST | OP | OTHER BOILER | PRG |  |  | 0.62055 |  |  | EPA/NEI | 1972
2018 | DE | Delaware City Refinery | 52193 | 42H123 | ST | OP | OTHER BOILER | PRG |  |  | 0.28122 |  |  | EPA/NEI | 1983
2018 | DE | Delaware City Refinery | 52193 | CATCOB | ST | OP | OTHER BOILER | PRG |  | 1864431 | 237.67 | 0.25495 | EIA Prime Mover-level Data | EPA/NEI | 1960
2018 | DE | Delaware City Refinery | 52193 | COKCOB | ST | OP | OTHER BOILER | PRG |  | 1707642 | 198.1 | 0.23202 | EIA Prime Mover-level Data | EPA/NEI | 1960
2018 | DE | Delaware City Refinery | 52193 | DCPP1 | ST | OP | WALL | PRG |  | 1704233 | 30.7158 | 0.036046 | EIA Prime Mover-level Data | NEI avg EF - PM, fuel type, firing type | 1956
2018 | DE | Delaware City Refinery | 52193 | DCPP2 | ST | OP | WALL | PRG |  | 1704233 | 6.4 | 0.0075107 | EIA Prime Mover-level Data | EPA/NEI | 1956
2018 | DE | Delaware City Refinery | 52193 | DCPP3 | ST | OP | WALL | PRG |  | 1704233 | 4 | 0.0046942 | EIA Prime Mover-level Data | EPA/NEI | 1956
2018 | DE | Delaware City Refinery | 52193 | DCPP4 | ST | OP | WALL | PRG | 8,693.0 | 3676177 | 0.79614 | 0.00043314 | EPA/CAMD | EPA/NEI | 1961
2018 | DE | Delaware City Refinery | 52193 | MECCU1 | CT | OP | CC | PRG |  |  | 6.82 |  |  | EPA/NEI | 2000
2018 | DE | Delaware City Refinery | 52193 | MECCU2 | CT | OP | CC | PRG |  |  | 11.88 |  |  | EPA/NEI | 2000
2018 | DE | DG AMP Solar Smyrna | 61800 | AMPSM | PV | OP | NA | SUN |  | 10612 |  |  | EIA Prime Mover-level Data
2018 | DE | Dover Sun Park | 57337 | 1 | PV | OP | NA | SUN |  | 147380 |  |  | EIA Prime Mover-level Data
2018 | DE | Edge Moor | 593 | 3 | ST | OP | TANGENTIAL | NG | 1,033.0 | 539978 | 0.09776 | 0.00036209 | EPA/CAMD | EPA/NEI | 1954
2018 | DE | Edge Moor | 593 | 4 | ST | OP | TANGENTIAL | NG | 824.0 | 739924 | 0.15373 | 0.00041553 | EPA/CAMD | EPA/NEI | 1966
2018 | DE | Edge Moor | 593 | 5 | ST | OP | WALL | RFO | 1,325.0 | 2543999 | 9.9561 | 0.0078271 | EPA/CAMD | EPA/NEI | 1973
2018 | DE | Edge Moor | 593 | 10 | GT | OP | CT | DFO | 5.0 | 952 | 0.0212 | 0.044538 | EIA non-ozone season distributed and EPA/CAMD ozone season | EPA/NEI | 1963
2018 | DE | ESS Lewes | 60216 | ESSLS | BA | CN | NA | MWH
2018 | DE | Garrison Energy Center | 57349 | 1 | CT | OP | CC | NG | 5,254.0 | 9384841 | 23.14 | 0.0049314 | EPA/CAMD | EPA/NEI | 2015
2018 | DE | Hay Road | 7153 | 1 | CT | OP | CC | NG | 3,748.0 | 3952901 | 11.33 | 0.0057325 | EPA/CAMD | EPA/NEI | 1989
2018 | DE | Hay Road | 7153 | 2 | CT | OP | CC | NG | 3,031.0 | 3150719 | 8.985 | 0.0057035 | EPA/CAMD | EPA/NEI | 1989
2018 | DE | Hay Road | 7153 | 5 | CT | OP | CC | DFO | 3,771.0 | 4012794 | 5.9368 | 0.0029589 | EPA/CAMD | EPA/NEI | 2001
2018 | DE | Hay Road | 7153 | 6 | CT | OP | CC | DFO | 3,840.0 | 4075504 | 8.1199 | 0.0039847 | EPA/CAMD | EPA/NEI | 2001
2018 | DE | Hay Road | 7153 | 7 | CT | OP | CC | DFO | 3,838.0 | 4085784 | 12.1578 | 0.0059513 | EPA/CAMD | EPA/NEI | 2001
2018 | DE | Hay Road | 7153 | **3 | CT | OP | CC | NG | 3,623.0 | 3783887 | 11.0102 | 0.0058195 | EPA/CAMD | EPA/NEI | 1990
2018 | DE | Indian River | 594 | 4 | ST | OP | TURBO | BIT | 1,677.0 | 3053058 | 22.785 | 0.014926 | EPA/CAMD | EPA/NEI | 1980
2018 | DE | Indian River | 594 | 10 | GT | OP | CT | DFO | 22.0 | 13077 | 0.0853 | 0.013046 | EIA non-ozone season distributed and EPA/CAMD ozone season | EPA/NEI | 1967
2018 | DE | Kent County Wastewater Treatment Solar | 57330 | 1 | PV | OP | NA | SUN |  | 13003 |  |  | EIA Prime Mover-level Data
2018 | DE | McKee Run | 599 | 3 | ST | OP | WALL | NG | 721.0 | 326741 | 0.30281 | 0.0018535 | EPA/CAMD | EPA/NEI | 1975
2018 | DE | Milford Solar Farm | 58228 | GEN1 | PV | OP | NA | SUN |  | 170800 |  |  | EIA Prime Mover-level Data
2018 | DE | NRG Energy Center Dover | 10030 | 2 | CT | OP | CC | NG | 1,708.0 | 657280 | 1.68 | 0.005112 | EPA/CAMD | EPA/NEI | 2001
2018 | DE | NRG Energy Center Dover | 10030 | 3 | GT | OP | CT | NG | 509.0 | 160318 | 0.58704 | 0.0073234 | EPA/CAMD | EPA/NEI | 2001
2018 | DE | Onyx - Allen Harim | 61206 | 10021 | PV | OP | NA | SUN |  | 18136 |  |  | EIA Prime Mover-level Data
2018 | DE | Perdue Bridgeville Photovoltaic | 57772 | BRID | PV | OP | NA | SUN |  | 13195 |  |  | EIA Prime Mover-level Data
2018 | DE | Red Lion Energy Center | 58433 | RED1 | FC | OP | NA | NG |  | 336503 | 0 | 0 | EIA Prime Mover-level Data | Estimated using an emission factor
2018 | DE | Red Lion Energy Center | 58433 | RED2 | FC | OP | NA | NG |  | 371314 | 0 | 0 | EIA Prime Mover-level Data | Estimated using an emission factor
2018 | DE | Red Lion Energy Center | 58433 | RED3 | FC | OP | NA | NG |  | 214666 | 0 | 0 | EIA Prime Mover-level Data | Estimated using an emission factor
2018 | DE | Red Lion Energy Center | 58433 | RED4 | FC | OP | NA | NG |  | 214666 | 0 | 0 | EIA Prime Mover-level Data | Estimated using an emission factor
2018 | DE | Red Lion Energy Center | 58433 | RED5 | FC | OP | NA | NG |  | 214666 | 0 | 0 | EIA Prime Mover-level Data | Estimated using an emission factor
2018 | DE | Red Lion Energy Center | 58433 | RED6 | FC | OP | NA | NG |  | 214666 | 0 | 0 | EIA Prime Mover-level Data | Estimated using an emission factor
2018 | DE | Seaford Delaware Plant | 10793 | GEN1 | ST | RE | NA | NG
2018 | DE | Seaford Delaware Plant | 10793 | GEN2 | ST | RE | NA | BIT
2018 | DE | Seaford Delaware Plant | 10793 | GEN3 | ST | RE | NA | NG
2018 | DE | South Campus Solar | 59922 | G1789 | PV | T | NA | SUN
2018 | DE | South Campus Solar | 59922 | GA500 | PV | OP | NA | SUN |  | 2090 |  |  | EIA Prime Mover-level Data
2018 | DE | South Campus Solar | 59922 | SG333 | PV | RE | NA | SUN |  | 1254 |  |  | EIA Prime Mover-level Data
2018 | DE | South Campus Solar | 59922 | SG500 | PV | RE | NA | SUN |  | 2090 |  |  | EIA Prime Mover-level Data
2018 | DE | University of Delaware Wind Turbine | 57176 | FSMW | WT | OP | NA | WND |  | 47479 |  |  | EIA Prime Mover-level Data
2018 | DE | Van Sant | 7318 | **11 | GT | OP | CT | DFO | 313.0 | 91741 | 0.58382 | 0.012728 | EPA/CAMD | EPA/NEI | 1991
2018 | DE | Warren F. Sam Beasley Pwr Station | 7962 | 1 | GT | OP | CT | NG | 547.0 | 193480 | 0.26 | 0.0026876 | EPA/CAMD | EPA/NEI | 2002
2018 | DE | Warren F. Sam Beasley Pwr Station | 7962 | 2 | GT | OP | CT | NG | 509.0 | 146455 | 1.46 | 0.019938 | EPA/CAMD | EPA/NEI | 2012
2018 | DE | West Substation | 597 | 10 | GT | OP | CT | DFO | 6.0 | 8501 | 0.154 | 0.036232 | EIA non-ozone season distributed and EPA/CAMD ozone season | EPA/NEI | 1964
2018 | DE | WHA Southbridge Solar Park | 61934 | 2 | PV | OP | NA | SUN |  | 7386 |  |  | EIA Prime Mover-level Data
2018 | FL | ACE-Stanton A PV | 61247 | ASA1 | PV | OP | NA | SUN |  | 74092 |  |  | EIA Prime Mover-level Data
2018 | FL | ACE-Stanton PV | 61246 | ASLF1 | PV | OP | NA | SUN |  | 90432 |  |  | EIA Prime Mover-level Data
2018 | FL | AEP Jacksonville Solar Project | 61388 | PV1 | PV | OP | NA | SUN |  | 91783 |  |  | EIA Prime Mover-level Data
2018 | FL | Alafia Solar | 61653 | PV1 | PV | P | NA | SUN
2018 | FL | Anclote | 8048 | 1 | ST | OP | TANGENTIAL | NG | 7,132.0 | 15913362 | 51.8689 | 0.0065189 | EPA/CAMD | EPA/NEI | 1974
2018 | FL | Anclote | 8048 | 2 | ST | OP | TANGENTIAL | NG | 6,114.0 | 13257935 | 49.2385 | 0.0074278 | EPA/CAMD | EPA/NEI | 1978
2018 | FL | Anheuser-Busch Jacksonville | 10431 | GEN1 | GT | OP | NA | NG |  | 681824 | 1.8694 | 0.0054834 | EIA Prime Mover-level Data | NEI avg EF - PM, fuel type, firing type
2018 | FL | Arvah B Hopkins | 688 | 1 | ST | OP | WALL | NG | 6,423.0 | 2376438 | 8.9108 | 0.0074993 | EPA/CAMD | EPA/NEI | 1971
2018 | FL | Arvah B Hopkins | 688 | 2A | CT | OP | CC | NG | 7,526.0 | 9724972 | 32.2819 | 0.006639 | EPA/CAMD | EPA/NEI | 2008
2018 | FL | Arvah B Hopkins | 688 | HC3 | GT | OP | CT | NG | 3,110.0 | 1197504 | 3.9593 | 0.0066126 | EPA/CAMD | EPA/NEI | 2005
2018 | FL | Arvah B Hopkins | 688 | HC4 | GT | OP | CT | NG | 2,345.0 | 895085 | 2.4226 | 0.0054132 | EPA/CAMD | EPA/NEI | 2005
2018 | FL | Auburndale Peaker Energy Center | 55833 | 6 | GT | OP | CT | NG | 16.0 | 28002 | 0.048414 | 0.0034579 | EPA/CAMD | EPA/NEI | 2002
2018 | FL | Avon Park | 624 | P1 | GT | OP | NA | NG |  | 8967 | 0.024585 | 0.0054834 | EIA Prime Mover-level Data | NEI avg EF - PM, fuel type, firing type
2018 | FL | Avon Park | 624 | P2 | GT | OP | NA | DFO |  | 8967 | 0.077382 | 0.017259 | EIA Prime Mover-level Data | NEI avg EF - PM, fuel type, firing type
2018 | FL | Babcock Preserve | 62634 | 1 | PV | L | NA | SUN
2018 | FL | Babcock Solar Energy Center | 59993 | 1 | PV | OP | NA | SUN |  | 1504380 |  |  | EIA Prime Mover-level Data
2018 | FL | Babcock Solar Energy Center | 59993 | BA | BA | OP | NA | MWH |  | 0 |  |  | EIA Prime Mover-level Data
2018 | FL | Balm Solar | 61654 | PV1 | PV | OP | NA | SUN |  | 220556 |  |  | EIA Prime Mover-level Data
2018 | FL | Baptist Medical Center | 10008 | CG-1 | IC | RE | NA | NG
2018 | FL | Baptist Medical Center | 10008 | CG-3 | IC | RE | NA | NG
2018 | FL | Baptist Medical Center | 10008 | CG-4 | IC | RE | NA | NG
2018 | FL | Baptist Medical Center | 10008 | TG-1 | GT | RE | NA | NG
2018 | FL | Baptist Medical Center | 10008 | TG-2 | GT | OP | NA | NG |  | 80277 | 0.2201 | 0.0054834 | EIA Prime Mover-level Data | NEI avg EF - PM, fuel type, firing type
2018 | FL | Baptist Medical Center | 10008 | TG-3 | GT | OP | NA | NG |  | 96332 | 0.26411 | 0.0054834 | EIA Prime Mover-level Data | NEI avg EF - PM, fuel type, firing type
2018 | FL | Baptist Medical Center | 10008 | TG-4 | GT | OP | NA | NG |  | 112387 | 0.30813 | 0.0054834 | EIA Prime Mover-level Data | NEI avg EF - PM, fuel type, firing type
2018 | FL | Barefoot Bay Solar Energy Center | 61051 | 1 | PV | OP | NA | SUN |  | 1519661 |  |  | EIA Prime Mover-level Data
2018 | FL | Bartow Solar Energy LLC | 61879 | PV | PV | OP | NA | SUN |  | 93715 |  |  | EIA Prime Mover-level Data
2018 | FL | Bay County Waste to Energy | 10250 | 1 | ST | OP | NA | MSW |  | 547237 | 24.9704 | 0.09126 | EIA Unit-level Data | Estimated using an emission factor
2018 | FL | Bay County Waste to Energy | 10250 | 2 | ST | OP | NA | MSW |  | 592903 | 27.0542 | 0.09126 | EIA Unit-level Data | Estimated using an emission factor
2018 | FL | Bayboro | 627 | P1 | GT | OP | NA | DFO |  | 27592 | 0.23811 | 0.017259 | EIA Prime Mover-level Data | NEI avg EF - PM, fuel type, firing type
2018 | FL | Bayboro | 627 | P2 | GT | OP | NA | DFO |  | 27592 | 0.23811 | 0.017259 | EIA Prime Mover-level Data | NEI avg EF - PM, fuel type, firing type
2018 | FL | Bayboro | 627 | P3 | GT | OP | NA | DFO |  | 27592 | 0.23811 | 0.017259 | EIA Prime Mover-level Data | NEI avg EF - PM, fuel type, firing type
2018 | FL | Bayboro | 627 | P4 | GT | OP | NA | DFO |  | 27592 | 0.23811 | 0.017259 | EIA Prime Mover-level Data | NEI avg EF - PM, fuel type, firing type
2018 | FL | Bayside Power Station | 7873 | CT1A | CT | OP | CC | NG | 5,682.0 | 7975873 | 26.3624 | 0.0066105 | EPA/CAMD | EPA/NEI | 2003
2018 | FL | Bayside Power Station | 7873 | CT1B | CT | OP | CC | NG | 5,805.0 | 8152677 | 26.9864 | 0.0066203 | EPA/CAMD | EPA/NEI | 2003
2018 | FL | Bayside Power Station | 7873 | CT1C | CT | OP | CC | NG | 5,837.0 | 8067821 | 26.4557 | 0.0065583 | EPA/CAMD | EPA/NEI | 2003
2018 | FL | Bayside Power Station | 7873 | CT2A | CT | OP | CC | NG | 3,830.0 | 5249974 | 17.347 | 0.0066084 | EPA/CAMD | EPA/NEI | 2003
2018 | FL | Bayside Power Station | 7873 | CT2B | CT | OP | CC | NG | 4,176.0 | 5846581 | 19.3821 | 0.0066303 | EPA/CAMD | EPA/NEI | 2003
2018 | FL | Bayside Power Station | 7873 | CT2C | CT | OP | CC | NG | 4,825.0 | 6938434 | 22.9911 | 0.0066272 | EPA/CAMD | EPA/NEI | 2003
2018 | FL | Bayside Power Station | 7873 | CT2D | CT | OP | CC | NG | 5,172.0 | 7359640 | 24.4236 | 0.0066372 | EPA/CAMD | EPA/NEI | 2003
2018 | FL | Bayside Power Station | 7873 | CT3A | GT | OP | CT | NG | 300.0 | 62386 | 0.44481 | 0.01426 | EPA/CAMD | EPA/NEI | 2009
2018 | FL | Bayside Power Station | 7873 | CT3B | GT | OP | CT | NG | 307.0 | 62599 | 0.45556 | 0.014555 | EPA/CAMD | EPA/NEI | 2009
2018 | FL | Bayside Power Station | 7873 | CT4A | GT | OP | CT | NG | 291.0 | 56755 | 0.43992 | 0.015503 | EPA/CAMD | EPA/NEI | 2009
2018 | FL | Bayside Power Station | 7873 | CT4B | GT | OP | CT | NG | 271.0 | 56589 | 0.40997 | 0.014489 | EPA/CAMD | EPA/NEI | 2009
2018 | FL | Bayside Power Station | 7873 | CT5A | GT | OP | CT | NG | 159.0 | 31355 | 0.21454 | 0.013685 | EPA/CAMD | EPA/NEI | 2009
2018 | FL | Bayside Power Station | 7873 | CT5B | GT | OP | CT | NG | 158.0 | 29087 | 0.21345 | 0.014676 | EPA/CAMD | EPA/NEI | 2009
2018 | FL | Bayside Power Station | 7873 | CT6A | GT | OP | CT | NG | 123.0 | 23123 | 0.1579 | 0.013657 | EPA/CAMD | EPA/NEI | 2009
2018 | FL | Bayside Power Station | 7873 | CT6B | GT | OP | CT | NG | 95.0 | 17766 | 0.11979 | 0.013485 | EPA/CAMD | EPA/NEI | 2009
2018 | FL | Big Bend | 645 | 1 | PV | OP | NA | SUN |  | 369725 |  |  | EIA Prime Mover-level Data
2018 | FL | Big Bend | 645 | BB01 | ST | OP | TURBO | NG | 3,400.0 | 6440179 | 4.7283 | 0.0014684 | EPA/CAMD | EPA/NEI | 1970
2018 | FL | Big Bend | 645 | BB02 | ST | OP | TURBO | NG | 4,262.0 | 8072833 | 5.3187 | 0.0013177 | EPA/CAMD | EPA/NEI | 1973
2018 | FL | Big Bend | 645 | BB03 | ST | OP | TURBO | BIT | 6,694.0 | 20207050 | 67.24 | 0.0066551 | EPA/CAMD | EPA/NEI | 1976
2018 | FL | Big Bend | 645 | BB04 | ST | OP | TANGENTIAL | BIT | 6,365.0 | 26273678 | 85.52 | 0.0065099 | EPA/CAMD | EPA/NEI | 1985
2018 | FL | Big Bend | 645 | CT4A | GT | OP | CT | NG | 255.0 | 47734 | 0.097652 | 0.0040915 | EPA/CAMD | EPA/NEI | 2009
2018 | FL | Big Bend | 645 | CT4B | GT | OP | CT | NG | 252.0 | 49320 | 0.09688 | 0.0039286 | EPA/CAMD | EPA/NEI | 2009
2018 | FL | Big Pine | 164 | 1 | IC | RE | NA | DFO
2018 | FL | Blue Cypress Solar Energy Center | 61029 | 1 | PV | OP | NA | SUN |  | 1404527 |  |  | EIA Prime Mover-level Data
2018 | FL | Blue Heron Solar | 62631 | 1 | PV | T | NA | SUN
2018 | FL | Bonnie Mine Solar | 61655 | PV1 | PV | V | NA | SUN
2018 | FL | Brandy Branch | 7846 | 1 | GT | OP | CT | NG | 1,324.0 | 1478579 | 5.7491 | 0.0077765 | EPA/CAMD | EPA/NEI | 2001
2018 | FL | Brandy Branch | 7846 | 2 | CT | OP | CC | NG | 8,387.0 | 14255728 | 45.1901 | 0.0063399 | EPA/CAMD | EPA/NEI | 2001
2018 | FL | Brandy Branch | 7846 | 3 | CT | OP | CC | NG | 8,421.0 | 14440592 | 45.7059 | 0.0063302 | EPA/CAMD | EPA/NEI | 2001
2018 | FL | Brevard | 61777 | ENG1 | IC | OP | NA | LFG |  | 70154 | 0.51563 | 0.0147 | EIA Prime Mover-level Data | Estimated using an emission factor
2018 | FL | Brevard | 61777 | ENG2 | IC | OP | NA | LFG |  | 70154 | 0.51563 | 0.0147 | EIA Prime Mover-level Data | Estimated using an emission factor
2018 | FL | Brevard | 61777 | ENG3 | IC | OP | NA | LFG |  | 70154 | 0.51563 | 0.0147 | EIA Prime Mover-level Data | Estimated using an emission factor
2018 | FL | Brevard | 61777 | ENG4 | IC | OP | NA | LFG |  | 70154 | 0.51563 | 0.0147 | EIA Prime Mover-level Data | Estimated using an emission factor
2018 | FL | Brevard | 61777 | ENG5 | IC | OP | NA | LFG |  | 70154 | 0.51563 | 0.0147 | EIA Prime Mover-level Data | Estimated using an emission factor
2018 | FL | Brevard | 61777 | ENG6 | IC | OP | NA | LFG |  | 70154 | 0.51563 | 0.0147 | EIA Prime Mover-level Data | Estimated using an emission factor
2018 | FL | Bryant Sugar House | 50483 | DGE | IC | RE | NA | DFO
2018 | FL | Bryant Sugar House | 50483 | DGW | IC | RE | NA | DFO
2018 | FL | Bryant Sugar House | 50483 | TG1 | ST | RE | NA | AB
2018 | FL | Bryant Sugar House | 50483 | TG2 | ST | RE | NA | AB
2018 | FL | Bryant Sugar House | 50483 | TG3 | ST | RE | NA | AB
2018 | FL | Bryant Sugar House | 50483 | TG4 | ST | RE | NA | AB
2018 | FL | Buckeye Florida LP | 50466 | 1BB | ST | OP | NA | WDS |  | 2069807 | 23.6084 | 0.022812 | EIA Unit-level Data | NEI avg EF - PM, fuel type
2018 | FL | Buckeye Florida LP | 50466 | 1PB | ST | OP | NA | NG |  | 1101664 | 4.4355 | 0.0080524 | EIA Unit-level Data | NEI avg EF - PM, fuel type
2018 | FL | Buckeye Florida LP | 50466 | 2BB | ST | OP | NA | WDS |  | 4453029 | 50.7917 | 0.022812 | EIA Unit-level Data | NEI avg EF - PM, fuel type
2018 | FL | Buckeye Florida LP | 50466 | 2PB | ST | OP | NA | NG |  | 744118 | 2.996 | 0.0080524 | EIA Unit-level Data | NEI avg EF - PM, fuel type
2018 | FL | Buckeye Florida LP | 50466 | 2RB | ST | OP | NA | BLQ |  | 6918250 | 0.53789 | 0.0001555 | EIA Unit-level Data | Estimated using an emission factor
2018 | FL | Buckeye Florida LP | 50466 | 3RB | ST | OP | NA | BLQ |  | 5899773 | 0.45871 | 0.0001555 | EIA Unit-level Data | Estimated using an emission factor
2018 | FL | Buckeye Florida LP | 50466 | 4RB | ST | OP | NA | BLQ |  | 9497689 | 0.73845 | 0.0001555 | EIA Unit-level Data | Estimated using an emission factor
2018 | FL | Butler Plaza | 58618 | 1 | PV | OP | NA | SUN |  | 14563 |  |  | EIA Prime Mover-level Data
2018 | FL | C D McIntosh Jr Power Plant | 676 | 2 | ST | OP | WALL | RFO | 0.0 |  | 0.48562 |  |  | EPA/NEI | 1976
2018 | FL | C D McIntosh Jr Power Plant | 676 | 3 | ST | OP | WALL | BIT | 7,142.0 | 18649220 | 276.9409 | 0.0297 | EPA/CAMD | EPA/NEI | 1982
2018 | FL | C D McIntosh Jr Power Plant | 676 | 5 | CT | OP | CC | NG | 7,842.0 | 14907363 | 1.4162 | 0.00019 | EPA/CAMD | EPA/NEI | 1999
2018 | FL | C H Corn Hydroelectric Facility | 956 | 1 | HY | OP | NA | WAT |  | 70652 |  |  | EIA Prime Mover-level Data
2018 | FL | C H Corn Hydroelectric Facility | 956 | 2 | HY | OP | NA | WAT |  | 70652 |  |  | EIA Prime Mover-level Data
2018 | FL | C H Corn Hydroelectric Facility | 956 | 3 | HY | OP | NA | WAT |  | 54595 |  |  | EIA Prime Mover-level Data
2018 | FL | Cane Island | 7238 | 2 | CT | OP | CC | NG | 2,318.0 | 1558887 | 5.1391 | 0.0065933 | EPA/CAMD | EPA/NEI | 1995
2018 | FL | Cane Island | 7238 | 3 | CT | OP | CC | NG | 6,412.0 | 8476539 | 28.657 | 0.0067615 | EPA/CAMD | EPA/NEI | 2001
2018 | FL | Cane Island | 7238 | 4 | CT | OP | CC | NG | 7,137.0 | 11765563 | 40.79 | 0.0069338 | EPA/CAMD | EPA/NEI | 2011
2018 | FL | Cane Island | 7238 | **1 | GT | OP | CT | NG | 87.0 | 17823 | 0.05691 | 0.0063861 | EPA/CAMD | EPA/NEI | 1995
2018 | FL | Cape Canaveral | 609 | CCCT3A | CT | OP | CC | NG | 6,417.0 | 14114678 | 47.076 | 0.0066705 | EPA/CAMD | EPA/NEI | 2012
2018 | FL | Cape Canaveral | 609 | CCCT3B | CT | OP | CC | NG | 6,737.0 | 15638761 | 49.1191 | 0.0062817 | EPA/CAMD | EPA/NEI | 2012
2018 | FL | Cape Canaveral | 609 | CCCT3C | CT | OP | CC | NG | 7,783.0 | 17954436 | 51.3842 | 0.0057238 | EPA/CAMD | EPA/NEI | 2012
2018 | FL | Cattle Ranch | 62632 | 1 | PV | T | NA | SUN
2018 | FL | Central District Wastewater Treat Plant | 54623 | 1 | IC | RE | NA | OBG
2018 | FL | Central District Wastewater Treat Plant | 54623 | 2 | IC | RE | NA | OBG
2018 | FL | Central District Wastewater Treat Plant | 54623 | 3 | IC | RE | NA | OBG
2018 | FL | Central District Wastewater Treat Plant | 54623 | 4 | IC | RE | NA | OBG
2018 | FL | Central District Wastewater Treat Plant | 54623 | 5 | IC | OP | NA | OBG |  | 31422 | 0.23095 | 0.0147 | EIA Prime Mover-level Data | Estimated using an emission factor
2018 | FL | Central District Wastewater Treat Plant | 54623 | 6 | IC | OP | NA | OBG |  | 31422 | 0.23095 | 0.0147 | EIA Prime Mover-level Data | Estimated using an emission factor
2018 | FL | Central District Wastewater Treat Plant | 54623 | 3A | IC | OP | NA | OBG |  | 31422 | 0.23095 | 0.0147 | EIA Prime Mover-level Data | Estimated using an emission factor
2018 | FL | Central District Wastewater Treat Plant | 54623 | 4A | IC | OP | NA | OBG |  | 31422 | 0.23095 | 0.0147 | EIA Prime Mover-level Data | Estimated using an emission factor
2018 | FL | Charles Larsen Memorial Power Plant | 675 | **8 | CT | OP | CC | NG | 1,496.0 | 921276 | 3.0472 | 0.0066153 | EPA/CAMD | EPA/NEI | 1992
2018 | FL | Citrus Ridge Solar | 61988 | FL501 | PV | OP | NA | SUN |  | 7176 |  |  | EIA Prime Mover-level Data
2018 | FL | Citrus Solar Energy Center | 60061 | 1 | PV | OP | NA | SUN |  | 1507754 |  |  | EIA Prime Mover-level Data
2018 | FL | Citrus Solar Energy Center | 60061 | BA | BA | OP | NA | MWH |  | 0 |  |  | EIA Prime Mover-level Data
2018 | FL | Clewiston Sugar House | 50482 | B1 | ST | OP | NA | AB |  | 1855871 | 4.649 | 0.00501 | EIA Unit-level Data | Estimated using an emission factor
2018 | FL | Clewiston Sugar House | 50482 | B2 | ST | OP | NA | AB |  | 1397903 | 3.5017 | 0.00501 | EIA Unit-level Data | Estimated using an emission factor
2018 | FL | Clewiston Sugar House | 50482 | B4 | ST | OP | NA | AB |  | 2884097 | 7.2247 | 0.00501 | EIA Unit-level Data | Estimated using an emission factor
2018 | FL | Clewiston Sugar House | 50482 | B7 | ST | OP | NA | AB |  | 4338471 | 10.8679 | 0.00501 | EIA Unit-level Data | Estimated using an emission factor
2018 | FL | Clewiston Sugar House | 50482 | B8 | ST | OP | NA | AB |  | 7199715 | 18.0353 | 0.00501 | EIA Unit-level Data | Estimated using an emission factor
2018 | FL | Clewiston Sugar House | 50482 | DGN | IC | RE | NA | DFO
2018 | FL | Clewiston Sugar House | 50482 | DGS | IC | RE | NA | DFO
2018 | FL | Clewiston Sugar House | 50482 | TG1 | ST | RE | NA | AB
2018 | FL | Columbia Solar Power Plant | 61982 | PV1 | PV | P | NA | SUN
2018 | FL | Coral Farms Solar Energy Center | 61022 | 1 | PV | OP | NA | SUN |  | 1400562 |  |  | EIA Prime Mover-level Data
2018 | FL | CoTAL Solar Farm | 60582 | PV1 | PV | OP | NA | SUN |  | 342225 |  |  | EIA Prime Mover-level Data
2018 | FL | Covanta Lake County Energy | 50629 | 1 | ST | OP | NA | MSW |  | 860693 | 0.067134 | 0.000156 | EIA Unit-level Data | Estimated using an emission factor
2018 | FL | Covanta Lake County Energy | 50629 | 2 | ST | OP | NA | MSW |  | 846227 | 0.066006 | 0.000156 | EIA Unit-level Data | Estimated using an emission factor
2018 | FL | Crist Electric Generating Plant | 641 | 4 | ST | OP | TANGENTIAL | BIT | 1,997.0 | 855447 | 0.55992 | 0.0013091 | EPA/CAMD | EPA/NEI | 1959
2018 | FL | Crist Electric Generating Plant | 641 | 5 | ST | OP | TANGENTIAL | BIT | 2,045.0 | 870909 | 8.3979 | 0.019285 | EPA/CAMD | EPA/NEI | 1961
2018 | FL | Crist Electric Generating Plant | 641 | 6 | ST | OP | WALL | BIT | 5,716.0 | 12373599 | 135.4262 | 0.02189 | EPA/CAMD | EPA/NEI | 1970
2018 | FL | Crist Electric Generating Plant | 641 | 7 | ST | OP | WALL | BIT | 5,737.0 | 19862686 | 221.0101 | 0.022254 | EPA/CAMD | EPA/NEI | 1973
2018 | FL | Crystal River | 628 | 1 | ST | OP | TANGENTIAL | BIT | 726.0 | 1206671 | 10.107 | 0.016752 | EPA/CAMD | EPA/NEI | 1966
2018 | FL | Crystal River | 628 | 2 | ST | OP | TANGENTIAL | BIT | 5,906.0 | 9653155 | 82.774 | 0.01715 | EPA/CAMD | EPA/NEI | 1969
2018 | FL | Crystal River | 628 | 3 | ST | RE | NA | NUC
2018 | FL | Crystal River | 628 | 4 | ST | OP | WALL | BIT | 6,715.0 | 43029911 | 397.4614 | 0.018474 | EPA/CAMD | EPA/NEI | 1982
2018 | FL | Crystal River | 628 | 5 | ST | OP | WALL | BIT | 7,854.0 | 48015812 | 453.8119 | 0.018903 | EPA/CAMD | EPA/NEI | 1984
2018 | FL | CSL Gas Recovery | 50572 | GEN1 | CT |  | NA | LFG |  | 297143 | 3.2091 | 0.0216 | EIA Unit-level Data | Estimated using an emission factor
2018 | FL | CSL Gas Recovery | 50572 | GEN2 | CT |  | NA | LFG |  | 298951 | 3.2287 | 0.0216 | EIA Unit-level Data | Estimated using an emission factor
2018 | FL | CSL Gas Recovery | 50572 | GEN3 | CT |  | NA | LFG |  | 307318 | 3.319 | 0.0216 | EIA Unit-level Data | Estimated using an emission factor
2018 | FL | CSL Gas Recovery | 50572 | GEN4 | CA | OP | NA | LFG |  | 0 | 0 |  | EIA Unit-level Data | Estimated using an emission factor
2018 | FL | Cudjoe | 6582 | 2 | IC | RE | NA | DFO
2018 | FL | Cudjoe | 6582 | 3 | IC | RE | NA | DFO
2018 | FL | Curtis H. Stanton Energy Center | 564 | 1 | ST | OP | WALL | BIT | 7,970.0 | 23003455 | 247.8822 | 0.021552 | EPA/CAMD | EPA/NEI | 1987
2018 | FL | Curtis H. Stanton Energy Center | 564 | 2 | ST | OP | WALL | BIT | 7,195.0 | 24430829 | 266.3475 | 0.021804 | EPA/CAMD | EPA/NEI | 1996
2018 | FL | Curtis H. Stanton Energy Center | 564 | CCB | CT | OP | CC | NG | 7,132.0 | 10774982 | 36.3088 | 0.0067395 | EPA/CAMD | EPA/NEI | 2009
2018 | FL | Cutler | 610 | 5 | ST | RE | NA | NG
2018 | FL | Cutler | 610 | 6 | ST | RE | NA | NG
2018 | FL | Cutrale Citrus Juices USA I | 10020 | GEN1 | GT | RE | NA | NG
2018 | FL | Cutrale Citrus Juices USA I | 10020 | GEN2 | GT | RE | NA | NG
2018 | FL | Cutrale Citrus Juices USA I | 10020 | GEN3 | GT | OP | NA | NG |  | 408084 | 1.1188 | 0.0054834 | EIA Prime Mover-level Data | NEI avg EF - PM, fuel type, firing type
2018 | FL | Cutrale Citrus Juices USA II | 10188 | GEN1 | CT | RE | NA | NG
2018 | FL | Cutrale Citrus Juices USA II | 10188 | GEN2 | CT | RE | NA | NG
2018 | FL | Cutrale Citrus Juices USA II | 10188 | GEN3 | CA | RE | NA | NG
2018 | FL | Cutrale Citrus Juices USA II | 10188 | GEN4 | GT | RE | NA | NG
2018 | FL | Cutrale Citrus Juices USA II | 10188 | GEN5 | GT | RE | NA | NG
2018 | FL | Cutrale Citrus Juices USA II | 10188 | GEN6 | GT | OP | NA | NG |  | 311192 | 0.85319 | 0.0054834 | EIA Prime Mover-level Data | NEI avg EF - PM, fuel type, firing type
2018 | FL | Cutrale Citrus Juices USA II | 10188 | GEN7 | GT | OP | NA | NG |  | 311192 | 0.85319 | 0.0054834 | EIA Prime Mover-level Data | NEI avg EF - PM, fuel type, firing type
2018 | FL | Daytona International Speedway Solar | 60005 | 1 | PV | OP | NA | SUN |  | 14680 |  |  | EIA Prime Mover-level Data
2018 | FL | Debary | 6046 | **10 | GT | OP | CT | DFO | 62.0 | 37256 | 0.19601 | 0.010522 | EPA/CAMD | EPA/NEI | 1992
2018 | FL | Debary | 6046 | **7 | GT | OP | CT | DFO | 6.0 | 2390 | 0.008086 | 0.0067665 | EPA/CAMD | EPA/NEI | 1992
2018 | FL | Debary | 6046 | **8 | GT | OP | CT | DFO | 384.0 | 263876 | 0.80057 | 0.0060678 | EPA/CAMD | EPA/NEI | 1992
2018 | FL | Debary | 6046 | **9 | GT | OP | CT | DFO | 113.0 | 77657 | 0.23032 | 0.0059317 | EPA/CAMD | EPA/NEI | 1992
2018 | FL | Debary Solar Power Plant | 62542 | PV1 | PV | P | NA | SUN
2018 | FL | Deerhaven | 663 | B1 | ST | OP | WALL | NG | 7,415.0 | 2382397 | 16.3989 | 0.013767 | EPA/CAMD | EPA/NEI | 1972
2018 | FL | Deerhaven | 663 | B2 | ST | OP | WALL | BIT | 7,041.0 | 6761446 | 118.9429 | 0.035183 | EPA/CAMD | EPA/NEI | 1981
2018 | FL | Deerhaven | 663 | CT3 | GT | OP | CT | NG | 196.0 | 123475 | 0.48251 | 0.0078154 | EPA/CAMD | NEI avg EF - PM, fuel type, firing type | 1996
2018 | FL | Deerhaven Renewable Energy Center | 57241 | BFB1 | ST | OP | FLUIDIZED | WDS | 7,777.0 | 8933684 | 7.4333 | 0.0016641 | EPA/CAMD | EPA/NEI | 2013
2018 | FL | DeSoto Next Generation Solar Energy | 56929 | 1 | PV | OP | NA | SUN |  | 427471 |  |  | EIA Prime Mover-level Data
2018 | FL | Dinner Lake | 747 | 1 | ST | RE | NA | NG
2018 | FL | Echo River Solar | 62490 | 1 | PV | T | NA | SUN
2018 | FL | Egret Solar Center | 62925 | 1 | PV | L | NA | SUN
2018 | FL | Eight Flags Energy | 60025 | 01 | GT | OP | NA | NG |  | 1740786 | 4.7727 | 0.0054834 | EIA Prime Mover-level Data | NEI avg EF - PM, fuel type, firing type
2018 | FL | F J Gannon | 646 | 1 | ST | RE | NA | BIT
2018 | FL | F J Gannon | 646 | 2 | ST | RE | NA | BIT
2018 | FL | F J Gannon | 646 | 3 | ST | RE | NA | BIT
2018 | FL | F J Gannon | 646 | 4 | ST | RE | NA | BIT
2018 | FL | F J Gannon | 646 | GT1 | GT | RE | NA | DFO
2018 | FL | Fernandina Beach Mill | 10202 | 4REC | ST | OP | OTHER BOILER | BLQ |  | 5453564 | 0.84803 | 0.000311 | EIA Unit-level Data | Estimated using an emission factor
2018 | FL | Fernandina Beach Mill | 10202 | 5PWR | ST | OP | OTHER BOILER | WDS |  | 3587963 | 36.2922 | 0.02023 | EIA Unit-level Data | NEI avg EF - PM, fuel type, firing type
2018 | FL | Fernandina Beach Mill | 10202 | 5REC | ST | OP | OTHER BOILER | BLQ |  | 5699185 | 0.88622 | 0.000311 | EIA Unit-level Data | Estimated using an emission factor
2018 | FL | Fernandina Beach Mill | 10202 | 7PWR | ST | OP | TANGENTIAL | NG |  | 7148564 | 33.5896 | 0.0093976 | EIA Unit-level Data | NEI avg EF - PM, fuel type, firing type
2018 | FL | Fernandina Plant | 10562 | GEN2 | ST | RE | NA | RFO
2018 | FL | Fernandina Plant | 10562 | PB6 | ST | OP | NA | WDS |  | 3689726 | 42.0854 | 0.022812 | EIA Unit-level Data | NEI avg EF - PM, fuel type
2018 | FL | Fernandina Plant | 10562 | REC5 | ST | OP | NA | WDL |  | 4215616 | 37.3082 | 0.0177 | EIA Unit-level Data | Estimated using an emission factor
2018 | FL | Field Street | 7954 | 1 | GT | OP | NA | DFO |  | 241 | 0.0020797 | 0.017259 | EIA Prime Mover-level Data | NEI avg EF - PM, fuel type, firing type
2018 | FL | Field Street | 7954 | 2 | GT | OP | NA | DFO |  | 241 | 0.0020797 | 0.017259 | EIA Prime Mover-level Data | NEI avg EF - PM, fuel type, firing type
2018 | FL | FIU Solar | 60006 | 1 | PV | OP | NA | SUN |  | 11306 |  |  | EIA Prime Mover-level Data
2018 | FL | Florida Power Development | 10333 | 1 | ST | OP | STOKER | OBS |  | 4320409 | 29.6587 | 0.01373 | EIA Unit-level Data | EPA/NEI
2018 | FL | Florida's Natural Growers | 10275 | CE50 | GT | OP | NA | NG |  | 229159 | 0.62828 | 0.0054834 | EIA Prime Mover-level Data | NEI avg EF - PM, fuel type, firing type
2018 | FL | Florida's Natural Growers | 10275 | TA70 | GT | OP | NA | NG |  | 471414 | 1.2925 | 0.0054834 | EIA Prime Mover-level Data | NEI avg EF - PM, fuel type, firing type
2018 | FL | Fort Myers | 612 | FMCT2A | CT | OP | CC | NG | 7,091.0 | 10610898 | 35.1396 | 0.0066233 | EPA/CAMD | EPA/NEI | 2000
2018 | FL | Fort Myers | 612 | FMCT2B | CT | OP | CC | NG | 6,702.0 | 9857662 | 32.691 | 0.0066326 | EPA/CAMD | EPA/NEI | 2000
2018 | FL | Fort Myers | 612 | FMCT2C | CT | OP | CC | NG | 7,429.0 | 11023004 | 36.5346 | 0.0066288 | EPA/CAMD | EPA/NEI | 2001
2018 | FL | Fort Myers | 612 | FMCT2D | CT | OP | CC | NG | 6,940.0 | 10206635 | 33.8256 | 0.0066282 | EPA/CAMD | EPA/NEI | 2001
2018 | FL | Fort Myers | 612 | FMCT2E | CT | OP | CC | NG | 6,545.0 | 9679289 | 32.0811 | 0.0066288 | EPA/CAMD | EPA/NEI | 2001
2018 | FL | Fort Myers | 612 | FMCT2F | CT | OP | CC | NG | 7,790.0 | 11384314 | 37.6645 | 0.0066169 | EPA/CAMD | EPA/NEI | 2001
2018 | FL | Fort Myers | 612 | PFM3A | GT | OP | CT | NG | 329.0 | 377403 | 1.7269 | 0.0091517 | EPA/CAMD | EPA/NEI | 2003
2018 | FL | Fort Myers | 612 | PFM3B | GT | OP | CT | NG | 313.0 | 364358 | 1.6216 | 0.0089011 | EPA/CAMD | EPA/NEI | 2003
2018 | FL | Fort Myers | 612 | PFM3C | GT | OP | CT | NG | 635.0 | 885217 | 1.736 | 0.0039221 | EPA/CAMD | EPA/NEI | 2016
2018 | FL | Fort Myers | 612 | PFM3D | GT | OP | CT | NG | 578.0 | 792640 | 1.5437 | 0.0038952 | EPA/CAMD | EPA/NEI | 2016
2018 | FL | G E Turner | 629 | P1 | GT | RE | NA | DFO
2018 | FL | G E Turner | 629 | P2 | GT | RE | NA | DFO
2018 | FL | G E Turner | 629 | P3 | GT | RE | NA | DFO
2018 | FL | G E Turner | 629 | P4 | GT | RE | NA | DFO
2018 | FL | G W Ivey | 665 | 2 | IC | OP | NA | NG |  | 349 | 7.3639e-05 | 0.000422 | EIA Prime Mover-level Data | Estimated using an emission factor
2018 | FL | G W Ivey | 665 | 3 | IC | OP | NA | NG |  | 349 | 7.3639e-05 | 0.000422 | EIA Prime Mover-level Data | Estimated using an emission factor
2018 | FL | G W Ivey | 665 | 8 | IC | RE | NA | NG
2018 | FL | G W Ivey | 665 | 9 | IC | RE | NA | NG
2018 | FL | G W Ivey | 665 | 10 | IC | RE | NA | NG
2018 | FL | G W Ivey | 665 | 11 | IC | RE | NA | NG
2018 | FL | G W Ivey | 665 | 12 | IC | RE | NA | NG
2018 | FL | G W Ivey | 665 | 13 | IC | OP | NA | NG |  | 349 | 7.3639e-05 | 0.000422 | EIA Prime Mover-level Data | Estimated using an emission factor
2018 | FL | G W Ivey | 665 | 14 | IC | OP | NA | NG |  | 349 | 7.3639e-05 | 0.000422 | EIA Prime Mover-level Data | Estimated using an emission factor
2018 | FL | G W Ivey | 665 | 15 | IC | OP | NA | NG |  | 349 | 7.3639e-05 | 0.000422 | EIA Prime Mover-level Data | Estimated using an emission factor
2018 | FL | G W Ivey | 665 | 16 | IC | OP | NA | NG |  | 349 | 7.3639e-05 | 0.000422 | EIA Prime Mover-level Data | Estimated using an emission factor
2018 | FL | G W Ivey | 665 | 17 | IC | OP | NA | NG |  | 349 | 7.3639e-05 | 0.000422 | EIA Prime Mover-level Data | Estimated using an emission factor
2018 | FL | G W Ivey | 665 | 18 | IC | RE | NA | NG
2018 | FL | G W Ivey | 665 | 19 | IC | OP | NA | NG |  | 1535 | 0.00032389 | 0.000422 | EIA Prime Mover-level Data | Estimated using an emission factor
2018 | FL | G W Ivey | 665 | 20 | IC | OP | NA | NG |  | 1117 | 0.00023569 | 0.000422 | EIA Prime Mover-level Data | Estimated using an emission factor
2018 | FL | G W Ivey | 665 | 21 | IC | OP | NA | NG |  | 1117 | 0.00023569 | 0.000422 | EIA Prime Mover-level Data | Estimated using an emission factor
2018 | FL | G W Ivey | 665 | 22 | IC | SB | NA | DFO |  | 17 | 0.002635 | 0.31 | EIA Prime Mover-level Data | Estimated using an emission factor
2018 | FL | G2 Energy Marion LLC | 57128 | 357 | IC | OP | NA | LFG |  | 117389 | 0.86281 | 0.0147 | EIA Prime Mover-level Data | Estimated using an emission factor
2018 | FL | G2 Energy Marion LLC | 57128 | 358 | IC | OP | NA | LFG |  | 117389 | 0.86281 | 0.0147 | EIA Prime Mover-level Data | Estimated using an emission factor
2018 | FL | G2 Energy Marion LLC | 57128 | 360 | IC | OP | NA | LFG |  | 58694 | 0.4314 | 0.0147 | EIA Prime Mover-level Data | Estimated using an emission factor
2018 | FL | Georgia-Pacific Palatka Operations | 10611 | 5 | ST | OP | WALL | NG |  | 1652646 | 5.9284 | 0.0071744 | EIA Unit-level Data | NEI avg EF - PM, fuel type, firing type
2018 | FL | Georgia-Pacific Palatka Operations | 10611 | 7 | ST | RE | WALL | NG |  | 0 | 0 |  | EIA Unit-level Data | NEI avg EF - PM, fuel type, firing type
2018 | FL | Georgia-Pacific Palatka Operations | 10611 | 4 COMB | ST | OP | STOKER | WDS |  | 2889489 | 50.0073 | 0.034613 | EIA Unit-level Data | NEI avg EF - PM, fuel type, firing type
2018 | FL | Georgia-Pacific Palatka Operations | 10611 | 4RB | ST | OP | OTHER BOILER | BLQ |  | 8069213 | 0.12548 | 3.11e-05 | EIA Unit-level Data | Estimated using an emission factor
2018 | FL | Georgia-Pacific Palatka Operations | 10611 | GEN3 | ST | RE | NA | BLQ
2018 | FL | Girvin Landfill | 7705 | 1 | IC | RE | NA | LFG
2018 | FL | Goldfinch | 60124 | GFNCH | PV | OP | NA | SUN |  | 46375 |  |  | EIA Prime Mover-level Data
2018 | FL | Grange Hall Solar | 61656 | PV1 | PV | V | NA | SUN
2018 | FL | Green Gas-Port Charlotte LLC | 59240 | G1 | IC | OP | NA | LFG |  | 64302 | 0.47262 | 0.0147 | EIA Prime Mover-level Data | Estimated using an emission factor
2018 | FL | Green Gas-Port Charlotte LLC | 59240 | G2 | IC | OP | NA | LFG |  | 64302 | 0.47262 | 0.0147 | EIA Prime Mover-level Data | Estimated using an emission factor
2018 | FL | Greenland Energy Center | 56799 | 1 | GT | OP | CT | NG | 1,408.0 | 1848366 | 6.131 | 0.006634 | EPA/CAMD | EPA/NEI | 2011
2018 | FL | Greenland Energy Center | 56799 | 2 | GT | OP | CT | NG | 1,512.0 | 2029988 | 5.0444 | 0.0049699 | EPA/CAMD | EPA/NEI | 2011
2018 | FL | Gulf Coast Solar Center I | 59689 | GCSC1 | PV | OP | NA | SUN |  | 515823 |  |  | EIA Prime Mover-level Data
2018 | FL | Gulf Coast Solar Center II | 59690 | GCSC2 | PV | OP | NA | SUN |  | 704018 |  |  | EIA Prime Mover-level Data
2018 | FL | Gulf Coast Solar Center III | 59691 | GCSC3 | PV | OP | NA | SUN |  | 850070 |  |  | EIA Prime Mover-level Data
2018 | FL | Hamilton Solar Power Plant | 61807 | PV1 | PV | OP | NA | SUN |  | 7449 |  |  | EIA Prime Mover-level Data
2018 | FL | Hammock Solar | 61024 | 1 | PV | OP | NA | SUN |  | 1441400 |  |  | EIA Prime Mover-level Data
2018 | FL | Hansel | 672 | 8 | IC | RE | NA | NG
2018 | FL | Hansel | 672 | 14 | IC | RE | NA | NG
2018 | FL | Hansel | 672 | 15 | IC | RE | NA | NG
2018 | FL | Hansel | 672 | 16 | IC | RE | NA | NG
2018 | FL | Hansel | 672 | 17 | IC | RE | NA | NG
2018 | FL | Hansel | 672 | 18 | IC | RE | NA | NG
2018 | FL | Hansel | 672 | 19 | IC | RE | NA | DFO
2018 | FL | Hansel | 672 | 20 | IC | RE | NA | DFO
2018 | FL | Hansel | 672 | 21 | CT | RE | NA | NG
2018 | FL | Hansel | 672 | 22 | CA | RE | NA | NG
2018 | FL | Hansel | 672 | 23 | CA | RE | NA | NG
2018 | FL | Hardee Power Station | 50949 | CT2B | GT | OP | CT | NG | 392.0 | 281486 | 0.026741 | 0.00019 | EPA/CAMD | EPA/NEI | 2000
2018 | FL | Harvest Power Orlando | 59151 | CHP 1 | IC | OP | NA | OBG |  | 94764 | 0.69652 | 0.0147 | EIA Prime Mover-level Data | Estimated using an emission factor
2018 | FL | Harvest Power Orlando | 59151 | CHP 2 | IC | OP | NA | OBG |  | 94764 | 0.69652 | 0.0147 | EIA Prime Mover-level Data | Estimated using an emission factor
2018 | FL | Hecate Energy Blair Road LLC | 62778 | HEJEA | PV | OP | NA | SUN |  | 61856 |  |  | EIA Prime Mover-level Data
2018 | FL | Henry D King | 658 | 5 | CA | RE | NA | NG
2018 | FL | Henry D King | 658 | 6 | ST | RE | NA | NG
2018 | FL | Henry D King | 658 | 7 | ST | RE | NA | NG
2018 | FL | Henry D King | 658 | 8 | ST | RE | NA | NG
2018 | FL | Henry D King | 658 | 9 | CT | RE | NA | NG
2018 | FL | Henry D King | 658 | D1 | IC | RE | NA | DFO
2018 | FL | Henry D King | 658 | D2 | IC | RE | NA | DFO
2018 | FL | Hernando | 61779 | ENG1 | IC | OP | NA | LFG |  | 118981 | 0.87451 | 0.0147 | EIA Prime Mover-level Data | Estimated using an emission factor
2018 | FL | Hibiscus Solar Energy Center | 62206 | 1 | PV | L | NA | SUN
2018 | FL | Higgins | 630 | P1 | GT | OP | NA | NG |  | 93020 | 0.25503 | 0.0054834 | EIA Prime Mover-level Data | NEI avg EF - PM, fuel type, firing type
2018 | FL | Higgins | 630 | P2 | GT | OP | NA | NG |  | 93020 | 0.25503 | 0.0054834 | EIA Prime Mover-level Data | NEI avg EF - PM, fuel type, firing type
2018 | FL | Higgins | 630 | P3 | GT | OP | NA | NG |  | 118415 | 0.32466 | 0.0054834 | EIA Prime Mover-level Data | NEI avg EF - PM, fuel type, firing type
2018 | FL | Higgins | 630 | P4 | GT | OP | NA | NG |  | 118415 | 0.32466 | 0.0054834 | EIA Prime Mover-level Data | EPA/NEI
2018 | FL | Hillsborough County Resource Recovery | 50858 | MWC1B | ST | OP | NA | MSW |  | 1159277 | 0.090424 | 0.000156 | EIA Unit-level Data | Estimated using an emission factor
2018 | FL | Hillsborough County Resource Recovery | 50858 | MWC2C | ST | OP | NA | MSW |  | 1141108 | 0.089006 | 0.000156 | EIA Unit-level Data | Estimated using an emission factor
2018 | FL | Hillsborough County Resource Recovery | 50858 | MWC3D | ST | OP | NA | MSW |  | 1068528 | 0.083345 | 0.000156 | EIA Unit-level Data | Estimated using an emission factor
2018 | FL | Hillsborough County Resource Recovery | 50858 | MWC4E | ST | OP | NA | MSW |  | 2089885 | 0.16301 | 0.000156 | EIA Unit-level Data | Estimated using an emission factor
2018 | FL | Hines Energy Complex | 7302 | 1A | CT | OP | CC | NG | 6,850.0 | 10819443 | 47.0646 | 0.0087 | EPA/CAMD | EPA/NEI | 1998
2018 | FL | Hines Energy Complex | 7302 | 1B | CT | OP | CC | NG | 7,067.0 | 11220855 | 51.6159 | 0.0092 | EPA/CAMD | EPA/NEI | 1998
2018 | FL | Hines Energy Complex | 7302 | 2A | CT | OP | CC | NG | 7,174.0 | 12065746 | 54.8993 | 0.0091 | EPA/CAMD | EPA/NEI | 2003
2018 | FL | Hines Energy Complex | 7302 | 2B | CT | OP | CC | NG | 7,345.0 | 12495231 | 56.8535 | 0.0091 | EPA/CAMD | EPA/NEI | 2003
2018 | FL | Hines Energy Complex | 7302 | 3A | CT | OP | CC | NG | 6,845.0 | 11226876 | 51.078 | 0.0090992 | EPA/CAMD | EPA/NEI | 2005
2018 | FL | Hines Energy Complex | 7302 | 3B | CT | OP | CC | NG | 7,102.0 | 11563790 | 52.6153 | 0.0091 | EPA/CAMD | EPA/NEI | 2005
2018 | FL | Hines Energy Complex | 7302 | 4A | CT | OP | CC | NG | 7,210.0 | 11807551 | 53.7283 | 0.0091007 | EPA/CAMD | EPA/NEI | 2007
2018 | FL | Hines Energy Complex | 7302 | 4B | CT | OP | CC | NG | 7,337.0 | 12026911 | 54.7237 | 0.0091002 | EPA/CAMD | EPA/NEI | 2007
2018 | FL | Hookers Point | 647 | 1 | ST | RE | NA | RFO
2018 | FL | Hookers Point | 647 | 2 | ST | RE | NA | RFO
2018 | FL | Hookers Point | 647 | 3 | ST | RE | NA | RFO
2018 | FL | Hookers Point | 647 | 4 | ST | RE | NA | RFO
2018 | FL | Hookers Point | 647 | 5 | ST | RE | NA | RFO
2018 | FL | Horizon Solar Energy Center | 61021 | 1 | PV | OP | NA | SUN |  | 1415058 |  |  | EIA Prime Mover-level Data
2018 | FL | Howard F Curren Advncd Wastewater Plant | 54347 | 1 | IC | OS | NA | OBG
2018 | FL | Howard F Curren Advncd Wastewater Plant | 54347 | 2 | IC | OS | NA | OBG
2018 | FL | Howard F Curren Advncd Wastewater Plant | 54347 | 3 | IC | OS | NA | OBG
2018 | FL | Howard F Curren Advncd Wastewater Plant | 54347 | 4 | IC | OS | NA | OBG
2018 | FL | Howard F Curren Advncd Wastewater Plant | 54347 | 5 | IC | OS | NA | OBG
2018 | FL | IKEA Jacksonville Rooftop PV System | 61821 | PV1 | PV | OP | NA | SUN |  | 23187 |  |  | EIA Prime Mover-level Data
2018 | FL | IKEA Miami 327 | 61173 | PV | PV | OP | NA | SUN |  | 14734 |  |  | EIA Prime Mover-level Data
2018 | FL | IKEA Tampa 042 | 58012 | PV | PV | OP | NA | SUN |  | 15319 |  |  | EIA Prime Mover-level Data
2018 | FL | Indian River | 55318 | 1 | ST | OS | TANGENTIAL | NG
2018 | FL | Indian River | 55318 | 2 | ST | OS | TANGENTIAL | NG
2018 | FL | Indian River | 55318 | 3 | ST | OS | TANGENTIAL | NG
2018 | FL | Indian River (683) | 683 | **C | GT | OP | CT | NG | 245.0 | 148220 | 0.51831 | 0.0069937 | EPA/CAMD | EPA/NEI | 1991
2018 | FL | Indian River (683) | 683 | **D | GT | OP | CT | NG | 288.0 | 174930 | 0.57664 | 0.0065928 | EPA/CAMD | EPA/NEI | 1991
2018 | FL | Indian River Solar Center | 61020 | 1 | PV | OP | NA | SUN |  | 1483533 |  |  | EIA Prime Mover-level Data
2018 | FL | Indiantown Cogeneration, LP | 50976 | 01 | ST | OP | WALL | BIT | 87.0 | 90774 | 0.82521 | 0.018182 | EPA/CAMD | EPA/NEI | 1995
2018 | FL | Intercession City | 8049 | **10 | GT | OP | CT | DFO | 1,166.0 | 831083 | 2.1058 | 0.0050677 | EPA/CAMD | EPA/NEI | 1993
2018 | FL | Intercession City | 8049 | **11 | GT | OP | CT | DFO | 118.0 | 106538 | 0.572 | 0.010738 | EPA/CAMD | EPA/NEI | 1996
2018 | FL | Intercession City | 8049 | **12 | GT | OP | CT | NG | 1,806.0 | 1319690 | 4.5405 | 0.0068812 | EPA/CAMD | EPA/NEI | 2000
2018 | FL | Intercession City | 8049 | **13 | GT | OP | CT | NG | 1,852.0 | 1400473 | 4.8245 | 0.0068898 | EPA/CAMD | EPA/NEI | 2000
2018 | FL | Intercession City | 8049 | **14 | GT | OP | CT | NG | 1,706.0 | 1288918 | 4.4469 | 0.0069002 | EPA/CAMD | EPA/NEI | 2000
2018 | FL | Intercession City | 8049 | **7 | GT | OP | CT | DFO | 1,027.0 | 733843 | 2.2315 | 0.0060817 | EPA/CAMD | EPA/NEI | 1993
2018 | FL | Intercession City | 8049 | **8 | GT | OP | CT | DFO | 1,098.0 | 804889 | 2.4392 | 0.0060609 | EPA/CAMD | EPA/NEI | 1993
2018 | FL | Intercession City | 8049 | **9 | GT | OP | CT | DFO | 888.0 | 637768 | 2.5155 | 0.0078885 | EPA/CAMD | EPA/NEI | 1993
2018 | FL | International Paper Pensacola | 50250 | 1RB | ST | OP | NA | BLQ |  | 5789463 | 0.090026 | 3.11e-05 | EIA Unit-level Data | Estimated using an emission factor
2018 | FL | International Paper Pensacola | 50250 | 2RB | ST | OP | NA | BLQ |  | 5741221 | 0.089276 | 3.11e-05 | EIA Unit-level Data | Estimated using an emission factor
2018 | FL | International Paper Pensacola | 50250 | 3PB | ST | OP | NA | NG |  | 694595 | 2.7966 | 0.0080524 | EIA Unit-level Data | NEI avg EF - PM, fuel type
2018 | FL | International Paper Pensacola | 50250 | 4PB | ST | OP | NA | NG |  | 351423 | 1.4149 | 0.0080524 | EIA Unit-level Data | NEI avg EF - PM, fuel type
2018 | FL | International Paper Pensacola | 50250 | 6PB | ST | OP | NA | NG |  | 1921289 | 7.7355 | 0.0080524 | EIA Unit-level Data | NEI avg EF - PM, fuel type
2018 | FL | Interstate Solar Energy Center | 61768 | 1 | PV | V | NA | SUN
2018 | FL | J D Kennedy | 666 | 7 | GT | OP | CT | NG | 372.0 | 404014 | 1.5788 | 0.0078154 | EPA/CAMD | NEI avg EF - PM, fuel type, firing type | 2000
2018 | FL | J D Kennedy | 666 | CT8 | GT | OP | CT | NG | 686.0 | 761985 | 2.9776 | 0.0078154 | EPA/CAMD | NEI avg EF - PM, fuel type, firing type | 2009
2018 | FL | J R Kelly | 664 | CC1 | CT | OP | CC | NG | 6,243.0 | 5371507 | 0.00034419 | 1.2815e-07 | EPA/CAMD | EPA/NEI | 2001
2018 | FL | J Woodruff | 690 | 1 | HY | RE | NA | WAT
2018 | FL | J Woodruff | 690 | 2 | HY | RE | NA | WAT
2018 | FL | J Woodruff | 690 | 3 | HY | RE | NA | WAT
2018 | FL | J Woodruff | 690 | 1A | HY | OP | NA | WAT |  | 641569 |  |  | EIA Prime Mover-level Data
2018 | FL | J Woodruff | 690 | 2A | HY | OP | NA | WAT |  | 641569 |  |  | EIA Prime Mover-level Data
2018 | FL | J Woodruff | 690 | 3A | HY | OP | NA | WAT |  | 641569 |  |  | EIA Prime Mover-level Data
2018 | FL | Jackson Mill | 54430 | GEN1 | ST | RE | NA | NG
2018 | FL | Jacksonville Solar | 57202 | 1 | PV | OP | NA | SUN |  | 161116 |  |  | EIA Prime Mover-level Data
2018 | FL | JED Solid Waste Mgmt Renewable Energy | 60701 | 00603 | IC | OP | NA | LFG |  | 117969 | 0.86707 | 0.0147 | EIA Prime Mover-level Data | Estimated using an emission factor
2018 | FL | JED Solid Waste Mgmt Renewable Energy | 60701 | 00696 | IC | OP | NA | LFG |  | 117969 | 0.86707 | 0.0147 | EIA Prime Mover-level Data | Estimated using an emission factor
2018 | FL | JED Solid Waste Mgmt Renewable Energy | 60701 | 00697 | IC | OP | NA | LFG |  | 117969 | 0.86707 | 0.0147 | EIA Prime Mover-level Data | Estimated using an emission factor
2018 | FL | JED Solid Waste Mgmt Renewable Energy | 60701 | 00698 | IC | OP | NA | LFG |  | 117969 | 0.86707 | 0.0147 | EIA Prime Mover-level Data | Estimated using an emission factor
2018 | FL | JED Solid Waste Mgmt Renewable Energy | 60701 | 00699 | IC | OP | NA | LFG |  | 117969 | 0.86707 | 0.0147 | EIA Prime Mover-level Data | Estimated using an emission factor
2018 | FL | JED Solid Waste Mgmt Renewable Energy | 60701 | 00700 | IC | OP | NA | LFG |  | 117969 | 0.86707 | 0.0147 | EIA Prime Mover-level Data | Estimated using an emission factor
2018 | FL | Lake Hancock Solar | 61657 | PV1 | PV | P | NA | SUN
2018 | FL | Lake Placid Solar Power Plant | 62541 | PV1 | PV | P | NA | SUN
2018 | FL | Lakeland Electric Co. (FL) - Aiport II | 59754 | 1 | PV | OP | NA | SUN
2018 | FL | Lakeland Electric Co. (FL)-Airport 1 | 59744 | 1 | PV | OP | NA | SUN |  | 30007 |  |  | EIA Prime Mover-level Data
2018 | FL | Lakeside Solar Center | 62922 | 1 | PV | L | NA | SUN
2018 | FL | Lansing Smith Generating Plant | 643 | 4 | CT | OP | CC | NG | 7,481.0 | 13737685 | 45.6296 | 0.006643 | EPA/CAMD | EPA/NEI | 2002
2018 | FL | Lansing Smith Generating Plant | 643 | 5 | CT | OP | CC | NG | 7,705.0 | 14263853 | 47.4039 | 0.0066467 | EPA/CAMD | EPA/NEI | 2002
2018 | FL | Lauderdale | 613 | 4GT1 | CT | OP | CC | NG | 5,890.0 | 7872248 | 27.6073 | 0.0070138 | EPA/CAMD | EPA/NEI | 1993
2018 | FL | Lauderdale | 613 | 4GT2 | CT | OP | CC | NG | 6,126.0 | 8126792 | 28.447 | 0.0070008 | EPA/CAMD | EPA/NEI | 1993
2018 | FL | Lauderdale | 613 | 5GT1 | CT | OP | CC | NG | 3,904.0 | 5037626 | 17.0036 | 0.0067507 | EPA/CAMD | EPA/NEI | 1993
2018 | FL | Lauderdale | 613 | 5GT2 | CT | OP | CC | NG | 1,033.0 | 1194416 | 4.1249 | 0.006907 | EPA/CAMD | EPA/NEI | 1993
2018 | FL | Lauderdale | 613 | PFL6A | GT | OP | CT | NG | 290.0 | 350302 | 0.76023 | 0.0043404 | EPA/CAMD | EPA/NEI | 2016
2018 | FL | Lauderdale | 613 | PFL6B | GT | OP | CT | NG | 222.0 | 285940 | 0.60868 | 0.0042574 | EPA/CAMD | EPA/NEI | 2016
2018 | FL | Lauderdale | 613 | PFL6C | GT | OP | CT | NG | 526.0 | 694545 | 1.4196 | 0.0040879 | EPA/CAMD | EPA/NEI | 2016
2018 | FL | Lauderdale | 613 | PFL6D | GT | OP | CT | NG | 582.0 | 812823 | 1.6037 | 0.003946 | EPA/CAMD | EPA/NEI | 2016
2018 | FL | Lauderdale | 613 | PFL6E | GT | OP | CT | NG | 633.0 | 892249 | 1.761 | 0.0039473 | EPA/CAMD | EPA/NEI | 2016
2018 | FL | Lee County Solid Waste Energy | 52010 | BLR1 | ST | OP | NA | MSW |  | 2053619 | 1.6018 | 0.00156 | EIA Unit-level Data | Estimated using an emission factor
2018 | FL | Lee County Solid Waste Energy | 52010 | BLR2 | ST | OP | NA | MSW |  | 2067089 | 1.6123 | 0.00156 | EIA Unit-level Data | Estimated using an emission factor
2018 | FL | Lee County Solid Waste Energy | 52010 | BLR3 | ST | OP | NA | MSW |  | 1925562 | 1.5019 | 0.00156 | EIA Unit-level Data | Estimated using an emission factor
2018 | FL | Legoland Solar | 60371 | 1 | PV | OP | NA | SUN |  | 20443 |  |  | EIA Prime Mover-level Data
2018 | FL | Levy Nuclear Plant | 57894 | LNP1 | ST | IP | NA | NUC
2018 | FL | Levy Nuclear Plant | 57894 | LNP2 | ST | IP | NA | NUC
2018 | FL | Lithia Solar | 61663 | GEN1 | PV | V | NA | SUN
2018 | FL | Little Manatee River Solar | 62750 | GEN1 | PV | P | NA | SUN
2018 | FL | LKL BLBD, LLC | 59611 | LKLBB | PV | OP | NA | SUN |  | 97162 |  |  | EIA Prime Mover-level Data
2018 | FL | Lockheed Martin Solar | 61694 | SOLAR | PV | OP | NA | SUN |  | 22039 |  |  | EIA Prime Mover-level Data
2018 | FL | Lockheed Martin Solar System | 59867 | LMSOL | PV | OP | NA | SUN |  | 26 |  |  | EIA Prime Mover-level Data
2018 | FL | Loggerhead Solar Energy Center | 61052 | 1 | PV | OP | NA | SUN |  | 1427303 |  |  | EIA Prime Mover-level Data
2018 | FL | Magnolia Springs Solar Center | 62915 | 1 | PV | L | NA | SUN
2018 | FL | Manatee | 6042 | MTCT3A | CT | OP | CC | NG | 7,222.0 | 12946343 | 42.911 | 0.0066291 | EPA/CAMD | EPA/NEI | 2005
2018 | FL | Manatee | 6042 | MTCT3B | CT | OP | CC | NG | 7,305.0 | 13087119 | 43.3777 | 0.0066291 | EPA/CAMD | EPA/NEI | 2005
2018 | FL | Manatee | 6042 | MTCT3C | CT | OP | CC | NG | 6,669.0 | 11831809 | 39.4262 | 0.0066644 | EPA/CAMD | EPA/NEI | 2005
2018 | FL | Manatee | 6042 | MTCT3D | CT | OP | CC | NG | 7,805.0 | 14245579 | 47.0556 | 0.0066063 | EPA/CAMD | EPA/NEI | 2005
2018 | FL | Manatee | 6042 | PMT1 | ST | OP | WALL | NG | 4,407.0 | 9712969 | 37.9635 | 0.0078171 | EPA/CAMD | EPA/NEI | 1976
2018 | FL | Manatee | 6042 | PMT2 | ST | OP | WALL | NG | 3,689.0 | 8024167 | 31.4096 | 0.0078288 | EPA/CAMD | EPA/NEI | 1977
2018 | FL | Manatee County LFGTE | 59142 | IC1 | IC | OP | NA | LFG |  | 137717 | 1.0122 | 0.0147 | EIA Prime Mover-level Data | Estimated using an emission factor
2018 | FL | Manatee Solar Energy Center | 60014 | 1 | PV | OP | NA | SUN |  | 1515685 |  |  | EIA Prime Mover-level Data
2018 | FL | Manatee Solar Energy Center | 60014 | BMS | BA | P | NA | MWH
2018 | FL | Marathon Generating Plant | 696 | 3 | IC | RE | NA | DFO |  | 97 | 0.015035 | 0.31 | EIA Prime Mover-level Data | Estimated using an emission factor
2018 | FL | Marathon Generating Plant | 696 | 4 | IC | RE | NA | DFO |  | 97 | 0.015035 | 0.31 | EIA Prime Mover-level Data | Estimated using an emission factor
2018 | FL | Marathon Generating Plant | 696 | 5 | IC | RE | NA | DFO
2018 | FL | Marathon Generating Plant | 696 | 6 | IC | RE | NA | DFO |  | 81 | 0.012555 | 0.31 | EIA Prime Mover-level Data | Estimated using an emission factor
2018 | FL | Marathon Generating Plant | 696 | 7 | IC | RE | NA | DFO |  | 81 | 0.012555 | 0.31 | EIA Prime Mover-level Data | Estimated using an emission factor
2018 | FL | Marathon Generating Plant | 696 | 8 | IC | SB | NA | DFO |  | 65 | 0.010075 | 0.31 | EIA Prime Mover-level Data | Estimated using an emission factor
2018 | FL | Marathon Generating Plant | 696 | 9 | IC | SB | NA | DFO |  | 65 | 0.010075 | 0.31 | EIA Prime Mover-level Data | Estimated using an emission factor
2018 | FL | Marathon Generating Plant | 696 | 10 | IC | SB | NA | DFO |  | 113 | 0.017515 | 0.31 | EIA Prime Mover-level Data | Estimated using an emission factor
2018 | FL | Marathon Generating Plant | 696 | 11 | IC | SB | NA | DFO |  | 113 | 0.017515 | 0.31 | EIA Prime Mover-level Data | Estimated using an emission factor
2018 | FL | Martin | 6043 | HRSG3A | CT | OP | CC | NG | 5,854.0 | 8240973 | 27.4182 | 0.0066541 | EPA/CAMD | EPA/NEI | 1993
2018 | FL | Martin | 6043 | HRSG3B | CT | OP | CC | NG | 5,720.0 | 8016660 | 26.6896 | 0.0066585 | EPA/CAMD | EPA/NEI | 1993
2018 | FL | Martin | 6043 | HRSG4A | CT | OP | CC | NG | 4,919.0 | 6701679 | 22.5096 | 0.0067176 | EPA/CAMD | EPA/NEI | 1993
2018 | FL | Martin | 6043 | HRSG4B | CT | OP | CC | NG | 6,352.0 | 9152756 | 30.3149 | 0.0066242 | EPA/CAMD | EPA/NEI | 1993
2018 | FL | Martin | 6043 | PMR1 | ST | OP | WALL | NG | 5,985.0 | 11552723 | 41.5101 | 0.0071862 | EPA/CAMD | EPA/NEI | 1980
2018 | FL | Martin | 6043 | PMR2 | ST | OP | WALL | NG | 5,110.0 | 11163407 | 41.7089 | 0.0074724 | EPA/CAMD | EPA/NEI | 1981
2018 | FL | Martin | 6043 | PMR8A | CT | OP | CC | NG | 6,705.0 | 11118086 | 37.172 | 0.0066868 | EPA/CAMD | EPA/NEI | 2001
2018 | FL | Martin | 6043 | PMR8B | CT | OP | CC | NG | 7,500.0 | 12539427 | 41.5678 | 0.0066299 | EPA/CAMD | EPA/NEI | 2001
2018 | FL | Martin | 6043 | PMR8C | CT | OP | CC | NG | 6,196.0 | 9973870 | 30.207 | 0.0060572 | EPA/CAMD | EPA/NEI | 2004
2018 | FL | Martin | 6043 | PMR8D | CT | OP | CC | NG | 6,582.0 | 10676826 | 28.7308 | 0.0053819 | EPA/CAMD | EPA/NEI | 2004
2018 | FL | McKay Bay Facility | 50875 | 1 | ST | OP | NA | MSW |  | 840946 | 4.5916 | 0.01092 | EIA Unit-level Data | Estimated using an emission factor
2018 | FL | McKay Bay Facility | 50875 | 2 | ST | OP | NA | MSW |  | 732699 | 4.0005 | 0.01092 | EIA Unit-level Data | Estimated using an emission factor
2018 | FL | McKay Bay Facility | 50875 | 3 | ST | OP | NA | MSW |  | 835047 | 4.5594 | 0.01092 | EIA Unit-level Data | Estimated using an emission factor
2018 | FL | McKay Bay Facility | 50875 | 4 | ST | OP | NA | MSW |  | 829099 | 4.5269 | 0.01092 | EIA Unit-level Data | Estimated using an emission factor
2018 | FL | Miami Dade County Resource Recovery Fac | 10062 | BLR1 | ST | OP | NA | MSW |  | 2076099 | 0.16194 | 0.000156 | EIA Unit-level Data | Estimated using an emission factor
2018 | FL | Miami Dade County Resource Recovery Fac | 10062 | BLR2 | ST | OP | NA | MSW |  | 1904907 | 0.14858 | 0.000156 | EIA Unit-level Data | Estimated using an emission factor
2018 | FL | Miami Dade County Resource Recovery Fac | 10062 | BLR3 | ST | OP | NA | MSW |  | 2140031 | 0.16692 | 0.000156 | EIA Unit-level Data | Estimated using an emission factor
2018 | FL | Miami Dade County Resource Recovery Fac | 10062 | BLR4 | ST | OP | NA | MSW |  | 2159262 | 0.16842 | 0.000156 | EIA Unit-level Data | Estimated using an emission factor
2018 | FL | Miami Dade Solar Energy Center | 61766 | 1 | PV | V | NA | SUN
2018 | FL | Midulla Generating Station | 7380 | 1 | CT | OP | CC | NG | 7,433.0 | 12268152 | 0.0042281 | 6.8928e-07 | EPA/CAMD | EPA/NEI | 2001
2018 | FL | Midulla Generating Station | 7380 | 2 | CT | OP | CC | NG | 7,924.0 | 12949252 | 0 | 0 | EPA/CAMD | EPA/NEI | 2001
2018 | FL | Midulla Generating Station | 7380 | 4A | GT | OP | CT | NG | 1,302.0 | 216172 | 1.7565 | 0.016251 | EPA/CAMD | EPA/NEI | 2006
2018 | FL | Midulla Generating Station | 7380 | 4B | GT | OP | CT | NG | 1,286.0 | 217051 | 1.7565 | 0.016185 | EPA/CAMD | EPA/NEI | 2006
2018 | FL | Midulla Generating Station | 7380 | 5A | GT | OP | CT | NG | 1,344.0 | 245167 | 2.2675 | 0.018498 | EPA/CAMD | EPA/NEI | 2006
2018 | FL | Midulla Generating Station | 7380 | 5B | GT | OP | CT | NG | 1,244.0 | 219977 | 2.2675 | 0.020616 | EPA/CAMD | EPA/NEI | 2006
2018 | FL | Midulla Generating Station | 7380 | 6A | GT | OP | CT | NG | 1,258.0 | 231888 | 2.1004 | 0.018116 | EPA/CAMD | EPA/NEI | 2006
2018 | FL | Midulla Generating Station | 7380 | 6B | GT | OP | CT | NG | 1,238.0 | 229180 | 2.1004 | 0.01833 | EPA/CAMD | EPA/NEI | 2006
2018 | FL | Midulla Generating Station | 7380 | 7A | GT | OP | CT | NG | 1,510.0 | 280515 | 1.1556 | 0.0082388 | EPA/CAMD | EPA/NEI | 2006
2018 | FL | Midulla Generating Station | 7380 | 7B | GT | OP | CT | NG | 1,488.0 | 267349 | 1.1556 | 0.0086446 | EPA/CAMD | EPA/NEI | 2006
2018 | FL | Midulla Generating Station | 7380 | 8A | GT | OP | CT | NG | 1,325.0 | 239847 | 2.4258 | 0.020228 | EPA/CAMD | EPA/NEI | 2006
2018 | FL | Midulla Generating Station | 7380 | 8B | GT | OP | CT | NG | 1,318.0 | 244502 | 2.4258 | 0.019843 | EPA/CAMD | EPA/NEI | 2006
2018 | FL | Midway | 7893 | 1 | CC | IP | NA | NG
2018 | FL | Midway | 7893 | 2 | CC | IP | NA | NG
2018 | FL | Midway | 7893 | 3 | CC | IP | NA | NG
2018 | FL | Mosaic Co Bartow Facility | 50633 | GEN1 | ST | OP | NA | WH |  | 1445077 |  |  | EIA Prime Mover-level Data
2018 | FL | Mosaic Co Bartow Facility | 50633 | GEN2 | ST | OP | NA | WH |  | 1762289 |  |  | EIA Prime Mover-level Data
2018 | FL | Mosaic Co Greenbay | 10205 | GEN1 | ST | RE | NA | OTH
2018 | FL | Mosaic Co Mulberry Facility | 50510 | CGN1 | ST | RE | NA | OTH
2018 | FL | Mosaic Co Tampa Facility | 10204 | GEN1 | ST | OP | NA | WH |  | 1040541 |  |  | EIA Prime Mover-level Data
2018 | FL | Mosaic Co Tampa Facility | 10204 | GEN3 | ST | OP | NA | WH |  | 1249236 |  |  | EIA Prime Mover-level Data
2018 | FL | Mosaic New Wales Operations | 10434 | TG1 | ST | OS | NA | WH |  | 351264 |  |  | EIA Prime Mover-level Data
2018 | FL | Mosaic New Wales Operations | 10434 | TG2 | ST | OP | NA | WH |  | 2054897 |  |  | EIA Prime Mover-level Data
2018 | FL | Mosaic New Wales Operations | 10434 | TG3 | ST | OP | NA | WH |  | 1124046 |  |  | EIA Prime Mover-level Data
2018 | FL | Mosaic New Wales Operations | 10434 | TG4 | ST | OP | NA | WH |  | 1229425 |  |  | EIA Prime Mover-level Data
2018 | FL | Mosaic South Pierce Operations | 10004 | TG1 | ST | OP | NA | WH |  | 372052 |  |  | EIA Prime Mover-level Data
2018 | FL | Mosaic South Pierce Operations | 10004 | TG2 | ST | OP | NA | WH |  | 1885064 |  |  | EIA Prime Mover-level Data
2018 | FL | Mountain View Solar (FL) | 61664 | GEN1 | PV | L | NA | SUN
2018 | FL | Mulberry Cogeneration Facility | 54426 | 1 | CT | OP | CC | NG | 4,334.0 | 3438370 | 11.0756 | 0.0064424 | EPA/CAMD | EPA/NEI | 1994
2018 | FL | NA 1 | 7889 | 1 | GT | IP | NA | NG
2018 | FL | Nassau Solar Center | 62914 | 1 | PV | L | NA | SUN
2018 | FL | Northern Preserve Solar | 62645 | 1 | PV | T | NA | SUN
2018 | FL | Northside | 667 | 3 | ST | OP | WALL | NG | 7,147.0 | 20199149 | 71.0698 | 0.0070369 | EPA/CAMD | EPA/NEI | 1977
2018 | FL | Northside | 667 | 1A | ST | OP | FLUIDIZED | BIT | 7,834.0 | 20556744 | 210.4302 | 0.020473 | EPA/CAMD | EPA/NEI | 2002
2018 | FL | Northside | 667 | 2A | ST | OP | FLUIDIZED | BIT | 4,321.0 | 10149227 | 129.8308 | 0.025584 | EPA/CAMD | EPA/NEI | 2002
2018 | FL | Okeechobee Clean Energy Center | 60345 | 1A | CT | V | NA | NG
2018 | FL | Okeechobee Clean Energy Center | 60345 | 1B | CT | U | NA | NG
2018 | FL | Okeechobee Clean Energy Center | 60345 | 1C | CT | U | NA | NG
2018 | FL | Okeechobee Clean Energy Center | 60345 | 1ST | CA | U | NA | NG
2018 | FL | Okeechobee Solar | 62491 | 1 | PV | L | NA | SUN
2018 | FL | Okeelanta Cogeneration | 54627 | A | ST | OP | STOKER | AB |  | 2447831 | 4.9055 | 0.004008 | EIA Unit-level Data | Estimated using an emission factor
2018 | FL | Okeelanta Cogeneration | 54627 | B | ST | OP | STOKER | AB |  | 2537653 | 5.0855 | 0.004008 | EIA Unit-level Data | Estimated using an emission factor
2018 | FL | Okeelanta Cogeneration | 54627 | C | ST | OP | STOKER | AB |  | 2758881 | 5.5288 | 0.004008 | EIA Unit-level Data | Estimated using an emission factor
2018 | FL | Oleander Power Project | 55286 | O-1 | GT | OP | CT | NG | 240.0 | 296920 | 0.51272 | 0.0034536 | EPA/CAMD | EPA/NEI | 2002
2018 | FL | Oleander Power Project | 55286 | O-2 | GT | OP | CT | NG | 161.0 | 210486 | 0.37105 | 0.0035257 | EPA/CAMD | EPA/NEI | 2002
2018 | FL | Oleander Power Project | 55286 | O-3 | GT | OP | CT | NG | 270.0 | 343871 | 0.59791 | 0.0034775 | EPA/CAMD | EPA/NEI | 2002
2018 | FL | Oleander Power Project | 55286 | O-4 | GT | OP | CT | NG | 114.0 | 136816 | 0.23798 | 0.0034788 | EPA/CAMD | EPA/NEI | 2002
2018 | FL | Oleander Power Project | 55286 | O-5 | GT | OP | CT | NG | 361.0 | 406329 | 0.70104 | 0.0034506 | EPA/CAMD | EPA/NEI | 2007
2018 | FL | Orange Blossom Solar Center | 62919 | 1 | PV | L | NA | SUN
2018 | FL | Orange Cogeneration Facility | 54365 | 1 | CT | OP | CC | NG | 5,276.0 | 1785905 | 4.2058 | 0.00471 | EPA/CAMD | EPA/NEI | 1995
2018 | FL | Orange Cogeneration Facility | 54365 | 2 | CT | OP | CC | NG | 4,815.0 | 1684547 | 4.3925 | 0.0052151 | EPA/CAMD | EPA/NEI | 1995
2018 | FL | Orlando CoGen | 54466 | 1 | CT | OP | CC | NG | 8,536.0 | 8025653 | 51.7338 | 0.012892 | EPA/CAMD | EPA/NEI | 1993
2018 | FL | Osceola | 55192 | OSC1 | GT | OP | CT | NG | 0.0 | [5 empty] | 2001
2018 | FL | Osceola | 55192 | OSC2 | GT | OP | CT | NG | 0.0 | [5 empty] | 2001
2018 | FL | Osceola | 55192 | OSC3 | GT | OP | CT | NG | 0.0 | [5 empty] | 2002
2018 | FL | Osceola Solar Facility | 59954 | XXXXX | PV | OP | NA | SUN |  | 57716 |  |  | EIA Prime Mover-level Data
2018 | FL | Osprey Energy Center | 55412 | CT1 | CT | OP | CC | NG | 3,972.0 | 6668356 | 27.4207 | 0.0082241 | EPA/CAMD | EPA/NEI | 2004
2018 | FL | Osprey Energy Center | 55412 | CT2 | CT | OP | CC | NG | 4,666.0 | 7869687 | 31.5189 | 0.0080102 | EPA/CAMD | EPA/NEI | 2004
2018 | FL | P L Bartow | 634 | 4A | CT | OP | CC | NG | 8,326.0 | 15280226 | 45.7132 | 0.0059833 | EPA/CAMD | EPA/NEI | 2008
2018 | FL | P L Bartow | 634 | 4B | CT | OP | CC | NG | 7,323.0 | 12852510 | 41.9989 | 0.0065355 | EPA/CAMD | EPA/NEI | 2008
2018 | FL | P L Bartow | 634 | 4C | CT | OP | CC | NG | 6,458.0 | 11709644 | 38.6419 | 0.0066 | EPA/CAMD | EPA/NEI | 2008
2018 | FL | P L Bartow | 634 | 4D | CT | OP | CC | NG | 8,037.0 | 14493474 | 46.2211 | 0.0063782 | EPA/CAMD | EPA/NEI | 2008
2018 | FL | Palm Bay Solar | 62921 | 1 | PV | L | NA | SUN
2018 | FL | Palm Beach Renewable Energy Facility 1 | 50071 | BLR1 | ST | OP | NA | MSW |  | 3303709 | 0.51538 | 0.000312 | EIA Unit-level Data | Estimated using an emission factor
2018 | FL | Palm Beach Renewable Energy Facility 1 | 50071 | BLR2 | ST | OP | NA | MSW |  | 3303709 | 0.51538 | 0.000312 | EIA Unit-level Data | Estimated using an emission factor
2018 | FL | Palm Beach Renewable Energy Facility 2 | 57898 | BLR3 | ST | OP | NA | MSW |  | 2838513 | 2.214 | 0.00156 | EIA Unit-level Data | Estimated using an emission factor
2018 | FL | Palm Beach Renewable Energy Facility 2 | 57898 | BLR4 | ST | OP | NA | MSW |  | 2974585 | 2.3202 | 0.00156 | EIA Unit-level Data | Estimated using an emission factor
2018 | FL | Palm Beach Renewable Energy Facility 2 | 57898 | BLR5 | ST | OP | NA | MSW |  | 2956612 | 2.3062 | 0.00156 | EIA Unit-level Data | Estimated using an emission factor
2018 | FL | Partnership Station | 55893 | 1 | IC | RE | NA | NG
2018 | FL | Partnership Station | 55893 | 2 | IC | RE | NA | NG
2018 | FL | Pasco Cnty Solid Waste Resource Recovery | 50666 | B1 | ST | OP | NA | MSW |  | 1162218 | 0.90653 | 0.00156 | EIA Unit-level Data | Estimated using an emission factor
2018 | FL | Pasco Cnty Solid Waste Resource Recovery | 50666 | B2 | ST | OP | NA | MSW |  | 1178468 | 0.91921 | 0.00156 | EIA Unit-level Data | Estimated using an emission factor
2018 | FL | Pasco Cnty Solid Waste Resource Recovery | 50666 | B3 | ST | OP | NA | MSW |  | 1167607 | 0.91073 | 0.00156 | EIA Unit-level Data | Estimated using an emission factor
2018 | FL | Payne Creek Solar | 61665 | GEN1 | PV | OP | NA | SUN |  | 232007 |  |  | EIA Prime Mover-level Data
2018 | FL | Pea Ridge | 7715 | 1 | GT | OP | NA | NG |  | 490422 | 1.3446 | 0.0054834 | EIA Prime Mover-level Data | NEI avg EF - PM, fuel type, firing type
2018 | FL | Pea Ridge | 7715 | 2 | GT | OP | NA | NG |  | 490422 | 1.3446 | 0.0054834 | EIA Prime Mover-level Data | NEI avg EF - PM, fuel type, firing type
2018 | FL | Pea Ridge | 7715 | 3 | GT | OP | NA | NG |  | 490422 | 1.3446 | 0.0054834 | EIA Prime Mover-level Data | NEI avg EF - PM, fuel type, firing type
2018 | FL | Peace Creek Solar | 61666 | GEN | PV | V | NA | SUN
2018 | FL | Pelican Solar Center | 62924 | 1 | PV | L | NA | SUN
2018 | FL | Pensacola Florida Plant | 10416 | BO4 | ST | OP | NA | NG |  | 568943 | 2.2907 | 0.0080524 | EIA Unit-level Data | NEI avg EF - PM, fuel type
2018 | FL | Pensacola Florida Plant | 10416 | BO5 | ST | OP | NA | NG |  | 452920 | 1.8236 | 0.0080524 | EIA Unit-level Data | NEI avg EF - PM, fuel type
2018 | FL | Pensacola Florida Plant | 10416 | BO6 | ST | OP | NA | NG |  | 351463 | 1.4151 | 0.0080524 | EIA Unit-level Data | NEI avg EF - PM, fuel type
2018 | FL | Pensacola Florida Plant | 10416 | BO7 | ST | OP | NA | NG |  | 557738 | 2.2456 | 0.0080524 | EIA Unit-level Data | NEI avg EF - PM, fuel type
2018 | FL | Pensacola Florida Plant | 10416 | BO8 | ST | OP | NA | NG |  | 562743 | 2.2657 | 0.0080524 | EIA Unit-level Data | NEI avg EF - PM, fuel type
2018 | FL | Pensacola Florida Plant | 10416 | BO9 | ST | OP | NA | NG |  | 523157 | 2.1063 | 0.0080524 | EIA Unit-level Data | NEI avg EF - PM, fuel type
2018 | FL | Pensacola Florida Plant | 10416 | GEN4 | GT | OP | NA | NG |  | 7133470 | 19.5578 | 0.0054834 | EIA Prime Mover-level Data | NEI avg EF - PM, fuel type, firing type
2018 | FL | Perdido | 57502 | 1 | IC | OP | NA | LFG |  | 130673 | 0.96045 | 0.0147 | EIA Prime Mover-level Data | Estimated using an emission factor
2018 | FL | Perdido | 57502 | 2 | IC | OP | NA | LFG |  | 130673 | 0.96045 | 0.0147 | EIA Prime Mover-level Data | Estimated using an emission factor
2018 | FL | Perdido | 57502 | 3 | IC | CN | NA | LFG
2018 | FL | Perry Solar Facility | 60071 | XXXXX | PV | OP | NA | SUN |  | 42371 |  |  | EIA Prime Mover-level Data
2018 | FL | Phillips | 748 | 1 | IC | RE | NA | DFO
2018 | FL | Phillips | 748 | 2 | IC | RE | NA | DFO
2018 | FL | Phillips | 748 | 3 | CA | RE | NA | RFO
2018 | FL | Pinellas County Resource Recovery | 50884 | B101 | ST | OP | NA | MSW |  | 2937458 | 2.2912 | 0.00156 | EIA Unit-level Data | Estimated using an emission factor
2018 | FL | Pinellas County Resource Recovery | 50884 | B102 | ST | OP | NA | MSW |  | 2932020 | 2.287 | 0.00156 | EIA Unit-level Data | Estimated using an emission factor
2018 | FL | Pinellas County Resource Recovery | 50884 | B103 | ST | OP | NA | MSW |  | 2608499 | 2.0346 | 0.00156 | EIA Unit-level Data | Estimated using an emission factor
2018 | FL | Pioneer Trail Solar Energy Center | 61767 | 1 | PV | V | NA | SUN
2018 | FL | Polk | 7242 | **1 | ST | OP | IGC | OG | 5,088.0 | 7543238 | 60.0503 | 0.015922 | EPA/CAMD | EPA/NEI | 1996
2018 | FL | Polk | 7242 | **2 | CT | OP | CC | NG | 7,674.0 | 12169362 | 0.21327 | 3.5051e-05 | EPA/CAMD | EPA/NEI | 2000
2018 | FL | Polk | 7242 | **3 | CT | OP | CC | NG | 7,611.0 | 12064259 | 0.1615 | 2.6773e-05 | EPA/CAMD | EPA/NEI | 2002
2018 | FL | Polk | 7242 | **4 | CT | OP | CC | NG | 7,904.0 | 12719444 | 0.30602 | 4.8119e-05 | EPA/CAMD | EPA/NEI | 2007
2018 | FL | Polk | 7242 | **5 | CT | OP | CC | NG | 7,742.0 | 11423558 | 0.041121 | 7.1993e-06 | EPA/CAMD | EPA/NEI | 2007
2018 | FL | Port Everglades | 617 | PECT5A | CT | OP | CC | NG | 7,229.0 | 16674606 | 44.2389 | 0.0053061 | EPA/CAMD | EPA/NEI | 2015
2018 | FL | Port Everglades | 617 | PECT5B | CT | OP | CC | NG | 6,080.0 | 13476955 | 44.8005 | 0.0066485 | EPA/CAMD | EPA/NEI | 2015
2018 | FL | Port Everglades | 617 | PECT5C | CT | OP | CC | NG | 6,368.0 | 14495033 | 48.1237 | 0.00664 | EPA/CAMD | EPA/NEI | 2015
2018 | FL | Portland (FL) | 6192 | 1 | GT | RE | NA | DFO
2018 | FL | Putnam | 6246 | 1GT1 | CT | RE | NA | NG
2018 | FL | Putnam | 6246 | 1GT2 | CT | RE | NA | NG
2018 | FL | Putnam | 6246 | 1ST | CA | RE | NA | NG
2018 | FL | Putnam | 6246 | 2GT1 | CT | RE | NA | NG
2018 | FL | Putnam | 6246 | 2GT2 | CT | RE | NA | NG
2018 | FL | Putnam | 6246 | 2ST | CA | RE | NA | NG
2018 | FL | Quantum Pasco Power, LP | 54424 | EU001 | CT | OP | CC | NG | 1,292.0 | 380238 | 1.247 | 0.006559 | EPA/CAMD | EPA/NEI | 1993
2018 | FL | Quantum Pasco Power, LP | 54424 | EU002 | CT | OP | CC | NG | 1,338.0 | 406355 | 1.283 | 0.0063147 | EPA/CAMD | EPA/NEI | 1993
2018 | FL | Reedy Creek | 7254 | 32432 | CT | OP | CC | NG | 194.0 | 2737 | 0.059193 | 0.043254 | EPA/CAMD | EPA/NEI | 1989
2018 | FL | Rinehart | 57685 | 1 | PV | OP | NA | SUN
2018 | FL | Rio Pinar | 637 | P1 | GT | RE | NA | DFO
2018 | FL | Riviera Beach Energy Center | 619 | RBCT5A | CT | OP | CC | NG | 7,691.0 | 17485622 | 47.6885 | 0.0054546 | EPA/CAMD | EPA/NEI | 2013
2018 | FL | Riviera Beach Energy Center | 619 | RBCT5B | CT | OP | CC | NG | 6,438.0 | 13822376 | 45.9263 | 0.0066452 | EPA/CAMD | EPA/NEI | 2013
2018 | FL | Riviera Beach Energy Center | 619 | RBCT5C | CT | OP | CC | NG | 5,145.0 | 10862356 | 36.6384 | 0.0067459 | EPA/CAMD | EPA/NEI | 2013
2018 | FL | Rodeo Solar Center | 62917 | 1 | PV | L | NA | SUN
2018 | FL | RP-Orlando, LLC | 57565 | 1 | PV | OP | NA | SUN |  | 85198 |  |  | EIA Prime Mover-level Data
2018 | FL | S O Purdom | 689 | 8 | CT | OP | CC | NG | 7,509.0 | 7746746 | 31.2284 | 0.0080623 | EPA/CAMD | EPA/NEI | 2000
2018 | FL | Sanford | 620 | SNCT4A | CT | OP | CC | NG | 5,780.0 | 8493891 | 28.2392 | 0.0066493 | EPA/CAMD | EPA/NEI | 2002
2018 | FL | Sanford | 620 | SNCT4B | CT | OP | CC | NG | 5,702.0 | 8315761 | 27.6171 | 0.0066421 | EPA/CAMD | EPA/NEI | 2002
2018 | FL | Sanford | 620 | SNCT4C | CT | OP | CC | NG | 6,453.0 | 9666642 | 32.1444 | 0.0066506 | EPA/CAMD | EPA/NEI | 2002
2018 | FL | Sanford | 620 | SNCT4D | CT | OP | CC | NG | 6,862.0 | 10410735 | 34.5032 | 0.0066284 | EPA/CAMD | EPA/NEI | 2002
2018 | FL | Sanford | 620 | SNCT5A | CT | OP | CC | NG | 6,006.0 | 8828716 | 29.4423 | 0.0066697 | EPA/CAMD | EPA/NEI | 2002
2018 | FL | Sanford | 620 | SNCT5B | CT | OP | CC | NG | 5,998.0 | 8788424 | 29.1935 | 0.0066436 | EPA/CAMD | EPA/NEI | 2002
2018 | FL | Sanford | 620 | SNCT5C | CT | OP | CC | NG | 6,314.0 | 9184237 | 30.5552 | 0.0066538 | EPA/CAMD | EPA/NEI | 2002
2018 | FL | Sanford | 620 | SNCT5D | CT | OP | CC | NG | 6,776.0 | 10156328 | 33.6866 | 0.0066336 | EPA/CAMD | EPA/NEI | 2002
2018 | FL | Santa Rosa Energy Center | 55242 | CT-1 | CT | OP | CC | NG | 6,048.0 | 9198746 | 21.8549 | 0.0047517 | EPA/CAMD | EPA/NEI | 2002
2018 | FL | Sarasota County LFGTE Facility | 59686 | LESF1 | IC | OP | NA | LFG |  | 137754 | 1.0125 | 0.0147 | EIA Prime Mover-level Data | Estimated using an emission factor
2018 | FL | Sarasota County LFGTE Facility | 59686 | LESF2 | IC | OP | NA | LFG |  | 137754 | 1.0125 | 0.0147 | EIA Prime Mover-level Data | Estimated using an emission factor
2018 | FL | Sarasota County LFGTE Facility | 59686 | LESF3 | IC | OP | NA | LFG |  | 137754 | 1.0125 | 0.0147 | EIA Prime Mover-level Data | Estimated using an emission factor
2018 | FL | Sarasota County LFGTE Facility | 59686 | LESF4 | IC | L | NA | LFG
2018 | FL | Scholz | 642 | 1 | ST | RE | NA | BIT
2018 | FL | Scholz | 642 | 2 | ST | RE | NA | BIT
2018 | FL | Seminole (136) | 136 | 1 | ST | OP | WALL | BIT | 7,860.0 | 41481739 | 616.0038 | 0.0297 | EPA/CAMD | EPA/NEI | 1984
2018 | FL | Seminole (136) | 136 | 2 | ST | OP | WALL | BIT | 7,297.0 | 38029285 | 564.7349 | 0.0297 | EPA/CAMD | EPA/NEI | 1984
2018 | FL | Seminole Energy | 61780 | ENG1 | IC | OP | NA | LFG |  | 52614 | 0.38671 | 0.0147 | EIA Prime Mover-level Data | Estimated using an emission factor
2018 | FL | Seminole Energy | 61780 | ENG2 | IC | OP | NA | LFG |  | 52614 | 0.38671 | 0.0147 | EIA Prime Mover-level Data | Estimated using an emission factor
2018 | FL | Seminole Energy | 61780 | ENG3 | IC | OP | NA | LFG |  | 52614 | 0.38671 | 0.0147 | EIA Prime Mover-level Data | Estimated using an emission factor
2018 | FL | Seminole Energy | 61780 | ENG4 | IC | OP | NA | LFG |  | 52614 | 0.38671 | 0.0147 | EIA Prime Mover-level Data | Estimated using an emission factor
2018 | FL | Seminole Mill | 50803 | 1 | ST | OP | NA | NG |  | 1171226 | 4.7156 | 0.0080524 | EIA Unit-level Data | NEI avg EF - PM, fuel type
2018 | FL | Seminole Mill | 50803 | 2 | ST | OP | NA | NG |  | 1175143 | 4.7314 | 0.0080524 | EIA Unit-level Data | NEI avg EF - PM, fuel type
2018 | FL | Seminole Mill | 50803 | 3 | ST | OP | NA | NG |  | 1170672 | 4.7134 | 0.0080524 | EIA Unit-level Data | NEI avg EF - PM, fuel type
2018 | FL | Shady Hills | 55414 | GT101 | GT | OP | CT | NG | 1,627.0 | 2258128 | 7.71 | 0.0068287 | EPA/CAMD | EPA/NEI | 2001
2018 | FL | Shady Hills | 55414 | GT201 | GT | OP | CT | NG | 1,967.0 | 2811386 | 9.36 | 0.0066586 | EPA/CAMD | EPA/NEI | 2002
2018 | FL | Shady Hills | 55414 | GT301 | GT | OP | CT | NG | 1,452.0 | 2017239 | 7.04 | 0.0069798 | EPA/CAMD | EPA/NEI | 2002
2018 | FL | Smith Street | 679 | 3 | IC | RE | NA | DFO
2018 | FL | Smith Street | 679 | 4 | IC | RE | NA | DFO
2018 | FL | Smith Street | 679 | 6 | IC | RE | NA | DFO
2018 | FL | Smith Street | 679 | 7 | IC | RE | NA | DFO
2018 | FL | Smith Street | 679 | 8 | IC | RE | NA | DFO
2018 | FL | Smith Street | 679 | 9 | IC | RE | NA | DFO
2018 | FL | Smith Street | 679 | 10 | IC | RE | NA | DFO
2018 | FL | Smith Street | 679 | 11 | IC | RE | NA | DFO
2018 | FL | Solar Park Gainesville, LLC | 57438 | 1 | PV | OP | NA | SUN |  | 20780 |  |  | EIA Prime Mover-level Data
2018 | FL | South District Wastewater Treatment Plt | 54624 | 1 | OT | RE | NA | OTH
2018 | FL | South District Wastewater Treatment Plt | 54624 | 2 | OT | RE | NA | OTH
2018 | FL | South District Wastewater Treatment Plt | 54624 | 3 | OT | RE | NA | OTH
2018 | FL | South District Wastewater Treatment Plt | 54624 | 1A | IC | OP | NA | OBG |  | 46935 | 0.34497 | 0.0147 | EIA Prime Mover-level Data | Estimated using an emission factor
2018 | FL | South District Wastewater Treatment Plt | 54624 | 2A | IC | OP | NA | OBG |  | 46935 | 0.34497 | 0.0147 | EIA Prime Mover-level Data | Estimated using an emission factor
2018 | FL | South District Wastewater Treatment Plt | 54624 | 3A | IC | OP | NA | OBG |  | 46935 | 0.34497 | 0.0147 | EIA Prime Mover-level Data | Estimated using an emission factor
2018 | FL | South District Wastewater Treatment Plt | 54624 | 4A | IC | OP | NA | OBG |  | 46935 | 0.34497 | 0.0147 | EIA Prime Mover-level Data | Estimated using an emission factor
2018 | FL | South Energy Center | 56518 | GT1 | GT | OP | NA | NG |  | 273238 | 0.74914 | 0.0054834 | EIA Prime Mover-level Data | NEI avg EF - PM, fuel type, firing type
2018 | FL | South Energy Center | 56518 | REG1 | IC | OP | NA | NG |  | 349379 | 0.073719 | 0.000422 | EIA Prime Mover-level Data | Estimated using an emission factor
2018 | FL | South West Landfill | 7963 | 1 | IC | RE | NA | LFG
2018 | FL | South West Landfill | 7963 | 2 | IC | RE | NA | LFG
2018 | FL | South West Landfill | 7963 | 3 | IC | RE | NA | LFG
2018 | FL | Southfork Solar | 62493 | 1 | PV | T | NA | SUN
2018 | FL | Southside Generating Station | 668 | 4 | ST | RE | NA | RFO
2018 | FL | Southside Generating Station | 668 | 5 | ST | RE | NA | RFO
2018 | FL | Space Coast Next Gen Solar Energy | 56930 | 1 | PV | OP | NA | SUN |  | 159984 |  |  | EIA Prime Mover-level Data
2018 | FL | Springhill Gas Recovery Plant | 56522 | GEN1 | IC | OP | NA | LFG |  | 70339 | 0.51699 | 0.0147 | EIA Prime Mover-level Data | Estimated using an emission factor
2018 | FL | Springhill Gas Recovery Plant | 56522 | GEN2 | IC | OP | NA | LFG |  | 70339 | 0.51699 | 0.0147 | EIA Prime Mover-level Data | Estimated using an emission factor
2018 | FL | Springhill Gas Recovery Plant | 56522 | GEN3 | IC | OP | NA | LFG |  | 70339 | 0.51699 | 0.0147 | EIA Prime Mover-level Data | Estimated using an emission factor
2018 | FL | Springhill Gas Recovery Plant | 56522 | GEN4 | IC | OP | NA | LFG |  | 70339 | 0.51699 | 0.0147 | EIA Prime Mover-level Data | Estimated using an emission factor
2018 | FL | Springhill Gas Recovery Plant | 56522 | GEN5 | IC | OP | NA | LFG |  | 70339 | 0.51699 | 0.0147 | EIA Prime Mover-level Data | Estimated using an emission factor
2018 | FL | Springhill Gas Recovery Plant | 56522 | GEN6 | IC | OP | NA | LFG |  | 70339 | 0.51699 | 0.0147 | EIA Prime Mover-level Data | Estimated using an emission factor
2018 | FL | SRF Sorghum to Ethanol Advanced Biorefin | 58997 | G1001 | ST | U | NA | OBS
2018 | FL | St Cloud | 685 | 1 | IC | RE | NA | NG
2018 | FL | St Cloud | 685 | 2 | IC | RE | NA | NG
2018 | FL | St Cloud | 685 | 3 | IC | RE | NA | NG
2018 | FL | St Cloud | 685 | 4 | IC | RE | NA | NG
2018 | FL | St Cloud | 685 | 6 | IC | RE | NA | NG
2018 | FL | St Cloud | 685 | 7 | IC | RE | NA | NG
2018 | FL | St Cloud | 685 | 8 | IC | RE | NA | NG
2018 | FL | St Johns River Power Park | 207 | 1 | ST | RE | WALL | BIT |  | 0 | 0 |  | EIA Unit-level Data | NEI avg EF - PM, fuel type, firing type
2018 | FL | St Johns River Power Park | 207 | 2 | ST | RE | WALL | BIT |  | 0 | 0 |  | EIA Unit-level Data | NEI avg EF - PM, fuel type, firing type
2018 | FL | St Josephs Hospital | 54534 | 0001 | IC | RE | NA | NG |  | 83276 | 0.017571 | 0.000422 | EIA Prime Mover-level Data | Estimated using an emission factor
2018 | FL | St Lucie | 6045 | 1 | ST | OP | NA | NUC |  | 82743861 |  |  | EIA Prime Mover-level Data
2018 | FL | St Lucie | 6045 | 2 | ST | OP | NA | NUC |  | 80005138 |  |  | EIA Prime Mover-level Data
2018 | FL | Standby Generation Plant | 50310 | 1 | IC | SB | NA | NG |  | 125 | 2.6375e-05 | 0.000422 | EIA Prime Mover-level Data | Estimated using an emission factor
2018 | FL | Standby Generation Plant | 50310 | 2 | IC | SB | NA | NG |  | 125 | 2.6375e-05 | 0.000422 | EIA Prime Mover-level Data | Estimated using an emission factor
2018 | FL | Standby Generation Plant | 50310 | 3 | IC | SB | NA | NG |  | 125 | 2.6375e-05 | 0.000422 | EIA Prime Mover-level Data | Estimated using an emission factor
2018 | FL | Standby Generation Plant | 50310 | 1SB | IC | SB | NA | NG |  | 148 | 3.1228e-05 | 0.000422 | EIA Prime Mover-level Data | Estimated using an emission factor
2018 | FL | Standby Generation Plant | 50310 | 2SB | IC | SB | NA | NG |  | 148 | 3.1228e-05 | 0.000422 | EIA Prime Mover-level Data | Estimated using an emission factor
2018 | FL | Standby Generation Plant | 50310 | 3SB | IC | SB | NA | NG |  | 148 | 3.1228e-05 | 0.000422 | EIA Prime Mover-level Data | Estimated using an emission factor
2018 | FL | Standby Generation Plant | 50310 | 4SB | IC | SB | NA | NG |  | 148 | 3.1228e-05 | 0.000422 | EIA Prime Mover-level Data | Estimated using an emission factor
2018 | FL | Standby Generation Plant | 50310 | 5SB | IC | SB | NA | NG |  | 148 | 3.1228e-05 | 0.000422 | EIA Prime Mover-level Data | Estimated using an emission factor
2018 | FL | Standby Generation Plant | 50310 | 6SB | IC | SB | NA | NG |  | 148 | 3.1228e-05 | 0.000422 | EIA Prime Mover-level Data | Estimated using an emission factor
2018 | FL | Standby Generation Plant | 50310 | 7SB | IC | SB | NA | NG |  | 148 | 3.1228e-05 | 0.000422 | EIA Prime Mover-level Data | Estimated using an emission factor
2018 | FL | Standby Generation Plant | 50310 | 8SB | IC | SB | NA | NG |  | 148 | 3.1228e-05 | 0.000422 | EIA Prime Mover-level Data | Estimated using an emission factor
2018 | FL | Stanton A | 55821 | 25 | CT | OP | CC | NG | 4,392.0 | 6127542 | 20.2206 | 0.0065999 | EPA/CAMD | EPA/NEI | 2003
2018 | FL | Stanton A | 55821 | 26 | CT | OP | CC | NG | 4,418.0 | 6237541 | 20.5835 | 0.0065999 | EPA/CAMD | EPA/NEI | 2003
2018 | FL | Starratt Solar | 62940 | PV | PV | OP | NA | SUN
2018 | FL | Stock Island | 6584 | CT4 | GT | OP | CT | DFO | 47.0 | 9004 | 0.10678 | 0.023718 | EPA/CAMD | NEI avg EF - PM, fuel type, firing type | 2006
2018 | FL | Sub 12 | 61080 | IC1 | IC | OP | NA | NG |  | 22148 | 0.0046732 | 0.000422 | EIA Prime Mover-level Data | Estimated using an emission factor
2018 | FL | Sub 12 | 61080 | IC2 | IC | OP | NA | NG |  | 22148 | 0.0046732 | 0.000422 | EIA Prime Mover-level Data | Estimated using an emission factor
2018 | FL | Sunshine Gateway Solar Energy Center | 61763 | 1 | PV | V | NA | SUN
2018 | FL | Suwannee River | 638 | 1 | ST | RE | TANGENTIAL | NG
2018 | FL | Suwannee River | 638 | 2 | ST | RE | WALL | NG
2018 | FL | Suwannee River | 638 | 3 | ST | RE | WALL | NG
2018 | FL | Suwannee River | 638 | P1 | GT | OP | NA | NG |  | 209834 | 0.5753 | 0.0054834 | EIA Prime Mover-level Data | NEI avg EF - PM, fuel type, firing type
2018 | FL | Suwannee River | 638 | P2 | GT | OP | NA | DFO |  | 209834 | 1.8108 | 0.017259 | EIA Prime Mover-level Data | NEI avg EF - PM, fuel type, firing type
2018 | FL | Suwannee River | 638 | P3 | GT | OP | NA | NG |  | 209834 | 0.5753 | 0.0054834 | EIA Prime Mover-level Data | NEI avg EF - PM, fuel type, firing type
2018 | FL | Suwannee River Chemical Complex | 50473 | SRC | ST | RE | NA | OTH
2018 | FL | Suwannee Solar Facility | 60788 | XXXXX | PV | OP | NA | SUN |  | 134647 |  |  | EIA Prime Mover-level Data
2018 | FL | Sweetbay Solar Center | 62394 | 1 | PV | L | NA | SUN
2018 | FL | Swift Creek Chemical Complex | 50474 | E | ST | OP | NA | OTH |  | 1831714 | 0.38649 | 0.000422 | EIA Unit-level Data | Estimated using an emission factor
2018 | FL | Swift Creek Chemical Complex | 50474 | F | ST | OP | NA | OTH |  | 1898804 | 0.40065 | 0.000422 | EIA Unit-level Data | Estimated using an emission factor
2018 | FL | Tampa Electric Co NA 2 | 56352 | 1 | GT | IP | NA | NG
2018 | FL | Tampa Electric Co NA 2 | 56352 | 2 | GT | IP | NA | NG
2018 | FL | Tampa Electric Co NA 2 | 56352 | 3 | GT | IP | NA | NG
2018 | FL | Tampa Electric Co NA 2 | 56352 | 4 | GT | IP | NA | NG
2018 | FL | Tampa Electric Co NA 2 | 56352 | 5 | GT | IP | NA | NG
2018 | FL | Tampa Electric Co NA 2 | 56352 | 6 | GT | IP | NA | NG
2018 | FL | Tampa Electric Co NA 2 | 56352 | 7 | GT | IP | NA | NG
2018 | FL | Tampa Electric Co NA 3 | 56353 | 3 | GT | IP | NA | NG
2018 | FL | Tampa Electric Co NA 3 | 56353 | 4 | GT | IP | NA | NG
2018 | FL | Tampa Electric Co NA 4 | 56354 | 5 | GT | IP | NA | NG
2018 | FL | Tampa Electric Co NA 4 | 56354 | 6 | GT | IP | NA | NG
2018 | FL | Telogia Power | 50774 | 1 | ST | OP | NA | WDS |  | 1802387 | 20.5582 | 0.022812 | EIA Unit-level Data | NEI avg EF - PM, fuel type
2018 | FL | The Mosaic Company, Plant City Facility | 50371 | MI34 | ST | OP | NA | WH
2018 | FL | TIA Solar | 59769 | 1 | PV | OP | NA | SUN |  | 28832 |  |  | EIA Prime Mover-level Data
2018 | FL | Tiger Bay | 7699 | 1 | CT | OP | CC | NG | 5,795.0 | 8603025 | 28.3898 | 0.0066 | EPA/CAMD | EPA/NEI | 1997
2018 | FL | Tom G Smith | 673 | S-3 | ST | OP | WALL | NG | 664.0 | 64880 | 0.72441 | 0.022331 | EPA/CAMD | EPA/NEI | 1967
2018 | FL | Trail Ridge Landfill Gas Recovery | 57123 | 1 | IC | OP | NA | LFG |  | 111234 | 0.81757 | 0.0147 | EIA Prime Mover-level Data | Estimated using an emission factor
2018 | FL | Trail Ridge Landfill Gas Recovery | 57123 | 2 | IC | OP | NA | LFG |  | 111234 | 0.81757 | 0.0147 | EIA Prime Mover-level Data | Estimated using an emission factor
2018 | FL | Trail Ridge Landfill Gas Recovery | 57123 | 3 | IC | OP | NA | LFG |  | 111234 | 0.81757 | 0.0147 | EIA Prime Mover-level Data | Estimated using an emission factor
2018 | FL | Trail Ridge Landfill Gas Recovery | 57123 | 4 | IC | OP | NA | LFG |  | 111234 | 0.81757 | 0.0147 | EIA Prime Mover-level Data | Estimated using an emission factor
2018 | FL | Trail Ridge Landfill Gas Recovery | 57123 | 5 | IC | OP | NA | LFG |  | 111234 | 0.81757 | 0.0147 | EIA Prime Mover-level Data | Estimated using an emission factor
2018 | FL | Trail Ridge Landfill Gas Recovery | 57123 | 6 | IC | OP | NA | LFG |  | 111234 | 0.81757 | 0.0147 | EIA Prime Mover-level Data | Estimated using an emission factor
2018 | FL | Trailside Solar Center | 62916 | 1 | PV | L | NA | SUN
2018 | FL | Treasure Coast Energy Center | 56400 | 1 | CT | OP | CC | NG | 8,215.0 | 13611579 | 44.1337 | 0.0064847 | EPA/CAMD | EPA/NEI | 2008
2018 | FL | Trenton Solar Power Plant | 62543 | PV1 | PV | P | NA | SUN
2018 | FL | Tropicana Products Bradent | 50971 | GEN1 | GT | OP | NA | NG |  | 2107244 | 5.7774 | 0.0054834 | EIA Prime Mover-level Data | NEI avg EF - PM, fuel type, firing type
2018 | FL | Turkey Point | 621 | 3 | ST | OP | NA | NUC |  | 67567601 |  |  | EIA Prime Mover-level Data
2018 | FL | Turkey Point | 621 | 4 | ST | OP | NA | NUC |  | 76236834 |  |  | EIA Prime Mover-level Data
2018 | FL | Turkey Point | 621 | TPCT5A | CT | OP | CC | NG | 6,509.0 | 10516520 | 34.7405 | 0.0066069 | EPA/CAMD | EPA/NEI | 2006
2018 | FL | Turkey Point | 621 | TPCT5B | CT | OP | CC | NG | 5,901.0 | 9393627 | 31.099 | 0.0066213 | EPA/CAMD | EPA/NEI | 2006
2018 | FL | Turkey Point | 621 | TPCT5C | CT | OP | CC | NG | 6,514.0 | 10400553 | 34.3875 | 0.0066126 | EPA/CAMD | EPA/NEI | 2006
2018 | FL | Turkey Point | 621 | TPCT5D | CT | OP | CC | NG | 7,136.0 | 11444443 | 37.7941 | 0.0066048 | EPA/CAMD | EPA/NEI | 2006
2018 | FL | Twin Lakes | 62633 | 1 | PV | T | NA | SUN
2018 | FL | Union Springs Solar Center | 62923 | 1 | PV | L | NA | SUN
2018 | FL | University of Florida | 7345 | 1 | CT | OP | CC | NG | 7,375.0 | 2852452 | 12.7173 | 0.0089168 | EPA/CAMD | EPA/NEI | 1993
2018 | FL | Unknown | 7738 | 1 | GT | IP | NA | DFO
2018 | FL | Unknown | 7738 | GT1 | GT | IP | NA | DFO
2018 | FL | Unknown | 7738 | GT2 | GT | IP | NA | DFO
2018 | FL | Unknown | 7738 | GT3 | GT | IP | NA | DFO
2018 | FL | Unknown | 7738 | GT4 | GT | IP | NA | DFO
2018 | FL | Unknown | 7738 | GT5 | GT | IP | NA | DFO
2018 | FL | Unknown | 7738 | GT6 | GT | IP | NA | DFO
2018 | FL | Unknown | 7738 | GT7 | GT | IP | NA | DFO
2018 | FL | Unnamed | 7890 | CC1 | CC | IP | NA | NG
2018 | FL | Unnamed | 7890 | CC2 | CC | IP | NA | NG
2018 | FL | Unnamed | 7890 | GT1 | GT | IP | NA | DFO
2018 | FL | Unnamed | 7890 | GT2 | GT | IP | NA | DFO
2018 | FL | Unnamed | 7890 | GT3 | GT | IP | NA | DFO
2018 | FL | Unsited | 7744 | 1 | CC | IP | NA | NG
2018 | FL | Unsited | 7744 | 2 | CC | IP | NA | NG
2018 | FL | Vandolah Power Project | 55415 | GT101 | GT | OP | CT | NG | 2,395.0 | 3371415 | 10.8017 | 0.0064078 | EPA/CAMD | EPA/NEI | 2002
2018 | FL | Vandolah Power Project | 55415 | GT201 | GT | OP | CT | NG | 2,395.0 | 3440921 | 9.3682 | 0.0054452 | EPA/CAMD | EPA/NEI | 2002
2018 | FL | Vandolah Power Project | 55415 | GT301 | GT | OP | CT | NG | 2,096.0 | 3045273 | 9.319 | 0.0061203 | EPA/CAMD | EPA/NEI | 2002
2018 | FL | Vandolah Power Project | 55415 | GT401 | GT | OP | CT | NG | 1,625.0 | 2385994 | 9.3238 | 0.0078154 | EPA/CAMD | NEI avg EF - PM, fuel type, firing type | 2002
2018 | FL | W E Swoope | 681 | 2 | IC | RE | NA | DFO
2018 | FL | W E Swoope | 681 | 3 | IC | RE | NA | DFO
2018 | FL | W E Swoope | 681 | 4 | IC | RE | NA | DFO
2018 | FL | Walt Disney World Solar Facility | 59973 | WDS1 | PV | OP | NA | SUN |  | 76018 |  |  | EIA Prime Mover-level Data
2018 | FL | Waste Management Naples LFGTE Project | 57168 | GEN1 | IC | OP | NA | LFG |  | 46331 | 0.34053 | 0.0147 | EIA Prime Mover-level Data | Estimated using an emission factor
2018 | FL | Waste Management Naples LFGTE Project | 57168 | GEN2 | IC | OP | NA | LFG |  | 46331 | 0.34053 | 0.0147 | EIA Prime Mover-level Data | Estimated using an emission factor
2018 | FL | Waste Management Naples LFGTE Project | 57168 | GEN3 | IC | OP | NA | LFG |  | 46331 | 0.34053 | 0.0147 | EIA Prime Mover-level Data | Estimated using an emission factor
2018 | FL | Waste Management Naples LFGTE Project | 57168 | GEN4 | IC | OP | NA | LFG |  | 46331 | 0.34053 | 0.0147 | EIA Prime Mover-level Data | Estimated using an emission factor
2018 | FL | Waste Management Naples LFGTE Project | 57168 | GEN5 | IC | OP | NA | LFG |  | 46331 | 0.34053 | 0.0147 | EIA Prime Mover-level Data | Estimated using an emission factor
2018 | FL | West County Energy Center | 56407 | WCCT1A | CT | OP | CC | NG | 6,872.0 | 15538251 | 49.4807 | 0.0063689 | EPA/CAMD | EPA/NEI | 2009
2018 | FL | West County Energy Center | 56407 | WCCT1B | CT | OP | CC | NG | 6,655.0 | 14437245 | 48.2231 | 0.0066804 | EPA/CAMD | EPA/NEI | 2009
2018 | FL | West County Energy Center | 56407 | WCCT1C | CT | OP | CC | NG | 6,049.0 | 13395962 | 44.8746 | 0.0066997 | EPA/CAMD | EPA/NEI | 2009
2018 | FL | West County Energy Center | 56407 | WCCT2A | CT | OP | CC | NG | 7,048.0 | 15980184 | 53.0387 | 0.0066381 | EPA/CAMD | EPA/NEI | 2009
2018 | FL | West County Energy Center | 56407 | WCCT2B | CT | OP | CC | NG | 6,861.0 | 15570443 | 51.7412 | 0.0066461 | EPA/CAMD | EPA/NEI | 2009
2018 | FL | West County Energy Center | 56407 | WCCT2C | CT | OP | CC | NG | 6,627.0 | 14343256 | 48.0192 | 0.0066957 | EPA/CAMD | EPA/NEI | 2009
2018 | FL | West County Energy Center | 56407 | WCCT3A | CT | OP | CC | NG | 6,592.0 | 15055869 | 48.0688 | 0.0063854 | EPA/CAMD | EPA/NEI | 2010
2018 | FL | West County Energy Center | 56407 | WCCT3B | CT | OP | CC | NG | 7,389.0 | 16175983 | 42.1696 | 0.0052139 | EPA/CAMD | EPA/NEI | 2010
2018 | FL | West County Energy Center | 56407 | WCCT3C | CT | OP | CC | NG | 5,696.0 | 12681846 | 42.2204 | 0.0066584 | EPA/CAMD | EPA/NEI | 2010
2018 | FL | WestRock Panama City Mill | 50807 | 1RB | ST | OP | NA | BLQ |  | 4382951 | 3.4077 | 0.001555 | EIA Unit-level Data | Estimated using an emission factor
2018 | FL | WestRock Panama City Mill | 50807 | 2RB | ST | OP | NA | BLQ |  | 5004723 | 3.8912 | 0.001555 | EIA Unit-level Data | Estimated using an emission factor
2018 | FL | WestRock Panama City Mill | 50807 | 3BB | ST | OP | NA | NG |  | 2869777 | 11.5543 | 0.0080524 | EIA Unit-level Data | NEI avg EF - PM, fuel type
2018 | FL | WestRock Panama City Mill | 50807 | 4BB | ST | OP | NA | BIT |  | 3014434 | 67.0513 | 0.044487 | EIA Unit-level Data | NEI avg EF - PM, fuel type
2018 | FL | Wheelabrator North Broward | 54033 | GEN1 | ST | RE | NA | MSW
2018 | FL | Wheelabrator Ridge Energy | 54529 | 0001 | ST | OP | NA | WDS |  | 5576825 | 63.6098 | 0.022812 | EIA Unit-level Data | NEI avg EF - PM, fuel type
2018 | FL | Wheelabrator South Broward | 50887 | BLR1 | ST | OP | NA | MSW |  | 2877122 | 0.22442 | 0.000156 | EIA Unit-level Data | Estimated using an emission factor
2018 | FL | Wheelabrator South Broward | 50887 | BLR2 | ST | OP | NA | MSW |  | 2784811 | 0.21722 | 0.000156 | EIA Unit-level Data | Estimated using an emission factor
2018 | FL | Wheelabrator South Broward | 50887 | BLR3 | ST | OP | NA | MSW |  | 2945730 | 0.22977 | 0.000156 | EIA Unit-level Data | Estimated using an emission factor
2018 | FL | Wildflower Solar Energy Center | 61050 | 1 | PV | OP | NA | SUN |  | 1517353 |  |  | EIA Prime Mover-level Data
2018 | FL | Wimauma Solar | 61667 | 1 | PV | L | NA | SUN
2018 | FL | Winston | 7997 | WD01 | IC | OP | NA | DFO
2018 | FL | Winston | 7997 | WD02 | IC | OP | NA | DFO
2018 | FL | Winston | 7997 | WD03 | IC | OP | NA | DFO
2018 | FL | Winston | 7997 | WD04 | IC | OP | NA | DFO
2018 | FL | Winston | 7997 | WD05 | IC | OP | NA | DFO
2018 | FL | Winston | 7997 | WD06 | IC | OP | NA | DFO
2018 | FL | Winston | 7997 | WD07 | IC | OP | NA | DFO
2018 | FL | Winston | 7997 | WD08 | IC | OP | NA | DFO
2018 | FL | Winston | 7997 | WD09 | IC | OP | NA | DFO
2018 | FL | Winston | 7997 | WD10 | IC | OP | NA | DFO
2018 | FL | Winston | 7997 | WD11 | IC | OP | NA | DFO
2018 | FL | Winston | 7997 | WD12 | IC | OP | NA | DFO
2018 | FL | Winston | 7997 | WD13 | IC | OP | NA | DFO
2018 | FL | Winston | 7997 | WD14 | IC | OP | NA | DFO
2018 | FL | Winston | 7997 | WD15 | IC | OP | NA | DFO
2018 | FL | Winston | 7997 | WD16 | IC | OP | NA | DFO
2018 | FL | Winston | 7997 | WD17 | IC | OP | NA | DFO
2018 | FL | Winston | 7997 | WD18 | IC | OP | NA | DFO
2018 | FL | Winston | 7997 | WD19 | IC | OP | NA | DFO
2018 | FL | Winston | 7997 | WD20 | IC | OP | NA | DFO
2018 | GA | 191 Peachtree Tower | 54818 | GEN1 | IC | SB | NA | DFO
2018 | GA | 191 Peachtree Tower | 54818 | GEN2 | IC | SB | NA | DFO
2018 | GA | ADS Renewable Energy-Wolf Creek LLC | 60184 | GEN1 | IC | OP | NA | LFG |  | 106217 | 0.78069 | 0.0147 | EIA Prime Mover-level Data | Estimated using an emission factor
2018 | GA | ADS Renewable Energy-Wolf Creek LLC | 60184 | GEN2 | IC | OP | NA | LFG |  | 106217 | 0.78069 | 0.0147 | EIA Prime Mover-level Data | Estimated using an emission factor
2018 | GA | AL Sandersville Energy Facility | 55672 | CT1 | GT | OP | CT | NG | 162.0 | 112091 | 0.02 | 0.00035685 | EPA/CAMD | EPA/NEI | 2002
2018 | GA | AL Sandersville Energy Facility | 55672 | CT2 | GT | OP | CT | NG | 117.0 | 53958 | 0.02 | 0.00074132 | EPA/CAMD | EPA/NEI | 2002
2018 | GA | AL Sandersville Energy Facility | 55672 | CT3 | GT | OP | CT | NG | 189.0 | 141388 | 0 | 0 | EPA/CAMD | EPA/NEI | 2002
2018 | GA | AL Sandersville Energy Facility | 55672 | CT4 | GT | OP | CT | NG | 216.0 | 160753 | 0 | 0 | EPA/CAMD | EPA/NEI | 2002
2018 | GA | AL Sandersville Energy Facility | 55672 | CT5 | GT | OP | CT | NG | 104.0 | 69873 | 0 | 0 | EPA/CAMD | EPA/NEI | 2002
2018 | GA | AL Sandersville Energy Facility | 55672 | CT6 | GT | OP | CT | NG | 126.0 | 89996 | 0 | 0 | EPA/CAMD | EPA/NEI | 2002
2018 | GA | AL Sandersville Energy Facility | 55672 | CT7 | GT | OP | CT | NG | 131.0 | 90790 | 0 | 0 | EPA/CAMD | EPA/NEI | 2002
2018 | GA | AL Sandersville Energy Facility | 55672 | CT8 | GT | OP | CT | NG | 132.0 | 99261 | 0 | 0 | EPA/CAMD | EPA/NEI | 2002
2018 | GA | Albany Green Energy LLC | 60340 | B0004 | ST | OP | FLUIDIZED | WDS | 1,681.0 | 1279297 | 2.86 | 0.0044712 | EPA/CAMD | EPA/NEI | 2017
2018 | GA | Allatoona | 760 | 1 | HY | OA | NA | WAT |  | 593288 |  |  | EIA Prime Mover-level Data
2018 | GA | Allatoona | 760 | 2 | HY | OA | NA | WAT |  | 593288 |  |  | EIA Prime Mover-level Data
2018 | GA | Allatoona | 760 | A | HY | OP | NA | WAT |  | 28051 |  |  | EIA Prime Mover-level Data
2018 | GA | Allen B Wilson Combustion Turbine Plant | 6258 | 1A | GT | OP | CT | DFO | 46.0 | 16955 | 0.0984 | 0.011607 | EPA/CAMD | EPA/NEI | 1972
2018 | GA | Allen B Wilson Combustion Turbine Plant | 6258 | 1B | GT | OP | CT | DFO | 55.0 | 23982 | 0.141 | 0.011759 | EPA/CAMD | EPA/NEI | 1972
2018 | GA | Allen B Wilson Combustion Turbine Plant | 6258 | 1C | GT | OP | CT | DFO | 54.0 | 17474 | 0.1036 | 0.011858 | EPA/CAMD | EPA/NEI | 1973
2018 | GA | Allen B Wilson Combustion Turbine Plant | 6258 | 1D | GT | OP | CT | DFO | 35.0 | 10199 | 0.0609 | 0.011942 | EPA/CAMD | EPA/NEI | 1973
2018 | GA | Allen B Wilson Combustion Turbine Plant | 6258 | 1E | GT | OP | CT | DFO | 53.0 | 21474 | 0.127 | 0.011828 | EPA/CAMD | EPA/NEI | 1973
2018 | GA | Allen B Wilson Combustion Turbine Plant | 6258 | 1F | GT | OP | CT | DFO | 46.0 | 16598 | 0.0993 | 0.011965 | EPA/CAMD | EPA/NEI | 1973
2018 | GA | Arkwright | 699 | 3 | ST | RE | NA | BIT
2018 | GA | Arkwright | 699 | 4 | ST | RE | NA | BIT
2018 | GA | Arkwright | 699 | 5A | GT | RE | NA | DFO
2018 | GA | Arkwright | 699 | 5B | GT | RE | NA | DFO
2018 | GA | Arkwright | 699 | ST1 | ST | RE | NA | NG
2018 | GA | Arkwright | 699 | ST2 | ST | RE | NA | NG
2018 | GA | Athens Regional Medical Center | 55319 | CT1 | IC | SB | NA | DFO
2018 | GA | Athens Regional Medical Center | 55319 | CT3 | IC | SB | NA | DFO
2018 | GA | Athens Regional Medical Center | 55319 | CU1 | IC | RE | NA | DFO
2018 | GA | Athens Regional Medical Center | 55319 | STEG3 | IC | SB | NA | DFO
2018 | GA | Athens Regional Medical Center | 55319 | STEG4 | IC | SB | NA | DFO
2018 | GA | Athens Regional Medical Center | 55319 | STEG5 | IC | SB | NA | DFO
2018 | GA | Athens Regional Medical Center | 55319 | STEG6 | IC | SB | NA | DFO
2018 | GA | Atkinson | 700 | 3 | ST | RE | NA | NG
2018 | GA | Atkinson | 700 | 4 | ST | RE | NA | NG
2018 | GA | Atkinson | 700 | 5A | GT | RE | NA | DFO
2018 | GA | Atkinson | 700 | 5B | GT | RE | NA | DFO
2018 | GA | Atkinson | 700 | ST2 | ST | RE | NA | NG
2018 | GA | Atlanta Falcons Solar | 62393 | 1 | PV | OP | NA | SUN
2018 | GA | Atlanta Falcons Solar | 62393 | 2 | PV | OP | NA | SUN
2018 | GA | Atlanta Falcons Solar | 62393 | 3 | PV | OP | NA | SUN
2018 | GA | Atlanta Gift Mart LP | 54877 | BUG | IC | SB | NA | DFO
2018 | GA | Azalea Solar, LLC | 58482 | 1 | PV | OP | NA | SUN |  | 113630 |  |  | EIA Prime Mover-level Data
2018 | GA | Baconton Power | 55304 | CT1 | GT | OP | CT | NG | 441.0 | 181674 | 0 | 0 | EPA/CAMD | EPA/NEI | 2000
2018 | GA | Baconton Power | 55304 | CT4 | GT | OP | CT | NG | 329.0 | 121771 | 0 | 0 | EPA/CAMD | EPA/NEI | 2000
2018 | GA | Baconton Power | 55304 | CT5 | GT | OP | CT | NG | 492.0 | 200265 | 0 | 0 | EPA/CAMD | EPA/NEI | 2000
2018 | GA | Baconton Power | 55304 | CT6 | GT | OP | CT | NG | 375.0 | 151716 | 0 | 0 | EPA/CAMD | EPA/NEI | 2000
2018 | GA | Bank of America Plaza | 55152 | GEN1 | IC | SB | NA | DFO
2018 | GA | Bank of America Plaza | 55152 | GEN2 | IC | SB | NA | DFO
2018 | GA | Barnett Shoals | 701 | 1 | HY | RE | NA | WAT
2018 | GA | Barnett Shoals | 701 | 2 | HY | RE | NA | WAT
2018 | GA | Barnett Shoals | 701 | 3 | HY | RE | NA | WAT
2018 | GA | Barnett Shoals | 701 | 4 | HY | RE | NA | WAT
2018 | GA | Bibb Jones | 62880 | BIBBJ | PV | T | NA | SUN
2018 | GA | BJ Gas Recovery | 54392 | GEN1 | IC | OP | NA | LFG |  | 47761 | 0.35104 | 0.0147 | EIA Prime Mover-level Data | Estimated using an emission factor
2018 | GA | BJ Gas Recovery | 54392 | GEN2 | IC | RE | NA | LFG
2018 | GA | BJ Gas Recovery | 54392 | GEN3 | IC | OP | NA | LFG |  | 47761 | 0.35104 | 0.0147 | EIA Prime Mover-level Data | Estimated using an emission factor
2018 | GA | Blue Ridge | 757 | 1 | HY | OP | NA | WAT |  | 404856 |  |  | EIA Prime Mover-level Data
2018 | GA | Blue Ridge | 757 | 2 | HY | OP | NA | WAT |  | 27604 |  |  | EIA Prime Mover-level Data
2018 | GA | Boulevard | 732 | 1 | GT | OP | NA | DFO |  | 2721 | 0.023481 | 0.017259 | EIA Prime Mover-level Data | NEI avg EF - PM, fuel type, firing type
2018 | GA | Boulevard | 732 | 2 | GT | RE | NA | NG
2018 | GA | Boulevard | 732 | 3 | GT | RE | NA | NG
2018 | GA | Bowen | 703 | 1BLR | ST | OP | TANGENTIAL | BIT | 5,340.0 | 27590582 | 68.5178 | 0.0049668 | EPA/CAMD | EPA/NEI | 1971
2018 | GA | Bowen | 703 | 2BLR | ST | OP | TANGENTIAL | BIT | 3,693.0 | 20151984 | 52.3084 | 0.0051914 | EPA/CAMD | EPA/NEI | 1972
2018 | GA | Bowen | 703 | 3BLR | ST | OP | TANGENTIAL | BIT | 5,996.0 | 41148702 | 115.4943 | 0.0056135 | EPA/CAMD | EPA/NEI | 1974
2018 | GA | Bowen | 703 | 4BLR | ST | OP | TANGENTIAL | BIT | 7,499.0 | 54136119 | 149.7812 | 0.0055335 | EPA/CAMD | EPA/NEI | 1975
2018 | GA | Brunswick Cellulose | 10605 | 4PB | ST | OP | NA | WDS |  | 3907096 | 44.5647 | 0.022812 | EIA Unit-level Data | NEI avg EF - PM, fuel type
2018 | GA | Brunswick Cellulose | 10605 | 5RB | ST | OP | NA | BLQ |  | 7696263 | 0.11968 | 3.11e-05 | EIA Unit-level Data | Estimated using an emission factor
2018 | GA | Brunswick Cellulose | 10605 | 6PB | ST | OP | NA | NG |  | 440812 | 1.7748 | 0.0080524 | EIA Unit-level Data | NEI avg EF - PM, fuel type
2018 | GA | Brunswick Cellulose | 10605 | 6RB | ST | OP | NA | BLQ |  | 11764115 | 0.18293 | 3.11e-05 | EIA Unit-level Data | Estimated using an emission factor
2018 | GA | Brunswick Cellulose | 10605 | 7PB | ST | OP | NA | NG |  | 155485 | 0.62602 | 0.0080524 | EIA Unit-level Data | NEI avg EF - PM, fuel type
2018 | GA | Buford | 759 | 1 | HY | RE | NA | WAT
2018 | GA | Buford | 759 | 2 | HY | RE | NA | WAT
2018 | GA | Buford | 759 | 3 | HY | RE | NA | WAT
2018 | GA | Buford | 759 | 1A | HY | OP | NA | WAT |  | 903851 |  |  | EIA Prime Mover-level Data
2018 | GA | Buford | 759 | 2A | HY | OP | NA | WAT |  | 903851 |  |  | EIA Prime Mover-level Data
2018 | GA | Buford | 759 | 3A | HY | OP | NA | WAT |  | 104963 |  |  | EIA Prime Mover-level Data
2018 | GA | Burton Dam | 704 | 1 | HY | OP | NA | WAT |  | 140385 |  |  | EIA Prime Mover-level Data
2018 | GA | Burton Dam | 704 | 2 | HY | OP | NA | WAT |  | 140385 |  |  | EIA Prime Mover-level Data
2018 | GA | Butler Solar Farm 20 | 59891 | 1 | PV | OP | NA | SUN |  | 358357 |  |  | EIA Prime Mover-level Data
2018 | GA | Butler Solar Project 103 | 59896 | 1 | PV | OP | NA | SUN |  | 2057268 |  |  | EIA Prime Mover-level Data
2018 | GA | Camilla Solar Energy Project | 61785 | CAMSR | PV | U | NA | SUN
2018 | GA | Camilla Solar Plant | 58892 | CMLA | PV | OP | NA | SUN |  | 250663 |  |  | EIA Prime Mover-level Data
2018 | GA | Camp Solar Plant | 58893 | CAMP | PV | OP | NA | SUN |  | 37429 |  |  | EIA Prime Mover-level Data
2018 | GA | Carters | 6130 | 1 | HY | OP | NA | WAT |  | 1032198 |  |  | EIA Prime Mover-level Data
2018 | GA | Carters | 6130 | 2 | HY | OP | NA | WAT |  | 1032198 |  |  | EIA Prime Mover-level Data
2018 | GA | Carters | 6130 | 3 | PS | OP | NA | WAT |  | 0 |  |  | EIA Prime Mover-level Data
2018 | GA | Carters | 6130 | 4 | PS | OP | NA | WAT |  | 0 |  |  | EIA Prime Mover-level Data
2018 | GA | Cedartown Battery Energy Storage Project | 60561 | 1 | BA | OP | NA | MWH |  | 0 |  |  | EIA Prime Mover-level Data
2018 | GA | Chattahoochee Energy Facility | 7917 | 8A | CT | OP | CC | NG | 6,504.0 | 9897590 | 0.94027 | 0.00019 | EPA/CAMD | EPA/NEI | 2002
2018 | GA | Chattahoochee Energy Facility | 7917 | 8B | CT | OP | CC | NG | 6,014.0 | 9159387 | 0.87014 | 0.00019 | EPA/CAMD | EPA/NEI | 2002
2018 | GA | CII Methane Management III LFG Plant | 59650 | GEN1 | IC | OP | NA | LFG |  | 93770 | 0.68921 | 0.0147 | EIA Prime Mover-level Data | Estimated using an emission factor
2018 | GA | CNN Center | 54323 | D4_1 | IC | SB | NA | DFO |  | 105 | 0.016275 | 0.31 | EIA Prime Mover-level Data | Estimated using an emission factor
2018 | GA | CNN Center | 54323 | D4_2 | IC | SB | NA | DFO |  | 140 | 0.0217 | 0.31 | EIA Prime Mover-level Data | Estimated using an emission factor
2018 | GA | CNN Center | 54323 | D4_3 | IC | SB | NA | DFO |  | 140 | 0.0217 | 0.31 | EIA Prime Mover-level Data | Estimated using an emission factor
2018 | GA | CNN Center | 54323 | D5_1 | IC | SB | NA | DFO |  | 140 | 0.0217 | 0.31 | EIA Prime Mover-level Data | Estimated using an emission factor
2018 | GA | CNN Center | 54323 | D5_2 | IC | SB | NA | DFO |  | 140 | 0.0217 | 0.31 | EIA Prime Mover-level Data | Estimated using an emission factor
2018 | GA | CNN Center | 54323 | D5_3 | IC | SB | NA | DFO |  | 140 | 0.0217 | 0.31 | EIA Prime Mover-level Data | Estimated using an emission factor
2018 | GA | CNN Center | 54323 | DK2 | IC | SB | NA | DFO |  | 105 | 0.016275 | 0.31 | EIA Prime Mover-level Data | Estimated using an emission factor
2018 | GA | Columbia Bryson | 62879 | COBRY | PV | OP | NA | SUN
2018 | GA | Comer Solar | 61554 | 1 | PV | OP | NA | SUN |  | 36884 |  |  | EIA Prime Mover-level Data
2018 | GA | Crisp Plant | 753 | GT1 | GT | OP | NA | NG |  | 2869 | 0.0078659 | 0.0054834 | EIA Prime Mover-level Data | NEI avg EF - PM, fuel type, firing type
2018 | GA | Crisp Plant | 753 | ST | ST | OS | NA | NG |  | 1339 | 0.0053911 | 0.0080524 | EIA Unit-level Data | NEI avg EF - PM, fuel type
2018 | GA | Dahlberg (Jackson County) | 7765 | 1 | GT | OP | CT | NG | 1,095.0 | 840892 | 1.469 | 0.0034939 | EPA/CAMD | EPA/NEI | 2000
2018 | GA | Dahlberg (Jackson County) | 7765 | 2 | GT | OP | CT | NG | 354.0 | 278348 | 0.068804 | 0.00049438 | EPA/CAMD | EPA/NEI | 2000
2018 | GA | Dahlberg (Jackson County) | 7765 | 3 | GT | OP | CT | NG | 1,118.0 | 857396 | 0.49953 | 0.0011652 | EPA/CAMD | EPA/NEI | 2000
2018 | GA | Dahlberg (Jackson County) | 7765 | 4 | GT | OP | CT | NG | 273.0 | 225144 | 1.9401 | 0.017235 | EPA/CAMD | EPA/NEI | 2000
2018 | GA | Dahlberg (Jackson County) | 7765 | 5 | GT | OP | CT | NG | 1,068.0 | 821496 | 0.40515 | 0.00098638 | EPA/CAMD | EPA/NEI | 2000
2018 | GA | Dahlberg (Jackson County) | 7765 | 6 | GT | OP | CT | NG | 321.0 | 230641 | 1.4327 | 0.012423 | EPA/CAMD | EPA/NEI | 2000
2018 | GA | Dahlberg (Jackson County) | 7765 | 7 | GT | OP | CT | NG | 963.0 | 732005 | 0.41455 | 0.0011326 | EPA/CAMD | EPA/NEI | 2000
2018 | GA | Dahlberg (Jackson County) | 7765 | 8 | GT | OP | CT | NG | 348.0 | 269579 | 1.2784 | 0.0094843 | EPA/CAMD | EPA/NEI | 2000
2018 | GA | Dahlberg (Jackson County) | 7765 | 9 | GT | OP | CT | NG | 862.0 | 647498 | 0.48557 | 0.0014998 | EPA/CAMD | EPA/NEI | 2001
2018 | GA | Dahlberg (Jackson County) | 7765 | 10 | GT | OP | CT | NG | 355.0 | 280858 | 1.1313 | 0.0080559 | EPA/CAMD | EPA/NEI | 2001
2018 | GA | Dalton 2 | 59556 | 1 | PV | OP | NA | SUN |  | 87205 |  |  | EIA Prime Mover-level Data
2018 | GA | Decatur County Solar Project | 59449 | DCSP1 | PV | OP | NA | SUN |  | 372670 |  |  | EIA Prime Mover-level Data
2018 | GA | Decatur Parkway Solar Project, LLC | 59450 | DPSP1 | PV | OP | NA | SUN |  | 1597110 |  |  | EIA Prime Mover-level Data
2018 | GA | Denver Braswell PV | 61441 | GPDB1 | PV | OP | NA | SUN |  | 5527 |  |  | EIA Prime Mover-level Data
2018 | GA | Dougherty County Solar, LLC | 62375 | PV1 | PV | P | NA | SUN
2018 | GA | Doyle Energy Facility | 55244 | CTG-1 | GT | OP | CT | NG | 78.0 | 37033 | 0.14471 | 0.0078154 | EPA/CAMD | NEI avg EF - PM, fuel type, firing type | 2000
2018 | GA | Doyle Energy Facility | 55244 | CTG-2 | GT | OP | CT | NG | 190.0 | 105530 | 0.41238 | 0.0078154 | EPA/CAMD | NEI avg EF - PM, fuel type, firing type | 2000
2018 | GA | Doyle Energy Facility | 55244 | CTG-3 | GT | OP | CT | NG | 164.0 | 100992 | 0.39465 | 0.0078154 | EPA/CAMD | NEI avg EF - PM, fuel type, firing type | 2000
2018 | GA | Doyle Energy Facility | 55244 | CTG-4 | GT | OP | CT | NG | 427.0 | 298913 | 1.1681 | 0.0078154 | EPA/CAMD | NEI avg EF - PM, fuel type, firing type | 2000
2018 | GA | Doyle Energy Facility | 55244 | CTG-5 | GT | OP | CT | NG | 395.0 | 256442 | 1.0021 | 0.0078154 | EPA/CAMD | NEI avg EF - PM, fuel type, firing type | 2000
2018 | GA | Dublin Solar I | 60930 | DUBL1 | PV | OP | NA | SUN |  | 58046 |  |  | EIA Prime Mover-level Data
2018 | GA | Edward L Addison Generating Plant | 55267 | 1 | GT | OP | CT | NG | 59.0 | 62496 | 0.12712 | 0.0040681 | EPA/CAMD | EPA/NEI | 2000
2018 | GA | Edward L Addison Generating Plant | 55267 | 2 | GT | OP | CT | NG | 1,436.0 | 1941578 | 0.19845 | 0.00020442 | EPA/CAMD | EPA/NEI | 2000
2018 | GA | Edward L Addison Generating Plant | 55267 | 3 | GT | OP | CT | NG | 54.0 | 53004 | 0.096915 | 0.0036569 | EPA/CAMD | EPA/NEI | 2000
2018 | GA | Edward L Addison Generating Plant | 55267 | 4 | GT | OP | CT | NG | 1,358.0 | 1817978 | 0.17189 | 0.0001891 | EPA/CAMD | EPA/NEI | 2000
2018 | GA | Edwin I Hatch | 6051 | 1 | ST | OP | NA | NUC |  | 73282746 |  |  | EIA Prime Mover-level Data
2018 | GA | Edwin I Hatch | 6051 | 2 | ST | OP | NA | NUC |  | 77301306 |  |  | EIA Prime Mover-level Data
2018 | GA | Effingham County Power, LLC | 55406 | 1 | CT | OP | CC | NG | 4,049.0 | 6678046 | 0.63441 | 0.00019 | EPA/CAMD | EPA/NEI | 2003
2018 | GA | Effingham County Power, LLC | 55406 | 2 | CT | OP | CC | NG | 4,022.0 | 6707397 | 0.6372 | 0.00019 | EPA/CAMD | EPA/NEI | 2003
2018 | GA | Emory Decatur Hospital | 54830 | 03 | IC | SB | NA | DFO |  | 75 | 0.011625 | 0.31 | EIA Prime Mover-level Data | Estimated using an emission factor
2018 | GA | Emory Decatur Hospital | 54830 | 90 | IC | SB | NA | DFO |  | 60 | 0.0093 | 0.31 | EIA Prime Mover-level Data | Estimated using an emission factor
2018 | GA | Emory Decatur Hospital | 54830 | 93 | IC | SB | NA | DFO |  | 60 | 0.0093 | 0.31 | EIA Prime Mover-level Data | Estimated using an emission factor
2018 | GA | Emory Hillandale Hospital | 56231 | 01 | IC | SB | NA | DFO |  | 39 | 0.006045 | 0.31 | EIA Prime Mover-level Data | Estimated using an emission factor
2018 | GA | Emory Hillandale Hospital | 56231 | 02 | IC | SB | NA | DFO |  | 39 | 0.006045 | 0.31 | EIA Prime Mover-level Data | Estimated using an emission factor
2018 | GA | Emory Hillandale Hospital | 56231 | 03 | IC | RE | NA | DFO
2018 | GA | Flint River | 706 | 1 | HY | OP | NA | WAT |  | 68372 |  |  | EIA Prime Mover-level Data
2018 | GA | Flint River | 706 | 2 | HY | OP | NA | WAT |  | 68372 |  |  | EIA Prime Mover-level Data
2018 | GA | Flint River | 706 | 3 | HY | OP | NA | WAT |  | 68372 |  |  | EIA Prime Mover-level Data
2018 | GA | Flint River Operations | 50465 | PB | ST | OP | NA | WDS |  | 3552739 | 40.5229 | 0.022812 | EIA Unit-level Data | NEI avg EF - PM, fuel type
2018 | GA | Flint River Operations | 50465 | RB | ST | OP | NA | BLQ |  | 575538 | 0.089496 | 0.000311 | EIA Unit-level Data | Estimated using an emission factor
2018 | GA | Fort Benning Solar Facility | 59862 | 1 | PV | OP | NA | SUN |  | 504171 |  |  | EIA Prime Mover-level Data
2018 | GA | Fort Gordon Solar Facility | 59863 | 1 | PV | OP | NA | SUN |  | 515440 |  |  | EIA Prime Mover-level Data
2018 | GA | Fort Stewart Solar Facility | 59865 | 1 | PV | OP | NA | SUN |  | 480665 |  |  | EIA Prime Mover-level Data
2018 | GA | Freeman Avenue | 62887 | FREAV | PV | T | NA | SUN
2018 | GA | Georgia LFG Oak Grove Plant | 61385 | GM01 | IC | OP | NA | LFG |  | 89174 | 0.65543 | 0.0147 | EIA Prime Mover-level Data | Estimated using an emission factor
2018 | GA | Georgia LFG Oak Grove Plant | 61385 | GM02 | IC | OP | NA | LFG |  | 89174 | 0.65543 | 0.0147 | EIA Prime Mover-level Data | Estimated using an emission factor
2018 | GA | Georgia LFG Oak Grove Plant | 61385 | GM03 | IC | OP | NA | LFG |  | 89174 | 0.65543 | 0.0147 | EIA Prime Mover-level Data | Estimated using an emission factor
2018 | GA | Georgia LFG Pine Ridge Plant | 61386 | GM01 | IC | OP | NA | LFG |  | 104054 | 0.7648 | 0.0147 | EIA Prime Mover-level Data | Estimated using an emission factor
2018 | GA | Georgia LFG Pine Ridge Plant | 61386 | GM02 | IC | OP | NA | LFG |  | 104054 | 0.7648 | 0.0147 | EIA Prime Mover-level Data | Estimated using an emission factor
2018 | GA | Georgia LFG Pine Ridge Plant | 61386 | GM03 | IC | OP | NA | LFG |  | 104054 | 0.7648 | 0.0147 | EIA Prime Mover-level Data | Estimated using an emission factor
2018 | GA | Georgia LFG Richland Creek Plant | 61387 | GM01 | IC | OP | NA | LFG |  | 129691 | 0.95323 | 0.0147 | EIA Prime Mover-level Data | Estimated using an emission factor
2018 | GA | Georgia LFG Richland Creek Plant | 61387 | GM02 | IC | OP | NA | LFG |  | 129691 | 0.95323 | 0.0147 | EIA Prime Mover-level Data | Estimated using an emission factor
2018 | GA | Georgia LFG Richland Creek Plant | 61387 | GM03 | IC | OP | NA | LFG |  | 129691 | 0.95323 | 0.0147 | EIA Prime Mover-level Data | Estimated using an emission factor
2018 | GA | Georgia LFG Richland Creek Plant | 61387 | GM04 | IC | OP | NA | LFG |  | 129691 | 0.95323 | 0.0147 | EIA Prime Mover-level Data | Estimated using an emission factor
2018 | GA | Georgia LFG Richland Creek Plant | 61387 | GM05 | IC | OP | NA | LFG |  | 129691 | 0.95323 | 0.0147 | EIA Prime Mover-level Data | Estimated using an emission factor
2018 | GA | Georgia Pacific Center | 54906 | 01 | IC | SB | NA | DFO
2018 | GA | Georgia Pacific Center | 54906 | 02 | IC | SB | NA | DFO
2018 | GA | Georgia Power at Jakin GA PV | 61397 | PV1 | PV | OP | NA | SUN |  | 26240 |  |  | EIA Prime Mover-level Data
2018 | GA | Georgia Power at Swainsboro | 61459 | PV1 | PV | OP | NA | SUN |  | 54636 |  |  | EIA Prime Mover-level Data
2018 | GA | Georgia Power at Wadley GA | 59843 | PV1 | PV | OP | NA | SUN |  | 16804 |  |  | EIA Prime Mover-level Data
2018 | GA | Georgia-Pacific Cedar Springs | 54101 | PB1 | ST | OP | WALL | WDS |  | 4829921 | 55.0906 | 0.022812 | EIA Unit-level Data | NEI avg EF - PM, fuel type
2018 | GA | Georgia-Pacific Cedar Springs | 54101 | PB2 | ST | OP | WALL | WDS |  | 4911835 | 56.0249 | 0.022812 | EIA Unit-level Data | NEI avg EF - PM, fuel type
2018 | GA | Georgia-Pacific Cedar Springs | 54101 | RB1 | ST | OP | WALL | BLQ |  | 3353842 | 1.043 | 0.000622 | EIA Unit-level Data | Estimated using an emission factor
2018 | GA | Georgia-Pacific Cedar Springs | 54101 | RB2 | ST | OP | WALL | BLQ |  | 3524683 | 1.0962 | 0.000622 | EIA Unit-level Data | Estimated using an emission factor
2018 | GA | Georgia-Pacific Cedar Springs | 54101 | RB3 | ST | OP | WALL | BLQ |  | 5398081 | 1.6788 | 0.000622 | EIA Unit-level Data | Estimated using an emission factor
2018 | GA | GPC3 | 7711 | 1 | CC | IP | NA | NG
2018 | GA | GPC4 | 7712 | 1 | GT | IP | NA | NG
2018 | GA | GPC5 | 7713 | 1 | GT | IP | NA | NG
2018 | GA | GPC6 | 7714 | 1 | CC | IP | NA | NG
2018 | GA | Graniteville Enterprise Division | 54462 | 1 | HY | OP | NA | WAT |  | 4309 |  |  | EIA Prime Mover-level Data
2018 | GA | Graniteville Enterprise Division | 54462 | 2 | HY | OP | NA | WAT |  | 4309 |  |  | EIA Prime Mover-level Data
2018 | GA | Graphic Packaging International Augusta Mill | 54358 | PB1 | ST | OP | NA | WDS |  | 3293620 | 37.5674 | 0.022812 | EIA Unit-level Data | NEI avg EF - PM, fuel type
2018 | GA | Graphic Packaging International Augusta Mill | 54358 | PB2 | ST | OP | NA | NG |  | 1246728 | 5.0196 | 0.0080524 | EIA Unit-level Data | NEI avg EF - PM, fuel type
2018 | GA | Graphic Packaging International Augusta Mill | 54358 | PB3 | ST | OP | NA | WDS |  | 2358577 | 26.9022 | 0.022812 | EIA Unit-level Data | NEI avg EF - PM, fuel type
2018 | GA | Graphic Packaging International Augusta Mill | 54358 | RB2 | ST | RE | NA | WDS |  | 0 | 0 |  | EIA Unit-level Data | NEI avg EF - PM, fuel type
2018 | GA | Graphic Packaging International Augusta Mill | 54358 | RB3 | ST | OP | NA | BLQ |  | 9435607 | 0.73362 | 0.0001555 | EIA Unit-level Data | Estimated using an emission factor
2018 | GA | Gratis Road Solar Facility | 61740 | GR01 | PV | OP | NA | SUN |  | 50887 |  |  | EIA Prime Mover-level Data
2018 | GA | GRP Franklin Renewable Energy Facility | 60550 | GEN | ST | V | NA | WDS
2018 | GA | GRP Madison Renewable Energy Facility | 61213 | GEN | ST | V | NA | WDS
2018 | GA | Guyton Community Solar | 62392 | 1 | PV | U | NA | SUN
2018 | GA | Hammond | 708 | 1 | ST | OP | WALL | BIT | 250.0 | 121065 | 0.45745 | 0.0075572 | EPA/CAMD | EPA/NEI | 1954
2018 | GA | Hammond | 708 | 2 | ST | OP | WALL | BIT | 411.0 | 268885 | 0.93719 | 0.0069709 | EPA/CAMD | EPA/NEI | 1954
2018 | GA | Hammond | 708 | 3 | ST | OP | WALL | BIT | 442.0 | 279741 | 1.0074 | 0.0072023 | EPA/CAMD | EPA/NEI | 1955
2018 | GA | Hammond | 708 | 4 | ST | OP | WALL | BIT | 769.0 | 2001861 | 6.6247 | 0.0066186 | EPA/CAMD | EPA/NEI | 1970
2018 | GA | Harllee Branch | 709 | 1 | ST | RE | WALL | BIT
2018 | GA | Harllee Branch | 709 | 2 | ST | RE | WALL | BIT
2018 | GA | Harllee Branch | 709 | 3 | ST | RE | WALL | BIT
2018 | GA | Harllee Branch | 709 | 4 | ST | RE | WALL | BIT
2018 | GA | Hartwell Energy Facility | 70454 | MAG1 | GT | OP | CT | NG | 1,097.0 | 1254690 | 4.903 | 0.0078154 | EPA/CAMD | NEI avg EF - PM, fuel type, firing type | 1994
2018 | GA | Hartwell Energy Facility | 70454 | MAG2 | GT | OP | CT | NG | 884.0 | 985058 | 3.8493 | 0.0078154 | EPA/CAMD | NEI avg EF - PM, fuel type, firing type | 1994
2018 | GA | Hartwell Lake | 754 | 1 | HY | OP | NA | WAT |  | 989735 |  |  | EIA Prime Mover-level Data
2018 | GA | Hartwell Lake | 754 | 2 | HY | OP | NA | WAT |  | 989735 |  |  | EIA Prime Mover-level Data
2018 | GA | Hartwell Lake | 754 | 3 | HY | OS | NA | WAT |  | 989735 |  |  | EIA Prime Mover-level Data
2018 | GA | Hartwell Lake | 754 | 4 | HY | OP | NA | WAT |  | 989735 |  |  | EIA Prime Mover-level Data
2018 | GA | Hartwell Lake | 754 | 5 | HY | OP | NA | WAT |  | 931516 |  |  | EIA Prime Mover-level Data
2018 | GA | Hawk Road Energy Facility | 55141 | CT1 | GT | OP | CT | NG | 1,388.0 | 2124887 | 10.01 | 0.0094217 | EPA/CAMD | EPA/NEI | 2001
2018 | GA | Hawk Road Energy Facility | 55141 | CT2 | GT | OP | CT | NG | 1,408.0 | 2094757 | 9.646 | 0.0092097 | EPA/CAMD | EPA/NEI | 2001
2018 | GA | Hawk Road Energy Facility | 55141 | CT3 | GT | OP | CT | NG | 1,272.0 | 1882618 | 7.098 | 0.0075406 | EPA/CAMD | EPA/NEI | 2001
2018 | GA | Hazlehurst II | 60554 | STHLV | PV | OP | NA | SUN |  | 1074686 |  |  | EIA Prime Mover-level Data
2018 | GA | Hazlehurst III | 62057 | HZIII | PV | T | NA | SUN
2018 | GA | Hewlett Packard Enterprise | 54457 | ALF1 | IC | SB | NA | DFO
2018 | GA | Hewlett Packard Enterprise | 54457 | ALF2 | IC | SB | NA | DFO
2018 | GA | Hewlett Packard Enterprise | 54457 | ALF3 | IC | SB | NA | DFO
2018 | GA | Hewlett Packard Enterprise | 54457 | ALF4 | IC | SB | NA | DFO
2018 | GA | Hewlett Packard Enterprise | 54457 | ALF5 | IC | SB | NA | DFO
2018 | GA | Hewlett Packard Enterprise | 54457 | B1GN1 | IC | SB | NA | DFO
2018 | GA | Hewlett Packard Enterprise | 54457 | B1GN2 | IC | SB | NA | DFO
2018 | GA | Hickory Ridge Landfill Solar Project | 59459 | 5088 | PV | OP | NA | SUN |  | 849 |  |  | EIA Prime Mover-level Data
2018 | GA | High Shoals Hydro (GA) | 10121 | GEN1 | HY | OP | NA | WAT
2018 | GA | Hopeful Solar LLC | 59892 | GEN | PV | CN | NA | SUN
2018 | GA | IKEA Savannah 490 | 58011 | PV | PV | OP | NA | SUN |  | 9127 |  |  | EIA Prime Mover-level Data
2018 | GA | Imperial Savannah LP | 50146 | A | ST | OP | NA | NG |  | 157455 | 0.63395 | 0.0080524 | EIA Unit-level Data | NEI avg EF - PM, fuel type
2018 | GA | Imperial Savannah LP | 50146 | B | ST | OP | NA | NG |  | 10588 | 0.04263 | 0.0080524 | EIA Unit-level Data | NEI avg EF - PM, fuel type
2018 | GA | Imperial Savannah LP | 50146 | C | ST | OP | NA | NG |  | 331724 | 1.3356 | 0.0080524 | EIA Unit-level Data | NEI avg EF - PM, fuel type
2018 | GA | Imperial Savannah LP | 50146 | D | ST | OP | NA | NG |  | 1639277 | 6.6001 | 0.0080524 | EIA Unit-level Data | NEI avg EF - PM, fuel type
2018 | GA | Inforum | 54290 | BUG1 | IC | OP | NA | DFO
2018 | GA | Inland Paperboard Packaging Rome | 10426 | GEN1 | ST | RE | NA | BLQ
2018 | GA | Inland Paperboard Packaging Rome | 10426 | PB1 | ST | RE | NA | WDS |  | 0 | 0 |  | EIA Unit-level Data | NEI avg EF - PM, fuel type
2018 | GA | Inland Paperboard Packaging Rome | 10426 | PB2 | ST | OP | NA | WDS |  | 0 | 0 |  | EIA Unit-level Data | NEI avg EF - PM, fuel type
2018 | GA | Inland Paperboard Packaging Rome | 10426 | PB3 | ST | RE | NA | WDS |  | 0 | 0 |  | EIA Unit-level Data | NEI avg EF - PM, fuel type
2018 | GA | Inland Paperboard Packaging Rome | 10426 | PB4 | ST | OP | NA | BIT |  | 2936135 | 65.3097 | 0.044487 | EIA Unit-level Data | NEI avg EF - PM, fuel type
2018 | GA | Inland Paperboard Packaging Rome | 10426 | RF5 | ST | OP | NA | BLQ |  | 8549109 | 0.13294 | 3.11e-05 | EIA Unit-level Data | Estimated using an emission factor
2018 | GA | Inland Paperboard Packaging Rome | 10426 | WFB | ST | OP | NA | WDS |  | 4692437 | 53.5224 | 0.022812 | EIA Unit-level Data | NEI avg EF - PM, fuel type
2018 | GA | International Paper Savanna Mill | 50398 | 13PB | ST | OP | TANGENTIAL | NG |  | 6623790 | 31.1238 | 0.0093976 | EIA Unit-level Data | NEI avg EF - PM, fuel type, firing type
2018 | GA | International Paper Savanna Mill | 50398 | 15RB | ST | OP | TANGENTIAL | BLQ |  | 14325022 | 17.8203 | 0.002488 | EIA Unit-level Data | Estimated using an emission factor
2018 | GA | International Paper Savanna Mill | 50398 | GEN3 | ST | RE | NA | BIT
2018 | GA | International Paper Savanna Mill | 50398 | GEN4 | ST | RE | NA | BLQ
2018 | GA | International Paper Savanna Mill | 50398 | GEN5 | ST | RE | NA | WDS
2018 | GA | International Paper Savanna Mill | 50398 | GEN6 | ST | RE | NA | BIT
2018 | GA | International Paper Savanna Mill | 50398 | GEN7 | ST | RE | NA | BIT
2018 | GA | Interstate Paper LLC Riceboro | 54281 | MFB | ST | OP | NA | WDS |  | 2467312 | 28.1424 | 0.022812 | EIA Unit-level Data | NEI avg EF - PM, fuel type
2018 | GA | Interstate Paper LLC Riceboro | 54281 | POW | ST | OP | NA | NG |  | 68719 | 0.27668 | 0.0080524 | EIA Unit-level Data | NEI avg EF - PM, fuel type
2018 | GA | Interstate Paper LLC Riceboro | 54281 | REC | ST | RE | NA | BLQ |  | 3770127 | 19.5809 | 0.010387 | EIA Unit-level Data | Estimated using an emission factor
2018 | GA | Jack McDonough | 710 | 3AA | GT | OP | CT | DFO | 6.0 | 82 | 0.0002 | 0.004878 | EPA/CAMD | EPA/NEI | 1971
2018 | GA | Jack McDonough | 710 | 3AB | GT | OP | CT | DFO | 5.0 | 509 | 0.0014 | 0.005501 | EPA/CAMD | EPA/NEI | 1971
2018 | GA | Jack McDonough | 710 | 3BA | GT | OP | CT | DFO | 11.0 | 4524 | 0.0048 | 0.002122 | EPA/CAMD | EPA/NEI | 1971
2018 | GA | Jack McDonough | 710 | 3BB | GT | OP | CT | DFO | 3.0 | 2522 | 0.0027 | 0.0021412 | EPA/CAMD | EPA/NEI | 1971
2018 | GA | Jack McDonough | 710 | 4A | CT | OP | CC | NG | 7,543.0 | 19348714 | 64.967 | 0.0067154 | EPA/CAMD | EPA/NEI | 2011
2018 | GA | Jack McDonough | 710 | 4B | CT | OP | CC | NG | 8,246.0 | 21041650 | 70.651 | 0.0067153 | EPA/CAMD | EPA/NEI | 2011
2018 | GA | Jack McDonough | 710 | 5A | CT | OP | CC | NG | 7,746.0 | 19910759 | 66.201 | 0.0066498 | EPA/CAMD | EPA/NEI | 2012
2018 | GA | Jack McDonough | 710 | 5B | CT | OP | CC | NG | 8,431.0 | 21780858 | 72.419 | 0.0066498 | EPA/CAMD | EPA/NEI | 2012
2018 | GA | Jack McDonough | 710 | 6A | CT | OP | CC | NG | 6,989.0 | 17298868 | 58.245 | 0.006734 | EPA/CAMD | EPA/NEI | 2012
2018 | GA | Jack McDonough | 710 | 6B | CT | OP | CC | NG | 6,222.0 | 15257916 | 51.373 | 0.0067339 | EPA/CAMD | EPA/NEI | 2012
2018 | GA | Jesup Plant | 10560 | GEN1 | ST | RE | NA | BLQ
2018 | GA | Jesup Plant | 10560 | POWB3 | ST | OP | NA | WDS |  | 3166516 | 36.1176 | 0.022812 | EIA Unit-level Data | NEI avg EF - PM, fuel type
2018 | GA | Jesup Plant | 10560 | POWB4 | ST | OP | NA | NG |  | 782483 | 3.1504 | 0.0080524 | EIA Unit-level Data | NEI avg EF - PM, fuel type
2018 | GA | Jesup Plant | 10560 | POWB5 | ST | OP | NA | NG |  | 819250 | 3.2985 | 0.0080524 | EIA Unit-level Data | NEI avg EF - PM, fuel type
2018 | GA | Jesup Plant | 10560 | RB5 | ST | OP | NA | BLQ |  | 7350074 | 114.2937 | 0.0311 | EIA Unit-level Data | Estimated using an emission factor
2018 | GA | Jesup Plant | 10560 | RB6 | ST | OP | NA | BLQ |  | 10923350 | 169.8581 | 0.0311 | EIA Unit-level Data | Estimated using an emission factor
2018 | GA | Kamin LLC Wrens Mine | 55961 | WM1 | IC | RE | NA | DFO
2018 | GA | Kamin LLC Wrens Mine | 55961 | WM2 | IC | RE | NA | DFO
2018 | GA | Kamin LLC Wrens Plant | 54880 | SDT1 | GT | OP | NA | NG |  | 4335 | 0.011885 | 0.0054834 | EIA Prime Mover-level Data | NEI avg EF - PM, fuel type, firing type
2018 | GA | Kamin LLC Wrens Plant | 54880 | SDT2 | GT | OP | NA | NG |  | 4335 | 0.011885 | 0.0054834 | EIA Prime Mover-level Data | NEI avg EF - PM, fuel type, firing type
2018 | GA | Kamin LLC Wrens Plant | 54880 | SDT3 | GT | OP | NA | NG |  | 4335 | 0.011885 | 0.0054834 | EIA Prime Mover-level Data | NEI avg EF - PM, fuel type, firing type
2018 | GA | Kamin LLC Wrens Plant | 54880 | TUR1 | GT | RE | NA | NG
2018 | GA | Kamin LLC Wrens Plant | 54880 | WP1 | IC | RE | NA | DFO
2018 | GA | Kamin LLC Wrens Plant | 54880 | WPH1 | IC | RE | NA | DFO
2018 | GA | Kamin LLC Wrens Plant | 54880 | WPH2 | IC | RE | NA | DFO
2018 | GA | Kamin LLC Wrens Plant | 54880 | WPH3 | IC | RE | NA | DFO
2018 | GA | King Mill | 61000 | 1 | HY | OP | NA | WAT |  | 395 |  |  | EIA Prime Mover-level Data
2018 | GA | King Mill | 61000 | 2 | HY | OS | NA | WAT |  | 845 |  |  | EIA Prime Mover-level Data
2018 | GA | King's Bay Solar Facility | 59864 | 1 | PV | OP | NA | SUN |  | 503369 |  |  | EIA Prime Mover-level Data
2018 | GA | Kraft | 733 | 2 | ST | RE | TANGENTIAL | BIT
2018 | GA | Kraft | 733 | 3 | ST | RE | TANGENTIAL | BIT
2018 | GA | Kraft | 733 | 4 | ST | RE | TANGENTIAL | NG
2018 | GA | Kraft | 733 | PWA | GT | RE | NA | NG
2018 | GA | Kraft | 733 | ST1 | ST | RE | NA | BIT
2018 | GA | Lake Blackshear Project | 752 | 1 | HY | OP | NA | WAT |  | 57568 |  |  | EIA Prime Mover-level Data
2018 | GA | Lake Blackshear Project | 752 | 2 | HY | OP | NA | WAT |  | 119933 |  |  | EIA Prime Mover-level Data
2018 | GA | Lake Blackshear Project | 752 | 3 | HY | OP | NA | WAT |  | 115136 |  |  | EIA Prime Mover-level Data
2018 | GA | Lake Blackshear Project | 752 | 4 | HY | OP | NA | WAT |  | 119933 |  |  | EIA Prime Mover-level Data
2018 | GA | Lakeland Solar Energy LLC | 58572 | 1 | PV | OP | NA | SUN |  | 18058 |  |  | EIA Prime Mover-level Data
2018 | GA | Lakeland Solar Energy LLC | 58572 | 2 | PV | OP | NA | SUN |  | 18058 |  |  | EIA Prime Mover-level Data
2018 | GA | Laredo Bus Facility Solar Canopies | 58064 | LBFS | PV | OP | NA | SUN |  | 11744 |  |  | EIA Prime Mover-level Data
2018 | GA | Live Oak Solar, LLC | 60063 | LVEOK | PV | OP | NA | SUN |  | 894193 |  |  | EIA Prime Mover-level Data
2018 | GA | Lloyd Shoals | 712 | 1 | HY | OP | NA | WAT |  | 112676 |  |  | EIA Prime Mover-level Data
2018 | GA | Lloyd Shoals | 712 | 2 | HY | OP | NA | WAT |  | 112676 |  |  | EIA Prime Mover-level Data
2018 | GA | Lloyd Shoals | 712 | 3 | HY | OP | NA | WAT |  | 112676 |  |  | EIA Prime Mover-level Data
2018 | GA | Lloyd Shoals | 712 | 4 | HY | OP | NA | WAT |  | 112676 |  |  | EIA Prime Mover-level Data
2018 | GA | Lloyd Shoals | 712 | 5 | HY | OP | NA | WAT |  | 112676 |  |  | EIA Prime Mover-level Data
2018 | GA | Lloyd Shoals | 712 | 6 | HY | OP | NA | WAT |  | 112676 |  |  | EIA Prime Mover-level Data
2018 | GA | Marine Corps Logistics Base Solar | 59876 | 1 | PV | OP | NA | SUN |  | 446134 |  |  | EIA Prime Mover-level Data
2018 | GA | MAS ASB Cogen Plant | 58484 | 1 | IC | OP | NA | LFG |  | 87784 | 0.64521 | 0.0147 | EIA Prime Mover-level Data | Estimated using an emission factor
2018 | GA | MAS ASB Cogen Plant | 58484 | 2 | IC | OP | NA | LFG |  | 87784 | 0.64521 | 0.0147 | EIA Prime Mover-level Data | Estimated using an emission factor
2018 | GA | MAS ASB Cogen Plant | 58484 | 3 | IC | OP | NA | LFG |  | 87784 | 0.64521 | 0.0147 | EIA Prime Mover-level Data | Estimated using an emission factor
2018 | GA | McCleskey Cotton | 62878 | MCCOT | PV | T | NA | SUN
2018 | GA | McIntosh (6124) | 6124 | 1 | ST | OP | WALL | SUB | 455.0 | 377897 | 0.47781 | 0.0025288 | EPA/CAMD | EPA/NEI | 1979
2018 | GA | McIntosh (6124) | 6124 | CT1 | GT | OP | CT | NG | 105.0 | 56073 | 0.2179 | 0.007772 | EPA/CAMD | EPA/NEI | 1995
2018 | GA | McIntosh (6124) | 6124 | CT2 | GT | OP | CT | NG | 132.0 | 74423 | 0.2852 | 0.0076643 | EPA/CAMD | EPA/NEI | 1995
2018 | GA | McIntosh (6124) | 6124 | CT3 | GT | OP | CT | NG | 90.0 | 55570 | 0.2146 | 0.0077236 | EPA/CAMD | EPA/NEI | 1994
2018 | GA | McIntosh (6124) | 6124 | CT4 | GT | OP | CT | NG | 221.0 | 121754 | 0.466 | 0.0076548 | EPA/CAMD | EPA/NEI | 1994
2018 | GA | McIntosh (6124) | 6124 | CT5 | GT | OP | CT | NG | 214.0 | 133672 | 0.4988 | 0.007463 | EPA/CAMD | EPA/NEI | 1994
2018 | GA | McIntosh (6124) | 6124 | CT6 | GT | OP | CT | NG | 131.0 | 64506 | 0.2666 | 0.0082659 | EPA/CAMD | EPA/NEI | 1994
2018 | GA | McIntosh (6124) | 6124 | CT7 | GT | OP | CT | NG | 92.0 | 49517 | 0.2006 | 0.0081023 | EPA/CAMD | EPA/NEI | 1994
2018 | GA | McIntosh (6124) | 6124 | CT8 | GT | OP | CT | NG | 58.0 | 30574 | 0.1155 | 0.0075554 | EPA/CAMD | EPA/NEI | 1994
2018 | GA | McIntosh Combined Cycle Facility | 56150 | 10A | CT | OP | CC | NG | 8,072.0 | 15720953 | 51.697 | 0.0065768 | EPA/CAMD | EPA/NEI | 2005
2018 | GA | McIntosh Combined Cycle Facility | 56150 | 10B | CT | OP | CC | NG | 8,175.0 | 16626813 | 54.675 | 0.0065767 | EPA/CAMD | EPA/NEI | 2005
2018 | GA | McIntosh Combined Cycle Facility | 56150 | 11A | CT | OP | CC | NG | 7,998.0 | 15546202 | 51.084 | 0.0065719 | EPA/CAMD | EPA/NEI | 2005
2018 | GA | McIntosh Combined Cycle Facility | 56150 | 11B | CT | OP | CC | NG | 7,957.0 | 15420794 | 50.671 | 0.0065718 | EPA/CAMD | EPA/NEI | 2005
2018 | GA | MCLB Landfill Gas to Energy | 59335 | GEN1 | IC | OP | NA | OBG |  | 184309 | 1.3547 | 0.0147 | EIA Prime Mover-level Data | Estimated using an emission factor
2018 | GA | McManus | 715 | 3A | GT | OP | CT | DFO | 72.0 | 30946 | 0.1747 | 0.011291 | EPA/CAMD | EPA/NEI | 1972
2018 | GA | McManus | 715 | 3B | GT | OP | CT | DFO | 46.0 | 20333 | 0.1148 | 0.011292 | EPA/CAMD | EPA/NEI | 1972
2018 | GA | McManus | 715 | 3C | GT | OP | CT | DFO | 61.0 | 28239 | 0.1581 | 0.011197 | EPA/CAMD | EPA/NEI | 1972
2018 | GA | McManus | 715 | 4A | GT | OP | CT | DFO | 50.0 | 23825 | 0.1344 | 0.011282 | EPA/CAMD | EPA/NEI | 1972
2018 | GA | McManus | 715 | 4B | GT | OP | CT | DFO | 35.0 | 11938 | 0.0675 | 0.011308 | EPA/CAMD | EPA/NEI | 1972
2018 | GA | McManus | 715 | 4C | GT | OP | CT | DFO | 43.0 | 18238 | 0.103 | 0.011295 | EPA/CAMD | EPA/NEI | 1972
2018 | GA | McManus | 715 | 4D | GT | OP | CT | DFO | 34.0 | 10544 | 0.0599 | 0.011362 | EPA/CAMD | EPA/NEI | 1972
2018 | GA | McManus | 715 | 4E | GT | OP | CT | DFO | 31.0 | 14237 | 0.0805 | 0.011309 | EPA/CAMD | EPA/NEI | 1972
2018 | GA | McManus | 715 | 4F | GT | OP | CT | DFO | 32.0 | 13950 | 0.0791 | 0.011341 | EPA/CAMD | EPA/NEI | 1972
2018 | GA | MEAG1 | 7879 | 1 | CT | IP | NA | NG
2018 | GA | MEAG2 | 7880 | 1 | CT | IP | NA | NG
2018 | GA | MEAG3 | 7881 | 1 | CT | IP | NA | NG
2018 | GA | Mid-Georgia Cogeneration | 55040 | 1 | CT | OP | CC | NG | 869.0 | 897999 | 7.28 | 0.016214 | EPA/CAMD | EPA/NEI | 1997
2018 | GA | Mid-Georgia Cogeneration | 55040 | 2 | CT | OP | CC | NG | 855.0 | 905505 | 7.34 | 0.016212 | EPA/CAMD | EPA/NEI | 1998
2018 | GA | Milstead | 54872 | GEN1 | HY | OP | NA | WAT |  | 22749 |  |  | EIA Prime Mover-level Data
2018 | GA | Mitchell (GA) | 727 | 1 | ST | RE | NA | BIT
2018 | GA | Mitchell (GA) | 727 | 2 | ST | RE | NA | BIT
2018 | GA | Mitchell (GA) | 727 | 3 | ST | RE | TANGENTIAL | BIT
2018 | GA | Mitchell (GA) | 727 | 4A | GT | RE | NA | DFO
2018 | GA | Mitchell (GA) | 727 | 4B | GT | RE | NA | DFO
2018 | GA | Mitchell (GA) | 727 | 4C | GT | RE | NA | DFO
2018 | GA | Moody Air Force Base Solar | 62377 | 1 | PV | P | NA | SUN
2018 | GA | Morgan Falls | 717 | 1 | HY | OP | NA | WAT |  | 56933 |  |  | EIA Prime Mover-level Data
2018 | GA | Morgan Falls | 717 | 2 | HY | OP | NA | WAT |  | 56933 |  |  | EIA Prime Mover-level Data
2018 | GA | Morgan Falls | 717 | 3 | HY | OP | NA | WAT |  | 56933 |  |  | EIA Prime Mover-level Data
2018 | GA | Morgan Falls | 717 | 4 | HY | OP | NA | WAT |  | 56933 |  |  | EIA Prime Mover-level Data
2018 | GA | Morgan Falls | 717 | 5 | HY | OP | NA | WAT |  | 56933 |  |  | EIA Prime Mover-level Data
2018 | GA | Morgan Falls | 717 | 6 | HY | OP | NA | WAT |  | 56933 |  |  | EIA Prime Mover-level Data
2018 | GA | Morgan Falls | 717 | 7 | HY | OP | NA | WAT |  | 56933 |  |  | EIA Prime Mover-level Data
2018 | GA | Mount Vernon Solar | 60585 | MV01 | PV | OP | NA | SUN |  | 17059 |  |  | EIA Prime Mover-level Data
2018 | GA | MPC Generating | 7764 | 1 | GT | OP | CT | NG | 88.0 | 100754 | 0.2 | 0.0039701 | EPA/CAMD | EPA/NEI | 1999
2018 | GA | MPC Generating | 7764 | 2 | GT | OP | CT | NG | 85.0 | 114232 | 0.36 | 0.006303 | EPA/CAMD | EPA/NEI | 2001
2018 | GA | Multitrade Rabun Gap, LLC | 50201 | WB1 | ST | OP | NA | WDS |  | 1828383 | 20.8547 | 0.022812 | EIA Unit-level Data | NEI avg EF - PM, fuel type
2018 | GA | Muscogee Public Works | 62881 | MUSPW | PV | U | NA | SUN
2018 | GA | Nacoochee | 718 | 1 | HY | OP | NA | WAT |  | 90729 |  |  | EIA Prime Mover-level Data
2018 | GA | Nacoochee | 718 | 2 | HY | OP | NA | WAT |  | 90729 |  |  | EIA Prime Mover-level Data
2018 | GA | Naval Submarine Base Kings Bay | 54239 | 3023 | IC | SB | NA | DFO |  | 3157 | 0.48933 | 0.31 | EIA Prime Mover-level Data | Estimated using an emission factor
2018 | GA | Naval Submarine Base Kings Bay | 54239 | 3024 | IC | SB | NA | DFO |  | 3157 | 0.48933 | 0.31 | EIA Prime Mover-level Data | Estimated using an emission factor
2018 | GA | Naval Submarine Base Kings Bay | 54239 | 3025 | IC | SB | NA | DFO |  | 3157 | 0.48933 | 0.31 | EIA Prime Mover-level Data | Estimated using an emission factor
2018 | GA | Naval Submarine Base Kings Bay | 54239 | 3027 | IC | SB | NA | DFO |  | 3157 | 0.48933 | 0.31 | EIA Prime Mover-level Data | Estimated using an emission factor
2018 | GA | Naval Submarine Base Kings Bay | 54239 | 3028 | IC | SB | NA | DFO |  | 3157 | 0.48933 | 0.31 | EIA Prime Mover-level Data | Estimated using an emission factor
2018 | GA | Naval Submarine Base Kings Bay | 54239 | 3029 | IC | SB | NA | DFO |  | 3157 | 0.48933 | 0.31 | EIA Prime Mover-level Data | Estimated using an emission factor
2018 | GA | Naval Submarine Base Kings Bay | 54239 | 5876 | IC | SB | NA | DFO |  | 3157 | 0.48933 | 0.31 | EIA Prime Mover-level Data | Estimated using an emission factor
2018 | GA | Naval Submarine Base Kings Bay | 54239 | 5877 | IC | SB | NA | DFO |  | 3157 | 0.48933 | 0.31 | EIA Prime Mover-level Data | Estimated using an emission factor
2018 | GA | Naval Submarine Base Kings Bay | 54239 | 5878 | IC | SB | NA | DFO |  | 3157 | 0.48933 | 0.31 | EIA Prime Mover-level Data | Estimated using an emission factor
2018 | GA | Naval Submarine Base Kings Bay | 54239 | 5879 | IC | SB | NA | DFO |  | 3157 | 0.48933 | 0.31 | EIA Prime Mover-level Data | Estimated using an emission factor
2018 | GA | Naval Submarine Base Kings Bay | 54239 | 5880 | IC | SB | NA | DFO |  | 3157 | 0.48933 | 0.31 | EIA Prime Mover-level Data | Estimated using an emission factor
2018 | GA | Naval Submarine Base Kings Bay | 54239 | 5881 | IC | SB | NA | DFO |  | 3157 | 0.48933 | 0.31 | EIA Prime Mover-level Data | Estimated using an emission factor
2018 | GA | North Highlands | 719 | 1 | HY | OP | NA | WAT |  | 429165 |  |  | EIA Prime Mover-level Data
2018 | GA | North Highlands | 719 | 2 | HY | OP | NA | WAT |  | 429165 |  |  | EIA Prime Mover-level Data
2018 | GA | North Highlands | 719 | 3 | HY | OP | NA | WAT |  | 429165 |  |  | EIA Prime Mover-level Data
2018 | GA | North Highlands | 719 | 4 | HY | OP | NA | WAT |  | 93297 |  |  | EIA Prime Mover-level Data
2018 | GA | Nottely | 758 | 1 | HY | OP | NA | WAT |  | 349055 |  |  | EIA Prime Mover-level Data
2018 | GA | Nottely | 758 | 2 | HY | OP | NA | WAT |  | 20943 |  |  | EIA Prime Mover-level Data
2018 | GA | Oil Dri 2 Solar | 62882 | OLDRY | PV | T | NA | SUN
2018 | GA | Old Midville Solar | 60741 | OMD | PV | OP | NA | SUN |  | 385574 |  |  | EIA Prime Mover-level Data
2018 | GA | Oliver Dam | 720 | 1 | HY | OP | NA | WAT |  | 645656 |  |  | EIA Prime Mover-level Data
2018 | GA | Oliver Dam | 720 | 2 | HY | OP | NA | WAT |  | 645656 |  |  | EIA Prime Mover-level Data
2018 | GA | Oliver Dam | 720 | 3 | HY | OP | NA | WAT |  | 645656 |  |  | EIA Prime Mover-level Data
2018 | GA | Oliver Dam | 720 | 4 | HY | OP | NA | WAT |  | 215219 |  |  | EIA Prime Mover-level Data
2018 | GA | Pawpaw Solar Plant | 59894 | 1 | PV | OP | NA | SUN |  | 588393 |  |  | EIA Prime Mover-level Data
2018 | GA | PCA-Valdosta Mill | 60084 | 1005 | ST | OP | NA | WDS |  | 2345751 | 26.7559 | 0.022812 | EIA Unit-level Data | NEI avg EF - PM, fuel type
2018 | GA | PCA-Valdosta Mill | 60084 | 1006 | ST | OP | NA | WDS |  | 1267766 | 14.4603 | 0.022812 | EIA Unit-level Data | NEI avg EF - PM, fuel type
2018 | GA | PCA-Valdosta Mill | 60084 | 7040 | ST | OP | NA | BLQ |  | 7653880 | 17.1386 | 0.0044784 | EIA Unit-level Data | Estimated using an emission factor
2018 | GA | PCA-Valdosta Mill | 60084 | 7020A | ST | OP | NA | NG |  | 145910 | 0.58747 | 0.0080524 | EIA Unit-level Data | NEI avg EF - PM, fuel type
2018 | GA | Pecan Row Landfill To Electric Facility | 59221 | GEN1 | IC | OP | NA | LFG |  | 100551 | 0.73905 | 0.0147 | EIA Prime Mover-level Data | Estimated using an emission factor
2018 | GA | Pecan Row Landfill To Electric Facility | 59221 | GEN2 | IC | OP | NA | LFG |  | 100551 | 0.73905 | 0.0147 | EIA Prime Mover-level Data | Estimated using an emission factor
2018 | GA | Pecan Row Landfill To Electric Facility | 59221 | GEN3 | IC | OP | NA | LFG |  | 100551 | 0.73905 | 0.0147 | EIA Prime Mover-level Data | Estimated using an emission factor
2018 | GA | Pecan Row Landfill To Electric Facility | 59221 | GM04 | IC | OP | NA | LFG |  | 100551 | 0.73905 | 0.0147 | EIA Prime Mover-level Data | Estimated using an emission factor
2018 | GA | Piedmont Green Power | 57909 | BLR1 | ST | OP | NA | WDS |  | 5127219 | 58.4816 | 0.022812 | EIA Unit-level Data | NEI avg EF - PM, fuel type
2018 | GA | PInova Inc | 10120 | GEN5 | ST | OP | NA | WDS
2018 | GA | PInova Inc | 10120 | GEN6 | ST | RE | NA | WDS
2018 | GA | Plant Washington | 56675 | MAIN | ST | T | NA | SUB
2018 | GA | Pleasant Valley Solar | 60586 | PV01 | PV | OP | NA | SUN |  | 43438 |  |  | EIA Prime Mover-level Data
2018 | GA | Port Wentworth Mill | 50804 | 4 | ST | OP | NA | WDS |  | 4328251 | 49.3685 | 0.022812 | EIA Unit-level Data | NEI avg EF - PM, fuel type
2018 | GA | Port Wentworth Mill | 50804 | RE01 | ST | OP | NA | BLQ |  | 8698526 | 1.3526 | 0.000311 | EIA Unit-level Data | Estimated using an emission factor
2018 | GA | Quitman Solar | 62584 | QUITM | PV | P | NA | SUN
2018 | GA | Richard B Russell | 6132 | 1 | HY | OP | NA | WAT |  | 809173 |  |  | EIA Prime Mover-level Data
2018 | GA | Richard B Russell | 6132 | 2 | HY | OP | NA | WAT |  | 809173 |  |  | EIA Prime Mover-level Data
2018 | GA | Richard B Russell | 6132 | 3 | HY | OP | NA | WAT |  | 809173 |  |  | EIA Prime Mover-level Data
2018 | GA | Richard B Russell | 6132 | 4 | HY | OP | NA | WAT |  | 809173 |  |  | EIA Prime Mover-level Data
2018 | GA | Richard B Russell | 6132 | 5 | PS | OP | NA | WAT |  | 0 |  |  | EIA Prime Mover-level Data
2018 | GA | Richard B Russell | 6132 | 6 | PS | OP | NA | WAT |  | 0 |  |  | EIA Prime Mover-level Data
2018 | GA | Richard B Russell | 6132 | 7 | PS | OP | NA | WAT |  | 0 |  |  | EIA Prime Mover-level Data
2018 | GA | Richard B Russell | 6132 | 8 | PS | OP | NA | WAT |  | 0 |  |  | EIA Prime Mover-level Data
2018 | GA | Richland Solar Center | 59874 | PV1 | PV | OP | NA | SUN |  | 366442 |  |  | EIA Prime Mover-level Data
2018 | GA | Richmond Hayes Solar | 62884 | RICHA | PV | T | NA | SUN
2018 | GA | Rincon Solar I | 60702 | PV1 | PV | OP | NA | SUN |  | 290583 |  |  | EIA Prime Mover-level Data
2018 | GA | Riverside (GA) | 734 | 4 | ST | RE | NA | NG
2018 | GA | Riverside (GA) | 734 | 5 | ST | RE | NA | NG
2018 | GA | Riverside (GA) | 734 | 6 | ST | RE | NA | NG
2018 | GA | Riverside (GA) | 734 | 7 | ST | RE | NA | NG
2018 | GA | Riverside (GA) | 734 | 8 | ST | RE | NA | NG
2018 | GA | Riverwood 100 Building | 54816 | 11KT | IC | OS | NA | DFO
2018 | GA | Riverwood International Macon Mill | 54464 | B001 | ST | RE | NA | WDS |  | 0 | 0 |  | EIA Unit-level Data | NEI avg EF - PM, fuel type
2018 | GA | Riverwood International Macon Mill | 54464 | B002 | ST | OP | NA | NG |  | 203788 | 0.82049 | 0.0080524 | EIA Unit-level Data | NEI avg EF - PM, fuel type
2018 | GA | Riverwood International Macon Mill | 54464 | B003 | ST | OP | NA | WDS |  | 3414348 | 38.9444 | 0.022812 | EIA Unit-level Data | NEI avg EF - PM, fuel type
2018 | GA | Riverwood International Macon Mill | 54464 | B004 | ST | OP | NA | WDS |  | 4182574 | 47.7069 | 0.022812 | EIA Unit-level Data | NEI avg EF - PM, fuel type
2018 | GA | Riverwood International Macon Mill | 54464 | D001 | ST | OP | NA | BLQ |  | 8300774 | 1.2908 | 0.000311 | EIA Unit-level Data | Estimated using an emission factor
2018 | GA | Roberts Road Power Plant | 56867 | 1 | IC | RE | NA | LFG
2018 | GA | Robins | 7348 | CT1 | GT | OP | CT | NG | 317.0 | 212324 | 0.7292 | 0.0068687 | EPA/CAMD | EPA/NEI | 1995
2018 | GA | Robins | 7348 | CT2 | GT | OP | CT | NG | 342.0 | 207999 | 0.7814 | 0.0075135 | EPA/CAMD | EPA/NEI | 1995
2018 | GA | Robins Air Force Base Solar | 61648 | 1 | PV | P | NA | SUN
2018 | GA | Rocky Mountain Hydroelectric Plant | 6189 | 1 | PS | OP | NA | WAT |  | 0 |  |  | EIA Prime Mover-level Data
2018 | GA | Rocky Mountain Hydroelectric Plant | 6189 | 2 | PS | OP | NA | WAT |  | 0 |  |  | EIA Prime Mover-level Data
2018 | GA | Rocky Mountain Hydroelectric Plant | 6189 | 3 | PS | OP | NA | WAT |  | 0 |  |  | EIA Prime Mover-level Data
2018 | GA | Rumble Road Energy Center | 57209 | 3 | CA | IP | NA | NG
2018 | GA | Rumble Road Energy Center | 57209 | 3A | CT | IP | NA | NG
2018 | GA | Rumble Road Energy Center | 57209 | 3B | CT | IP | NA | NG
2018 | GA | Savannah River Mill | 10361 | 3B | ST | OP | NA | PC |  | 2547643 | 8.0298 | 0.0063037 | EIA Unit-level Data | NEI avg EF - PM, fuel type
2018 | GA | Savannah River Mill | 10361 | 4B | ST | OP | NA | DFO |  | 0 | 0 |  | EIA Unit-level Data | NEI avg EF - PM, fuel type
2018 | GA | Savannah River Mill | 10361 | 5B | ST | OP | NA | PC |  | 2690605 | 8.4804 | 0.0063037 | EIA Unit-level Data | NEI avg EF - PM, fuel type
2018 | GA | Savannah River Mill | 10361 | GEN1 | GT | SB | NA | NG |  | 389897 | 1.069 | 0.0054834 | EIA Prime Mover-level Data | NEI avg EF - PM, fuel type, firing type
2018 | GA | Savannah River Mill | 10361 | GEN2 | GT | OS | NA | NG |  | 389897 | 1.069 | 0.0054834 | EIA Prime Mover-level Data | NEI avg EF - PM, fuel type, firing type
2018 | GA | Scherer | 6257 | 1 | ST | OP | TANGENTIAL | SUB | 7,376.0 | 43046997 | 29.4354 | 0.0013676 | EPA/CAMD | EPA/NEI | 1982
2018 | GA | Scherer | 6257 | 2 | ST | OP | TANGENTIAL | SUB | 6,834.0 | 38161390 | 16.8694 | 0.00088411 | EPA/CAMD | EPA/NEI | 1984
2018 | GA | Scherer | 6257 | 3 | ST | OP | TANGENTIAL | SUB | 8,308.0 | 49848990 | 37.6156 | 0.0015092 | EPA/CAMD | EPA/NEI | 1987
2018 | GA | Scherer | 6257 | 4 | ST | OP | TANGENTIAL | SUB | 6,812.0 | 43035983 | 17.7791 | 0.00082624 | EPA/CAMD | EPA/NEI | 1989
2018 | GA | Seminole | 60514 | PV1 | PV | OP | NA | SUN |  | 24045 |  |  | EIA Prime Mover-level Data
2018 | GA | Sewell Creek Energy | 7813 | 1 | GT | OP | CT | NG | 1,592.0 | 1470363 | 5.7458 | 0.0078154 | EPA/CAMD | NEI avg EF - PM, fuel type, firing type | 2000
2018 | GA | Sewell Creek Energy | 7813 | 2 | GT | OP | CT | NG | 1,459.0 | 1333768 | 5.212 | 0.0078154 | EPA/CAMD | NEI avg EF - PM, fuel type, firing type | 2000
2018 | GA | Sewell Creek Energy | 7813 | 3 | GT | OP | CT | NG | 1,474.0 | 1655444 | 6.469 | 0.0078154 | EPA/CAMD | NEI avg EF - PM, fuel type, firing type | 2000
2018 | GA | Sewell Creek Energy | 7813 | 4 | GT | OP | CT | NG | 1,661.0 | 1859176 | 7.2651 | 0.0078154 | EPA/CAMD | NEI avg EF - PM, fuel type, firing type | 2000
2018 | GA | Shepherd Center | 54813 | 1 | IC | SB | NA | DFO
2018 | GA | Shepherd Center | 54813 | 2 | IC | SB | NA | DFO
2018 | GA | Shepherd Center | 54813 | 3 | IC | SB | NA | DFO
2018 | GA | Shepherd Center | 54813 | 4 | IC | SB | NA | DFO
2018 | GA | Shepherd Center | 54813 | 5 | IC | RE | NA | DFO
2018 | GA | Shepherd Center | 54813 | 6 | IC | RE | NA | DFO
2018 | GA | Sibley Mill | 54322 | 2 | HY | OP | NA | WAT |  | 24905 |  |  | EIA Prime Mover-level Data
2018 | GA | Sibley Mill | 54322 | 3 | HY | OP | NA | WAT |  | 29056 |  |  | EIA Prime Mover-level Data
2018 | GA | Sibley Mill | 54322 | 4 | HY | OP | NA | WAT |  | 33207 |  |  | EIA Prime Mover-level Data
2018 | GA | Simon Solar Farm LLC | 58628 | SRSSF | PV | OP | NA | SUN |  | 414952 |  |  | EIA Prime Mover-level Data
2018 | GA | Sinclair Dam | 722 | 1 | HY | OP | NA | WAT |  | 599537 |  |  | EIA Prime Mover-level Data
2018 | GA | Sinclair Dam | 722 | 2 | HY | OP | NA | WAT |  | 599537 |  |  | EIA Prime Mover-level Data
2018 | GA | Smarr Energy Facility | 7829 | 1 | GT | OP | CT | NG | 1,581.0 | 1611765 | 18.564 | 0.023036 | EPA/CAMD | EPA/NEI | 1999
2018 | GA | Smarr Energy Facility | 7829 | 2 | GT | OP | CT | NG | 1,552.0 | 1478364 | 15.47 | 0.020929 | EPA/CAMD | EPA/NEI | 1999
2018 | GA | Snipesville | 62165 | SNIPE | PV | P | NA | SUN
2018 | GA | Solar Glynn | 60469 | INV1 | PV | OP | NA | SUN |  | 285541 |  |  | EIA Prime Mover-level Data
2018 | GA | South Columbus Water Resource Facility | 57076 | GEN1 | IC | OS | NA | OBG
2018 | GA | South Columbus Water Resource Facility | 57076 | GEN2 | IC | SB | NA | OBG
2018 | GA | South Georgia Medical Center | 54848 | GEN 7 | IC | SB | NA | DFO
2018 | GA | South Georgia Medical Center | 54848 | GEN1 | IC | RE | NA | DFO
2018 | GA | South Georgia Medical Center | 54848 | GEN1A | IC | SB | NA | DFO
2018 | GA | South Georgia Medical Center | 54848 | GEN2 | IC | RE | NA | DFO
2018 | GA | South Georgia Medical Center | 54848 | GEN2A | IC | SB | NA | DFO
2018 | GA | South Georgia Medical Center | 54848 | GEN3 | IC | RE | NA | DFO
2018 | GA | South Georgia Medical Center | 54848 | GEN4 | IC | SB | NA | DFO
2018 | GA | Sowega Power Project | 7768 | CT2 | GT | OP | CT | NG | 1,141.0 | 424202 | 0.701 | 0.003305 | EPA/CAMD | EPA/NEI | 1999
2018 | GA | Sowega Power Project | 7768 | CT3 | GT | OP | CT | NG | 1,356.0 | 508980 | 0.717 | 0.0028174 | EPA/CAMD | EPA/NEI | 1999
2018 | GA | SR Arlington I | 62436 | ARLI | PV | T | NA | SUN
2018 | GA | SR Arlington II | 62367 | ARLII | PV | T | NA | SUN
2018 | GA | SR Hazlehurst | 59535 | HAZLE | PV | OP | NA | SUN |  | 341552 |  |  | EIA Prime Mover-level Data
2018 | GA | SR Terrell | 62058 | TERRL | PV | T | NA | SUN
2018 | GA | State Farm Support Center East | 55274 | 2A | IC | SB | NA | DFO |  | 151 | 0.023405 | 0.31 | EIA Prime Mover-level Data | Estimated using an emission factor
2018 | GA | State Farm Support Center East | 55274 | 2B | IC | SB | NA | DFO |  | 151 | 0.023405 | 0.31 | EIA Prime Mover-level Data | Estimated using an emission factor
2018 | GA | State Farm Support Center East | 55274 | 3A | IC | SB | NA | DFO |  | 151 | 0.023405 | 0.31 | EIA Prime Mover-level Data | Estimated using an emission factor
2018 | GA | State Farm Support Center East | 55274 | 3B | IC | SB | NA | DFO |  | 151 | 0.023405 | 0.31 | EIA Prime Mover-level Data | Estimated using an emission factor
2018 | GA | State Farm Support Center East | 55274 | 4A | IC | SB | NA | DFO |  | 151 | 0.023405 | 0.31 | EIA Prime Mover-level Data | Estimated using an emission factor
2018 | GA | State Farm Support Center East | 55274 | 4B | IC | SB | NA | DFO |  | 151 | 0.023405 | 0.31 | EIA Prime Mover-level Data | Estimated using an emission factor
2018 | GA | Stevens Creek | 736 | 1 | HY | OP | NA | WAT |  | 68085 |  |  | EIA Prime Mover-level Data
2018 | GA | Stevens Creek | 736 | 2 | HY | OP | NA | WAT |  | 68085 |  |  | EIA Prime Mover-level Data
2018 | GA | Stevens Creek | 736 | 3 | HY | OP | NA | WAT |  | 68085 |  |  | EIA Prime Mover-level Data
2018 | GA | Stevens Creek | 736 | 4 | HY | OP | NA | WAT |  | 68085 |  |  | EIA Prime Mover-level Data
2018 | GA | Stevens Creek | 736 | 5 | HY | OP | NA | WAT |  | 68085 |  |  | EIA Prime Mover-level Data
2018 | GA | Stevens Creek | 736 | 6 | HY | OP | NA | WAT |  | 68085 |  |  | EIA Prime Mover-level Data
2018 | GA | Stevens Creek | 736 | 7 | HY | OP | NA | WAT |  | 68085 |  |  | EIA Prime Mover-level Data
2018 | GA | Stevens Creek | 736 | 8 | HY | OP | NA | WAT |  | 68085 |  |  | EIA Prime Mover-level Data
2018 | GA | Sun Trust Plaza | 54845 | EG-1 | IC | SB | NA | DFO |  | 71 | 0.011005 | 0.31 | EIA Prime Mover-level Data | Estimated using an emission factor
2018 | GA | Sun Trust Plaza | 54845 | EG-2 | IC | SB | NA | DFO |  | 71 | 0.011005 | 0.31 | EIA Prime Mover-level Data | Estimated using an emission factor
2018 | GA | Superior Landfill Gas Recovery | 57026 | GEN 5 | IC | OP | NA | LFG |  | 66947 | 0.49206 | 0.0147 | EIA Prime Mover-level Data | Estimated using an emission factor
2018 | GA | Superior Landfill Gas Recovery | 57026 | GEN1 | IC | OP | NA | LFG |  | 66947 | 0.49206 | 0.0147 | EIA Prime Mover-level Data | Estimated using an emission factor
2018 | GA | Superior Landfill Gas Recovery | 57026 | GEN2 | IC | OP | NA | LFG |  | 66947 | 0.49206 | 0.0147 | EIA Prime Mover-level Data | Estimated using an emission factor
2018 | GA | Superior Landfill Gas Recovery | 57026 | GEN3 | IC | OP | NA | LFG |  | 66947 | 0.49206 | 0.0147 | EIA Prime Mover-level Data | Estimated using an emission factor
2018 | GA | Superior Landfill Gas Recovery | 57026 | GEN4 | IC | OP | NA | LFG |  | 66947 | 0.49206 | 0.0147 | EIA Prime Mover-level Data | Estimated using an emission factor
2018 | GA | Superior Landfill Gas Recovery | 57026 | GEN6 | IC | OP | NA | LFG |  | 66947 | 0.49206 | 0.0147 | EIA Prime Mover-level Data | Estimated using an emission factor
2018 | GA | Superior Landfill Gas Recovery | 57026 | GEN7 | IC | OP | NA | LFG |  | 66947 | 0.49206 | 0.0147 | EIA Prime Mover-level Data | Estimated using an emission factor
2018 | GA | Superior Landfill Gas Recovery | 57026 | GEN8 | IC | OP | NA | LFG |  | 66947 | 0.49206 | 0.0147 | EIA Prime Mover-level Data | Estimated using an emission factor
2018 | GA | Talbot Energy Facility | 7916 | 1 | GT | OP | CT | NG | 1,275.0 | 1201379 | 11.4 | 0.018978 | EPA/CAMD | EPA/NEI | 2002
2018 | GA | Talbot Energy Facility | 7916 | 2 | GT | OP | CT | NG | 1,107.0 | 1060121 | 9.98 | 0.018828 | EPA/CAMD | EPA/NEI | 2002
2018 | GA | Talbot Energy Facility | 7916 | 3 | GT | OP | CT | NG | 1,055.0 | 978021 | 9.44 | 0.019304 | EPA/CAMD | EPA/NEI | 2002
2018 | GA | Talbot Energy Facility | 7916 | 4 | GT | OP | CT | NG | 1,205.0 | 1108712 | 10.7 | 0.019302 | EPA/CAMD | EPA/NEI | 2002
2018 | GA | Talbot Energy Facility | 7916 | 5 | GT | OP | CT | NG | 914.0 | 845651 | 8.66 | 0.020481 | EPA/CAMD | EPA/NEI | 2003
2018 | GA | Talbot Energy Facility | 7916 | 6 | GT | OP | CT | NG | 820.0 | 740559 | 7.72 | 0.020849 | EPA/CAMD | EPA/NEI | 2003
2018 | GA | Tallassee Hydro Project | 7191 | 1 | HY | OP | NA | WAT |  | 65229 |  |  | EIA Prime Mover-level Data
2018 | GA | Tallassee Hydro Project | 7191 | 2 | HY | OP | NA | WAT |  | 2965 |  |  | EIA Prime Mover-level Data
2018 | GA | Tallulah Falls | 723 | 1 | HY | OP | NA | WAT |  | 323388 |  |  | EIA Prime Mover-level Data
2018 | GA | Tallulah Falls | 723 | 2 | HY | OP | NA | WAT |  | 323388 |  |  | EIA Prime Mover-level Data
2018 | GA | Tallulah Falls | 723 | 3 | HY | OP | NA | WAT |  | 323388 |  |  | EIA Prime Mover-level Data
2018 | GA | Tallulah Falls | 723 | 4 | HY | OP | NA | WAT |  | 323388 |  |  | EIA Prime Mover-level Data
2018 | GA | Tallulah Falls | 723 | 5 | HY | OP | NA | WAT |  | 323388 |  |  | EIA Prime Mover-level Data
2018 | GA | Tallulah Falls | 723 | 6 | HY | OP | NA | WAT |  | 323388 |  |  | EIA Prime Mover-level Data
2018 | GA | Taylor | 56870 | 1 | IC | OP | NA | LFG |  | 95469 | 0.7017 | 0.0147 | EIA Prime Mover-level Data | Estimated using an emission factor
2018 | GA | Taylor | 56870 | 2 | IC | OP | NA | LFG |  | 95469 | 0.7017 | 0.0147 | EIA Prime Mover-level Data | Estimated using an emission factor
2018 | GA | Taylor | 56870 | 3 | IC | OP | NA | LFG |  | 95469 | 0.7017 | 0.0147 | EIA Prime Mover-level Data | Estimated using an emission factor
2018 | GA | Taylor | 56870 | 4 | IC | OP | NA | LFG |  | 95469 | 0.7017 | 0.0147 | EIA Prime Mover-level Data | Estimated using an emission factor
2018 | GA | Taylor | 56870 | 5 | IC | OP | NA | LFG |  | 95469 | 0.7017 | 0.0147 | EIA Prime Mover-level Data | Estimated using an emission factor
2018 | GA | Taylor | 56870 | 6 | IC | OP | NA | LFG |  | 95469 | 0.7017 | 0.0147 | EIA Prime Mover-level Data | Estimated using an emission factor
2018 | GA | Taylor | 56870 | 7 | IC | OP | NA | LFG |  | 95469 | 0.7017 | 0.0147 | EIA Prime Mover-level Data | Estimated using an emission factor
2018 | GA | Taylor | 56870 | 8 | IC | OP | NA | LFG |  | 95469 | 0.7017 | 0.0147 | EIA Prime Mover-level Data | Estimated using an emission factor
2018 | GA | Taylor County Solar | 59897 | 1 | PV | OP | NA | SUN |  | 2634809 |  |  | EIA Prime Mover-level Data
2018 | GA | Telfair Thompson | 62883 | TELTO | PV | OP | NA | SUN
2018 | GA | Tenaska Georgia Generating Station | 55061 | CT1 | GT | OP | CT | NG | 150.0 | 196078 | 0.34719 | 0.0035414 | EPA/CAMD | EPA/NEI | 2001
2018 | GA | Tenaska Georgia Generating Station | 55061 | CT2 | GT | OP | CT | NG | 122.0 | 163363 | 0.24665 | 0.0030196 | EPA/CAMD | EPA/NEI | 2001
2018 | GA | Tenaska Georgia Generating Station | 55061 | CT3 | GT | OP | CT | NG | 157.0 | 197561 | 0.29592 | 0.0029958 | EPA/CAMD | EPA/NEI | 2001
2018 | GA | Tenaska Georgia Generating Station | 55061 | CT4 | GT | OP | CT | NG | 119.0 | 148717 | 0.31181 | 0.0041933 | EPA/CAMD | EPA/NEI | 2002
2018 | GA | Tenaska Georgia Generating Station | 55061 | CT5 | GT | OP | CT | NG | 131.0 | 167796 | 0.25318 | 0.0030177 | EPA/CAMD | EPA/NEI | 2002
2018 | GA | Tenaska Georgia Generating Station | 55061 | CT6 | GT | OP | CT | NG | 131.0 | 161123 | 0.25453 | 0.0031595 | EPA/CAMD | EPA/NEI | 2002
2018 | GA | Terrora | 724 | 1 | HY | OP | NA | WAT |  | 243342 |  |  | EIA Prime Mover-level Data
2018 | GA | Terrora | 724 | 2 | HY | OP | NA | WAT |  | 243342 |  |  | EIA Prime Mover-level Data
2018 | GA | Thomas A. Smith Energy Facility | 55382 | CCCT1 | CT | OP | CC | NG | 3,396.0 | 5971701 | 18.8 | 0.0062964 | EPA/CAMD | EPA/NEI | 2002
2018 | GA | Thomas A. Smith Energy Facility | 55382 | CCCT2 | CT | OP | CC | NG | 3,406.0 | 5990790 | 18.9 | 0.0063097 | EPA/CAMD | EPA/NEI | 2002
2018 | GA | Thomas A. Smith Energy Facility | 55382 | CCCT3 | CT | OP | CC | NG | 7,777.0 | 14452936 | 45.5 | 0.0062963 | EPA/CAMD | EPA/NEI | 2002
2018 | GA | Thomas A. Smith Energy Facility | 55382 | CCCT4 | CT | OP | CC | NG | 7,234.0 | 13481584 | 42.5 | 0.0063049 | EPA/CAMD | EPA/NEI | 2002
2018 | GA | Tri-County Solar Facility | 60544 | PV1 | PV | OP | NA | SUN |  | 17043 |  |  | EIA Prime Mover-level Data
2018 | GA | Troup RC50 | 62885 | TROUP | PV | T | NA | SUN
2018 | GA | Tugalo | 725 | 1 | HY | OP | NA | WAT |  | 354745 |  |  | EIA Prime Mover-level Data
2018 | GA | Tugalo | 725 | 2 | HY | OP | NA | WAT |  | 354745 |  |  | EIA Prime Mover-level Data
2018 | GA | Tugalo | 725 | 3 | HY | OP | NA | WAT |  | 354745 |  |  | EIA Prime Mover-level Data
2018 | GA | Tugalo | 725 | 4 | HY | OP | NA | WAT |  | 354745 |  |  | EIA Prime Mover-level Data
2018 | GA | Twiggs Solar | 61696 | TWIGG | PV | U | NA | SUN
2018 | GA | Upson Rocky Creek Solar Plant | 58485 | PV1 | PV | OP | NA | SUN |  | 9109 |  |  | EIA Prime Mover-level Data
2018 | GA | Valdosta | 10859 | GEN1 | ST | RE | NA | WDS
2018 | GA | Valdosta | 60448 | VALD | PV | OP | NA | SUN |  | 15300 |  |  | EIA Prime Mover-level Data
2018 | GA | Valdosta Prison | 61468 | GPVP1 | PV | OP | NA | SUN |  | 19166 |  |  | EIA Prime Mover-level Data
2018 | GA | Valdosta Water Treatment Plant | 54839 | GEN1 | IC | SB | NA | DFO
2018 | GA | Valdosta Water Treatment Plant | 54839 | GEN2 | IC | SB | NA | DFO
2018 | GA | Vogtle | 649 | 1 | ST | OP | NA | NUC |  | 100649212 |  |  | EIA Prime Mover-level Data
2018 | GA | Vogtle | 649 | 2 | ST | OP | NA | NUC |  | 108016436 |  |  | EIA Prime Mover-level Data
2018 | GA | Vogtle | 649 | 3 | ST | U | NA | NUC
2018 | GA | Vogtle | 649 | 4 | ST | U | NA | NUC
2018 | GA | W R Clayton Plant | 7968 | 1 | GT | IP | NA | NG
2018 | GA | W R Clayton Plant | 7968 | 2 | GT | IP | NA | NG
2018 | GA | W R Clayton Plant | 7968 | 3 | GT | IP | NA | NG
2018 | GA | Wallace Dam | 6087 | 1 | PS | OP | NA | WAT |  | 0 |  |  | EIA Prime Mover-level Data
2018 | GA | Wallace Dam | 6087 | 2 | PS | OP | NA | WAT |  | 0 |  |  | EIA Prime Mover-level Data
2018 | GA | Wallace Dam | 6087 | 3 | HY | OP | NA | WAT |  | 444207 |  |  | EIA Prime Mover-level Data
2018 | GA | Wallace Dam | 6087 | 4 | HY | OP | NA | WAT |  | 444207 |  |  | EIA Prime Mover-level Data
2018 | GA | Wallace Dam | 6087 | 5 | PS | OP | NA | WAT |  | 0 |  |  | EIA Prime Mover-level Data
2018 | GA | Wallace Dam | 6087 | 6 | PS | OP | NA | WAT |  | 0 |  |  | EIA Prime Mover-level Data
2018 | GA | Walter F George | 761 | 1 | HY | OP | NA | WAT |  | 1109601 |  |  | EIA Prime Mover-level Data
2018 | GA | Walter F George | 761 | 2 | HY | OP | NA | WAT |  | 1109601 |  |  | EIA Prime Mover-level Data
2018 | GA | Walter F George | 761 | 3 | HY | OP | NA | WAT |  | 1109601 |  |  | EIA Prime Mover-level Data
2018 | GA | Walter F George | 761 | 4 | HY | OP | NA | WAT |  | 1109601 |  |  | EIA Prime Mover-level Data
2018 | GA | Walton Bainbridge Power Facility | 56015 | P1A | GT | OP | CT | DFO | 21.0 | 4174 | 0.004 | 0.0019166 | EPA/CAMD | EPA/NEI | 1977
2018 | GA | Walton Bainbridge Power Facility | 56015 | P1B | GT | OP | CT | DFO | 21.0 | 4184 | 0.004 | 0.001912 | EPA/CAMD | EPA/NEI | 1977
2018 | GA | Walton Bainbridge Power Facility | 56015 | P2A | GT | OP | CT | DFO | 21.0 | 4395 | 0.004 | 0.0018203 | EPA/CAMD | EPA/NEI | 1977
2018 | GA | Walton Bainbridge Power Facility | 56015 | P2B | GT | OP | CT | DFO | 21.0 | 4116 | 0.004 | 0.0019436 | EPA/CAMD | EPA/NEI | 1977
2018 | GA | Walton County Power | 55128 | T1 | GT | OP | CT | NG | 930.0 | 1278699 | 0.99 | 0.0015484 | EPA/CAMD | EPA/NEI | 2001
2018 | GA | Walton County Power | 55128 | T2 | GT | OP | CT | NG | 893.0 | 1207512 | 1.06 | 0.0017557 | EPA/CAMD | EPA/NEI | 2001
2018 | GA | Walton County Power | 55128 | T3 | GT | OP | CT | NG | 741.0 | 1021424 | 1.02 | 0.0019972 | EPA/CAMD | EPA/NEI | 2001
2018 | GA | Wansley (6052) | 6052 | 1 | ST | OP | TANGENTIAL | BIT | 3,089.0 | 16041231 | 56.0339 | 0.0069862 | EPA/CAMD | EPA/NEI | 1976
2018 | GA | Wansley (6052) | 6052 | 2 | ST | OP | TANGENTIAL | BIT | 3,168.0 | 16191911 | 52.6474 | 0.0065029 | EPA/CAMD | EPA/NEI | 1978
2018 | GA | Wansley (6052) | 6052 | 5A | GT | OP | CT | DFO | 23.0 | 7575 | 0.0215 | 0.0056766 | EPA/CAMD | EPA/NEI | 1980
2018 | GA | Wansley (7946) | 7946 | CT9A | CT | OP | CC | NG | 4,459.0 | 7329038 | 23.24 | 0.0063419 | EPA/CAMD | EPA/NEI | 2004
2018 | GA | Wansley (7946) | 7946 | CT9B | CT | OP | CC | NG | 4,535.0 | 7587390 | 33.98 | 0.008957 | EPA/CAMD | EPA/NEI | 2004
2018 | GA | Wansley CC (55965) | 55965 | 6A | CT | OP | CC | NG | 8,184.0 | 14916936 | 58.3674 | 0.0078257 | EPA/CAMD | EPA/NEI | 2001
2018 | GA | Wansley CC (55965) | 55965 | 6B | CT | OP | CC | NG | 8,144.0 | 14955536 | 58.5312 | 0.0078274 | EPA/CAMD | EPA/NEI | 2001
2018 | GA | Wansley CC (55965) | 55965 | 7A | CT | OP | CC | NG | 8,349.0 | 14969265 | 58.5858 | 0.0078275 | EPA/CAMD | EPA/NEI | 2001
2018 | GA | Wansley CC (55965) | 55965 | 7B | CT | OP | CC | NG | 8,234.0 | 14890945 | 58.2946 | 0.0078295 | EPA/CAMD | EPA/NEI | 2001
2018 | GA | Washington County Power | 55332 | T1 | GT | OP | CT | NG | 166.0 | 214351 | 0.38 | 0.0035456 | EPA/CAMD | EPA/NEI | 2003
2018 | GA | Washington County Power | 55332 | T2 | GT | OP | CT | NG | 258.0 | 364094 | 2.97 | 0.016314 | EPA/CAMD | EPA/NEI | 2003
2018 | GA | Washington County Power | 55332 | T3 | GT | OP | CT | NG | 264.0 | 370056 | 2.43 | 0.013133 | EPA/CAMD | EPA/NEI | 2003
2018 | GA | Washington County Power | 55332 | T4 | GT | OP | CT | NG | 225.0 | 297713 | 0.39 | 0.00262 | EPA/CAMD | EPA/NEI | 2003
2018 | GA | Waynesboro Community Solar | 62409 | 1 | PV | U | NA | SUN
2018 | GA | West Point (GA) | 6133 | 1 | HY | OP | NA | WAT |  | 94154 |  |  | EIA Prime Mover-level Data
2018 | GA | West Point (GA) | 6133 | 2 | HY | OP | NA | WAT |  | 998598 |  |  | EIA Prime Mover-level Data
2018 | GA | West Point (GA) | 6133 | 3 | HY | OP | NA | WAT |  | 998598 |  |  | EIA Prime Mover-level Data
2018 | GA | WestRock Southeast, LLC. | 54004 | GEN2 | GT | OP | NA | NG |  | 391497 | 1.0734 | 0.0054834 | EIA Prime Mover-level Data | NEI avg EF - PM, fuel type, firing type
2018 | GA | WestRock Southeast, LLC. | 54004 | HRSG | ST | OP | NA | NG |  | 47174 | 0.18993 | 0.0080524 | EIA Unit-level Data | NEI avg EF - PM, fuel type
2018 | GA | WestRock Southeast, LLC. | 54004 | PB2 | ST | OP | NA | WDS |  | 5074720 | 57.8828 | 0.022812 | EIA Unit-level Data | NEI avg EF - PM, fuel type
2018 | GA | White Oak Solar, LLC | 60082 | WHTOK | PV | OP | NA | SUN |  | 1373144 |  |  | EIA Prime Mover-level Data
2018 | GA | White Pine Solar, LLC | 60064 | WHTPN | PV | OP | NA | SUN |  | 1749343 |  |  | EIA Prime Mover-level Data
2018 | GA | Wilkinson DeFore | 62886 | WILKD | PV | T | NA | SUN
2018 | GA | Yates | 728 | Y6BR | ST | OP | TANGENTIAL | NG | 4,536.0 | 6850442 | 25.084 | 0.0073233 | EPA/CAMD | EPA/NEI | 1974
2018 | GA | Yates | 728 | Y7BR | ST | OP | TANGENTIAL | NG | 3,773.0 | 6418557 | 23.802 | 0.0074166 | EPA/CAMD | EPA/NEI | 1974
2018 | GA | YKK USA Chestney | 54566 | BWP1 | IC | SB | NA | DFO
2018 | GA | YKK USA Chestney | 54566 | GEN1 | IC | RE | NA | DFO
2018 | GA | YKK USA Chestney | 54566 | GEN2 | IC | RE | NA | DFO
2018 | GA | YKK USA Chestney | 54566 | GEN3 | IC | RE | NA | DFO
2018 | GA | YKK USA Chestney | 54566 | PPD1 | IC | RE | NA | DFO
2018 | GA | YKK USA Chestney | 54566 | PPD2 | IC | RE | NA | DFO
2018 | GA | YKK USA Chestney | 54566 | SEV1 | IC | SB | NA | DFO
2018 | GA | YKK USA Chestney | 54566 | SLD1 | IC | SB | NA | DFO
2018 | GA | Yonah | 729 | 1 | HY | OP | NA | WAT |  | 234463 |  |  | EIA Prime Mover-level Data
2018 | GA | Yonah | 729 | 2 | HY | OP | NA | WAT |  | 234463 |  |  | EIA Prime Mover-level Data
2018 | GA | Yonah | 729 | 3 | HY | OP | NA | WAT |  | 234463 |  |  | EIA Prime Mover-level Data
2018 | HI | AES Hawaii | 10673 | BLRA | ST | OP | FLUIDIZED | SUB |  | 7166602 | 61.5763 | 0.017184 | EIA Unit-level Data | NEI avg EF - PM, fuel type
2018 | HI | AES Hawaii | 10673 | BLRB | ST | OP | FLUIDIZED | SUB |  | 7369940 | 63.3234 | 0.017184 | EIA Unit-level Data | NEI avg EF - PM, fuel type
2018 | HI | AES LAWAI SOLAR | 61068 | LAWA1 | PV | OP | NA | SUN
2018 | HI | AES LAWAI SOLAR | 61068 | LAWA2 | BA | OP | NA | MWH
2018 | HI | Aloha Solar Energy Fund 1 PK1 | 58659 | PK-1 | PV | OP | NA | SUN |  | 82900 |  |  | EIA Prime Mover-level Data
2018 | HI | Auwahi Wind Energy | 57996 | AWEB | BA | OP | NA | MWH |  | 0 |  |  | EIA Prime Mover-level Data
2018 | HI | Auwahi Wind Energy | 57996 | AWET | WT | OP | NA | WND |  | 811731 |  |  | EIA Prime Mover-level Data
2018 | HI | Biomass to Energy Facility, Kauai | 59035 | MKA1 | ST |  | NA | AB |  | 806189 | 403.9007 | 1.002 | EIA Unit-level Data | Estimated using an emission factor
2018 | HI | Biomass to Energy Facility, Kauai | 59035 | XKA1 | IC | OP | NA | DFO
2018 | HI | Biomass to Energy Facility, Kauai | 59035 | XKA2 | IC | OP | NA | DFO
2018 | HI | Campbell Industrial Park | 56329 | CIP1 | GT | OP | NA | OBL |  | 585220 | 51.792 | 0.177 | EIA Prime Mover-level Data | Estimated using an emission factor
2018 | HI | Campbell Industrial Park BESS | 61851 | CIPB1 | BA | OP | NA | MWH |  | 0 |  |  | EIA Prime Mover-level Data
2018 | HI | CEIP Substation Distributed Generation | 56515 | DG1 | IC | RE | NA | DFO
2018 | HI | CEIP Substation Distributed Generation | 56515 | DG2 | IC | RE | NA | DFO
2018 | HI | CEIP Substation Distributed Generation | 56515 | DG3 | IC | RE | NA | DFO
2018 | HI | EE Waianae Solar Project | 61172 | WAIAN | PV | OP | NA | SUN |  | 578585 |  |  | EIA Prime Mover-level Data
2018 | HI | Ewa Nui Substation DG | 56330 | DG1 | IC | RE | NA | DFO
2018 | HI | Ewa Nui Substation DG | 56330 | DG2 | IC | RE | NA | DFO
2018 | HI | Ewa Nui Substation DG | 56330 | DG3 | IC | RE | NA | DFO
2018 | HI | Ewa Nui Substation DG | 56330 | DG4 | IC | RE | NA | DFO
2018 | HI | Ewa Nui Substation DG | 56330 | DG5 | IC | RE | NA | DFO
2018 | HI | Ewa Nui Substation DG | 56330 | DG6 | IC | RE | NA | DFO
2018 | HI | Gay Robinson | 50333 | DSL1 | IC | RE | NA | DFO
2018 | HI | Gay Robinson | 50333 | DSL4 | IC | RE | NA | DFO
2018 | HI | Gay Robinson | 50333 | DSL5 | IC | SB | NA | DFO
2018 | HI | Gay Robinson | 50333 | DSL6 | IC | SB | NA | DFO
2018 | HI | Gay Robinson | 50333 | HYD2 | HY | OP | NA | WAT |  | 41471 |  |  | EIA Prime Mover-level Data
2018 | HI | Gay Robinson | 50333 | HYD3 | HY | V | NA | WAT
2018 | HI | Gay Robinson | 50333 | ST4 | ST | RE | NA | AB
2018 | HI | H Power | 10334 | 1 | ST | OP | NA | MSW |  | 2272936 | 1.7729 | 0.00156 | EIA Unit-level Data | Estimated using an emission factor
2018 | HI | H Power | 10334 | 2 | ST | OP | NA | MSW |  | 2087909 | 1.6286 | 0.00156 | EIA Unit-level Data | Estimated using an emission factor
2018 | HI | H Power | 10334 | 3 | ST | OP | NA | MSW |  | 3150969 | 2.4578 | 0.00156 | EIA Unit-level Data | Estimated using an emission factor
2018 | HI | H Power | 10334 | PV1 | PV | P | NA | SUN
2018 | HI | Hale Kuawehi Solar | 62529 | HKBA | BA | P | NA | MWH
2018 | HI | Hale Kuawehi Solar | 62529 | HKSOL | PV | P | NA | SUN
2018 | HI | Hamakua Energy Plant | 55369 | CT1 | CT |  | NA | WO |  | 1132018 | 175.4628 | 0.31 | EIA Unit-level Data | Estimated using an emission factor
2018 | HI | Hamakua Energy Plant | 55369 | CT2 | CT |  | NA | WO |  | 1144389 | 177.3803 | 0.31 | EIA Unit-level Data | Estimated using an emission factor
2018 | HI | Hamakua Energy Plant | 55369 | HRSG1 | CA | OP | NA | DFO |  | 0 | 0 |  | EIA Unit-level Data | Estimated using an emission factor
2018 | HI | Hamakua Energy Plant | 55369 | HRSG2 | CA | OP | NA | DFO |  | 0 | 0 |  | EIA Unit-level Data | Estimated using an emission factor
2018 | HI | Hana Substation | 56055 | MH1 | IC | OP | NA | DFO |  | 272 | 0.04216 | 0.31 | EIA Prime Mover-level Data | Estimated using an emission factor
2018 | HI | Hana Substation | 56055 | MH2 | IC | OP | NA | DFO |  | 272 | 0.04216 | 0.31 | EIA Prime Mover-level Data | Estimated using an emission factor
2018 | HI | Hawaii Cogen | 10194 | GEN1 | GT | OP | NA | OG |  | 441645 | 2.5439 | 0.01152 | EIA Prime Mover-level Data | NEI avg EF - PM, fuel type
2018 | HI | Hawaii Cogen | 10194 | GEN2 | GT | OP | NA | WO |  | 441645 | 68.455 | 0.31 | EIA Prime Mover-level Data | Estimated using an emission factor
2018 | HI | Hawaii Cogen | 10194 | GEN3 | GT | OP | NA | OG |  | 441645 | 2.5439 | 0.01152 | EIA Prime Mover-level Data | NEI avg EF - PM, fuel type
2018 | HI | Hawaii Cogen | 10194 | GEN4 | GT | OP | NA | WO |  | 471088 | 73.0186 | 0.31 | EIA Prime Mover-level Data | Estimated using an emission factor
2018 | HI | Hawaiian Comm & Sugar Puunene Mill | 10604 | PAI2 | ST | RE | NA | AB
2018 | HI | Hawaiian Comm & Sugar Puunene Mill | 10604 | PAI3 | ST | RE | NA | AB
2018 | HI | Hawaiian Comm & Sugar Puunene Mill | 10604 | PUU3 | ST | RE | NA | AB
2018 | HI | Hawaiian Comm & Sugar Puunene Mill | 10604 | PUU4 | ST | RE | NA | AB
2018 | HI | Hawaiian Comm & Sugar Puunene Mill | 10604 | PUU5 | ST | RE | NA | AB
2018 | HI | Hawi Wind Farm | 56447 | V-47 | WT | OP | NA | WND |  | 311928 |  |  | EIA Prime Mover-level Data
2018 | HI | Helemano Substation DG | 56332 | DG1 | IC | RE | NA | DFO
2018 | HI | Helemano Substation DG | 56332 | DG2 | IC | RE | NA | DFO
2018 | HI | Helemano Substation DG | 56332 | DG3 | IC | RE | NA | DFO
2018 | HI | HNL Emergency Power Facility | 58469 | AP1 | IC | OP | NA | OBL |  | 1421 | 0.12576 | 0.177 | EIA Prime Mover-level Data | Estimated using an emission factor
2018 | HI | HNL Emergency Power Facility | 58469 | AP2 | IC | OP | NA | OBL |  | 1421 | 0.12576 | 0.177 | EIA Prime Mover-level Data | Estimated using an emission factor
2018 | HI | HNL Emergency Power Facility | 58469 | AP3 | IC | OP | NA | OBL |  | 1421 | 0.12576 | 0.177 | EIA Prime Mover-level Data | Estimated using an emission factor
2018 | HI | HNL Emergency Power Facility | 58469 | AP4 | IC | OP | NA | OBL |  | 1421 | 0.12576 | 0.177 | EIA Prime Mover-level Data | Estimated using an emission factor
2018 | HI | Honolulu | 764 | H8 | ST | RE | NA | RFO
2018 | HI | Honolulu | 764 | H9 | ST | RE | NA | RFO
2018 | HI | Hu Honua Bioenergy Facility | 61364 | HHB | ST | V | NA | WDS
2018 | HI | Iwilei Tank Farm DG | 56331 | DG1 | IC | RE | NA | DFO
2018 | HI | Iwilei Tank Farm DG | 56331 | DG2 | IC | RE | NA | DFO
2018 | HI | Iwilei Tank Farm DG | 56331 | DG3 | IC | RE | NA | DFO
2018 | HI | Kahe | 765 | 1 | ST | OP | WALL | RFO |  | 2423856 | 12.475 | 0.010293 | EIA Unit-level Data | NEI avg EF - PM, fuel type, firing type
2018 | HI | Kahe | 765 | 2 | ST | OP | WALL | RFO |  | 3475840 | 17.8892 | 0.010293 | EIA Unit-level Data | NEI avg EF - PM, fuel type, firing type
2018 | HI | Kahe | 765 | 3 | ST | OP | TANGENTIAL | RFO |  | 3661315 | 16.3201 | 0.0089149 | EIA Unit-level Data | NEI avg EF - PM, fuel type, firing type
2018 | HI | Kahe | 765 | 4 | ST | OP | TANGENTIAL | RFO |  | 3708681 | 16.5312 | 0.0089149 | EIA Unit-level Data | NEI avg EF - PM, fuel type, firing type
2018 | HI | Kahe | 765 | 5 | ST | OP | WALL | RFO |  | 6426020 | 33.073 | 0.010293 | EIA Unit-level Data | NEI avg EF - PM, fuel type, firing type
2018 | HI | Kahe | 765 | 6 | ST | OP | WALL | RFO |  | 6402672 | 32.9529 | 0.010293 | EIA Unit-level Data | NEI avg EF - PM, fuel type, firing type
2018 | HI | Kaheawa Pastures Wind Farm | 56449 | 1 | WT | OP | NA | WND |  | 926334 |  |  | EIA Prime Mover-level Data
2018 | HI | Kaheawa Wind Power II LLC | 57082 | 1 | WT | OP | NA | WND |  | 584309 |  |  | EIA Prime Mover-level Data
2018 | HI | Kaheawa Wind Power II LLC | 57082 | 2 | BA | OP | NA | MWH
2018 | HI | Kaheka Hydro | 55864 | KAH1 | HY | OP | NA | WAT |  | 10938 |  |  | EIA Prime Mover-level Data
2018 | HI | Kaheka Hydro | 55864 | KAH2 | HY | OP | NA | WAT |  | 10938 |  |  | EIA Prime Mover-level Data
2018 | HI | Kaheka Hydro | 55864 | KAH3 | HY | OP | NA | WAT |  | 10938 |  |  | EIA Prime Mover-level Data
2018 | HI | Kahuku Wind Power LLC | 57087 | 1 | WT | OP | NA | WND |  | 682411 |  |  | EIA Prime Mover-level Data
2018 | HI | Kahuku Wind Power LLC | 57087 | 2 | BA | RE | NA | MWH
2018 | HI | Kahului | 6056 | K1 | ST | OP | NA | RFO |  | 187499 | 0.85774 | 0.0091493 | EIA Unit-level Data | NEI avg EF - PM, fuel type
2018 | HI | Kahului | 6056 | K2 | ST | OP | NA | RFO |  | 190697 | 0.87237 | 0.0091493 | EIA Unit-level Data | NEI avg EF - PM, fuel type
2018 | HI | Kahului | 6056 | K3 | ST | OP | NA | RFO |  | 949628 | 4.3442 | 0.0091493 | EIA Unit-level Data | NEI avg EF - PM, fuel type
2018 | HI | Kahului | 6056 | K4 | ST | OP | NA | RFO |  | 923726 | 4.2257 | 0.0091493 | EIA Unit-level Data | NEI avg EF - PM, fuel type
2018 | HI | Kalaeloa Cogen Plant | 54646 | 1 | CA | OP | NA | DFO |  | 32412 | 0.17827 | 0.011 | EIA Unit-level Data | Estimated using an emission factor
2018 | HI | Kalaeloa Cogen Plant | 54646 | 2 | CA | OP | NA | DFO |  | 35384 | 0.19461 | 0.011 | EIA Unit-level Data | Estimated using an emission factor
2018 | HI | Kalaeloa Cogen Plant | 54646 | CT1 | CT |  | NA | RFO |  | 5280448 | 818.4694 | 0.31 | EIA Unit-level Data | Estimated using an emission factor
2018 | HI | Kalaeloa Cogen Plant | 54646 | CT2 | CT |  | NA | RFO |  | 5567875 | 863.0206 | 0.31 | EIA Unit-level Data | Estimated using an emission factor
2018 | HI | Kalaeloa Renewable Energy Park | 58651 | KREP | PV | OP | NA | SUN |  | 73117 |  |  | EIA Prime Mover-level Data
2018 | HI | Kalaeloa Solar Two | 58259 | KAS2 | PV | OP | NA | SUN |  | 95165 |  |  | EIA Prime Mover-level Data
2018 | HI | Kalaeoloa Pole Yard DG | 56514 | DG1 | IC | RE | NA | DFO
2018 | HI | Kalaeoloa Pole Yard DG | 56514 | DG2 | IC | RE | NA | DFO
2018 | HI | Kalaeoloa Pole Yard DG | 56514 | DG3 | IC | RE | NA | DFO
2018 | HI | Kalaheo Hydro | 10412 | KAL | HY | RE | NA | WAT
2018 | HI | Kalaheo Hydro | 10412 | KPH1 | HY | OP | NA | WAT |  | 50060 |  |  | EIA Prime Mover-level Data
2018 | HI | Kamaoa Wind Farm | 54390 | GEN1 | WT | RE | NA | WND
2018 | HI | Kanoelehua | 769 | 11 | IC | OP | NA | DFO |  | 1228 | 0.19034 | 0.31 | EIA Prime Mover-level Data | Estimated using an emission factor
2018 | HI | Kanoelehua | 769 | 15 | IC | OP | NA | DFO |  | 1536 | 0.23808 | 0.31 | EIA Prime Mover-level Data | Estimated using an emission factor
2018 | HI | Kanoelehua | 769 | 16 | IC | OP | NA | DFO |  | 1536 | 0.23808 | 0.31 | EIA Prime Mover-level Data | Estimated using an emission factor
2018 | HI | Kanoelehua | 769 | 17 | IC | OP | NA | DFO |  | 1536 | 0.23808 | 0.31 | EIA Prime Mover-level Data | Estimated using an emission factor
2018 | HI | Kanoelehua | 769 | CT1 | GT | OP | NA | DFO |  | 9897 | 0.085408 | 0.017259 | EIA Prime Mover-level Data | NEI avg EF - PM, fuel type, firing type
2018 | HI | Kapaa Photovoltaic Project | 57525 | KSPV | PV | OP | NA | SUN |  | 14717 |  |  | EIA Prime Mover-level Data
2018 | HI | Kapaia Power Station | 56258 | CT1 | GT | OP | NA | OTH |  | 1725765 |  |  | EIA Prime Mover-level Data
2018 | HI | Kapolei Solar Energy Park | 58684 | KSEPV | PV | OP | NA | SUN |  | 16231 |  |  | EIA Prime Mover-level Data
2018 | HI | Kawailoa Solar | 60125 | KAWS | PV | V | NA | SUN
2018 | HI | Kawailoa Wind | 57529 | 1 | WT | OP | NA | WND |  | 1147064 |  |  | EIA Prime Mover-level Data
2018 | HI | Keahole | 8083 | 2 | GT | OP | NA | DFO |  | 47390 | 0.40896 | 0.017259 | EIA Prime Mover-level Data | NEI avg EF - PM, fuel type, firing type
2018 | HI | Keahole | 8083 | 18 | IC | RE | NA | DFO
2018 | HI | Keahole | 8083 | 19 | IC | RE | NA | DFO
2018 | HI | Keahole | 8083 | 20 | IC | RE | NA | DFO
2018 | HI | Keahole | 8083 | 21 | IC | OP | NA | DFO |  | 4034 | 0.62527 | 0.31 | EIA Prime Mover-level Data | Estimated using an emission factor
2018 | HI | Keahole | 8083 | 22 | IC | OP | NA | DFO |  | 4034 | 0.62527 | 0.31 | EIA Prime Mover-level Data | Estimated using an emission factor
2018 | HI | Keahole | 8083 | 23 | IC | OP | NA | DFO |  | 4034 | 0.62527 | 0.31 | EIA Prime Mover-level Data | Estimated using an emission factor
2018 | HI | Keahole | 8083 | CT4 | CT |  | NA | DFO |  | 1578403 | 6.0277 | 0.0076377 | EIA Unit-level Data | NEI avg EF - PM, fuel type
2018 | HI | Keahole | 8083 | CT5 | CT |  | NA | DFO |  | 1691120 | 6.4582 | 0.0076377 | EIA Unit-level Data | NEI avg EF - PM, fuel type
2018 | HI | Keahole | 8083 | ST7 | CA | OP | NA | DFO |  | 0 | 0 |  | EIA Unit-level Data | Estimated using an emission factor
2018 | HI | Kihei Solar Farm | 61099 | KIHEI | PV | OP | NA | SUN |  | 26032 |  |  | EIA Prime Mover-level Data
2018 | HI | KIUC Kapaia PV and BA Storage Project | 60546 | BA1 | BA | OP | NA | MWH
2018 | HI | KIUC Kapaia PV and BA Storage Project | 60546 | PV1 | PV | OP | NA | SUN |  | 201526 |  |  | EIA Prime Mover-level Data
2018 | HI | KRS I Anahola Solar | 58639 | ANAPV | PV | OP | NA | SUN |  | 175659 |  |  | EIA Prime Mover-level Data
2018 | HI | KRS I Anahola Solar | 58639 | B5B6 | BA | OP | NA | MWH |  | 0 |  |  | EIA Prime Mover-level Data
2018 | HI | KRS II Koloa Solar | 58640 | BESS3 | BA | RE | NA | MWH
2018 | HI | KRS II Koloa Solar | 58640 | KOLPV | PV | OP | NA | SUN |  | 168655 |  |  | EIA Prime Mover-level Data
2018 | HI | Ku'ia Solar | 61101 | KUIA | PV | OP | NA | SUN |  | 17279 |  |  | EIA Prime Mover-level Data
2018 | HI | Lalamilo Windfarm | 7769 | 8211 | WT | RE | NA | WND
2018 | HI | Lalamilo Windfarm | 7769 | 1-81 | WT | RE | NA | WND
2018 | HI | Lanai Solar-Electric Plant | 56667 | 0001 | PV | OP | NA | SUN |  | 1020 |  |  | EIA Prime Mover-level Data
2018 | HI | Lanai Solar-Electric Plant | 56667 | 0002 | PV | OP | NA | SUN |  | 1020 |  |  | EIA Prime Mover-level Data
2018 | HI | Lanai Solar-Electric Plant | 56667 | 0003 | PV | OP | NA | SUN |  | 1020 |  |  | EIA Prime Mover-level Data
2018 | HI | Lanai Solar-Electric Plant | 56667 | 0004 | PV | OP | NA | SUN |  | 1020 |  |  | EIA Prime Mover-level Data
2018 | HI | Lanai Solar-Electric Plant | 56667 | 0005 | PV | OP | NA | SUN |  | 1020 |  |  | EIA Prime Mover-level Data
2018 | HI | Lanai Solar-Electric Plant | 56667 | 0006 | PV | OP | NA | SUN |  | 1020 |  |  | EIA Prime Mover-level Data
2018 | HI | Lanai Solar-Electric Plant | 56667 | 0007 | PV | OP | NA | SUN |  | 1020 |  |  | EIA Prime Mover-level Data
2018 | HI | Lanai Solar-Electric Plant | 56667 | 0008 | PV | OP | NA | SUN |  | 1020 |  |  | EIA Prime Mover-level Data
2018 | HI | Lanai Solar-Electric Plant | 56667 | 0009 | PV | OP | NA | SUN |  | 1020 |  |  | EIA Prime Mover-level Data
2018 | HI | Lanai Solar-Electric Plant | 56667 | 0010 | PV | OP | NA | SUN |  | 1020 |  |  | EIA Prime Mover-level Data
2018 | HI | Lanai Solar-Electric Plant | 56667 | 0011 | PV | OP | NA | SUN |  | 1020 |  |  | EIA Prime Mover-level Data
2018 | HI | Lanai Solar-Electric Plant | 56667 | 0012 | PV | OP | NA | SUN |  | 1020 |  |  | EIA Prime Mover-level Data
2018 | HI | Lanikuhana Solar LLC | 58281 | 1 | PV | TS | NA | SUN
2018 | HI | Maalaea | 6504 | 1 | IC | OP | NA | DFO |  | 37927 | 5.8787 | 0.31 | EIA Prime Mover-level Data | Estimated using an emission factor
2018 | HI | Maalaea | 6504 | 2 | IC | OP | NA | DFO |  | 37927 | 5.8787 | 0.31 | EIA Prime Mover-level Data | Estimated using an emission factor
2018 | HI | Maalaea | 6504 | 3 | IC | OP | NA | DFO |  | 37927 | 5.8787 | 0.31 | EIA Prime Mover-level Data | Estimated using an emission factor
2018 | HI | Maalaea | 6504 | 4 | IC | OP | NA | DFO |  | 81689 | 12.6618 | 0.31 | EIA Prime Mover-level Data | Estimated using an emission factor
2018 | HI | Maalaea | 6504 | 5 | IC | OP | NA | DFO |  | 81689 | 12.6618 | 0.31 | EIA Prime Mover-level Data | Estimated using an emission factor
2018 | HI | Maalaea | 6504 | 6 | IC | OP | NA | DFO |  | 81689 | 12.6618 | 0.31 | EIA Prime Mover-level Data | Estimated using an emission factor
2018 | HI | Maalaea | 6504 | 7 | IC | OP | NA | DFO |  | 81689 | 12.6618 | 0.31 | EIA Prime Mover-level Data | Estimated using an emission factor
2018 | HI | Maalaea | 6504 | 8 | IC | OP | NA | DFO |  | 81689 | 12.6618 | 0.31 | EIA Prime Mover-level Data | Estimated using an emission factor
2018 | HI | Maalaea | 6504 | 9 | IC | OP | NA | DFO |  | 81689 | 12.6618 | 0.31 | EIA Prime Mover-level Data | Estimated using an emission factor
2018 | HI | Maalaea | 6504 | 10 | IC | OP | NA | DFO |  | 182341 | 28.2629 | 0.31 | EIA Prime Mover-level Data | Estimated using an emission factor
2018 | HI | Maalaea | 6504 | 11 | IC | OP | NA | DFO |  | 182341 | 28.2629 | 0.31 | EIA Prime Mover-level Data | Estimated using an emission factor
2018 | HI | Maalaea | 6504 | 12 | IC | OP | NA | DFO |  | 182341 | 28.2629 | 0.31 | EIA Prime Mover-level Data | Estimated using an emission factor
2018 | HI | Maalaea | 6504 | 13 | IC | OP | NA | DFO |  | 182341 | 28.2629 | 0.31 | EIA Prime Mover-level Data | Estimated using an emission factor
2018 | HI | Maalaea | 6504 | 14 | CT |  | NA | DFO |  | 1353682 | 5.1695 | 0.0076377 | EIA Unit-level Data | NEI avg EF - PM, fuel type
2018 | HI | Maalaea | 6504 | 16 | CT |  | NA | DFO |  | 1308237 | 4.996 | 0.0076377 | EIA Unit-level Data | NEI avg EF - PM, fuel type
2018 | HI | Maalaea | 6504 | 17 | CT |  | NA | DFO |  | 1366537 | 5.2186 | 0.0076377 | EIA Unit-level Data | NEI avg EF - PM, fuel type
2018 | HI | Maalaea | 6504 | 19 | CT |  | NA | DFO |  | 823288 | 3.144 | 0.0076377 | EIA Unit-level Data | NEI avg EF - PM, fuel type
2018 | HI | Maalaea | 6504 | M14 | CA | OP | NA | DFO |  | 0 | 0 |  | EIA Unit-level Data | Estimated using an emission factor
2018 | HI | Maalaea | 6504 | M16 | CA | OP | NA | DFO |  | 0 | 0 |  | EIA Unit-level Data | Estimated using an emission factor
2018 | HI | Maalaea | 6504 | M17 | CA | OP | NA | DFO |  | 0 | 0 |  | EIA Unit-level Data | Estimated using an emission factor
2018 | HI | Maalaea | 6504 | M19 | CA | OP | NA | DFO |  | 0 | 0 |  | EIA Unit-level Data | Estimated using an emission factor
2018 | HI | Maalaea | 6504 | X1 | IC | OP | NA | DFO |  | 37927 | 5.8787 | 0.31 | EIA Prime Mover-level Data | Estimated using an emission factor
2018 | HI | Maalaea | 6504 | X2 | IC | OP | NA | DFO |  | 37927 | 5.8787 | 0.31 | EIA Prime Mover-level Data | Estimated using an emission factor
2018 | HI | Mauka FIT One | 58662 | 3501 | PV | L | NA | SUN
2018 | HI | Miki Basin | 7264 | LL1 | IC | OP | NA | DFO |  | 28423 | 4.4056 | 0.31 | EIA Prime Mover-level Data | Estimated using an emission factor
2018 | HI | Miki Basin | 7264 | LL2 | IC | OP | NA | DFO |  | 28423 | 4.4056 | 0.31 | EIA Prime Mover-level Data | Estimated using an emission factor
2018 | HI | Miki Basin | 7264 | LL3 | IC | OA | NA | DFO |  | 28423 | 4.4056 | 0.31 | EIA Prime Mover-level Data | Estimated using an emission factor
2018 | HI | Miki Basin | 7264 | LL4 | IC | OP | NA | DFO |  | 28423 | 4.4056 | 0.31 | EIA Prime Mover-level Data | Estimated using an emission factor
2018 | HI | Miki Basin | 7264 | LL5 | IC | OP | NA | DFO |  | 28423 | 4.4056 | 0.31 | EIA Prime Mover-level Data | Estimated using an emission factor
2018 | HI | Miki Basin | 7264 | LL6 | IC | OP | NA | DFO |  | 28423 | 4.4056 | 0.31 | EIA Prime Mover-level Data | Estimated using an emission factor
2018 | HI | Miki Basin | 7264 | LL7 | IC | OP | NA | DFO |  | 62531 | 9.6923 | 0.31 | EIA Prime Mover-level Data | Estimated using an emission factor
2018 | HI | Miki Basin | 7264 | LL8 | IC | OP | NA | DFO |  | 62531 | 9.6923 | 0.31 | EIA Prime Mover-level Data | Estimated using an emission factor
2018 | HI | Mililani South Solar Farm | 57242 | 1 | PV | IP | NA | SUN
2018 | HI | Na Pua Makani Wind Project | 58837 | WT1 | WT | L | NA | WND
2018 | HI | Paeahu Solar | 62534 | PHBA | BA | P | NA | MWH
2018 | HI | Paeahu Solar | 62534 | PHSOL | PV | P | NA | SUN
2018 | HI | Paia Hydroelectric Plant | 58277 | PAH1 | HY | OS | NA | WAT
2018 | HI | Pakini Nui Wind Farm | 56378 | 1 | WT | OP | NA | WND |  | 1024662 |  |  | EIA Prime Mover-level Data
2018 | HI | Palaau Power | 792 | 7 | IC | OP | NA | DFO |  | 56877 | 8.8159 | 0.31 | EIA Prime Mover-level Data | Estimated using an emission factor
2018 | HI | Palaau Power | 792 | 8 | IC | OP | NA | DFO |  | 56877 | 8.8159 | 0.31 | EIA Prime Mover-level Data | Estimated using an emission factor
2018 | HI | Palaau Power | 792 | 9 | IC | OP | NA | DFO |  | 56877 | 8.8159 | 0.31 | EIA Prime Mover-level Data | Estimated using an emission factor
2018 | HI | Palaau Power | 792 | 15 | GT | OA | NA | DFO
2018 | HI | Palaau Power | 792 | BAT1 | BA | OP | NA | MWH
2018 | HI | Palaau Power | 792 | CAT1 | IC | OP | NA | DFO |  | 31024 | 4.8087 | 0.31 | EIA Prime Mover-level Data | Estimated using an emission factor
2018 | HI | Palaau Power | 792 | CAT2 | IC | OP | NA | DFO |  | 31024 | 4.8087 | 0.31 | EIA Prime Mover-level Data | Estimated using an emission factor
2018 | HI | Palaau Power | 792 | CUM3 | IC | OP | NA | DFO |  | 23268 | 3.6065 | 0.31 | EIA Prime Mover-level Data | Estimated using an emission factor
2018 | HI | Palaau Power | 792 | CUM4 | IC | OP | NA | DFO |  | 23268 | 3.6065 | 0.31 | EIA Prime Mover-level Data | Estimated using an emission factor
2018 | HI | Palaau Power | 792 | CUM5 | IC | OP | NA | DFO |  | 23268 | 3.6065 | 0.31 | EIA Prime Mover-level Data | Estimated using an emission factor
2018 | HI | Palaau Power | 792 | CUM6 | IC | OP | NA | DFO |  | 23268 | 3.6065 | 0.31 | EIA Prime Mover-level Data | Estimated using an emission factor
2018 | HI | Pearl City Peninsula Solar Park | 58676 | PCPPV | PV | OP | NA | SUN |  | 15548 |  |  | EIA Prime Mover-level Data
2018 | HI | Port Allen (HI) | 6474 | 1 | ST | OP | NA | DFO |  | 18904 | 0.094502 | 0.0099981 | EIA Unit-level Data | NEI avg EF - PM, fuel type
2018 | HI | Port Allen (HI) | 6474 | 3 | IC | OP | NA | DFO |  | 57038 | 8.8409 | 0.31 | EIA Prime Mover-level Data | Estimated using an emission factor
2018 | HI | Port Allen (HI) | 6474 | 4 | IC | OP | NA | DFO |  | 57038 | 8.8409 | 0.31 | EIA Prime Mover-level Data | Estimated using an emission factor
2018 | HI | Port Allen (HI) | 6474 | 5 | IC | OP | NA | DFO |  | 57038 | 8.8409 | 0.31 | EIA Prime Mover-level Data | Estimated using an emission factor
2018 | HI | Port Allen (HI) | 6474 | 8 | IC | OP | NA | DFO |  | 181677 | 28.1599 | 0.31 | EIA Prime Mover-level Data | Estimated using an emission factor
2018 | HI | Port Allen (HI) | 6474 | 9 | IC | OP | NA | DFO |  | 181677 | 28.1599 | 0.31 | EIA Prime Mover-level Data | Estimated using an emission factor
2018 | HI | Port Allen (HI) | 6474 | D6 | IC | OP | NA | DFO |  | 181677 | 28.1599 | 0.31 | EIA Prime Mover-level Data | Estimated using an emission factor
2018 | HI | Port Allen (HI) | 6474 | D7 | IC | OP | NA | DFO |  | 181677 | 28.1599 | 0.31 | EIA Prime Mover-level Data | Estimated using an emission factor
2018 | HI | Port Allen (HI) | 6474 | GT1 | GT | OP | NA | DFO |  | 34143 | 0.29464 | 0.017259 | EIA Prime Mover-level Data | NEI avg EF - PM, fuel type, firing type
2018 | HI | Port Allen (HI) | 6474 | GT2 | GT | OP | NA | DFO |  | 42322 | 0.36522 | 0.017259 | EIA Prime Mover-level Data | NEI avg EF - PM, fuel type, firing type
2018 | HI | Port Allen (HI) | 6474 | IC1 | IC | OA | NA | DFO |  | 42251 | 6.5489 | 0.31 | EIA Prime Mover-level Data | Estimated using an emission factor
2018 | HI | Port Allen (HI) | 6474 | IC2 | IC | OP | NA | DFO |  | 42251 | 6.5489 | 0.31 | EIA Prime Mover-level Data | Estimated using an emission factor
2018 | HI | Port Allen Solar | 58549 | 1 | PV | OP | NA | SUN |  | 106643 |  |  | EIA Prime Mover-level Data
2018 | HI | Puna | 7130 | 1 | ST | OP | NA | RFO |  | 321786 | 1.4721 | 0.0091493 | EIA Unit-level Data | NEI avg EF - PM, fuel type
2018 | HI | Puna | 7130 | 3 | GT | OP | NA | DFO |  | 254412 | 2.1955 | 0.017259 | EIA Prime Mover-level Data | NEI avg EF - PM, fuel type, firing type
2018 | HI | Puna Geothermal Venture I | 52028 | OEC11 | ST | OP | NA | GEO |  | 50189 |  |  | EIA Prime Mover-level Data
2018 | HI | Puna Geothermal Venture I | 52028 | OEC12 | ST | OP | NA | GEO |  | 50189 |  |  | EIA Prime Mover-level Data
2018 | HI | Puna Geothermal Venture I | 52028 | OEC13 | ST | OP | NA | GEO |  | 50189 |  |  | EIA Prime Mover-level Data
2018 | HI | Puna Geothermal Venture I | 52028 | OEC14 | ST | OP | NA | GEO |  | 50189 |  |  | EIA Prime Mover-level Data
2018 | HI | Puna Geothermal Venture I | 52028 | OEC15 | ST | OP | NA | GEO |  | 50189 |  |  | EIA Prime Mover-level Data
2018 | HI | Puna Geothermal Venture I | 52028 | OEC21 | ST | OP | NA | GEO |  | 50189 |  |  | EIA Prime Mover-level Data
2018 | HI | Puna Geothermal Venture I | 52028 | OEC22 | ST | OP | NA | GEO |  | 50189 |  |  | EIA Prime Mover-level Data
2018 | HI | Puna Geothermal Venture I | 52028 | OEC23 | ST | OP | NA | GEO |  | 50189 |  |  | EIA Prime Mover-level Data
2018 | HI | Puna Geothermal Venture I | 52028 | OEC24 | ST | OP | NA | GEO |  | 50189 |  |  | EIA Prime Mover-level Data
2018 | HI | Puna Geothermal Venture I | 52028 | OEC25 | ST | OP | NA | GEO |  | 50189 |  |  | EIA Prime Mover-level Data
2018 | HI | Puna Geothermal Venture I | 52028 | OEC31 | BT | OP | NA | GEO |  | 250950 |  |  | EIA Prime Mover-level Data
2018 | HI | Puna Geothermal Venture I | 52028 | OEC32 | BT | OP | NA | GEO |  | 250950 |  |  | EIA Prime Mover-level Data
2018 | HI | Puueo | 771 | 1 | HY | OP | NA | WAT |  | 31528 |  |  | EIA Prime Mover-level Data
2018 | HI | Puueo | 771 | 2 | HY | RE | NA | WAT
2018 | HI | Puueo | 771 | 2A | HY | OP | NA | WAT |  | 108098 |  |  | EIA Prime Mover-level Data
2018 | HI | Schofield Generating Station | 60328 | S1 | IC | OP | NA | OBL |  | 45361 | 4.0144 | 0.177 | EIA Prime Mover-level Data | Estimated using an emission factor
2018 | HI | Schofield Generating Station | 60328 | S2 | IC | OP | NA | OBL |  | 45361 | 4.0144 | 0.177 | EIA Prime Mover-level Data | Estimated using an emission factor
2018 | HI | Schofield Generating Station | 60328 | S3 | IC | OP | NA | OBL |  | 45361 | 4.0144 | 0.177 | EIA Prime Mover-level Data | Estimated using an emission factor
2018 | HI | Schofield Generating Station | 60328 | S4 | IC | OP | NA | OBL |  | 45361 | 4.0144 | 0.177 | EIA Prime Mover-level Data | Estimated using an emission factor
2018 | HI | Schofield Generating Station | 60328 | S5 | IC | OP | NA | OBL |  | 45361 | 4.0144 | 0.177 | EIA Prime Mover-level Data | Estimated using an emission factor
2018 | HI | Schofield Generating Station | 60328 | S6 | IC | OP | NA | OBL |  | 45361 | 4.0144 | 0.177 | EIA Prime Mover-level Data | Estimated using an emission factor
2018 | HI | Shipman | 6478 | 1 | ST | RE | NA | RFO
2018 | HI | Shipman | 6478 | 3 | ST | RE | NA | RFO
2018 | HI | Shipman | 6478 | 4 | ST | RE | NA | RFO
2018 | HI | Tesoro Hawaii | 10093 | GEN1 | GT | OP | NA | WO |  | 1704986 | 264.2728 | 0.31 | EIA Prime Mover-level Data | Estimated using an emission factor
2018 | HI | W H Hill | 772 | 5 | ST | OP | NA | RFO |  | 748124 | 3.4224 | 0.0091493 | EIA Unit-level Data | NEI avg EF - PM, fuel type
2018 | HI | W H Hill | 772 | 6 | ST | OP | NA | RFO |  | 1395035 | 6.3818 | 0.0091493 | EIA Unit-level Data | NEI avg EF - PM, fuel type
2018 | HI | Waiau | 766 | 3 | ST | OP | WALL | RFO |  | 280220 | 1.4422 | 0.010293 | EIA Unit-level Data | NEI avg EF - PM, fuel type, firing type
2018 | HI | Waiau | 766 | 4 | ST | OP | WALL | RFO |  | 284327 | 1.4634 | 0.010293 | EIA Unit-level Data | NEI avg EF - PM, fuel type, firing type
2018 | HI | Waiau | 766 | 5 | ST | OP | WALL | RFO |  | 840945 | 4.3281 | 0.010293 | EIA Unit-level Data | NEI avg EF - PM, fuel type, firing type
2018 | HI | Waiau | 766 | 6 | ST | OP | WALL | RFO |  | 1063302 | 5.4725 | 0.010293 | EIA Unit-level Data | NEI avg EF - PM, fuel type, firing type
2018 | HI | Waiau | 766 | 7 | ST | OP | TANGENTIAL | RFO |  | 4400060 | 19.613 | 0.0089149 | EIA Unit-level Data | NEI avg EF - PM, fuel type, firing type
2018 | HI | Waiau | 766 | 8 | ST | OP | TANGENTIAL | RFO |  | 3733770 | 16.6431 | 0.0089149 | EIA Unit-level Data | NEI avg EF - PM, fuel type, firing type
2018 | HI | Waiau | 766 | W10 | GT | OP | NA | DFO |  | 263685 | 2.2755 | 0.017259 | EIA Prime Mover-level Data | NEI avg EF - PM, fuel type, firing type
2018 | HI | Waiau | 766 | W9 | GT | OP | NA | DFO |  | 263685 | 2.2755 | 0.017259 | EIA Prime Mover-level Data | NEI avg EF - PM, fuel type, firing type
2018 | HI | Waiau Hydro | 774 | 1 | HY | OP | NA | WAT |  | 27612 |  |  | EIA Prime Mover-level Data
2018 | HI | Waiau Hydro | 774 | 2 | HY | OP | NA | WAT |  | 11834 |  |  | EIA Prime Mover-level Data
2018 | HI | Waihonu North Solar | 58655 | INV-1 | PV | OP | NA | SUN |  | 7401 |  |  | EIA Prime Mover-level Data
2018 | HI | Waihonu North Solar | 58655 | INV10 | PV | OP | NA | SUN |  | 7401 |  |  | EIA Prime Mover-level Data
2018 | HI | Waihonu North Solar | 58655 | INV-2 | PV | OP | NA | SUN |  | 7401 |  |  | EIA Prime Mover-level Data
2018 | HI | Waihonu North Solar | 58655 | INV-3 | PV | OP | NA | SUN |  | 7401 |  |  | EIA Prime Mover-level Data
2018 | HI | Waihonu North Solar | 58655 | INV-4 | PV | OP | NA | SUN |  | 7401 |  |  | EIA Prime Mover-level Data
2018 | HI | Waihonu North Solar | 58655 | INV-5 | PV | OP | NA | SUN |  | 7401 |  |  | EIA Prime Mover-level Data
2018 | HI | Waihonu North Solar | 58655 | INV-6 | PV | OP | NA | SUN |  | 7401 |  |  | EIA Prime Mover-level Data
2018 | HI | Waihonu North Solar | 58655 | INV-7 | PV | OP | NA | SUN |  | 7401 |  |  | EIA Prime Mover-level Data
2018 | HI | Waihonu North Solar | 58655 | INV-8 | PV | OP | NA | SUN |  | 7401 |  |  | EIA Prime Mover-level Data
2018 | HI | Waihonu North Solar | 58655 | INV-9 | PV | OP | NA | SUN |  | 7401 |  |  | EIA Prime Mover-level Data
2018 | HI | Waihonu South Solar | 58656 | INV-1 | PV | OP | NA | SUN |  | 8221 |  |  | EIA Prime Mover-level Data
2018 | HI | Waihonu South Solar | 58656 | INV-2 | PV | OP | NA | SUN |  | 8221 |  |  | EIA Prime Mover-level Data
2018 | HI | Waihonu South Solar | 58656 | INV-3 | PV | OP | NA | SUN |  | 8221 |  |  | EIA Prime Mover-level Data
2018 | HI | Wailuku River Hydroelectric | 54827 | 8101 | HY | OP | NA | WAT |  | 193439 |  |  | EIA Prime Mover-level Data
2018 | HI | Wailuku River Hydroelectric | 54827 | 8102 | HY | OP | NA | WAT |  | 193439 |  |  | EIA Prime Mover-level Data
2018 | HI | Waimea | 768 | 8 | IC | RE | NA | DFO
2018 | HI | Waimea | 768 | 9 | IC | RE | NA | DFO
2018 | HI | Waimea | 768 | 10 | IC | RE | NA | DFO
2018 | HI | Waimea | 768 | 12 | IC | OP | NA | DFO |  | 3298 | 0.51119 | 0.31 | EIA Prime Mover-level Data | Estimated using an emission factor
2018 | HI | Waimea | 768 | 13 | IC | OP | NA | DFO |  | 3298 | 0.51119 | 0.31 | EIA Prime Mover-level Data | Estimated using an emission factor
2018 | HI | Waimea | 768 | 14 | IC | OP | NA | DFO |  | 3298 | 0.51119 | 0.31 | EIA Prime Mover-level Data | Estimated using an emission factor
2018 | HI | Wainiha Hydro | 10413 | WAIA | HY | OP | NA | WAT |  | 94892 |  |  | EIA Prime Mover-level Data
2018 | HI | Wainiha Hydro | 10413 | WAIB | HY | OP | NA | WAT |  | 94892 |  |  | EIA Prime Mover-level Data
2018 | HI | Waipio Solar | 60024 | WPO | PV | TS | NA | SUN
2018 | HI | West Loch Solar One | 61987 | WLS1 | PV | V | NA | SUN
2018 | IA | Adair Wind Farm | 56810 | AWF | WT | OP | NA | WND |  | 3776222 |  |  | EIA Prime Mover-level Data
2018 | IA | Adams Wind | 59637 | ADWF | WT | OP | NA | WND |  | 127747 |  |  | EIA Prime Mover-level Data
2018 | IA | Adams Wind | 59637 | ADWF2 | WT | OP | NA | WND |  | 1176906 |  |  | EIA Prime Mover-level Data
2018 | IA | Adams Wind | 59637 | ADWF3 | WT | OP | NA | WND |  | 1576455 |  |  | EIA Prime Mover-level Data
2018 | IA | Adams Wind | 59637 | ADWF4 | WT | OP | NA | WND |  | 1312807 |  |  | EIA Prime Mover-level Data
2018 | IA | Agency GT | 7706 | 1 | GT | RE | NA | NG
2018 | IA | Agency GT | 7706 | 2 | GT | RE | NA | NG
2018 | IA | Agency GT | 7706 | 3 | GT | RE | NA | NG
2018 | IA | Agency GT | 7706 | 4 | GT | RE | NA | NG
2018 | IA | AgriReNew | 59181 | 00001 | GT | OP | NA | OBG |  | 293842 | 3.1735 | 0.0216 | EIA Prime Mover-level Data | Estimated using an emission factor
2018 | IA | Algona | 1120 | 3 | IC | RE | NA | DFO
2018 | IA | Algona | 1120 | 4 | IC | RE | NA | DFO
2018 | IA | Algona | 1120 | 5 | IC | RE | NA | DFO
2018 | IA | Algona | 1120 | 6 | IC | OP | NA | DFO |  | 232 | 0.03596 | 0.31 | EIA Prime Mover-level Data | Estimated using an emission factor
2018 | IA | Algona | 1120 | 7 | IC | OP | NA | DFO |  | 297 | 0.046035 | 0.31 | EIA Prime Mover-level Data | Estimated using an emission factor
2018 | IA | Algona | 1120 | 8 | IC | OP | NA | DFO |  | 319 | 0.049445 | 0.31 | EIA Prime Mover-level Data | Estimated using an emission factor
2018 | IA | Algona | 1120 | 9 | IC | OP | NA | DFO |  | 319 | 0.049445 | 0.31 | EIA Prime Mover-level Data | Estimated using an emission factor
2018 | IA | Allendorf | 56215 | A1 | WT | OP | NA | WND |  | 10006 |  |  | EIA Prime Mover-level Data
2018 | IA | Allendorf | 56215 | ET | WT | TS | NA | WND
2018 | IA | Allendorf | 56215 | ST | WT | OP | NA | WND |  | 5003 |  |  | EIA Prime Mover-level Data
2018 | IA | Allendorf | 56215 | WT | WT | OP | NA | WND |  | 16676 |  |  | EIA Prime Mover-level Data
2018 | IA | Alliant SBD 8501 Aegon LI | 54714 | 1265 | IC | SB | NA | DFO
2018 | IA | Alliant SBD 8501 Aegon LI | 54714 | 1270 | IC | SB | NA | DFO
2018 | IA | Alliant SBD 8501 Aegon LI | 54714 | 1794 | IC | SB | NA | DFO
2018 | IA | Alliant SBD 8601 Quad Graphics | 54720 | 2736 | IC | SB | NA | DFO
2018 | IA | Alliant SBD 8601 Quad Graphics | 54720 | 3489 | IC | SB | NA | DFO
2018 | IA | Alliant SBD 8601 Quad Graphics | 54720 | 7164 | IC | SB | NA | DFO
2018 | IA | Alliant SBD 8602 Marion Sub | 54716 | 1536 | IC | SB | NA | DFO |  | 87 | 0.013485 | 0.31 | EIA Prime Mover-level Data | Estimated using an emission factor
2018 | IA | Alliant SBD 8602 Marion Sub | 54716 | 2734 | IC | SB | NA | DFO |  | 87 | 0.013485 | 0.31 | EIA Prime Mover-level Data | Estimated using an emission factor
2018 | IA | Alliant SBD 8602 Marion Sub | 54716 | 2741 | IC | SB | NA | DFO |  | 64 | 0.00992 | 0.31 | EIA Prime Mover-level Data | Estimated using an emission factor
2018 | IA | Alliant SBD 8602 Marion Sub | 54716 | 2785 | IC | SB | NA | DFO |  | 87 | 0.013485 | 0.31 | EIA Prime Mover-level Data | Estimated using an emission factor
2018 | IA | Alliant SBD 8603 Donnelley | 54713 | 1233 | IC | RE | NA | DFO
2018 | IA | Alliant SBD 9106 Rockwell CR | 54717 | 2671 | IC | SB | NA | DFO |  | 345 | 0.053475 | 0.31 | EIA Prime Mover-level Data | Estimated using an emission factor
2018 | IA | Alliant SBD 9106 Rockwell CR | 54717 | 2672 | IC | SB | NA | DFO |  | 345 | 0.053475 | 0.31 | EIA Prime Mover-level Data | Estimated using an emission factor
2018 | IA | Alliant SBD 9106 Rockwell CR | 54717 | 2675 | IC | SB | NA | DFO |  | 345 | 0.053475 | 0.31 | EIA Prime Mover-level Data | Estimated using an emission factor
2018 | IA | Alliant SBD 9106 Rockwell CR | 54717 | 2678 | IC | SB | NA | DFO |  | 345 | 0.053475 | 0.31 | EIA Prime Mover-level Data | Estimated using an emission factor
2018 | IA | Alliant SBD 9106 Rockwell CR | 54717 | 2679 | IC | SB | NA | DFO |  | 345 | 0.053475 | 0.31 | EIA Prime Mover-level Data | Estimated using an emission factor
2018 | IA | Alliant SBD 9106 Rockwell CR | 54717 | 2682 | IC | SB | NA | DFO |  | 345 | 0.053475 | 0.31 | EIA Prime Mover-level Data | Estimated using an emission factor
2018 | IA | Alliant SBD 9106 Rockwell CR | 54717 | 2683 | IC | SB | NA | DFO |  | 345 | 0.053475 | 0.31 | EIA Prime Mover-level Data | Estimated using an emission factor
2018 | IA | Alliant SBD 9106 Rockwell CR | 54717 | 2684 | IC | SB | NA | DFO |  | 345 | 0.053475 | 0.31 | EIA Prime Mover-level Data | Estimated using an emission factor
2018 | IA | Alliant SBD 9106 Rockwell CR | 54717 | 2685 | IC | SB | NA | DFO |  | 345 | 0.053475 | 0.31 | EIA Prime Mover-level Data | Estimated using an emission factor
2018 | IA | Alliant SBD 9106 Rockwell CR | 54717 | 2690 | IC | SB | NA | DFO |  | 345 | 0.053475 | 0.31 | EIA Prime Mover-level Data | Estimated using an emission factor
2018 | IA | Alliant SBD 9107 JBS USA | 54715 | 2665 | IC | SB | NA | DFO |  | 129 | 0.019995 | 0.31 | EIA Prime Mover-level Data | Estimated using an emission factor
2018 | IA | Alliant SBD 9107 JBS USA | 54715 | 2688 | IC | SB | NA | DFO |  | 129 | 0.019995 | 0.31 | EIA Prime Mover-level Data | Estimated using an emission factor
2018 | IA | Alliant SBD 9107 JBS USA | 54715 | 2689 | IC | SB | NA | DFO |  | 129 | 0.019995 | 0.31 | EIA Prime Mover-level Data | Estimated using an emission factor
2018 | IA | Alliant SBD 9107 JBS USA | 54715 | 4644 | IC | SB | NA | DFO |  | 129 | 0.019995 | 0.31 | EIA Prime Mover-level Data | Estimated using an emission factor
2018 | IA | Alliant SBD 9107 JBS USA | 54715 | 4658 | IC | SB | NA | DFO |  | 129 | 0.019995 | 0.31 | EIA Prime Mover-level Data | Estimated using an emission factor
2018 | IA | Alliant SBD 9107 JBS USA | 54715 | 4659 | IC | SB | NA | DFO |  | 129 | 0.019995 | 0.31 | EIA Prime Mover-level Data | Estimated using an emission factor
2018 | IA | Alliant SBD 9107 JBS USA | 54715 | 4660 | IC | SB | NA | DFO |  | 146 | 0.02263 | 0.31 | EIA Prime Mover-level Data | Estimated using an emission factor
2018 | IA | Alliant SBD 9201 Norplex | 54712 | 0002 | IC | SB | NA | DFO |  | 803 | 0.12447 | 0.31 | EIA Prime Mover-level Data | Estimated using an emission factor
2018 | IA | Alliant SBD 9201 Norplex | 54712 | 0044 | IC | SB | NA | DFO |  | 884 | 0.13702 | 0.31 | EIA Prime Mover-level Data | Estimated using an emission factor
2018 | IA | Alliant SBD 9203 Profol | 54719 | 6916 | IC | SB | NA | DFO |  | 807 | 0.12509 | 0.31 | EIA Prime Mover-level Data | Estimated using an emission factor
2018 | IA | Alliant SBD 9203 Profol | 54719 | 6917 | IC | SB | NA | DFO |  | 807 | 0.12509 | 0.31 | EIA Prime Mover-level Data | Estimated using an emission factor
2018 | IA | Alliant SBD 9203 Profol | 54719 | 6918 | IC | OP | NA | DFO |  | 897 | 0.13903 | 0.31 | EIA Prime Mover-level Data | Estimated using an emission factor
2018 | IA | Alliant SBD 9205 A Y McDonald | 54710 | 0001 | IC | SB | NA | DFO |  | 95 | 0.014725 | 0.31 | EIA Prime Mover-level Data | Estimated using an emission factor
2018 | IA | Alliant SBD 9205 A Y McDonald | 54710 | 0002 | IC | SB | NA | DFO |  | 101 | 0.015655 | 0.31 | EIA Prime Mover-level Data | Estimated using an emission factor
2018 | IA | Alliant SBD 9205 A Y McDonald | 54710 | 0003 | IC | SB | NA | DFO |  | 32 | 0.00496 | 0.31 | EIA Prime Mover-level Data | Estimated using an emission factor
2018 | IA | Alliant SBD 9206 Donaldson | 54718 | 4632 | IC | SB | NA | DFO |  | 84 | 0.01302 | 0.31 | EIA Prime Mover-level Data | Estimated using an emission factor
2018 | IA | Alliant SBD 9301 Prairie Farms | 54735 | 0079 | IC | SB | NA | DFO |  | 562 | 0.08711 | 0.31 | EIA Prime Mover-level Data | Estimated using an emission factor
2018 | IA | Alliant SBD 9301 Prairie Farms | 54735 | 0080 | IC | SB | NA | DFO |  | 343 | 0.053165 | 0.31 | EIA Prime Mover-level Data | Estimated using an emission factor
2018 | IA | Alliant SBD 9302 Aegon NP | 54967 | 7906 | IC | SB | NA | DFO |  | 29 | 0.004495 | 0.31 | EIA Prime Mover-level Data | Estimated using an emission factor
2018 | IA | Alliant SBD 9402 Climax | 54930 | 5100 | IC | RE | NA | DFO
2018 | IA | Alliant SBD 9402 Climax | 54930 | 5200 | IC | RE | NA | DFO
2018 | IA | Alliant SBD 9402 Climax | 54930 | 5300 | IC | RE | NA | DFO
2018 | IA | Alliant SBD 9402 Climax | 54930 | 5400 | IC | RE | NA | DFO
2018 | IA | Alliant SBD 9402 Climax | 54930 | 5500 | IC | RE | NA | DFO
2018 | IA | Alliant SBD 9403 Aegon DC | 54929 | 6110 | IC | RE | NA | DFO
2018 | IA | Alliant SBD 9403 Aegon DC | 54929 | 6111 | IC | SB | NA | DFO |  | 75 | 0.011625 | 0.31 | EIA Prime Mover-level Data | Estimated using an emission factor
2018 | IA | Alliant SBD 9403 Aegon DC | 54929 | 6112 | IC | SB | NA | DFO |  | 102 | 0.01581 | 0.31 | EIA Prime Mover-level Data | Estimated using an emission factor
2018 | IA | Alliant SBD 9403 Aegon DC | 54929 | 6113 | IC | SB | NA | DFO |  | 102 | 0.01581 | 0.31 | EIA Prime Mover-level Data | Estimated using an emission factor
2018 | IA | Alliant SBD 9502 Eaton | 54968 | 0385 | IC | SB | NA | DFO |  | 959 | 0.14864 | 0.31 | EIA Prime Mover-level Data | Estimated using an emission factor
2018 | IA | Alliant SBD 9502 Eaton | 54968 | 0386 | IC | SB | NA | DFO |  | 959 | 0.14864 | 0.31 | EIA Prime Mover-level Data | Estimated using an emission factor
2018 | IA | Alliant SBD 9502 Eaton | 54968 | 5824 | IC | SB | NA | DFO |  | 959 | 0.14864 | 0.31 | EIA Prime Mover-level Data | Estimated using an emission factor
2018 | IA | Alliant SBD 9702 Cedar Graphics | 55315 | GEN1 | IC | RE | NA | DFO
2018 | IA | Alliant SBD 9801 Aegon Martha's Way | 56072 | 01 | IC | RE | NA | DFO
2018 | IA | Alliant SBD 9901 Wells Fargo | 56074 | 01 | IC | SB | NA | DFO |  | 24 | 0.00372 | 0.31 | EIA Prime Mover-level Data | Estimated using an emission factor
2018 | IA | Alliant SBD0201 Ingredion | 55996 | 01 | IC | SB | NA | DFO |  | 128 | 0.01984 | 0.31 | EIA Prime Mover-level Data | Estimated using an emission factor
2018 | IA | Alliant SBD0201 Ingredion | 55996 | 02 | IC | SB | NA | DFO |  | 114 | 0.01767 | 0.31 | EIA Prime Mover-level Data | Estimated using an emission factor
2018 | IA | Alliant SBD0201 Ingredion | 55996 | 03 | IC | SB | NA | DFO |  | 114 | 0.01767 | 0.31 | EIA Prime Mover-level Data | Estimated using an emission factor
2018 | IA | Alliant SBD0201 Ingredion | 55996 | 04 | IC | SB | NA | DFO |  | 78 | 0.01209 | 0.31 | EIA Prime Mover-level Data | Estimated using an emission factor
2018 | IA | Alliant SBG 9802 Toyota | 56073 | 01 | IC | SB | NA | NG |  | 72 | 1.5192e-05 | 0.000422 | EIA Prime Mover-level Data | Estimated using an emission factor
2018 | IA | Alta Municipal Utilities | 1121 | 1 | IC | SB | NA | DFO |  | 40 | 0.0062 | 0.31 | EIA Prime Mover-level Data | Estimated using an emission factor
2018 | IA | Alta Municipal Utilities | 1121 | 3 | IC | RE | NA | DFO
2018 | IA | Alta Municipal Utilities | 1121 | 2A | IC | SB | NA | DFO |  | 80 | 0.0124 | 0.31 | EIA Prime Mover-level Data | Estimated using an emission factor
2018 | IA | Alta Municipal Utilities | 1121 | 3A | IC | SB | NA | DFO |  | 80 | 0.0124 | 0.31 | EIA Prime Mover-level Data | Estimated using an emission factor
2018 | IA | Amana Society Service Company | 61850 | IC1 | IC | SB | NA | DFO |  | 2469 | 0.3827 | 0.31 | EIA Prime Mover-level Data | Estimated using an emission factor
2018 | IA | Amana Society Service Company | 61850 | IC10 | IC | SB | NA | DFO |  | 2469 | 0.3827 | 0.31 | EIA Prime Mover-level Data | Estimated using an emission factor
2018 | IA | Amana Society Service Company | 61850 | IC11 | IC | SB | NA | DFO |  | 2469 | 0.3827 | 0.31 | EIA Prime Mover-level Data | Estimated using an emission factor
2018 | IA | Amana Society Service Company | 61850 | IC12 | IC | SB | NA | DFO |  | 2469 | 0.3827 | 0.31 | EIA Prime Mover-level Data | Estimated using an emission factor
2018 | IA | Amana Society Service Company | 61850 | IC2 | IC | SB | NA | DFO |  | 2469 | 0.3827 | 0.31 | EIA Prime Mover-level Data | Estimated using an emission factor
2018 | IA | Amana Society Service Company | 61850 | IC3 | IC | SB | NA | DFO |  | 2469 | 0.3827 | 0.31 | EIA Prime Mover-level Data | Estimated using an emission factor
2018 | IA | Amana Society Service Company | 61850 | IC4 | IC | SB | NA | DFO |  | 2469 | 0.3827 | 0.31 | EIA Prime Mover-level Data | Estimated using an emission factor
2018 | IA | Amana Society Service Company | 61850 | IC5 | IC | SB | NA | DFO |  | 2469 | 0.3827 | 0.31 | EIA Prime Mover-level Data | Estimated using an emission factor
2018 | IA | Amana Society Service Company | 61850 | IC6 | IC | SB | NA | DFO |  | 2469 | 0.3827 | 0.31 | EIA Prime Mover-level Data | Estimated using an emission factor
2018 | IA | Amana Society Service Company | 61850 | IC7 | IC | SB | NA | DFO |  | 2469 | 0.3827 | 0.31 | EIA Prime Mover-level Data | Estimated using an emission factor
2018 | IA | Amana Society Service Company | 61850 | IC8 | IC | SB | NA | DFO |  | 2469 | 0.3827 | 0.31 | EIA Prime Mover-level Data | Estimated using an emission factor
2018 | IA | Amana Society Service Company | 61850 | IC9 | IC | SB | NA | DFO |  | 2469 | 0.3827 | 0.31 | EIA Prime Mover-level Data | Estimated using an emission factor
2018 | IA | Ames | 1122 | 7 | ST | OP | TANGENTIAL | NG | 386.0 | 36316 | 0.17182 | 0.0094623 | EPA/CAMD | EPA/NEI | 1968
2018 | IA | Ames | 1122 | 8 | ST | OP | WALL | NG | 5,050.0 | 2513128 | 9.402 | 0.0074823 | EPA/CAMD | EPA/NEI | 1982
2018 | IA | Ames Diesel Generating Station | 1052 | 1 | IC | RE | NA | DFO
2018 | IA | Ames Diesel Generating Station | 1052 | 2 | IC | RE | NA | DFO
2018 | IA | Anchor Wind, LLC | 58044 | GEN1 | WT | OP | NA | WND |  | 109772 |  |  | EIA Prime Mover-level Data
2018 | IA | Anderson Erickson | 56138 | 1 | IC | OP | NA | DFO |  | 72 | 0.01116 | 0.31 | EIA Prime Mover-level Data | Estimated using an emission factor
2018 | IA | Anita | 1123 | 1 | IC | RE | NA | DFO
2018 | IA | Anita | 1123 | 2 | IC | OP | NA | DFO |  | 43 | 0.006665 | 0.31 | EIA Prime Mover-level Data | Estimated using an emission factor
2018 | IA | Anita | 1123 | 3 | IC | OP | NA | DFO |  | 64 | 0.00992 | 0.31 | EIA Prime Mover-level Data | Estimated using an emission factor
2018 | IA | Anita | 1123 | 4 | IC | OP | NA | DFO |  | 43 | 0.006665 | 0.31 | EIA Prime Mover-level Data | Estimated using an emission factor
2018 | IA | Anita | 1123 | 5 | IC | OP | NA | DFO |  | 43 | 0.006665 | 0.31 | EIA Prime Mover-level Data | Estimated using an emission factor
2018 | IA | Anita | 1123 | 6 | IC | OP | NA | DFO |  | 430 | 0.06665 | 0.31 | EIA Prime Mover-level Data | Estimated using an emission factor
2018 | IA | Arbor Hill II | 62796 | 1 | WT | T | NA | WND
2018 | IA | Arbor Hill Wind Farm | 62132 | WT1 | WT | OP | NA | WND |  | 502438 |  |  | EIA Prime Mover-level Data
2018 | IA | Archer Daniels Midland Cedar Rapids | 10864 | 1 | ST | OP | FLUIDIZED | SUB |  | 3657821 | 31.4284 | 0.017184 | EIA Unit-level Data | NEI avg EF - PM, fuel type
2018 | IA | Archer Daniels Midland Cedar Rapids | 10864 | 2 | ST | OP | FLUIDIZED | SUB |  | 3957698 | 34.005 | 0.017184 | EIA Unit-level Data | NEI avg EF - PM, fuel type
2018 | IA | Archer Daniels Midland Cedar Rapids | 10864 | 3 | ST | OP | FLUIDIZED | SUB |  | 3859310 | 33.1596 | 0.017184 | EIA Unit-level Data | NEI avg EF - PM, fuel type
2018 | IA | Archer Daniels Midland Cedar Rapids | 10864 | 4 | ST | OP | FLUIDIZED | SUB |  | 3400869 | 29.2207 | 0.017184 | EIA Unit-level Data | NEI avg EF - PM, fuel type
2018 | IA | Archer Daniels Midland Cedar Rapids | 10864 | 5 | ST | OP | FLUIDIZED | SUB |  | 7014181 | 60.2666 | 0.017184 | EIA Unit-level Data | NEI avg EF - PM, fuel type
2018 | IA | Archer Daniels Midland Cedar Rapids | 10864 | GEN7 | GT | OP | NA | NG |  | 3518599 | 9.6469 | 0.0054834 | EIA Prime Mover-level Data | NEI avg EF - PM, fuel type, firing type
2018 | IA | Archer Daniels Midland Clinton | 10860 | CFB1 | ST | OP | FLUIDIZED | SUB |  | 5648939 | 48.5363 | 0.017184 | EIA Unit-level Data | NEI avg EF - PM, fuel type
2018 | IA | Archer Daniels Midland Clinton | 10860 | CFB2 | ST | OP | FLUIDIZED | SUB |  | 5893081 | 50.634 | 0.017184 | EIA Unit-level Data | NEI avg EF - PM, fuel type
2018 | IA | Archer Daniels Midland Clinton | 10860 | CFB3 | ST | OP | FLUIDIZED | SUB |  | 7566576 | 65.0129 | 0.017184 | EIA Unit-level Data | NEI avg EF - PM, fuel type
2018 | IA | Archer Daniels Midland Clinton | 10860 | GEN1 | ST | RE | NA | BIT
2018 | IA | Archer Daniels Midland Clinton | 10860 | GEN2 | ST | RE | NA | BIT
2018 | IA | Archer Daniels Midland Clinton | 10860 | GEN3 | ST | RE | NA | BIT
2018 | IA | Archer Daniels Midland Clinton | 10860 | GEN4 | ST | RE | NA | BIT
2018 | IA | Archer Daniels Midland Clinton | 10860 | GEN5 | ST | RE | NA | BIT
2018 | IA | Archer Daniels Midland Des Moines | 10861 | GEN1 | ST | OP | NA | SUB |  | 1300113 | 11.1707 | 0.017184 | EIA Prime Mover-level Data | NEI avg EF - PM, fuel type
2018 | IA | Atlantic | 1124 | 1 | IC | RE | NA | DFO
2018 | IA | Atlantic | 1124 | 6 | GT | OP | NA | NG |  | 1898 | 0.0052037 | 0.0054834 | EIA Prime Mover-level Data | NEI avg EF - PM, fuel type, firing type
2018 | IA | August Wind Farm | 61644 | AUG | WT | OP | NA | WND |  | 64020 |  |  | EIA Prime Mover-level Data
2018 | IA | Bancroft | 1125 | 4 | IC | RE | NA | DFO
2018 | IA | Bancroft | 1125 | 5 | IC | SB | NA | DFO
2018 | IA | Bancroft | 1125 | 6 | IC | OP | NA | DFO
2018 | IA | Bancroft | 1125 | 7 | IC | OP | NA | DFO
2018 | IA | Barton Windpower LLC | 56765 | 1 | WT | OP | NA | WND |  | 596698 |  |  | EIA Prime Mover-level Data
2018 | IA | Barton Windpower LLC | 56765 | 2 | WT | OP | NA | WND |  | 2813003 |  |  | EIA Prime Mover-level Data
2018 | IA | Beaver Creek II Wind | 62134 | GT1 | WT | OP | NA | WND |  | 1496856 |  |  | EIA Prime Mover-level Data
2018 | IA | Beaver Creek Wind | 61079 | 1 | WT | OP | NA | WND |  | 5908353 |  |  | EIA Prime Mover-level Data
2018 | IA | Bellevue | 1126 | 1 | IC | RE | NA | DFO |  | 686 | 0.10633 | 0.31 | EIA Prime Mover-level Data | Estimated using an emission factor
2018 | IA | Bellevue | 1126 | 2 | IC | SB | NA | DFO |  | 1829 | 0.28349 | 0.31 | EIA Prime Mover-level Data | Estimated using an emission factor
2018 | IA | Bellevue | 1126 | 3 | IC | SB | NA | DFO |  | 2057 | 0.31883 | 0.31 | EIA Prime Mover-level Data | Estimated using an emission factor
2018 | IA | Bellevue | 1126 | 4 | IC | SB | NA | DFO |  | 800 | 0.124 | 0.31 | EIA Prime Mover-level Data | Estimated using an emission factor
2018 | IA | Bellevue | 1126 | 5 | IC | SB | NA | DFO |  | 1029 | 0.15949 | 0.31 | EIA Prime Mover-level Data | Estimated using an emission factor
2018 | IA | Bellevue | 1126 | 6 | IC | SB | NA | DFO |  | 3429 | 0.5315 | 0.31 | EIA Prime Mover-level Data | Estimated using an emission factor
2018 | IA | Birch | 62172 | BIR | WT | OP | NA | WND |  | 61765 |  |  | EIA Prime Mover-level Data
2018 | IA | Bloomfield | 1127 | 1 | IC | SB | NA | NG |  | 569 | 0.00012006 | 0.000422 | EIA Prime Mover-level Data | Estimated using an emission factor
2018 | IA | Bloomfield | 1127 | 2 | IC | SB | NA | DFO |  | 61 | 0.009455 | 0.31 | EIA Prime Mover-level Data | Estimated using an emission factor
2018 | IA | Bloomfield | 1127 | 3 | IC | SB | NA | NG |  | 549 | 0.00011584 | 0.000422 | EIA Prime Mover-level Data | Estimated using an emission factor
2018 | IA | Bloomfield | 1127 | 4 | IC | SB | NA | DFO |  | 61 | 0.009455 | 0.31 | EIA Prime Mover-level Data | Estimated using an emission factor
2018 | IA | Bloomfield | 1127 | 5 | IC | SB | NA | NG |  | 183 | 3.8613e-05 | 0.000422 | EIA Prime Mover-level Data | Estimated using an emission factor
2018 | IA | Bloomfield | 1127 | 6 | IC | SB | NA | NG |  | 305 | 6.4355e-05 | 0.000422 | EIA Prime Mover-level Data | Estimated using an emission factor
2018 | IA | Bloomfield Municipal Utilities Solar | 62607 | PV | PV | T | NA | SUN
2018 | IA | Brooklyn | 1128 | 1 | IC | RE | NA | DFO
2018 | IA | Brooklyn | 1128 | 2 | IC | RE | NA | DFO
2018 | IA | Brooklyn | 1128 | 3 | IC | RE | NA | DFO
2018 | IA | Brooklyn | 1128 | 4 | IC | RE | NA | NG
2018 | IA | Brooklyn | 1128 | 5 | IC | RE | NA | NG
2018 | IA | Brooklyn | 1128 | 7 | IC | OP | NA | DFO |  | 46 | 0.00713 | 0.31 | EIA Prime Mover-level Data | Estimated using an emission factor
2018 | IA | Brooklyn City North Plant | 7922 | 6 | IC | RE | NA | DFO
2018 | IA | Buffalo Center Wind LLC | 58038 | BCW | WT | OP | NA | WND |  | 49737 |  |  | EIA Prime Mover-level Data
2018 | IA | Bulldog | 57632 | 1 | WT | OP | NA | WND |  | 51763 |  |  | EIA Prime Mover-level Data
2018 | IA | Burlington (IA) | 1104 | 1 | ST | OP | TANGENTIAL | SUB | 7,314.0 | 13400907 | 86.6073 | 0.012926 | EPA/CAMD | EPA/NEI | 1968
2018 | IA | Cargill Corn Milling Division | 10855 | HPGAS1 | ST | OP | NA | NG |  | 1963054 | 7.9037 | 0.0080524 | EIA Unit-level Data | NEI avg EF - PM, fuel type
2018 | IA | Cargill Corn Milling Division | 10855 | HPGAS2 | ST | OP | NA | NG |  | 2128712 | 8.5707 | 0.0080524 | EIA Unit-level Data | NEI avg EF - PM, fuel type
2018 | IA | Cargill Corn Milling Division | 10855 | STKR1 | ST | RE | NA | SUB |  | 0 | 0 |  | EIA Unit-level Data | NEI avg EF - PM, fuel type
2018 | IA | Cargill Corn Milling Division | 10855 | STKR2 | ST | RE | NA | SUB |  | 0 | 0 |  | EIA Unit-level Data | NEI avg EF - PM, fuel type
2018 | IA | Cargill Corn Milling Division | 10855 | STKR3 | ST | RE | NA | SUB |  | 0 | 0 |  | EIA Unit-level Data | NEI avg EF - PM, fuel type
2018 | IA | Carroll Area Wind Farm | 59071 | WT 1 | WT | OP | NA | WND |  | 701731 |  |  | EIA Prime Mover-level Data
2018 | IA | Carroll Wind Farm | 56809 | CWF | WT | OP | NA | WND |  | 3962026 |  |  | EIA Prime Mover-level Data
2018 | IA | Cascade | 1129 | 1 | IC | SB | NA | DFO |  | 24 | 0.00372 | 0.31 | EIA Prime Mover-level Data | Estimated using an emission factor
2018 | IA | Cascade | 1129 | 2 | IC | SB | NA | DFO |  | 69 | 0.010695 | 0.31 | EIA Prime Mover-level Data | Estimated using an emission factor
2018 | IA | Cascade | 1129 | 4 | IC | SB | NA | DFO |  | 24 | 0.00372 | 0.31 | EIA Prime Mover-level Data | Estimated using an emission factor
2018 | IA | Cascade | 1129 | 3A | IC | SB | NA | DFO |  | 62 | 0.00961 | 0.31 | EIA Prime Mover-level Data | Estimated using an emission factor
2018 | IA | Cedar Falls Solar Farm | 62321 | 1 | PV | OP | NA | SUN |  | 23270 |  |  | EIA Prime Mover-level Data
2018 | IA | Centerville | 1105 | 1 | IC | RE | NA | DFO
2018 | IA | Centerville | 1105 | 2 | IC | RE | NA | DFO
2018 | IA | Centerville | 1105 | 3 | IC | RE | NA | DFO
2018 | IA | Centerville | 1105 | GT1 | GT | RE | NA | DFO
2018 | IA | Centerville | 1105 | GT2 | GT | RE | NA | DFO
2018 | IA | Century | 56252 | CWF | WT | OP | NA | WND |  | 3622737 |  |  | EIA Prime Mover-level Data
2018 | IA | Century | 56252 | CWF2 | WT | OP | NA | WND |  | 845305 |  |  | EIA Prime Mover-level Data
2018 | IA | Century | 56252 | CWF3 | WT | OP | NA | WND |  | 362274 |  |  | EIA Prime Mover-level Data
2018 | IA | Charles City Wind Farm | 56677 | CCWF | WT | OP | NA | WND |  | 1879338 |  |  | EIA Prime Mover-level Data
2018 | IA | Coggon | 1132 | 3 | IC | RE | NA | DFO
2018 | IA | Coggon | 1132 | 4 | IC | RE | NA | DFO
2018 | IA | Coggon | 1132 | IC1 | IC | RE | NA | DFO
2018 | IA | Coggon | 1132 | IC5 | IC | OP | NA | DFO |  | 373 | 0.057815 | 0.31 | EIA Prime Mover-level Data | Estimated using an emission factor
2018 | IA | Coon Rapids II | 7847 | 1 | IC | SB | NA | DFO |  | 261 | 0.040455 | 0.31 | EIA Prime Mover-level Data | Estimated using an emission factor
2018 | IA | Coon Rapids II | 7847 | 2 | IC | SB | NA | DFO |  | 261 | 0.040455 | 0.31 | EIA Prime Mover-level Data | Estimated using an emission factor
2018 | IA | Coon Rapids II | 7847 | 3 | IC | SB | NA | DFO |  | 261 | 0.040455 | 0.31 | EIA Prime Mover-level Data | Estimated using an emission factor
2018 | IA | Coralville GT | 1079 | 1 | GT | OP | NA | NG |  | 6451 | 0.017687 | 0.0054834 | EIA Prime Mover-level Data | NEI avg EF - PM, fuel type, firing type
2018 | IA | Coralville GT | 1079 | 2 | GT | OP | NA | NG |  | 6451 | 0.017687 | 0.0054834 | EIA Prime Mover-level Data | NEI avg EF - PM, fuel type, firing type
2018 | IA | Coralville GT | 1079 | 3 | GT | OP | NA | NG |  | 6451 | 0.017687 | 0.0054834 | EIA Prime Mover-level Data | NEI avg EF - PM, fuel type, firing type
2018 | IA | Coralville GT | 1079 | 4 | GT | OP | NA | NG |  | 6451 | 0.017687 | 0.0054834 | EIA Prime Mover-level Data | NEI avg EF - PM, fuel type, firing type
2018 | IA | Corning | 1134 | 1 | IC | RE | NA | DFO
2018 | IA | Corning | 1134 | 2 | IC | RE | NA | DFO
2018 | IA | Corning | 1134 | 3 | IC | RE | NA | DFO
2018 | IA | Corning | 1134 | 4 | IC | RE | NA | DFO
2018 | IA | Corning | 1134 | 5 | IC | SB | NA | DFO |  | 95 | 0.014725 | 0.31 | EIA Prime Mover-level Data | Estimated using an emission factor
2018 | IA | Corning | 1134 | 6 | IC | SB | NA | DFO |  | 68 | 0.01054 | 0.31 | EIA Prime Mover-level Data | Estimated using an emission factor
2018 | IA | Corning | 1134 | 7 | IC | SB | NA | DFO |  | 68 | 0.01054 | 0.31 | EIA Prime Mover-level Data | Estimated using an emission factor
2018 | IA | Crane Creek Wind Energy Center | 56831 | 1 | WT | OP | NA | WND |  | 2376197 |  |  | EIA Prime Mover-level Data
2018 | IA | Crosswind Energy Project | 56859 | 1 | WT | OP | NA | WND |  | 567596 |  |  | EIA Prime Mover-level Data
2018 | IA | Crystal Lake 3 LLC | 57468 | GE1.5 | WT | OP | NA | WND |  | 1849768 |  |  | EIA Prime Mover-level Data
2018 | IA | Cumberland Rose | 58456 | 1 | WT | OP | NA | WND |  | 51598 |  |  | EIA Prime Mover-level Data
2018 | IA | Davenport Water Pollution Control Plant | 55035 | GEN1 | IC | OP | NA | OBG |  | 30042 | 0.22081 | 0.0147 | EIA Prime Mover-level Data | Estimated using an emission factor
2018 | IA | Davenport Water Pollution Control Plant | 55035 | GEN2 | IC | OP | NA | OBG |  | 30042 | 0.22081 | 0.0147 | EIA Prime Mover-level Data | Estimated using an emission factor
2018 | IA | Dayton (IA) | 1135 | 1 | IC | RE | NA | DFO
2018 | IA | Dayton (IA) | 1135 | 4 | IC | RE | NA | DFO
2018 | IA | Dayton (IA) | 1135 | 5 | IC | OP | NA | DFO |  | 46 | 0.00713 | 0.31 | EIA Prime Mover-level Data | Estimated using an emission factor
2018 | IA | Dayton Avenue Substation | 6463 | GT2 | GT | OP | CT | DFO | 35.0 | 4967 | 0.029802 | 0.012 | EPA/CAMD | EPA/NEI | 2005
2018 | IA | Des Moines Wastewater Reclamation Fac | 50932 | 01 | IC | RE | NA | OBG
2018 | IA | Des Moines Wastewater Reclamation Fac | 50932 | 02 | IC | RE | NA | OBG
2018 | IA | Des Moines Wastewater Reclamation Fac | 50932 | 03 | IC | RE | NA | OBG
2018 | IA | Des Moines Wastewater Reclamation Fac | 50932 | 72-04 | IC | OP | NA | OBG |  | 94549 | 0.69494 | 0.0147 | EIA Prime Mover-level Data | Estimated using an emission factor
2018 | IA | Des Moines Wastewater Reclamation Fac | 50932 | 72-05 | IC | OP | NA | OBG |  | 94549 | 0.69494 | 0.0147 | EIA Prime Mover-level Data | Estimated using an emission factor
2018 | IA | Dike City Power Plant | 56194 | 001 | IC | OP | NA | DFO |  | 77 | 0.011935 | 0.31 | EIA Prime Mover-level Data | Estimated using an emission factor
2018 | IA | Duane Arnold Energy Center | 1060 | 1 | ST | OP | NA | NUC |  | 51179678 |  |  | EIA Prime Mover-level Data
2018 | IA | Dubuque | 1046 | 3 | ST | RE | NA | NG
2018 | IA | Dubuque | 1046 | 4 | ST | RE | NA | NG
2018 | IA | Dubuque | 1046 | IC1 | IC | RE | NA | DFO
2018 | IA | Dubuque | 1046 | IC2 | IC | RE | NA | DFO
2018 | IA | Dubuque | 1046 | ST2 | ST | RE | NA | SUB
2018 | IA | Durant | 6220 | 4 | IC | RE | NA | DFO
2018 | IA | Durant | 6220 | 5 | IC | RE | NA | DFO
2018 | IA | Durant | 6220 | 7 | IC | SB | NA | DFO |  | 114 | 0.01767 | 0.31 | EIA Prime Mover-level Data | Estimated using an emission factor
2018 | IA | Durant | 6220 | 8 | IC | SB | NA | DFO |  | 165 | 0.025575 | 0.31 | EIA Prime Mover-level Data | Estimated using an emission factor
2018 | IA | Durant | 6220 | 6A | IC | RE | NA | DFO |  | 127 | 0.019685 | 0.31 | EIA Prime Mover-level Data | Estimated using an emission factor
2018 | IA | Earl F Wisdom | 1217 | 1 | ST | OP | WALL | NG | 402.0 | 54369 | 0.20528 | 0.0075513 | EPA/CAMD | EPA/NEI | 1960
2018 | IA | Earl F Wisdom | 1217 | 2 | GT | OP | CT | NG | 509.0 | 269566 | 5.9173 | 0.043903 | EPA/CAMD | EPA/NEI | 2004
2018 | IA | Earlville | 7865 | 1 | IC | OP | NA | DFO |  | 367 | 0.056885 | 0.31 | EIA Prime Mover-level Data | Estimated using an emission factor
2018 | IA | Eastern Iowa Solar | 60876 | EIS1 | PV | OP | NA | SUN |  | 27299 |  |  | EIA Prime Mover-level Data
2018 | IA | Eclipse Wind Farm | 57873 | EWF | WT | OP | NA | WND |  | 5825427 |  |  | EIA Prime Mover-level Data
2018 | IA | Electrifarm | 6063 | 1 | GT | OP | CT | NG | 115.0 | 36436 | 0.1168 | 0.0064115 | EPA/CAMD | EPA/NEI | 1975
2018 | IA | Electrifarm | 6063 | 2 | GT | OP | CT | NG | 111.0 | 40778 | 0.13072 | 0.0064113 | EPA/CAMD | EPA/NEI | 1977
2018 | IA | Electrifarm | 6063 | 3 | GT | OP | CT | NG | 150.0 | 48108 | 0.15422 | 0.0064115 | EPA/CAMD | EPA/NEI | 1976
2018 | IA | Elk Wind Farm | 57417 | NORD | WT | OP | NA | WND |  | 1182241 |  |  | EIA Prime Mover-level Data
2018 | IA | Emery Station | 8031 | 11 | CT | OP | CC | NG | 6,056.0 | 10285987 | 23.2071 | 0.0045124 | EPA/CAMD | EPA/NEI | 2004
2018 | IA | Emery Station | 8031 | 12 | CT | OP | CC | NG | 6,130.0 | 10472481 | 26.8023 | 0.0051186 | EPA/CAMD | EPA/NEI | 2004
2018 | IA | English Farms | 61565 | 1 | WT | V | NA | WND
2018 | IA | Estherville | 1137 | 2 | IC | OP | NA | DFO |  | 37 | 0.005735 | 0.31 | EIA Prime Mover-level Data | Estimated using an emission factor
2018 | IA | Estherville | 1137 | 3 | IC | OP | NA | NG |  | 69 | 1.4559e-05 | 0.000422 | EIA Prime Mover-level Data | Estimated using an emission factor
2018 | IA | Estherville | 1137 | 4 | IC | OP | NA | NG |  | 92 | 1.9412e-05 | 0.000422 | EIA Prime Mover-level Data | Estimated using an emission factor
2018 | IA | Estherville | 1137 | 5 | IC | OP | NA | NG |  | 92 | 1.9412e-05 | 0.000422 | EIA Prime Mover-level Data | Estimated using an emission factor
2018 | IA | Estherville | 1137 | 6 | IC | RE | NA | DFO
2018 | IA | Estherville | 1137 | 7 | IC | OP | NA | NG |  | 69 | 1.4559e-05 | 0.000422 | EIA Prime Mover-level Data | Estimated using an emission factor
2018 | IA | Exira Station | 56013 | U-1 | GT | OP | CT | NG | 1,177.0 | 299332 | 1.0094 | 0.0067441 | EPA/CAMD | EPA/NEI | 2004
2018 | IA | Exira Station | 56013 | U-2 | GT | OP | CT | NG | 1,126.0 | 290971 | 0.98254 | 0.0067535 | EPA/CAMD | EPA/NEI | 2004
2018 | IA | Exira Station | 56013 | U-3 | GT | OP | CT | NG | 1,197.0 | 314075 | 1.0609 | 0.0067558 | EPA/CAMD | EPA/NEI | 2007
2018 | IA | Fair Station | 1218 | 1 | ST | RE | NA | BIT
2018 | IA | Fair Station | 1218 | 2 | ST | RE | NA | BIT
2018 | IA | Farmers Electric Cooperative - Kalona | 62461 | 1 | IC | SB | NA | DFO
2018 | IA | Farmers Electric Cooperative - Kalona | 62461 | 2 | IC | SB | NA | DFO
2018 | IA | Farmers Electric Cooperative - Kalona | 62461 | 3 | IC | SB | NA | DFO
2018 | IA | Flying Cloud Power Partners LLC | 56172 | FC | WT | OP | NA | WND |  | 1103743 |  |  | EIA Prime Mover-level Data
2018 | IA | Fontanelle | 58457 | 1 | WT | OP | NA | WND |  | 42891 |  |  | EIA Prime Mover-level Data
2018 | IA | Forest City Light Plant | 1138 | 1 | IC | OP | NA | DFO |  | 144 | 0.02232 | 0.31 | EIA Prime Mover-level Data | Estimated using an emission factor
2018 | IA | Forest City Light Plant | 1138 | 2 | IC | OP | NA | DFO |  | 324 | 0.05022 | 0.31 | EIA Prime Mover-level Data | Estimated using an emission factor
2018 | IA | Forest City Light Plant | 1138 | 3 | IC | OP | NA | DFO |  | 420 | 0.0651 | 0.31 | EIA Prime Mover-level Data | Estimated using an emission factor
2018 | IA | Forest City Light Plant | 1138 | 4 | IC | OP | NA | DFO |  | 757 | 0.11733 | 0.31 | EIA Prime Mover-level Data | Estimated using an emission factor
2018 | IA | Forest City Light Plant | 1138 | 5 | IC | OP | NA | DFO |  | 84 | 0.01302 | 0.31 | EIA Prime Mover-level Data | Estimated using an emission factor
2018 | IA | Forest City Light Plant | 1138 | 6 | IC | OP | NA | DFO |  | 913 | 0.14151 | 0.31 | EIA Prime Mover-level Data | Estimated using an emission factor
2018 | IA | Forest City Solar | 62861 | FOR7 | PV | T | NA | SUN
2018 | IA | FPL Energy Crystal Lake Wind II LLC | 56925 | CL25 | WT | OP | NA | WND |  | 4711426 |  |  | EIA Prime Mover-level Data
2018 | IA | FPL Energy Crystal Lake Wind LLC | 56923 | GE15 | WT | OP | NA | WND |  | 4194308 |  |  | EIA Prime Mover-level Data
2018 | IA | FPL Energy Story Wind LLC | 56924 | GE15 | WT | OP | NA | WND |  | 4079094 |  |  | EIA Prime Mover-level Data
2018 | IA | Franklin County Wind Farm | 57844 | 1 | WT | OP | NA | WND |  | 2797851 |  |  | EIA Prime Mover-level Data
2018 | IA | Garden Wind LLC | 57469 | GE1.5 | WT | OP | NA | WND |  | 4702172 |  |  | EIA Prime Mover-level Data
2018 | IA | Gas Turbine (IA) | 1130 | 1 | GT | OP | NA | NG |  | 4453 | 0.012209 | 0.0054834 | EIA Prime Mover-level Data | NEI avg EF - PM, fuel type, firing type
2018 | IA | Gas Turbine (IA) | 1130 | 2 | GT | OP | NA | NG |  | 5408 | 0.014827 | 0.0054834 | EIA Prime Mover-level Data | NEI avg EF - PM, fuel type, firing type
2018 | IA | George Neal North | 1091 | 3 | ST | OP | WALL | RC | 5,902.0 | 25303920 | 74.6063 | 0.0058968 | EPA/CAMD | EPA/NEI | 1975
2018 | IA | George Neal South | 7343 | 4 | ST | OP | WALL | RC | 6,753.0 | 31378659 | 155.7511 | 0.0099272 | EPA/CAMD | EPA/NEI | 1979
2018 | IA | Gilliam South | 7857 | 1 | IC | OP | NA | DFO |  | 53 | 0.008215 | 0.31 | EIA Prime Mover-level Data | Estimated using an emission factor
2018 | IA | Gilliam South | 7857 | 7 | IC | OP | NA | DFO |  | 73 | 0.011315 | 0.31 | EIA Prime Mover-level Data | Estimated using an emission factor
2018 | IA | Glaciers Edge Wind Project | 62035 | GEW | WT | L | NA | WND
2018 | IA | Golden Plains | 62081 | 1 | WT | T | NA | WND
2018 | IA | Golden Renewable Energy, LLC | 61632 | GREMC | GT | OP | NA | NG |  | 112137 | 0.30745 | 0.0054834 | EIA Prime Mover-level Data | NEI avg EF - PM, fuel type, firing type
2018 | IA | Gowrie | 1141 | 1 | IC | RE | NA | DFO
2018 | IA | Gowrie | 1141 | 2 | IC | RE | NA | DFO
2018 | IA | Gowrie | 1141 | 3 | IC | OP | NA | DFO |  | 57 | 0.008835 | 0.31 | EIA Prime Mover-level Data | Estimated using an emission factor
2018 | IA | Graettinger | 1142 | 4 | IC | OP | NA | DFO |  | 70 | 0.01085 | 0.31 | EIA Prime Mover-level Data | Estimated using an emission factor
2018 | IA | Graettinger | 1142 | 5 | IC | OP | NA | DFO |  | 155 | 0.024025 | 0.31 | EIA Prime Mover-level Data | Estimated using an emission factor
2018 | IA | Graettinger | 1142 | 6 | IC | OP | NA | DFO |  | 282 | 0.04371 | 0.31 | EIA Prime Mover-level Data | Estimated using an emission factor
2018 | IA | Grand Junction | 1143 | 1 | IC | RE | NA | DFO
2018 | IA | Grand Junction | 1143 | 2 | IC | OP | NA | DFO |  | 145 | 0.022475 | 0.31 | EIA Prime Mover-level Data | Estimated using an emission factor
2018 | IA | Greater Des Moines Energy Center | 7985 | 1 | CT | OP | CC | NG | 1,481.0 | 2240873 | 11.7926 | 0.010525 | EPA/CAMD | EPA/NEI | 2003
2018 | IA | Greater Des Moines Energy Center | 7985 | 2 | CT | OP | CC | NG | 1,645.0 | 2467902 | 13.1434 | 0.010651 | EPA/CAMD | EPA/NEI | 2003
2018 | IA | Green Energy Machine | 60911 | GRN | WT | OP | NA | WND |  | 61829 |  |  | EIA Prime Mover-level Data
2018 | IA | Greenfield | 1144 | 1 | IC | T | NA | DFO
2018 | IA | Greenfield | 1144 | 2 | IC | T | NA | DFO
2018 | IA | Greenfield | 1144 | 3 | IC | RE | NA | DFO |  | 19 | 0.002945 | 0.31 | EIA Prime Mover-level Data | Estimated using an emission factor
2018 | IA | Greenfield | 1144 | 4 | IC | RE | NA | DFO |  | 27 | 0.004185 | 0.31 | EIA Prime Mover-level Data | Estimated using an emission factor
2018 | IA | Greenfield | 1144 | 5 | IC | RE | NA | DFO |  | 44 | 0.00682 | 0.31 | EIA Prime Mover-level Data | Estimated using an emission factor
2018 | IA | Greenfield Wind | 58458 | 1 | WT | OP | NA | WND |  | 51261 |  |  | EIA Prime Mover-level Data
2018 | IA | Grinnell | 7137 | 1 | GT | RE | NA | NG
2018 | IA | Grinnell | 7137 | 2 | GT | RE | NA | NG
2018 | IA | Grundy Center City Light Plant | 1145 | IC1 | IC | OP | NA | DFO |  | 214 | 0.03317 | 0.31 | EIA Prime Mover-level Data | Estimated using an emission factor
2018 | IA | Grundy Center City Light Plant | 1145 | IC2 | IC | OP | NA | DFO |  | 340 | 0.0527 | 0.31 | EIA Prime Mover-level Data | Estimated using an emission factor
2018 | IA | Grundy Center City Light Plant | 1145 | IC3 | IC | OP | NA | DFO |  | 292 | 0.04526 | 0.31 | EIA Prime Mover-level Data | Estimated using an emission factor
2018 | IA | Hancock County Wind Energy Center | 56010 | V-47 | WT | OP | NA | WND |  | 2119461 |  |  | EIA Prime Mover-level Data
2018 | IA | Hardin Hilltop Wind LLC | 56860 | 1 | WT | OP | NA | WND |  | 372937 |  |  | EIA Prime Mover-level Data
2018 | IA | Harlan | 1146 | HMU1 | IC | SB | NA | DFO
2018 | IA | Harlan | 1146 | HMU2 | IC | SB | NA | DFO
2018 | IA | Hawkeye Power Partners LLC | 55816 | 48M | WT | OP | NA | WND |  | 711923 |  |  | EIA Prime Mover-level Data
2018 | IA | Hawkeye Wind Farm | 57832 | NORD | WT | OP | NA | WND |  | 1161303 |  |  | EIA Prime Mover-level Data
2018 | IA | Heartland Divide Wind Project, LLC | 61609 | 1 | WT | OP | NA | WND |  | 55948 |  |  | EIA Prime Mover-level Data
2018 | IA | Highland Wind Project (IA) | 58883 | HLWF | WT | OP | NA | WND |  | 460294 |  |  | EIA Prime Mover-level Data
2018 | IA | Highland Wind Project (IA) | 58883 | HLWF2 | WT | OP | NA | WND |  | 2829126 |  |  | EIA Prime Mover-level Data
2018 | IA | Highland Wind Project (IA) | 58883 | HLWF3 | WT | OP | NA | WND |  | 2500746 |  |  | EIA Prime Mover-level Data
2018 | IA | Highland Wind Project (IA) | 58883 | HLWF4 | WT | OP | NA | WND |  | 2503552 |  |  | EIA Prime Mover-level Data
2018 | IA | Highland Wind Project (IA) | 58883 | HLWF5 | WT | OP | NA | WND |  | 3227674 |  |  | EIA Prime Mover-level Data
2018 | IA | Highland Wind Project (IA) | 58883 | HLWF6 | WT | OP | NA | WND |  | 2436192 |  |  | EIA Prime Mover-level Data
2018 | IA | Highland Wind Project (IA) | 58883 | HLWF7 | WT | OP | NA | WND |  | 131914 |  |  | EIA Prime Mover-level Data
2018 | IA | Hopkinton | 8108 | 1 | IC | OP | NA | DFO |  | 75 | 0.011625 | 0.31 | EIA Prime Mover-level Data | Estimated using an emission factor
2018 | IA | Hopkinton | 8108 | CAT | IC | OP | NA | DFO |  | 116 | 0.01798 | 0.31 | EIA Prime Mover-level Data | Estimated using an emission factor
2018 | IA | Hopkinton | 8108 | IC2 | IC | RE | NA | DFO
2018 | IA | Hopkinton | 8108 | IC3 | IC | RE | NA | DFO
2018 | IA | Ida Grove II | 62795 | 1 | WT | T | NA | WND
2018 | IA | Ida Grove Wind | 60342 | IGWF | WT | OP | NA | WND |  | 2089064 |  |  | EIA Prime Mover-level Data
2018 | IA | Ida Grove Wind | 60342 | IGWF2 | WT | OP | NA | WND |  | 4089231 |  |  | EIA Prime Mover-level Data
2018 | IA | Ida Grove Wind | 60342 | IGWF3 | WT | OP | NA | WND |  | 3172915 |  |  | EIA Prime Mover-level Data
2018 | IA | Ida Grove Wind | 60342 | IGWF4 | WT | OP | NA | WND |  | 943669 |  |  | EIA Prime Mover-level Data
2018 | IA | Ida Grove Wind | 60342 | IGWF5 | WT | IP | NA | WND
2018 | IA | Ida Grove Wind | 60342 | IGWF6 | WT | IP | NA | WND
2018 | IA | Indianola | 1150 | 1 | IC | RE | NA | DFO
2018 | IA | Indianola | 1150 | 2 | IC | RE | NA | DFO
2018 | IA | Indianola | 1150 | 3 | IC | RE | NA | DFO
2018 | IA | Indianola | 1150 | 4 | IC | RE | NA | DFO
2018 | IA | Indianola | 1150 | 5 | IC | OP | NA | DFO
2018 | IA | Indianola | 1150 | 6 | IC | OP | NA | DFO
2018 | IA | Indianola | 1150 | 7 | GT | OP | NA | DFO |  | 3821 | 0.032974 | 0.017259 | EIA Prime Mover-level Data | NEI avg EF - PM, fuel type, firing type
2018 | IA | Indianola | 1150 | 8 | GT | OP | NA | DFO |  | 3766 | 0.032499 | 0.017259 | EIA Prime Mover-level Data | NEI avg EF - PM, fuel type, firing type
2018 | IA | Intrepid | 56251 | INWF | WT | OP | NA | WND |  | 4071273 |  |  | EIA Prime Mover-level Data
2018 | IA | Intrepid | 56251 | INWF2 | WT | OP | NA | WND |  | 380493 |  |  | EIA Prime Mover-level Data
2018 | IA | Iowa Distributed Wind Generation Project | 7966 | IDWG | WT | OP | NA | WND |  | 37093 |  |  | EIA Prime Mover-level Data
2018 | IA | Iowa Hydro LLC | 1067 | 1 | HY | OP | NA | WAT |  | 30062 |  |  | EIA Prime Mover-level Data
2018 | IA | Iowa Hydro LLC | 1067 | 2 | HY | OP | NA | WAT |  | 30062 |  |  | EIA Prime Mover-level Data
2018 | IA | Iowa Lakes Community College Wind Farm | 57257 | VMN82 | WT | OP | NA | WND |  | 31275 |  |  | EIA Prime Mover-level Data
2018 | IA | Iowa Lakes Superior Wind Farm | 57252 | SUP1 | WT | OP | NA | WND |  | 329214 |  |  | EIA Prime Mover-level Data
2018 | IA | Iowa State University | 54201 | 1 | ST | RE | NA | BIT
2018 | IA | Iowa State University | 54201 | BLR1 | ST | OP | NA | BIT |  | 803360 | 17.8695 | 0.044487 | EIA Unit-level Data | NEI avg EF - PM, fuel type
2018 | IA | Iowa State University | 54201 | BLR10 | ST | OP | NA | NG |  | 416601 | 1.6773 | 0.0080524 | EIA Unit-level Data | NEI avg EF - PM, fuel type
2018 | IA | Iowa State University | 54201 | BLR2 | ST | OP | NA | BIT |  | 694860 | 15.4561 | 0.044487 | EIA Unit-level Data | NEI avg EF - PM, fuel type
2018 | IA | Iowa State University | 54201 | BLR8 | ST | OP | NA | NG |  | 493245 | 1.9859 | 0.0080524 | EIA Unit-level Data | NEI avg EF - PM, fuel type
2018 | IA | Iowa State University | 54201 | BLR9 | ST | OP | NA | NG |  | 487069 | 1.961 | 0.0080524 | EIA Unit-level Data | NEI avg EF - PM, fuel type
2018 | IA | Ivester Wind Farm | 61911 | WT1 | WT | OP | NA | WND |  | 87341 |  |  | EIA Prime Mover-level Data
2018 | IA | John Deere Dubuque Works | 54414 | GE10 | IC | SB | NA | DFO |  | 310 | 0.04805 | 0.31 | EIA Prime Mover-level Data | Estimated using an emission factor
2018 | IA | John Deere Dubuque Works | 54414 | GEN2 | ST | RE | NA | BIT
2018 | IA | John Deere Dubuque Works | 54414 | GEN3 | ST | RE | NA | BIT
2018 | IA | John Deere Dubuque Works | 54414 | GEN4 | ST | RE | NA | BIT
2018 | IA | John Deere Dubuque Works | 54414 | GEN5 | IC | SB | NA | DFO |  | 310 | 0.04805 | 0.31 | EIA Prime Mover-level Data | Estimated using an emission factor
2018 | IA | John Deere Dubuque Works | 54414 | GEN6 | IC | SB | NA | DFO |  | 310 | 0.04805 | 0.31 | EIA Prime Mover-level Data | Estimated using an emission factor
2018 | IA | John Deere Dubuque Works | 54414 | GEN7 | IC | SB | NA | DFO |  | 310 | 0.04805 | 0.31 | EIA Prime Mover-level Data | Estimated using an emission factor
2018 | IA | John Deere Dubuque Works | 54414 | GEN8 | IC | SB | NA | DFO |  | 310 | 0.04805 | 0.31 | EIA Prime Mover-level Data | Estimated using an emission factor
2018 | IA | John Deere Dubuque Works | 54414 | GEN9 | IC | SB | NA | DFO |  | 310 | 0.04805 | 0.31 | EIA Prime Mover-level Data | Estimated using an emission factor
2018 | IA | Junction Hilltop Wind Farm | 58444 | JHW | WT | OP | NA | WND |  | 200850 |  |  | EIA Prime Mover-level Data
2018 | IA | Keokuk | 1109 | 1 | HY | OP | NA | WAT |  | 505674 |  |  | EIA Prime Mover-level Data
2018 | IA | Keokuk | 1109 | 2 | HY | OP | NA | WAT |  | 505674 |  |  | EIA Prime Mover-level Data
2018 | IA | Keokuk | 1109 | 3 | HY | OP | NA | WAT |  | 505674 |  |  | EIA Prime Mover-level Data
2018 | IA | Keokuk | 1109 | 4 | HY | OP | NA | WAT |  | 505674 |  |  | EIA Prime Mover-level Data
2018 | IA | Keokuk | 1109 | 5 | HY | OP | NA | WAT |  | 505674 |  |  | EIA Prime Mover-level Data
2018 | IA | Keokuk | 1109 | 6 | HY | OP | NA | WAT |  | 505674 |  |  | EIA Prime Mover-level Data
2018 | IA | Keokuk | 1109 | 7 | HY | OP | NA | WAT |  | 585517 |  |  | EIA Prime Mover-level Data
2018 | IA | Keokuk | 1109 | 8 | HY | OP | NA | WAT |  | 585517 |  |  | EIA Prime Mover-level Data
2018 | IA | Keokuk | 1109 | 9 | HY | OP | NA | WAT |  | 585517 |  |  | EIA Prime Mover-level Data
2018 | IA | Keokuk | 1109 | 10 | HY | OP | NA | WAT |  | 585517 |  |  | EIA Prime Mover-level Data
2018 | IA | Keokuk | 1109 | 11 | HY | OP | NA | WAT |  | 585517 |  |  | EIA Prime Mover-level Data
2018 | IA | Keokuk | 1109 | 12 | HY | OP | NA | WAT |  | 585517 |  |  | EIA Prime Mover-level Data
2018 | IA | Keokuk | 1109 | 13 | HY | OP | NA | WAT |  | 585517 |  |  | EIA Prime Mover-level Data
2018 | IA | Keokuk | 1109 | 14 | HY | OP | NA | WAT |  | 585517 |  |  | EIA Prime Mover-level Data
2018 | IA | Keokuk | 1109 | 15 | HY | OP | NA | WAT |  | 585517 |  |  | EIA Prime Mover-level Data
2018 | IA | Kirkwood Wind Turbine | 59735 | KCC01 | WT | OP | NA | WND |  | 27563 |  |  | EIA Prime Mover-level Data
2018 | IA | Knoxville Battery Energy Storage | 62569 | ES1 | BA | OP | NA | MWH
2018 | IA | Knoxville Industrial | 7849 | 1 | IC | OP | NA | DFO |  | 89 | 0.013795 | 0.31 | EIA Prime Mover-level Data | Estimated using an emission factor
2018 | IA | Knoxville Industrial | 7849 | 2 | IC | OP | NA | DFO |  | 89 | 0.013795 | 0.31 | EIA Prime Mover-level Data | Estimated using an emission factor
2018 | IA | Knoxville Industrial | 7849 | 3 | IC | OP | NA | DFO |  | 89 | 0.013795 | 0.31 | EIA Prime Mover-level Data | Estimated using an emission factor
2018 | IA | Knoxville Industrial | 7849 | 4 | IC | OP | NA | DFO |  | 89 | 0.013795 | 0.31 | EIA Prime Mover-level Data | Estimated using an emission factor
2018 | IA | Knoxville Industrial | 7849 | 5 | IC | OP | NA | DFO |  | 89 | 0.013795 | 0.31 | EIA Prime Mover-level Data | Estimated using an emission factor
2018 | IA | Knoxville Industrial | 7849 | 6 | IC | OP | NA | DFO |  | 89 | 0.013795 | 0.31 | EIA Prime Mover-level Data | Estimated using an emission factor
2018 | IA | Knoxville Industrial | 7849 | 7 | IC | OP | NA | DFO |  | 89 | 0.013795 | 0.31 | EIA Prime Mover-level Data | Estimated using an emission factor
2018 | IA | Knoxville Industrial | 7849 | 8 | IC | OP | NA | DFO |  | 89 | 0.013795 | 0.31 | EIA Prime Mover-level Data | Estimated using an emission factor
2018 | IA | Kossuth | 62103 | 1 | WT | T | NA | WND
2018 | IA | La Porte | 1156 | 2 | IC | RE | NA | DFO
2018 | IA | La Porte | 1156 | 5 | IC | RE | NA | DFO
2018 | IA | La Porte | 1156 | 6 | IC | SB | NA | DFO |  | 282 | 0.04371 | 0.31 | EIA Prime Mover-level Data | Estimated using an emission factor
2018 | IA | La Porte | 1156 | 3A | IC | SB | NA | DFO |  | 282 | 0.04371 | 0.31 | EIA Prime Mover-level Data | Estimated using an emission factor
2018 | IA | La Porte | 1156 | 4A | IC | SB | NA | DFO |  | 282 | 0.04371 | 0.31 | EIA Prime Mover-level Data | Estimated using an emission factor
2018 | IA | Lake Mills | 1154 | 4 | IC | OP | NA | DFO |  | 53 | 0.008215 | 0.31 | EIA Prime Mover-level Data | Estimated using an emission factor
2018 | IA | Lake Mills | 1154 | 5 | IC | OP | NA | DFO |  | 37 | 0.005735 | 0.31 | EIA Prime Mover-level Data | Estimated using an emission factor
2018 | IA | Lake Mills | 1154 | 6 | IC | OP | NA | DFO |  | 233 | 0.036115 | 0.31 | EIA Prime Mover-level Data | Estimated using an emission factor
2018 | IA | Lake Mills | 1154 | 7 | IC | OP | NA | DFO |  | 311 | 0.048205 | 0.31 | EIA Prime Mover-level Data | Estimated using an emission factor
2018 | IA | Lake Mills | 1154 | 1A | IC | OP | NA | DFO |  | 123 | 0.019065 | 0.31 | EIA Prime Mover-level Data | Estimated using an emission factor
2018 | IA | Lake Mills Gas Recovery | 56521 | GEN1 | IC | OP | NA | LFG |  | 40895 | 0.30058 | 0.0147 | EIA Prime Mover-level Data | Estimated using an emission factor
2018 | IA | Lake Mills Gas Recovery | 56521 | GEN2 | IC | OP | NA | LFG |  | 40895 | 0.30058 | 0.0147 | EIA Prime Mover-level Data | Estimated using an emission factor
2018 | IA | Lake Mills Gas Recovery | 56521 | GEN3 | IC | OP | NA | LFG |  | 40895 | 0.30058 | 0.0147 | EIA Prime Mover-level Data | Estimated using an emission factor
2018 | IA | Lake Mills Gas Recovery | 56521 | GEN4 | IC | OP | NA | LFG |  | 40895 | 0.30058 | 0.0147 | EIA Prime Mover-level Data | Estimated using an emission factor
2018 | IA | Lake Mills Gas Recovery | 56521 | GEN5 | IC | OP | NA | LFG |  | 40895 | 0.30058 | 0.0147 | EIA Prime Mover-level Data | Estimated using an emission factor
2018 | IA | Lake Mills Gas Recovery | 56521 | GEN6 | IC | OP | NA | LFG |  | 40895 | 0.30058 | 0.0147 | EIA Prime Mover-level Data | Estimated using an emission factor
2018 | IA | Lake Park | 1153 | 1 | IC | RE | NA | DFO
2018 | IA | Lake Park | 1153 | 2 | IC | RE | NA | DFO
2018 | IA | Lake Park | 1153 | 3 | IC | OP | NA | DFO |  | 329 | 0.050995 | 0.31 | EIA Prime Mover-level Data | Estimated using an emission factor
2018 | IA | Lake Park | 1153 | G2 | IC | OP | NA | DFO |  | 329 | 0.050995 | 0.31 | EIA Prime Mover-level Data | Estimated using an emission factor
2018 | IA | Lakota Wind Wind Farm | 57251 | LAK1 | WT | OP | NA | WND |  | 313333 |  |  | EIA Prime Mover-level Data
2018 | IA | Lamoni Municipal Utilities | 1155 | 1 | IC | OP | NA | DFO |  | 211 | 0.032705 | 0.31 | EIA Prime Mover-level Data | Estimated using an emission factor
2018 | IA | Lamoni Municipal Utilities | 1155 | 2 | IC | OP | NA | DFO |  | 15 | 0.002325 | 0.31 | EIA Prime Mover-level Data | Estimated using an emission factor
2018 | IA | Lamoni Municipal Utilities | 1155 | 3 | IC | OP | NA | DFO |  | 23 | 0.003565 | 0.31 | EIA Prime Mover-level Data | Estimated using an emission factor
2018 | IA | Lamoni Municipal Utilities | 1155 | 4 | IC | OP | NA | DFO |  | 45 | 0.006975 | 0.31 | EIA Prime Mover-level Data | Estimated using an emission factor
2018 | IA | Lamoni Municipal Utilities | 1155 | 5 | IC | OP | NA | DFO |  | 83 | 0.012865 | 0.31 | EIA Prime Mover-level Data | Estimated using an emission factor
2018 | IA | Lamoni Municipal Utilities | 1155 | 6 | IC | OP | NA | DFO |  | 38 | 0.00589 | 0.31 | EIA Prime Mover-level Data | Estimated using an emission factor
2018 | IA | Lamoni Municipal Utilities | 1155 | 7 | IC | OP | NA | DFO |  | 189 | 0.029295 | 0.31 | EIA Prime Mover-level Data | Estimated using an emission factor
2018 | IA | Lamoni Municipal Utilities | 1155 | 8 | IC | OP | NA | DFO |  | 189 | 0.029295 | 0.31 | EIA Prime Mover-level Data | Estimated using an emission factor
2018 | IA | Lansing | 1047 | 4 | ST | OP | TURBO | SUB | 5,898.0 | 10973895 | 40.737 | 0.0074243 | EPA/CAMD | EPA/NEI | 1977
2018 | IA | Laurel Wind Farm | 57500 | LWF | WT | OP | NA | WND |  | 3053272 |  |  | EIA Prime Mover-level Data
2018 | IA | Laurens | 1157 | 3 | IC | SB | NA | DFO |  | 86 | 0.01333 | 0.31 | EIA Prime Mover-level Data | Estimated using an emission factor
2018 | IA | Laurens | 1157 | 4 | IC | SB | NA | DFO |  | 86 | 0.01333 | 0.31 | EIA Prime Mover-level Data | Estimated using an emission factor
2018 | IA | Laurens | 1157 | 5 | IC | SB | NA | DFO |  | 269 | 0.041695 | 0.31 | EIA Prime Mover-level Data | Estimated using an emission factor
2018 | IA | Laurens | 1157 | 6 | IC | SB | NA | DFO |  | 269 | 0.041695 | 0.31 | EIA Prime Mover-level Data | Estimated using an emission factor
2018 | IA | Laurens | 1157 | 7 | IC | SB | NA | DFO |  | 269 | 0.041695 | 0.31 | EIA Prime Mover-level Data | Estimated using an emission factor
2018 | IA | Lenox | 1158 | 1 | IC | SB | NA | DFO |  | 41 | 0.006355 | 0.31 | EIA Prime Mover-level Data | Estimated using an emission factor
2018 | IA | Lenox | 1158 | 2 | IC | SB | NA | DFO |  | 149 | 0.023095 | 0.31 | EIA Prime Mover-level Data | Estimated using an emission factor
2018 | IA | Lenox | 1158 | 3 | IC | SB | NA | DFO |  | 122 | 0.01891 | 0.31 | EIA Prime Mover-level Data | Estimated using an emission factor
2018 | IA | Lenox | 1158 | 4 | IC | SB | NA | DFO |  | 243 | 0.037665 | 0.31 | EIA Prime Mover-level Data | Estimated using an emission factor
2018 | IA | Lenox | 1158 | 5 | IC | SB | NA | DFO |  | 270 | 0.04185 | 0.31 | EIA Prime Mover-level Data | Estimated using an emission factor
2018 | IA | Leonardo Wind 1 LLC | 59228 | WT1 | WT | OP | NA | WND |  | 59859 |  |  | EIA Prime Mover-level Data
2018 | IA | Lime Creek | 7155 | **1 | GT | OP | CT | DFO | 65.0 | 19784 | 0.098404 | 0.0099478 | EPA/CAMD | EPA/NEI | 1991
2018 | IA | Lime Creek | 7155 | **2 | GT | OP | CT | DFO | 56.0 | 15284 | 0.07966 | 0.010424 | EPA/CAMD | EPA/NEI | 1991
2018 | IA | Lost Lakes Wind Farm LLC | 57111 | GEN 1 | WT | OP | NA | WND |  | 2857718 |  |  | EIA Prime Mover-level Data
2018 | IA | Louisa | 6664 | 101 | ST | OP | WALL | RC | 7,980.0 | 51727847 | 126.3799 | 0.0048863 | EPA/CAMD | EPA/NEI | 1983
2018 | IA | Lundgren Wind Project | 58884 | LGWF | WT | OP | NA | WND |  | 7257609 |  |  | EIA Prime Mover-level Data
2018 | IA | Luther College Wind Project | 58407 | WTG01 | WT | OP | NA | WND |  | 28401 |  |  | EIA Prime Mover-level Data
2018 | IA | Macksburg Wind Project | 58885 | MBWF | WT | OP | NA | WND |  | 3107069 |  |  | EIA Prime Mover-level Data
2018 | IA | Manning | 1160 | 1 | IC | SB | NA | DFO |  | 25 | 0.003875 | 0.31 | EIA Prime Mover-level Data | Estimated using an emission factor
2018 | IA | Manning | 1160 | 2 | IC | SB | NA | DFO |  | 25 | 0.003875 | 0.31 | EIA Prime Mover-level Data | Estimated using an emission factor
2018 | IA | Manning | 1160 | 4 | IC | SB | NA | DFO |  | 76 | 0.01178 | 0.31 | EIA Prime Mover-level Data | Estimated using an emission factor
2018 | IA | Manning | 1160 | M1 | IC | OP | NA | DFO |  | 292 | 0.04526 | 0.31 | EIA Prime Mover-level Data | Estimated using an emission factor
2018 | IA | Manning | 1160 | M2 | IC | OP | NA | DFO |  | 292 | 0.04526 | 0.31 | EIA Prime Mover-level Data | Estimated using an emission factor
2018 | IA | Manning | 1160 | M3 | IC | OP | NA | DFO |  | 292 | 0.04526 | 0.31 | EIA Prime Mover-level Data | Estimated using an emission factor
2018 | IA | Maquoketa 1 | 1162 | 1 | IC | RE | NA | NG
2018 | IA | Maquoketa 1 | 1162 | 2 | IC | RE | NA | DFO
2018 | IA | Maquoketa 1 | 1162 | 3 | IC | SB | NA | NG |  | 123 | 2.5953e-05 | 0.000422 | EIA Prime Mover-level Data | Estimated using an emission factor
2018 | IA | Maquoketa 1 | 1162 | 5 | IC | SB | NA | NG |  | 100 | 2.11e-05 | 0.000422 | EIA Prime Mover-level Data | Estimated using an emission factor
2018 | IA | Maquoketa 1 | 1162 | 6 | IC | SB | NA | NG |  | 147 | 3.1017e-05 | 0.000422 | EIA Prime Mover-level Data | Estimated using an emission factor
2018 | IA | Maquoketa 1 | 1162 | 7 | IC | SB | NA | NG |  | 382 | 8.0602e-05 | 0.000422 | EIA Prime Mover-level Data | Estimated using an emission factor
2018 | IA | Maquoketa 1 | 1162 | 8 | IC | SB | NA | DFO |  | 106 | 0.01643 | 0.31 | EIA Prime Mover-level Data | Estimated using an emission factor
2018 | IA | Maquoketa 1 | 1162 | 9 | IC | SB | NA | DFO |  | 106 | 0.01643 | 0.31 | EIA Prime Mover-level Data | Estimated using an emission factor
2018 | IA | Maquoketa 1 | 1162 | 1A | IC | SB | NA | NG |  | 182 | 3.8402e-05 | 0.000422 | EIA Prime Mover-level Data | Estimated using an emission factor
2018 | IA | Maquoketa 1 | 1162 | 2A | IC | SB | NA | NG |  | 182 | 3.8402e-05 | 0.000422 | EIA Prime Mover-level Data | Estimated using an emission factor
2018 | IA | Maquoketa 1 | 1162 | 4A | IC | SB | NA | DFO |  | 106 | 0.01643 | 0.31 | EIA Prime Mover-level Data | Estimated using an emission factor
2018 | IA | Maquoketa 2 | 7921 | 11 | IC | SB | NA | DFO |  | 0 | 0 |  | EIA Prime Mover-level Data | Estimated using an emission factor
2018 | IA | Maquoketa 2 | 7921 | 12 | IC | SB | NA | DFO |  | 0 | 0 |  | EIA Prime Mover-level Data | Estimated using an emission factor
2018 | IA | Maquoketa 2 | 7921 | 13 | IC | SB | NA | DFO |  | 0 | 0 |  | EIA Prime Mover-level Data | Estimated using an emission factor
2018 | IA | Maquoketa 2 | 7921 | 14 | IC | SB | NA | DFO |  | 0 | 0 |  | EIA Prime Mover-level Data | Estimated using an emission factor
2018 | IA | Marshalltown CTs | 1068 | 1A | GT | OP | CT | NG | 408.0 | 79521 | 0.24571 | 0.0061799 | EPA/CAMD | EPA/NEI | 1978
2018 | IA | Marshalltown CTs | 1068 | 1B | GT | OP | CT | NG | 411.0 | 87191 | 0.26944 | 0.0061804 | EPA/CAMD | EPA/NEI | 1978
2018 | IA | Marshalltown CTs | 1068 | 2A | GT | OP | CT | NG | 341.0 | 72893 | 0.2254 | 0.0061844 | EPA/CAMD | EPA/NEI | 1978
2018 | IA | Marshalltown CTs | 1068 | 2B | GT | OP | CT | NG | 343.0 | 65935 | 0.20391 | 0.0061852 | EPA/CAMD | EPA/NEI | 1978
2018 | IA | Marshalltown CTs | 1068 | 3A | GT | OP | CT | NG | 220.0 | 44444 | 0.13823 | 0.0062203 | EPA/CAMD | EPA/NEI | 1978
2018 | IA | Marshalltown CTs | 1068 | 3B | GT | OP | CT | NG | 219.0 | 43260 | 0.13454 | 0.0062202 | EPA/CAMD | EPA/NEI | 1978
2018 | IA | Marshalltown Generating Station | 58236 | CT1 | CT | OP | CC | NG | 5,586.0 | 11279355 | 15.9315 | 0.0028249 | EPA/CAMD | EPA/NEI | 2016
2018 | IA | Marshalltown Generating Station | 58236 | CT2 | CT | OP | CC | NG | 5,491.0 | 11383657 | 10.4448 | 0.0018351 | EPA/CAMD | EPA/NEI | 2016
2018 | IA | McGregor | 1163 | 1 | IC | OP | NA | DFO |  | 57 | 0.008835 | 0.31 | EIA Prime Mover-level Data | Estimated using an emission factor
2018 | IA | McGregor | 1163 | 2 | IC | OP | NA | DFO |  | 14 | 0.00217 | 0.31 | EIA Prime Mover-level Data | Estimated using an emission factor
2018 | IA | McGregor | 1163 | 3 | IC | OP | NA | DFO |  | 24 | 0.00372 | 0.31 | EIA Prime Mover-level Data | Estimated using an emission factor
2018 | IA | Meadow Ridge | 58459 | 1 | WT | OP | NA | WND |  | 43791 |  |  | EIA Prime Mover-level Data
2018 | IA | Merl Parr | 1097 | 1 | GT | OP | NA | NG |  | 5206 | 0.014273 | 0.0054834 | EIA Prime Mover-level Data | NEI avg EF - PM, fuel type, firing type
2018 | IA | Merl Parr | 1097 | 2 | GT | OP | NA | NG |  | 5206 | 0.014273 | 0.0054834 | EIA Prime Mover-level Data | NEI avg EF - PM, fuel type, firing type
2018 | IA | Metro Methane Recovery Facility | 54700 | GEN1 | IC | OP | NA | LFG |  | 74883 | 0.55039 | 0.0147 | EIA Prime Mover-level Data | Estimated using an emission factor
2018 | IA | Metro Methane Recovery Facility | 54700 | GEN10 | IC | OP | NA | LFG |  | 149767 | 1.1008 | 0.0147 | EIA Prime Mover-level Data | Estimated using an emission factor
2018 | IA | Metro Methane Recovery Facility | 54700 | GEN11 | IC | OP | NA | LFG |  | 149767 | 1.1008 | 0.0147 | EIA Prime Mover-level Data | Estimated using an emission factor
2018 | IA | Metro Methane Recovery Facility | 54700 | GEN12 | IC | OP | NA | LFG |  | 149767 | 1.1008 | 0.0147 | EIA Prime Mover-level Data | Estimated using an emission factor
2018 | IA | Metro Methane Recovery Facility | 54700 | GEN2 | IC | OP | NA | LFG |  | 74883 | 0.55039 | 0.0147 | EIA Prime Mover-level Data | Estimated using an emission factor
2018 | IA | Metro Methane Recovery Facility | 54700 | GEN3 | IC | OP | NA | LFG |  | 74883 | 0.55039 | 0.0147 | EIA Prime Mover-level Data | Estimated using an emission factor
2018 | IA | Metro Methane Recovery Facility | 54700 | GEN4 | IC | OP | NA | LFG |  | 74883 | 0.55039 | 0.0147 | EIA Prime Mover-level Data | Estimated using an emission factor
2018 | IA | Metro Methane Recovery Facility | 54700 | GEN5 | IC | OP | NA | LFG |  | 74883 | 0.55039 | 0.0147 | EIA Prime Mover-level Data | Estimated using an emission factor
2018 | IA | Metro Methane Recovery Facility | 54700 | GEN6 | IC | OP | NA | LFG |  | 74883 | 0.55039 | 0.0147 | EIA Prime Mover-level Data | Estimated using an emission factor
2018 | IA | Metro Methane Recovery Facility | 54700 | GEN7 | IC | OP | NA | LFG |  | 74883 | 0.55039 | 0.0147 | EIA Prime Mover-level Data | Estimated using an emission factor
2018 | IA | Metro Methane Recovery Facility | 54700 | GEN8 | IC | OP | NA | LFG |  | 74883 | 0.55039 | 0.0147 | EIA Prime Mover-level Data | Estimated using an emission factor
2018 | IA | Metro Methane Recovery Facility | 54700 | GEN9 | IC | IP | NA | LFG
2018 | IA | Michelangelo Wind 1 LLC | 59231 | WT1 | WT | OP | NA | WND |  | 47268 |  |  | EIA Prime Mover-level Data
2018 | IA | Michelangelo Wind 3 LLC | 59053 | WT1 | WT | OP | NA | WND |  | 47268 |  |  | EIA Prime Mover-level Data
2018 | IA | Michelangelo Wind 4 LLC | 59232 | WT1 | WT | OP | NA | WND |  | 81041 |  |  | EIA Prime Mover-level Data
2018 | IA | Milford | 1164 | 1 | IC | OP | NA | DFO |  | 55 | 0.008525 | 0.31 | EIA Prime Mover-level Data | Estimated using an emission factor
2018 | IA | Milford | 1164 | 3 | IC | RE | NA | DFO
2018 | IA | Milford | 1164 | 4 | IC | OP | NA | DFO |  | 46 | 0.00713 | 0.31 | EIA Prime Mover-level Data | Estimated using an emission factor
2018 | IA | Milford | 1164 | 5 | IC | OP | NA | DFO |  | 165 | 0.025575 | 0.31 | EIA Prime Mover-level Data | Estimated using an emission factor
2018 | IA | Milford | 1164 | 6 | IC | OP | NA | DFO |  | 165 | 0.025575 | 0.31 | EIA Prime Mover-level Data | Estimated using an emission factor
2018 | IA | Milford | 1164 | 7 | IC | OP | NA | DFO |  | 165 | 0.025575 | 0.31 | EIA Prime Mover-level Data | Estimated using an emission factor
2018 | IA | Milton L Kapp | 1048 | 2 | ST | OP | TANGENTIAL | NG | 69.0 | 32743 | 0.11153 | 0.0068124 | EPA/CAMD | EPA/NEI | 1967
2018 | IA | Montezuma | 1165 | 1 | IC | SB | NA | DFO |  | 44 | 0.00682 | 0.31 | EIA Prime Mover-level Data | Estimated using an emission factor
2018 | IA | Montezuma | 1165 | 4 | IC | SB | NA | DFO |  | 110 | 0.01705 | 0.31 | EIA Prime Mover-level Data | Estimated using an emission factor
2018 | IA | Montezuma | 1165 | 5 | IC | SB | NA | DFO |  | 242 | 0.03751 | 0.31 | EIA Prime Mover-level Data | Estimated using an emission factor
2018 | IA | Montezuma | 1165 | 6 | IC | SB | NA | NG |  | 375 | 7.9125e-05 | 0.000422 | EIA Prime Mover-level Data | Estimated using an emission factor
2018 | IA | Montezuma | 1165 | 7 | IC | SB | NA | NG |  | 551 | 0.00011626 | 0.000422 | EIA Prime Mover-level Data | Estimated using an emission factor
2018 | IA | Montezuma | 1165 | 8 | IC | SB | NA | DFO |  | 397 | 0.061535 | 0.31 | EIA Prime Mover-level Data | Estimated using an emission factor
2018 | IA | Montezuma | 1165 | 9 | IC | SB | NA | DFO |  | 397 | 0.061535 | 0.31 | EIA Prime Mover-level Data | Estimated using an emission factor
2018 | IA | Montezuma | 1165 | 10 | IC | SB | NA | DFO |  | 44 | 0.00682 | 0.31 | EIA Prime Mover-level Data | Estimated using an emission factor
2018 | IA | Morning Light Wind Farm | 57875 | MLWF | WT | OP | NA | WND |  | 2849449 |  |  | EIA Prime Mover-level Data
2018 | IA | Mt Pleasant | 1166 | 1 | IC | SB | NA | DFO |  | 232 | 0.03596 | 0.31 | EIA Prime Mover-level Data | Estimated using an emission factor
2018 | IA | Mt Pleasant | 1166 | 2 | IC | SB | NA | DFO |  | 232 | 0.03596 | 0.31 | EIA Prime Mover-level Data | Estimated using an emission factor
2018 | IA | Mt Pleasant | 1166 | 3 | IC | SB | NA | DFO |  | 232 | 0.03596 | 0.31 | EIA Prime Mover-level Data | Estimated using an emission factor
2018 | IA | Mt Pleasant | 1166 | 5 | ST | RE | NA | NG
2018 | IA | Mt Pleasant | 1166 | 6 | IC | SB | NA | DFO |  | 232 | 0.03596 | 0.31 | EIA Prime Mover-level Data | Estimated using an emission factor
2018 | IA | Mt Pleasant | 1166 | 7 | IC | SB | NA | DFO |  | 232 | 0.03596 | 0.31 | EIA Prime Mover-level Data | Estimated using an emission factor
2018 | IA | Mt Pleasant | 1166 | 8 | IC | SB | NA | DFO |  | 232 | 0.03596 | 0.31 | EIA Prime Mover-level Data | Estimated using an emission factor
2018 | IA | Mt Pleasant | 1166 | 9 | IC | SB | NA | DFO |  | 232 | 0.03596 | 0.31 | EIA Prime Mover-level Data | Estimated using an emission factor
2018 | IA | Mt Pleasant | 1166 | 10 | IC | SB | NA | DFO |  | 232 | 0.03596 | 0.31 | EIA Prime Mover-level Data | Estimated using an emission factor
2018 | IA | Mt Pleasant | 1166 | 11 | IC | SB | NA | DFO |  | 232 | 0.03596 | 0.31 | EIA Prime Mover-level Data | Estimated using an emission factor
2018 | IA | Mt Pleasant | 1166 | 12 | IC | SB | NA | DFO |  | 232 | 0.03596 | 0.31 | EIA Prime Mover-level Data | Estimated using an emission factor
2018 | IA | Mt Pleasant | 1166 | 4A | IC | SB | NA | DFO |  | 232 | 0.03596 | 0.31 | EIA Prime Mover-level Data | Estimated using an emission factor
2018 | IA | Mt Pleasant | 1166 | 5A | IC | SB | NA | DFO |  | 232 | 0.03596 | 0.31 | EIA Prime Mover-level Data | Estimated using an emission factor
2018 | IA | Mt Pleasant | 1166 | D | IC | RE | NA | DFO
2018 | IA | Muscatine | 1167 | 8 | ST | OP | CYCLONE | RC | 5,586.0 | 3863241 | 30.4651 | 0.015772 | EPA/CAMD | EPA/NEI | 1969
2018 | IA | Muscatine | 1167 | 9 | ST | OP | TANGENTIAL | RC | 6,733.0 | 8662192 | 22.9491 | 0.0052987 | EPA/CAMD | EPA/NEI | 1983
2018 | IA | NCAH Central Utility Plant | 58265 | C-3 | IC | SB | NA | DFO |  | 12 | 0.00186 | 0.31 | EIA Prime Mover-level Data | Estimated using an emission factor
2018 | IA | NCAH Central Utility Plant | 58265 | EP-2 | IC | RE | NA | DFO
2018 | IA | NCAH Central Utility Plant | 58265 | EP-6 | IC | SB | NA | DFO |  | 47 | 0.007285 | 0.31 | EIA Prime Mover-level Data | Estimated using an emission factor
2018 | IA | NCAH Central Utility Plant | 58265 | FRZRF | IC | SB | NA | DFO |  | 12 | 0.00186 | 0.31 | EIA Prime Mover-level Data | Estimated using an emission factor
2018 | IA | NCAH Central Utility Plant | 58265 | MBGEN | IC | SB | NA | DFO |  | 29 | 0.004495 | 0.31 | EIA Prime Mover-level Data | Estimated using an emission factor
2018 | IA | NCAH Central Utility Plant | 58265 | S-13 | IC | SB | NA | DFO |  | 123 | 0.019065 | 0.31 | EIA Prime Mover-level Data | Estimated using an emission factor
2018 | IA | NCAH Central Utility Plant | 58265 | S-14 | IC | SB | NA | DFO |  | 123 | 0.019065 | 0.31 | EIA Prime Mover-level Data | Estimated using an emission factor
2018 | IA | NCAH Central Utility Plant | 58265 | S-16 | GT | OP | NA | NG |  | 252131 | 0.69127 | 0.0054834 | EIA Prime Mover-level Data | NEI avg EF - PM, fuel type, firing type
2018 | IA | NCAH Central Utility Plant | 58265 | S-17 | IC | SB | NA | DFO |  | 117 | 0.018135 | 0.31 | EIA Prime Mover-level Data | Estimated using an emission factor
2018 | IA | NCAH Central Utility Plant | 58265 | S-18 | IC | SB | NA | DFO |  | 117 | 0.018135 | 0.31 | EIA Prime Mover-level Data | Estimated using an emission factor
2018 | IA | NCAH Central Utility Plant | 58265 | S-19 | IC | SB | NA | DFO |  | 117 | 0.018135 | 0.31 | EIA Prime Mover-level Data | Estimated using an emission factor
2018 | IA | NCAH Central Utility Plant | 58265 | S-7A | GT | RE | NA | NG |  | 84044 | 0.23042 | 0.0054834 | EIA Prime Mover-level Data | NEI avg EF - PM, fuel type, firing type
2018 | IA | New Hampton | 1168 | 3 | IC | SB | NA | NG |  | 610 | 0.00012871 | 0.000422 | EIA Prime Mover-level Data | Estimated using an emission factor
2018 | IA | New Hampton | 1168 | 4 | IC | SB | NA | NG |  | 1080 | 0.00022788 | 0.000422 | EIA Prime Mover-level Data | Estimated using an emission factor
2018 | IA | New Hampton | 1168 | 5 | IC | SB | NA | NG |  | 1080 | 0.00022788 | 0.000422 | EIA Prime Mover-level Data | Estimated using an emission factor
2018 | IA | New Hampton | 1168 | 7 | IC | OP | NA | DFO |  | 923 | 0.14306 | 0.31 | EIA Prime Mover-level Data | Estimated using an emission factor
2018 | IA | New Hampton | 1168 | 8 | IC | OP | NA | DFO |  | 923 | 0.14306 | 0.31 | EIA Prime Mover-level Data | Estimated using an emission factor
2018 | IA | New Harvest Wind Project LLC | 57609 | 1 | WT | OP | NA | WND |  | 2458433 |  |  | EIA Prime Mover-level Data
2018 | IA | NLMU Wind | 58414 | NLMU | WT | OP | NA | WND |  | 35341 |  |  | EIA Prime Mover-level Data
2018 | IA | North | 7856 | 1 | IC | OP | NA | DFO |  | 177 | 0.027435 | 0.31 | EIA Prime Mover-level Data | Estimated using an emission factor
2018 | IA | North | 7856 | 2 | IC | OP | NA | DFO |  | 177 | 0.027435 | 0.31 | EIA Prime Mover-level Data | Estimated using an emission factor
2018 | IA | North | 7856 | 3 | IC | OP | NA | DFO |  | 216 | 0.03348 | 0.31 | EIA Prime Mover-level Data | Estimated using an emission factor
2018 | IA | North | 7856 | 4 | IC | OP | NA | DFO |  | 216 | 0.03348 | 0.31 | EIA Prime Mover-level Data | Estimated using an emission factor
2018 | IA | North English | 62133 | GT1 | WT | OP | NA | WND |  | 524796 |  |  | EIA Prime Mover-level Data
2018 | IA | North English II | 62608 | 1 | WT | T | NA | WND
2018 | IA | Northern Iowa Windpower II | 56383 | TOI2 | WT | OP | NA | WND |  | 1589266 |  |  | EIA Prime Mover-level Data
2018 | IA | Oakdale Renewable Energy Plant | 57672 | GE1 | IC | OP | NA | NG |  | 7216 | 0.0015226 | 0.000422 | EIA Prime Mover-level Data | Estimated using an emission factor
2018 | IA | Oakdale Renewable Energy Plant | 57672 | GE2 | IC | OP | NA | NG |  | 7216 | 0.0015226 | 0.000422 | EIA Prime Mover-level Data | Estimated using an emission factor
2018 | IA | O'Brien Wind | 60326 | OBWF | WT | OP | NA | WND |  | 1836796 |  |  | EIA Prime Mover-level Data
2018 | IA | O'Brien Wind | 60326 | OBWF2 | WT | OP | NA | WND |  | 3225521 |  |  | EIA Prime Mover-level Data
2018 | IA | O'Brien Wind | 60326 | OBWF3 | WT | OP | NA | WND |  | 2364986 |  |  | EIA Prime Mover-level Data
2018 | IA | O'Brien Wind | 60326 | OBWF4 | WT | IP | NA | WND
2018 | IA | O'Brien Wind | 60326 | OBWF5 | WT | IP | NA | WND
2018 | IA | O'Brien Wind | 60326 | OBWF6 | WT | IP | NA | WND
2018 | IA | Ogden | 1169 | 4 | IC | SB | NA | DFO |  | 47 | 0.007285 | 0.31 | EIA Prime Mover-level Data | Estimated using an emission factor
2018 | IA | Ogden | 1169 | 5 | IC | SB | NA | DFO |  | 117 | 0.018135 | 0.31 | EIA Prime Mover-level Data | Estimated using an emission factor
2018 | IA | Ogden | 1169 | 6 | IC | SB | NA | DFO |  | 294 | 0.04557 | 0.31 | EIA Prime Mover-level Data | Estimated using an emission factor
2018 | IA | Optimum Wind 3 LLC | 59227 | WT1 | WT | OP | NA | WND |  | 62019 |  |  | EIA Prime Mover-level Data
2018 | IA | Optimum Wind 4 LLC | 59226 | WT1 | WT | OP | NA | WND |  | 62395 |  |  | EIA Prime Mover-level Data
2018 | IA | Optimum Wind 5 LLC | 59223 | WT1 | WT | OP | NA | WND |  | 62560 |  |  | EIA Prime Mover-level Data
2018 | IA | Optimum Wind 6 LLC | 59224 | WT1 | WT | OP | NA | WND |  | 63424 |  |  | EIA Prime Mover-level Data
2018 | IA | Optimum Wind 7 LLC | 59225 | WT1 | WT | OP | NA | WND |  | 83758 |  |  | EIA Prime Mover-level Data
2018 | IA | Orient Wind Farm | 61077 | 1 | WT | OP | NA | WND
2018 | IA | Orient Wind Farm | 61077 | 2 | WT | U | NA | WND
2018 | IA | Osage (IA) | 1172 | 5 | IC | SB | NA | NG |  | 167 | 3.5237e-05 | 0.000422 | EIA Prime Mover-level Data | Estimated using an emission factor
2018 | IA | Osage (IA) | 1172 | 6 | IC | SB | NA | NG |  | 323 | 6.8153e-05 | 0.000422 | EIA Prime Mover-level Data | Estimated using an emission factor
2018 | IA | Osage (IA) | 1172 | 7 | IC | SB | NA | DFO |  | 188 | 0.02914 | 0.31 | EIA Prime Mover-level Data | Estimated using an emission factor
2018 | IA | Osage (IA) | 1172 | 8 | IC | SB | NA | DFO |  | 188 | 0.02914 | 0.31 | EIA Prime Mover-level Data | Estimated using an emission factor
2018 | IA | Osage (IA) | 1172 | SO | PV | OP | NA | SUN |  | 9390 |  |  | EIA Prime Mover-level Data
2018 | IA | Osage (IA) | 1172 | W1 | WT | OP | NA | WND |  | 38441 |  |  | EIA Prime Mover-level Data
2018 | IA | Osceola Windpower II | 56913 | CL25 | WT | OP | NA | WND |  | 1184746 |  |  | EIA Prime Mover-level Data
2018 | IA | Osceola Windpower LLC | 56645 | CL25 | WT | OP | NA | WND |  | 2466939 |  |  | EIA Prime Mover-level Data
2018 | IA | Otter Creek Ethanol Poet - Ashton | 58138 | 1 | GT | OP | NA | NG |  | 491159 | 1.3466 | 0.0054834 | EIA Prime Mover-level Data | NEI avg EF - PM, fuel type, firing type
2018 | IA | Ottumwa | 6254 | 1 | ST | OP | TANGENTIAL | SUB | 7,151.0 | 42176707 | 47.2557 | 0.0022408 | EPA/CAMD | EPA/NEI | 1981
2018 | IA | Ottumwa City of | 1173 | 1 | HY | OS | NA | WAT |  | 21581 |  |  | EIA Prime Mover-level Data
2018 | IA | Ottumwa City of | 1173 | 2 | HY | OP | NA | WAT |  | 25897 |  |  | EIA Prime Mover-level Data
2018 | IA | Ottumwa City of | 1173 | 3 | HY | OP | NA | WAT |  | 21581 |  |  | EIA Prime Mover-level Data
2018 | IA | Panora | 7584 | 1 | IC | SB | NA | DFO |  | 283 | 0.043865 | 0.31 | EIA Prime Mover-level Data | Estimated using an emission factor
2018 | IA | Panora | 7584 | 2 | IC | SB | NA | DFO |  | 189 | 0.029295 | 0.31 | EIA Prime Mover-level Data | Estimated using an emission factor
2018 | IA | Panora | 7584 | 3 | IC | SB | NA | DFO |  | 377 | 0.058435 | 0.31 | EIA Prime Mover-level Data | Estimated using an emission factor
2018 | IA | Pella | 1175 | 5 | ST | RE | NA | SUB
2018 | IA | Pella | 1175 | 6 | ST | RE | NA | SUB
2018 | IA | Pella Peaking | 7971 | 1 | IC | RE | NA | DFO
2018 | IA | Pella Peaking | 7971 | 2 | IC | RE | NA | DFO
2018 | IA | Pella Peaking | 7971 | 3 | IC | OP | NA | DFO |  | 264 | 0.04092 | 0.31 | EIA Prime Mover-level Data | Estimated using an emission factor
2018 | IA | Pella Peaking | 7971 | 4 | IC | OP | NA | DFO |  | 264 | 0.04092 | 0.31 | EIA Prime Mover-level Data | Estimated using an emission factor
2018 | IA | Pella Peaking | 7971 | 5 | IC | OP | NA | DFO |  | 264 | 0.04092 | 0.31 | EIA Prime Mover-level Data | Estimated using an emission factor
2018 | IA | Pella Peaking | 7971 | 6 | IC | OP | NA | DFO |  | 264 | 0.04092 | 0.31 | EIA Prime Mover-level Data | Estimated using an emission factor
2018 | IA | Pella Peaking | 7971 | 7 | IC | OP | NA | DFO |  | 264 | 0.04092 | 0.31 | EIA Prime Mover-level Data | Estimated using an emission factor
2018 | IA | Pella Peaking | 7971 | 8 | IC | OP | NA | DFO |  | 264 | 0.04092 | 0.31 | EIA Prime Mover-level Data | Estimated using an emission factor
2018 | IA | Pella Peaking | 7971 | 9 | IC | OP | NA | DFO |  | 264 | 0.04092 | 0.31 | EIA Prime Mover-level Data | Estimated using an emission factor
2018 | IA | Pella Peaking | 7971 | 10 | IC | OP | NA | DFO |  | 264 | 0.04092 | 0.31 | EIA Prime Mover-level Data | Estimated using an emission factor
2018 | IA | Pella Peaking | 7971 | 11 | IC | OP | NA | DFO |  | 264 | 0.04092 | 0.31 | EIA Prime Mover-level Data | Estimated using an emission factor
2018 | IA | Pella Peaking | 7971 | 12 | IC | OP | NA | DFO |  | 264 | 0.04092 | 0.31 | EIA Prime Mover-level Data | Estimated using an emission factor
2018 | IA | Pella Peaking | 7971 | 13 | IC | OP | NA | DFO |  | 264 | 0.04092 | 0.31 | EIA Prime Mover-level Data | Estimated using an emission factor
2018 | IA | Pella Peaking | 7971 | 14 | IC | OP | NA | DFO |  | 264 | 0.04092 | 0.31 | EIA Prime Mover-level Data | Estimated using an emission factor
2018 | IA | Pella Peaking | 7971 | 15 | IC | OP | NA | DFO |  | 264 | 0.04092 | 0.31 | EIA Prime Mover-level Data | Estimated using an emission factor
2018 | IA | Pella Peaking | 7971 | 16 | IC | OP | NA | DFO |  | 264 | 0.04092 | 0.31 | EIA Prime Mover-level Data | Estimated using an emission factor
2018 | IA | Pioneer Prairie Wind Farm | 56797 | 1 | WT | OP | NA | WND |  | 7580150 |  |  | EIA Prime Mover-level Data
2018 | IA | Pleasant Hill Energy Center | 7145 | 1 | GT | OP | CT | NG | 218.0 | 26745 | 0.14637 | 0.010945 | EPA/CAMD | EPA/NEI | 1990
2018 | IA | Pleasant Hill Energy Center | 7145 | 2 | GT | OP | CT | NG | 180.0 | 49114 | 0.15745 | 0.0064114 | EPA/CAMD | EPA/NEI | 1990
2018 | IA | Pleasant Hill Energy Center | 7145 | 3 | GT | OP | CT | NG | 371.0 | 138633 | 0.44905 | 0.0064782 | EPA/CAMD | EPA/NEI | 1994
2018 | IA | Plum Creek Wind | 61078 | 1 | WT | CN | NA | WND
2018 | IA | Pocahontas Prairie Wind Farm | 57976 | 1 | WT | OP | NA | WND |  | 2054851 |  |  | EIA Prime Mover-level Data
2018 | IA | Pomeroy Wind Farm | 56501 | PWF | WT | OP | NA | WND |  | 2785255 |  |  | EIA Prime Mover-level Data
2018 | IA | Pomeroy Wind Farm | 56501 | PWF2 | WT | OP | NA | WND |  | 1698326 |  |  | EIA Prime Mover-level Data
2018 | IA | Pomeroy Wind Farm | 56501 | PWF3 | WT | OP | NA | WND |  | 1324695 |  |  | EIA Prime Mover-level Data
2018 | IA | Pomeroy Wind Farm | 56501 | PWF4 | WT | OP | NA | WND |  | 677066 |  |  | EIA Prime Mover-level Data
2018 | IA | Prairie Creek | 1073 | 3 | ST | OP | WALL | SUB | 7,582.0 | 2800359 | 25.3712 | 0.01812 | EPA/CAMD | EPA/NEI | 1958
2018 | IA | Prairie Creek | 1073 | 4 | ST | OP | WALL | NG | 1,708.0 | 1001882 | 3.704 | 0.0073941 | EPA/CAMD | EPA/NEI | 1967
2018 | IA | Prairie Wind Farm | 60873 | PWE | WT | OP | NA | WND |  | 4981426 |  |  | EIA Prime Mover-level Data
2018 | IA | Preston (IA) | 1176 | 1 | IC | OP | NA | DFO
2018 | IA | Preston (IA) | 1176 | 2 | IC | OP | NA | DFO
2018 | IA | Preston (IA) | 1176 | 4 | IC | OP | NA | NG
2018 | IA | Primghar | 1177 | 2 | IC | RE | NA | DFO
2018 | IA | Primghar | 1177 | 4 | IC | OP | NA | DFO
2018 | IA | Primghar | 1177 | 5 | IC | OP | NA | DFO
2018 | IA | Red Cedar | 7595 | 1 | GT | RE | NA | NG |  | 0 | 0 |  | EIA Prime Mover-level Data | NEI avg EF - PM, fuel type, firing type
2018 | IA | Red Rock Hydro Plant | 58434 | 1 | HY | V | NA | WAT
2018 | IA | Red Rock Hydro Plant | 58434 | 2 | HY | V | NA | WAT
2018 | IA | Richland | 62080 | 1 | WT | T | NA | WND
2018 | IA | Rippey Wind Farm | 57830 | NORD | WT | OP | NA | WND |  | 1482742 |  |  | EIA Prime Mover-level Data
2018 | IA | River Hills | 1084 | 1 | GT | OP | NA | NG |  | 2049 | 0.0056177 | 0.0054834 | EIA Prime Mover-level Data | NEI avg EF - PM, fuel type, firing type
2018 | IA | River Hills | 1084 | 2 | GT | OP | NA | NG |  | 2049 | 0.0056177 | 0.0054834 | EIA Prime Mover-level Data | NEI avg EF - PM, fuel type, firing type
2018 | IA | River Hills | 1084 | 3 | GT | OP | NA | NG |  | 2049 | 0.0056177 | 0.0054834 | EIA Prime Mover-level Data | NEI avg EF - PM, fuel type, firing type
2018 | IA | River Hills | 1084 | 4 | GT | OP | NA | NG |  | 2049 | 0.0056177 | 0.0054834 | EIA Prime Mover-level Data | NEI avg EF - PM, fuel type, firing type
2018 | IA | River Hills | 1084 | 5 | GT | OP | NA | NG |  | 2049 | 0.0056177 | 0.0054834 | EIA Prime Mover-level Data | NEI avg EF - PM, fuel type, firing type
2018 | IA | River Hills | 1084 | 6 | GT | OP | NA | NG |  | 2049 | 0.0056177 | 0.0054834 | EIA Prime Mover-level Data | NEI avg EF - PM, fuel type, firing type
2018 | IA | River Hills | 1084 | 7 | GT | OP | NA | NG |  | 2049 | 0.0056177 | 0.0054834 | EIA Prime Mover-level Data | NEI avg EF - PM, fuel type, firing type
2018 | IA | River Hills | 1084 | 8 | GT | OP | NA | NG |  | 2049 | 0.0056177 | 0.0054834 | EIA Prime Mover-level Data | NEI avg EF - PM, fuel type, firing type
2018 | IA | Riverside (1081) | 1081 | 9 | ST | OP | TANGENTIAL | NG | 139.0 | 39671 | 0.13718 | 0.0069159 | EPA/CAMD | EPA/NEI | 1961
2018 | IA | Rock Rapids | 1181 | 1 | IC | OP | NA | DFO |  | 191 | 0.029605 | 0.31 | EIA Prime Mover-level Data | Estimated using an emission factor
2018 | IA | Rockford | 1180 | 1 | IC | SB | NA | DFO |  | 33 | 0.005115 | 0.31 | EIA Prime Mover-level Data | Estimated using an emission factor
2018 | IA | Rockford | 1180 | 5 | IC | SB | NA | DFO |  | 74 | 0.01147 | 0.31 | EIA Prime Mover-level Data | Estimated using an emission factor
2018 | IA | Rockford | 1180 | 6 | IC | SB | NA | DFO |  | 132 | 0.02046 | 0.31 | EIA Prime Mover-level Data | Estimated using an emission factor
2018 | IA | Roeder Family Wind Farm LLC | 58089 | 1 | WT | OP | NA | WND |  | 47715 |  |  | EIA Prime Mover-level Data
2018 | IA | Rolling Hills Wind Farm | 57501 | RHWF | WT | OP | NA | WND |  | 10822693 |  |  | EIA Prime Mover-level Data
2018 | IA | Roquette America | 57953 | COGEN | ST | OP | NA | PC |  | 2559451 | 8.067 | 0.0063037 | EIA Unit-level Data | NEI avg EF - PM, fuel type
2018 | IA | Roquette America | 57953 | GT | CT |  | NA | NG |  | 1553438 | 4.4711 | 0.0057564 | EIA Unit-level Data | NEI avg EF - PM, fuel type
2018 | IA | Roquette America | 57953 | HRSG | CA | OP | NA | NG |  | 0 | 0 |  | EIA Unit-level Data | Estimated using an emission factor
2018 | IA | Roseman | 62130 | ROS | WT | OP | NA | WND |  | 61683 |  |  | EIA Prime Mover-level Data
2018 | IA | Saratoga Wind Farm | 61070 | SWE | WT | U | NA | WND
2018 | IA | Shenandoah | 7850 | 1 | IC | OP | NA | DFO |  | 160 | 0.0248 | 0.31 | EIA Prime Mover-level Data | Estimated using an emission factor
2018 | IA | Shenandoah | 7850 | 2 | IC | OP | NA | DFO |  | 160 | 0.0248 | 0.31 | EIA Prime Mover-level Data | Estimated using an emission factor
2018 | IA | Shenandoah | 7850 | 3 | IC | OP | NA | DFO |  | 160 | 0.0248 | 0.31 | EIA Prime Mover-level Data | Estimated using an emission factor
2018 | IA | Shenandoah | 7850 | 4 | IC | OP | NA | DFO |  | 160 | 0.0248 | 0.31 | EIA Prime Mover-level Data | Estimated using an emission factor
2018 | IA | Shenandoah | 7850 | 5 | IC | OP | NA | DFO |  | 160 | 0.0248 | 0.31 | EIA Prime Mover-level Data | Estimated using an emission factor
2018 | IA | Shenandoah | 7850 | 6 | IC | OP | NA | DFO |  | 160 | 0.0248 | 0.31 | EIA Prime Mover-level Data | Estimated using an emission factor
2018 | IA | Shenandoah | 7850 | 7 | IC | OP | NA | DFO |  | 160 | 0.0248 | 0.31 | EIA Prime Mover-level Data | Estimated using an emission factor
2018 | IA | Shenandoah | 7850 | 8 | IC | OP | NA | DFO |  | 160 | 0.0248 | 0.31 | EIA Prime Mover-level Data | Estimated using an emission factor
2018 | IA | Shenandoah | 7850 | 9 | IC | OP | NA | DFO |  | 160 | 0.0248 | 0.31 | EIA Prime Mover-level Data | Estimated using an emission factor
2018 | IA | Shenandoah | 7850 | 10 | IC | OP | NA | DFO |  | 160 | 0.0248 | 0.31 | EIA Prime Mover-level Data | Estimated using an emission factor
2018 | IA | Sibley No Two | 7060 | 4 | IC | OP | NA | NG |  | 304 | 6.4144e-05 | 0.000422 | EIA Prime Mover-level Data | Estimated using an emission factor
2018 | IA | Sibley One | 1184 | 2 | IC | OP | NA | NG |  | 571 | 0.00012048 | 0.000422 | EIA Prime Mover-level Data | Estimated using an emission factor
2018 | IA | Sibley One | 1184 | 3 | IC | OP | NA | NG |  | 343 | 7.2373e-05 | 0.000422 | EIA Prime Mover-level Data | Estimated using an emission factor
2018 | IA | Sibley One | 1184 | 5 | IC | OP | NA | NG |  | 571 | 0.00012048 | 0.000422 | EIA Prime Mover-level Data | Estimated using an emission factor
2018 | IA | Sixth Street | 1058 | 1 | ST | RE | NA | BIT
2018 | IA | Sixth Street | 1058 | 2 | ST | RE | NA | SUB
2018 | IA | Sixth Street | 1058 | 4 | ST | RE | NA | SUB
2018 | IA | Sixth Street | 1058 | 6 | ST | RE | NA | BIT
2018 | IA | Sixth Street | 1058 | 7 | ST | RE | NA | SUB
2018 | IA | Sixth Street | 1058 | 8 | ST | RE | NA | SUB
2018 | IA | Sky Volt | 58460 | 1 | WT | OP | NA | WND |  | 52975 |  |  | EIA Prime Mover-level Data
2018 | IA | South Plant | 7758 | 1 | IC | OP | NA | DFO |  | 125 | 0.019375 | 0.31 | EIA Prime Mover-level Data | Estimated using an emission factor
2018 | IA | South Plant | 7758 | 2 | IC | OP | NA | DFO |  | 125 | 0.019375 | 0.31 | EIA Prime Mover-level Data | Estimated using an emission factor
2018 | IA | South Plant | 7758 | 3 | IC | OP | NA | DFO |  | 125 | 0.019375 | 0.31 | EIA Prime Mover-level Data | Estimated using an emission factor
2018 | IA | South Plant | 7758 | 4 | IC | OP | NA | DFO |  | 125 | 0.019375 | 0.31 | EIA Prime Mover-level Data | Estimated using an emission factor
2018 | IA | South Plant | 7758 | 5 | IC | OP | NA | DFO |  | 125 | 0.019375 | 0.31 | EIA Prime Mover-level Data | Estimated using an emission factor
2018 | IA | South Plant | 7758 | 6 | IC | OP | NA | DFO |  | 125 | 0.019375 | 0.31 | EIA Prime Mover-level Data | Estimated using an emission factor
2018 | IA | South Strawberry | 7926 | 1A | IC | SB | NA | DFO |  | 65 | 0.010075 | 0.31 | EIA Prime Mover-level Data | Estimated using an emission factor
2018 | IA | South Strawberry | 7926 | 2A | IC | SB | NA | DFO |  | 65 | 0.010075 | 0.31 | EIA Prime Mover-level Data | Estimated using an emission factor
2018 | IA | Spencer Gas Turbine | 1186 | GT1 | GT | OP | NA | KER |  | 3507 | 0.04767 | 0.027185 | EIA Prime Mover-level Data | NEI avg EF - PM, fuel type
2018 | IA | State Center | 1187 | 1 | IC | OP | NA | DFO |  | 160 | 0.0248 | 0.31 | EIA Prime Mover-level Data | Estimated using an emission factor
2018 | IA | State Center | 1187 | 2 | IC | OP | NA | DFO |  | 160 | 0.0248 | 0.31 | EIA Prime Mover-level Data | Estimated using an emission factor
2018 | IA | State Center | 1187 | 3 | IC | OP | NA | DFO |  | 346 | 0.05363 | 0.31 | EIA Prime Mover-level Data | Estimated using an emission factor
2018 | IA | State Center | 1187 | 4 | IC | OP | NA | DFO |  | 346 | 0.05363 | 0.31 | EIA Prime Mover-level Data | Estimated using an emission factor
2018 | IA | State Center | 1187 | 6 | IC | OP | NA | DFO |  | 665 | 0.10307 | 0.31 | EIA Prime Mover-level Data | Estimated using an emission factor
2018 | IA | Storm Lake 1 | 54793 | 2 | WT | OP | NA | WND |  | 10810 |  |  | EIA Prime Mover-level Data
2018 | IA | Storm Lake 1 | 54793 | 3 | WT | OP | NA | WND |  | 10810 |  |  | EIA Prime Mover-level Data
2018 | IA | Storm Lake 1 | 54793 | EXIS | WT | OP | NA | WND |  | 1737389 |  |  | EIA Prime Mover-level Data
2018 | IA | Storm Lake II | 55287 | EXIS | WT | OP | NA | WND |  | 1224154 |  |  | EIA Prime Mover-level Data
2018 | IA | Story City | 1188 | 1 | IC | OP | NA | DFO |  | 269 | 0.041695 | 0.31 | EIA Prime Mover-level Data | Estimated using an emission factor
2018 | IA | Story City | 1188 | 2 | IC | OP | NA | DFO |  | 414 | 0.06417 | 0.31 | EIA Prime Mover-level Data | Estimated using an emission factor
2018 | IA | Story City | 1188 | 6 | IC | OP | NA | DFO |  | 414 | 0.06417 | 0.31 | EIA Prime Mover-level Data | Estimated using an emission factor
2018 | IA | Story City | 1188 | 7 | IC | OP | NA | DFO |  | 414 | 0.06417 | 0.31 | EIA Prime Mover-level Data | Estimated using an emission factor
2018 | IA | Story City | 1188 | 4A | IC | OP | NA | DFO |  | 725 | 0.11238 | 0.31 | EIA Prime Mover-level Data | Estimated using an emission factor
2018 | IA | Story City | 1188 | 5A | IC | OP | NA | DFO |  | 642 | 0.09951 | 0.31 | EIA Prime Mover-level Data | Estimated using an emission factor
2018 | IA | Story City Wind Project | 58927 | WT01 | WT | OP | NA | WND |  | 46429 |  |  | EIA Prime Mover-level Data
2018 | IA | Strawberry Point | 1189 | 3 | IC | RE | NA | DFO
2018 | IA | Strawberry Point | 1189 | 4 | IC | RE | NA | DFO
2018 | IA | Strawberry Point | 1189 | 6 | IC | RE | NA | DFO
2018 | IA | Strawberry Point DPC Solar | 60955 | PV1 | PV | OP | NA | SUN |  | 18501 |  |  | EIA Prime Mover-level Data
2018 | IA | Streeter Station | 1131 | 7 | ST | OP | WALL | BIT | 482.0 | 61376 | 0 | 0 | EPA/CAMD | EPA/NEI | 1973
2018 | IA | Stuart (IA) | 1190 | 1 | IC | OP | NA | DFO |  | 5 | 0.000775 | 0.31 | EIA Prime Mover-level Data | Estimated using an emission factor
2018 | IA | Stuart (IA) | 1190 | 2 | IC | OP | NA | DFO |  | 10 | 0.00155 | 0.31 | EIA Prime Mover-level Data | Estimated using an emission factor
2018 | IA | Stuart (IA) | 1190 | 4 | IC | OP | NA | DFO |  | 10 | 0.00155 | 0.31 | EIA Prime Mover-level Data | Estimated using an emission factor
2018 | IA | Summit Lake | 1206 | 1G | GT | OP | CT | NG | 241.0 | 39240 | 0.093692 | 0.0047753 | EPA/CAMD | EPA/NEI | 1973
2018 | IA | Summit Lake | 1206 | 2G | GT | OP | CT | NG | 346.0 | 103045 | 0.32594 | 0.0063261 | EPA/CAMD | EPA/NEI | 1975
2018 | IA | Sumner | 1191 | 1 | IC | OP | NA | DFO |  | 498 | 0.07719 | 0.31 | EIA Prime Mover-level Data | Estimated using an emission factor
2018 | IA | Sumner | 1191 | 2 | IC | OP | NA | DFO |  | 230 | 0.03565 | 0.31 | EIA Prime Mover-level Data | Estimated using an emission factor
2018 | IA | Sumner | 1191 | 6 | IC | OP | NA | DFO |  | 345 | 0.053475 | 0.31 | EIA Prime Mover-level Data | Estimated using an emission factor
2018 | IA | Sutherland | 1077 | 1 | ST | RE | WALL | NG |  |  | 0 |  |  | EPA/NEI
2018 | IA | Sutherland | 1077 | 2 | ST | RE | WALL | SUB
2018 | IA | Sutherland | 1077 | 3 | ST | RE | CYCLONE | NG |  |  | 0 |  |  | EPA/NEI
2018 | IA | Sycamore Combustion Turbine | 8029 | 1 | GT | OP | CT | NG | 128.0 | 56227 | 0.18179 | 0.0064664 | EPA/CAMD | EPA/NEI | 1974
2018 | IA | Sycamore Combustion Turbine | 8029 | 2 | GT | OP | CT | NG | 129.0 | 54963 | 0.16467 | 0.0059918 | EPA/CAMD | EPA/NEI | 1974
2018 | IA | Tipton | 8106 | 2 | IC | OP | NA | NG |  | 93 | 1.9623e-05 | 0.000422 | EIA Prime Mover-level Data | Estimated using an emission factor
2018 | IA | Tipton | 8106 | 3 | IC | OP | NA | NG |  | 93 | 1.9623e-05 | 0.000422 | EIA Prime Mover-level Data | Estimated using an emission factor
2018 | IA | Tipton | 8106 | 4 | IC | RE | NA | DFO
2018 | IA | Tipton | 8106 | 5 | IC | OP | NA | DFO |  | 143 | 0.022165 | 0.31 | EIA Prime Mover-level Data | Estimated using an emission factor
2018 | IA | Tipton | 8106 | 6 | IC | OP | NA | DFO |  | 143 | 0.022165 | 0.31 | EIA Prime Mover-level Data | Estimated using an emission factor
2018 | IA | Tipton | 8106 | 7 | IC | V | NA | DFO
2018 | IA | Tipton | 8106 | 1A | IC | OP | NA | NG |  | 143 | 3.0173e-05 | 0.000422 | EIA Prime Mover-level Data | Estimated using an emission factor
2018 | IA | Tipton | 8106 | 5A | IC | IP | NA | DFO
2018 | IA | Top of Iowa Windfarm | 55804 | NM | WT | OP | NA | WND |  | 1065438 |  |  | EIA Prime Mover-level Data
2018 | IA | Top of Iowa Windfarm III | 56386 | TOI3 | WT | OP | NA | WND |  | 658566 |  |  | EIA Prime Mover-level Data
2018 | IA | Traer East | 56025 | 6 | IC | SB | NA | DFO |  | 124 | 0.01922 | 0.31 | EIA Prime Mover-level Data | Estimated using an emission factor
2018 | IA | Traer East | 56025 | 7 | IC | SB | NA | DFO |  | 124 | 0.01922 | 0.31 | EIA Prime Mover-level Data | Estimated using an emission factor
2018 | IA | Traer Main | 1192 | 3 | IC | SB | NA | DFO |  | 189 | 0.029295 | 0.31 | EIA Prime Mover-level Data | Estimated using an emission factor
2018 | IA | Traer Main | 1192 | 4 | IC | SB | NA | DFO |  | 189 | 0.029295 | 0.31 | EIA Prime Mover-level Data | Estimated using an emission factor
2018 | IA | Traer Main | 1192 | 5 | IC | SB | NA | DFO |  | 103 | 0.015965 | 0.31 | EIA Prime Mover-level Data | Estimated using an emission factor
2018 | IA | Traer Main | 1192 | 6 | IC | SB | NA | DFO |  | 224 | 0.03472 | 0.31 | EIA Prime Mover-level Data | Estimated using an emission factor
2018 | IA | Traer South | 7920 | 5 | IC | SB | NA | DFO |  | 487 | 0.075485 | 0.31 | EIA Prime Mover-level Data | Estimated using an emission factor
2018 | IA | Traer Wind Project | 58932 | WT01 | WT | OP | NA | WND |  | 54361 |  |  | EIA Prime Mover-level Data
2018 | IA | Turtle Creek Wind Farm LLC | 61638 | TC1 | WT | OP | NA | WND |  | 166376 |  |  | EIA Prime Mover-level Data
2018 | IA | University of Iowa Main Power Plant | 54775 | BLR10 | ST | OP | NA | OBS |  | 657955 | 4.5167 | 0.01373 | EIA Unit-level Data | NEI avg EF - PM, fuel type
2018 | IA | University of Iowa Main Power Plant | 54775 | BLR11 | ST | OP | NA | BIT |  | 1186780 | 26.398 | 0.044487 | EIA Unit-level Data | NEI avg EF - PM, fuel type
2018 | IA | University of Iowa Main Power Plant | 54775 | BLR7 | ST | OP | NA | NG |  | 325707 | 1.3114 | 0.0080524 | EIA Unit-level Data | NEI avg EF - PM, fuel type
2018 | IA | University of Iowa Main Power Plant | 54775 | BLR8 | ST | OP | NA | NG |  | 553591 | 2.2289 | 0.0080524 | EIA Unit-level Data | NEI avg EF - PM, fuel type
2018 | IA | University of Iowa Main Power Plant | 54775 | DG7 | IC | OP | NA | DFO |  | 1964 | 0.00030442 | 0.00031 | EIA Prime Mover-level Data | Estimated using an emission factor
2018 | IA | University of Iowa Main Power Plant | 54775 | GEN10 | IC | OP | NA | NG |  | 2311 | 4.8762e-07 | 4.22e-07 | EIA Prime Mover-level Data | Estimated using an emission factor
2018 | IA | University of Iowa Main Power Plant | 54775 | GEN12 | ST | L | NA | NG
2018 | IA | University of Iowa Main Power Plant | 54775 | GEN13 | ST | L | NA | NG
2018 | IA | University of Iowa Main Power Plant | 54775 | GEN7 | IC | OP | NA | NG |  | 2311 | 4.8762e-07 | 4.22e-07 | EIA Prime Mover-level Data | Estimated using an emission factor
2018 | IA | University of Iowa Main Power Plant | 54775 | GEN8 | IC | OP | NA | NG |  | 2311 | 4.8762e-07 | 4.22e-07 | EIA Prime Mover-level Data | Estimated using an emission factor
2018 | IA | University of Iowa Main Power Plant | 54775 | GEN9 | IC | OP | NA | NG |  | 2311 | 4.8762e-07 | 4.22e-07 | EIA Prime Mover-level Data | Estimated using an emission factor
2018 | IA | University of Northern Iowa | 50088 | GEN1 | ST | OP | NA | PC |  | 563840 | 1.7771 | 0.0063037 | EIA Prime Mover-level Data | NEI avg EF - PM, fuel type
2018 | IA | Upland Prairie | 61564 | 1 | WT | V | NA | WND
2018 | IA | Venus Wind 3 LLC | 59230 | WT1 | WT | OP | NA | WND |  | 79245 |  |  | EIA Prime Mover-level Data
2018 | IA | Victory Wind Farm | 56379 | VWF | WT | OP | NA | WND |  | 3322972 |  |  | EIA Prime Mover-level Data
2018 | IA | Vienna Wind Farm | 57874 | VIIWF | WT | OP | NA | WND |  | 1193875 |  |  | EIA Prime Mover-level Data
2018 | IA | Vienna Wind Farm | 57874 | VIWF | WT | OP | NA | WND |  | 2826752 |  |  | EIA Prime Mover-level Data
2018 | IA | Villisca Municipal Power Plant | 1193 | 1 | IC | RE | NA | DFO
2018 | IA | Villisca Municipal Power Plant | 1193 | 2 | IC | RE | NA | DFO
2018 | IA | Villisca Municipal Power Plant | 1193 | 3 | IC | RE | NA | NG
2018 | IA | Villisca Municipal Power Plant | 1193 | 4 | IC | RE | NA | DFO
2018 | IA | Villisca Municipal Power Plant | 1193 | 5 | IC | SB | NA | DFO |  | 60 | 0.0093 | 0.31 | EIA Prime Mover-level Data | Estimated using an emission factor
2018 | IA | Villisca Municipal Power Plant | 1193 | 6 | IC | SB | NA | DFO |  | 60 | 0.0093 | 0.31 | EIA Prime Mover-level Data | Estimated using an emission factor
2018 | IA | Vinton | 1194 | 1 | IC | OP | NA | DFO |  | 629 | 0.097495 | 0.31 | EIA Prime Mover-level Data | Estimated using an emission factor
2018 | IA | Vinton | 1194 | 5 | IC | OS | NA | DFO |  | 290 | 0.04495 | 0.31 | EIA Prime Mover-level Data | Estimated using an emission factor
2018 | IA | Vinton | 1194 | 6 | IC | OP | NA | DFO |  | 1209 | 0.1874 | 0.31 | EIA Prime Mover-level Data | Estimated using an emission factor
2018 | IA | Vinton | 1194 | 7 | IC | OP | NA | DFO |  | 1789 | 0.2773 | 0.31 | EIA Prime Mover-level Data | Estimated using an emission factor
2018 | IA | Vinton | 1194 | 8 | IC | OP | NA | DFO |  | 2708 | 0.41974 | 0.31 | EIA Prime Mover-level Data | Estimated using an emission factor
2018 | IA | Vinton | 1194 | 9 | IC | OP | NA | DFO |  | 1450 | 0.22475 | 0.31 | EIA Prime Mover-level Data | Estimated using an emission factor
2018 | IA | Vinton | 1194 | 10 | IC | OP | NA | DFO |  | 387 | 0.059985 | 0.31 | EIA Prime Mover-level Data | Estimated using an emission factor
2018 | IA | Walnut Wind Farm | 56811 | WWF | WT | OP | NA | WND |  | 3934562 |  |  | EIA Prime Mover-level Data
2018 | IA | Walter Scott Jr. Energy Center | 1082 | 3 | ST | OP | WALL | RC | 6,873.0 | 45240043 | 200.5921 | 0.0088679 | EPA/CAMD | EPA/NEI | 1978
2018 | IA | Walter Scott Jr. Energy Center | 1082 | 4 | ST | OP | WALL | RC | 8,312.0 | 56396028 | 53.1103 | 0.0018835 | EPA/CAMD | EPA/NEI | 2007
2018 | IA | Wapsie Valley Creamery Back Up Generator | 59379 | 1 | IC | OP | NA | DFO
2018 | IA | Washburn Wind Farm | 61071 | WASH | WT | U | NA | WND
2018 | IA | Waterloo Lundquist | 7851 | 1 | IC | OP | NA | DFO |  | 190 | 0.02945 | 0.31 | EIA Prime Mover-level Data | Estimated using an emission factor
2018 | IA | Waterloo Lundquist | 7851 | 2 | IC | OP | NA | DFO |  | 190 | 0.02945 | 0.31 | EIA Prime Mover-level Data | Estimated using an emission factor
2018 | IA | Waterloo Lundquist | 7851 | 3 | IC | OP | NA | DFO |  | 190 | 0.02945 | 0.31 | EIA Prime Mover-level Data | Estimated using an emission factor
2018 | IA | Waterloo Lundquist | 7851 | 4 | IC | OP | NA | DFO |  | 190 | 0.02945 | 0.31 | EIA Prime Mover-level Data | Estimated using an emission factor
2018 | IA | Waterloo Lundquist | 7851 | 5 | IC | OP | NA | DFO |  | 190 | 0.02945 | 0.31 | EIA Prime Mover-level Data | Estimated using an emission factor
2018 | IA | Waterloo Lundquist | 7851 | 6 | IC | OP | NA | DFO |  | 190 | 0.02945 | 0.31 | EIA Prime Mover-level Data | Estimated using an emission factor
2018 | IA | Waterloo Lundquist | 7851 | 7 | IC | OP | NA | DFO |  | 190 | 0.02945 | 0.31 | EIA Prime Mover-level Data | Estimated using an emission factor
2018 | IA | Waterloo Lundquist | 7851 | 8 | IC | OP | NA | DFO |  | 190 | 0.02945 | 0.31 | EIA Prime Mover-level Data | Estimated using an emission factor
2018 | IA | Waterloo Lundquist | 7851 | 9 | IC | OP | NA | DFO |  | 190 | 0.02945 | 0.31 | EIA Prime Mover-level Data | Estimated using an emission factor
2018 | IA | Waverly Community Wind Project | 57214 | CAN1 | WT | OP | NA | WND |  | 18479 |  |  | EIA Prime Mover-level Data
2018 | IA | Waverly Community Wind Project | 57214 | CAN2 | WT | OP | NA | WND |  | 18479 |  |  | EIA Prime Mover-level Data
2018 | IA | Waverly Community Wind Project | 57214 | SK4 | WT | OP | NA | WND |  | 18479 |  |  | EIA Prime Mover-level Data
2018 | IA | Waverly Municipal Electric North Plant | 6554 | 5 | IC | RE | NA | NG
2018 | IA | Waverly Municipal Electric North Plant | 6554 | 6 | IC | RE | NA | NG
2018 | IA | Waverly Municipal Electric North Plant | 6554 | 7 | IC | OP | NA | NG |  | 440 | 9.284e-05 | 0.000422 | EIA Prime Mover-level Data | Estimated using an emission factor
2018 | IA | Waverly Municipal Electric North Plant | 6554 | 8 | IC | OP | NA | NG |  | 465 | 9.8115e-05 | 0.000422 | EIA Prime Mover-level Data | Estimated using an emission factor
2018 | IA | Waverly Municipal Electric North Plant | 6554 | 9 | IC | OP | NA | NG |  | 465 | 9.8115e-05 | 0.000422 | EIA Prime Mover-level Data | Estimated using an emission factor
2018 | IA | Waverly Municipal Electric North Plant | 6554 | 10 | IC | OP | NA | DFO |  | 880 | 0.1364 | 0.31 | EIA Prime Mover-level Data | Estimated using an emission factor
2018 | IA | Waverly Municipal Electric North Plant | 6554 | 17 | IC | OP | NA | DFO |  | 226 | 0.03503 | 0.31 | EIA Prime Mover-level Data | Estimated using an emission factor
2018 | IA | Waverly Municipal Electric North Plant | 6554 | 18 | IC | OP | NA | DFO |  | 226 | 0.03503 | 0.31 | EIA Prime Mover-level Data | Estimated using an emission factor
2018 | IA | Waverly Municipal Electric North Plant | 6554 | 19 | IC | OP | NA | DFO |  | 226 | 0.03503 | 0.31 | EIA Prime Mover-level Data | Estimated using an emission factor
2018 | IA | Waverly Municipal Electric North Plant | 6554 | 20 | IC | OP | NA | DFO |  | 226 | 0.03503 | 0.31 | EIA Prime Mover-level Data | Estimated using an emission factor
2018 | IA | Webster City | 1198 | 6 | GT | OP | NA | DFO |  | 2965 | 0.025587 | 0.017259 | EIA Prime Mover-level Data | NEI avg EF - PM, fuel type, firing type
2018 | IA | Wellsburg Wind Project | 58886 | WBWF | WT | OP | NA | WND |  | 3930979 |  |  | EIA Prime Mover-level Data
2018 | IA | West Bend | 1199 | 1 | IC | SB | NA | DFO |  | 85 | 0.013175 | 0.31 | EIA Prime Mover-level Data | Estimated using an emission factor
2018 | IA | West Bend | 1199 | 3 | IC | SB | NA | DFO |  | 69 | 0.010695 | 0.31 | EIA Prime Mover-level Data | Estimated using an emission factor
2018 | IA | West Bend | 1199 | 4 | IC | SB | NA | DFO |  | 169 | 0.026195 | 0.31 | EIA Prime Mover-level Data | Estimated using an emission factor
2018 | IA | West Bend | 1199 | 5 | IC | SB | NA | DFO |  | 192 | 0.02976 | 0.31 | EIA Prime Mover-level Data | Estimated using an emission factor
2018 | IA | West Diesel Generation Unit | 56517 | East | IC | SB | NA | DFO |  | 9 | 0.001395 | 0.31 | EIA Prime Mover-level Data | Estimated using an emission factor
2018 | IA | West Diesel Generation Unit | 56517 | West | IC | SB | NA | DFO |  | 9 | 0.001395 | 0.31 | EIA Prime Mover-level Data | Estimated using an emission factor
2018 | IA | West Dubuque Solar | 60951 | PV1 | PV | OP | NA | SUN |  | 25994 |  |  | EIA Prime Mover-level Data
2018 | IA | West Liberty | 1200 | 1 | IC | RE | NA | DFO
2018 | IA | West Liberty | 1200 | 2 | IC | SB | NA | DFO |  | 142 | 0.02201 | 0.31 | EIA Prime Mover-level Data | Estimated using an emission factor
2018 | IA | West Liberty | 1200 | 3 | IC | SB | NA | DFO |  | 170 | 0.02635 | 0.31 | EIA Prime Mover-level Data | Estimated using an emission factor
2018 | IA | West Liberty | 1200 | 5 | GT | SB | NA | DFO |  | 608 | 0.0052468 | 0.017259 | EIA Prime Mover-level Data | NEI avg EF - PM, fuel type, firing type
2018 | IA | West Liberty | 1200 | 6 | GT | SB | NA | DFO |  | 608 | 0.0052468 | 0.017259 | EIA Prime Mover-level Data | NEI avg EF - PM, fuel type, firing type
2018 | IA | West Liberty Wind Farm | 61057 | T1 | WT | P | NA | WND
2018 | IA | West Liberty Wind Farm | 61057 | T2 | WT | P | NA | WND
2018 | IA | West Receiving | 7853 | 1 | IC | OP | NA | DFO |  | 84 | 0.01302 | 0.31 | EIA Prime Mover-level Data | Estimated using an emission factor
2018 | IA | Whispering Willow North | 62079 | 1 | WT | T | NA | WND
2018 | IA | Whispering Willow Wind Farm - East | 56355 | 1 | WT | OP | NA | WND |  | 5315274 |  |  | EIA Prime Mover-level Data
2018 | IA | Whittemore | 1201 | 1 | IC | RE | NA | DFO
2018 | IA | Whittemore | 1201 | 2 | IC | RE | NA | DFO
2018 | IA | Whittemore | 1201 | 3 | IC | RE | NA | DFO
2018 | IA | Whittemore | 1201 | 4 | IC | SB | NA | DFO
2018 | IA | Wilton | 1202 | 1 | IC | RE | NA | DFO
2018 | IA | Wilton | 1202 | 5 | IC | OP | NA | DFO |  | 53 | 0.008215 | 0.31 | EIA Prime Mover-level Data | Estimated using an emission factor
2018 | IA | Wilton | 1202 | 6 | IC | OP | NA | DFO |  | 53 | 0.008215 | 0.31 | EIA Prime Mover-level Data | Estimated using an emission factor
2018 | IA | Wilton | 1202 | 7 | IC | OP | NA | DFO |  | 53 | 0.008215 | 0.31 | EIA Prime Mover-level Data | Estimated using an emission factor
2018 | IA | Wilton | 1202 | 8 | IC | OP | NA | DFO |  | 73 | 0.011315 | 0.31 | EIA Prime Mover-level Data | Estimated using an emission factor
2018 | IA | Wilton | 1202 | 9 | IC | OP | NA | DFO |  | 73 | 0.011315 | 0.31 | EIA Prime Mover-level Data | Estimated using an emission factor
2018 | IA | Wind GEM | 60541 | WT1 | WT | OP | NA | WND |  | 53120 |  |  | EIA Prime Mover-level Data
2018 | IA | Windwalkers LLC | 58071 | 1 | WT | OP | NA | WND |  | 41424 |  |  | EIA Prime Mover-level Data
2018 | IA | Winnebago Wind Power Project | 56764 | 1 | WT | OP | NA | WND |  | 498900 |  |  | EIA Prime Mover-level Data
2018 | IA | Winterset | 1203 | 2 | IC | OP | NA | DFO |  | 103 | 0.015965 | 0.31 | EIA Prime Mover-level Data | Estimated using an emission factor
2018 | IA | Winterset | 1203 | 3 | IC | OP | NA | DFO |  | 117 | 0.018135 | 0.31 | EIA Prime Mover-level Data | Estimated using an emission factor
2018 | IA | Winterset | 1203 | 4 | IC | OP | NA | DFO |  | 302 | 0.04681 | 0.31 | EIA Prime Mover-level Data | Estimated using an emission factor
2018 | IA | Winterset | 1203 | 5 | IC | OP | NA | DFO |  | 137 | 0.021235 | 0.31 | EIA Prime Mover-level Data | Estimated using an emission factor
2018 | IA | Winterset | 1203 | 6 | IC | OP | NA | DFO |  | 137 | 0.021235 | 0.31 | EIA Prime Mover-level Data | Estimated using an emission factor
2018 | IA | Winterset | 1203 | 7 | IC | OP | NA | DFO |  | 137 | 0.021235 | 0.31 | EIA Prime Mover-level Data | Estimated using an emission factor
2018 | IA | Wiota | 58461 | 1 | WT | OP | NA | WND |  | 49648 |  |  | EIA Prime Mover-level Data
2018 | IA | Wolverine | 57631 | 1 | WT | OP | NA | WND |  | 44121 |  |  | EIA Prime Mover-level Data
2018 | ID | Albeni Falls | 851 | 1 | HY | OP | NA | WAT |  | 508584 |  |  | EIA Prime Mover-level Data
2018 | ID | Albeni Falls | 851 | 2 | HY | OP | NA | WAT |  | 508584 |  |  | EIA Prime Mover-level Data
2018 | ID | Albeni Falls | 851 | 3 | HY | OP | NA | WAT |  | 508584 |  |  | EIA Prime Mover-level Data
2018 | ID | Amalgamated Sugar LLC Nampa | 54690 | 500 | ST | RE | NA | NG
2018 | ID | Amalgamated Sugar LLC Nampa | 54690 | 2250 | ST | OA | NA | NG |  | 823085 | 3.3139 | 0.0080524 | EIA Prime Mover-level Data | NEI avg EF - PM, fuel type
2018 | ID | Amalgamated Sugar LLC Nampa | 54690 | 6500 | ST | OP | NA | NG |  | 2244776 | 9.038 | 0.0080524 | EIA Prime Mover-level Data | NEI avg EF - PM, fuel type
2018 | ID | Amalgamated Sugar Twin Falls | 10504 | SB1 | ST | OP | NA | BIT |  | 1190959 | 26.491 | 0.044487 | EIA Unit-level Data | NEI avg EF - PM, fuel type
2018 | ID | Amalgamated Sugar Twin Falls | 10504 | SB2 | ST | OP | NA | NG |  | 1782894 | 7.1783 | 0.0080524 | EIA Unit-level Data | NEI avg EF - PM, fuel type
2018 | ID | American Falls | 809 | 1 | HY | OP | NA | WAT |  | 1487048 |  |  | EIA Prime Mover-level Data
2018 | ID | American Falls | 809 | 2 | HY | OP | NA | WAT |  | 1487048 |  |  | EIA Prime Mover-level Data
2018 | ID | American Falls | 809 | 3 | HY | OP | NA | WAT |  | 1487048 |  |  | EIA Prime Mover-level Data
2018 | ID | American Falls Solar | 60011 | IPAF | PV | OP | NA | SUN |  | 388481 |  |  | EIA Prime Mover-level Data
2018 | ID | American Falls Solar II | 60012 | IPAF2 | PV | OP | NA | SUN |  | 398758 |  |  | EIA Prime Mover-level Data
2018 | ID | Anderson Ranch | 6395 | 1 | HY | OP | NA | WAT |  | 666932 |  |  | EIA Prime Mover-level Data
2018 | ID | Anderson Ranch | 6395 | 2 | HY | OP | NA | WAT |  | 666932 |  |  | EIA Prime Mover-level Data
2018 | ID | Arrowrock Hydroelectric Project | 56997 | 1 | HY | OP | NA | WAT |  | 352192 |  |  | EIA Prime Mover-level Data
2018 | ID | Arrowrock Hydroelectric Project | 56997 | 2 | HY | OP | NA | WAT |  | 352192 |  |  | EIA Prime Mover-level Data
2018 | ID | Ashton | 825 | 1 | HY | OP | NA | WAT |  | 139863 |  |  | EIA Prime Mover-level Data
2018 | ID | Ashton | 825 | 2 | HY | OP | NA | WAT |  | 103602 |  |  | EIA Prime Mover-level Data
2018 | ID | Ashton | 825 | 3 | HY | OP | NA | WAT |  | 103602 |  |  | EIA Prime Mover-level Data
2018 | ID | Bannock County LFG to Energy | 59529 | GEN 2 | IC | P | NA | LFG
2018 | ID | Bannock County LFG to Energy | 59529 | GEN1 | IC | OP | NA | LFG |  | 111661 | 0.82071 | 0.0147 | EIA Prime Mover-level Data | Estimated using an emission factor
2018 | ID | Barber Dam | 10735 | GEN1 | HY | OP | NA | WAT |  | 110037 |  |  | EIA Prime Mover-level Data
2018 | ID | Bennett Creek Windfarm LLC - Mountain Home | 56637 | 1 | WT | OP | NA | WND |  | 396159 |  |  | EIA Prime Mover-level Data
2018 | ID | Bennett Mountain Power Project | 55733 | CT01 | GT | OP | CT | NG | 1,181.0 | 1647827 | 5.4362 | 0.006598 | EPA/CAMD | EPA/NEI | 2005
2018 | ID | Big Sky Dairy Digester | 57393 | GEN1 | IC | OP | NA | OBG |  | 30050 | 0.22087 | 0.0147 | EIA Prime Mover-level Data | Estimated using an emission factor
2018 | ID | Big Sky Dairy Digester | 57393 | GEN2 | IC | OP | NA | OBG |  | 30050 | 0.22087 | 0.0147 | EIA Prime Mover-level Data | Estimated using an emission factor
2018 | ID | Birch Creek Power | 10140 | GEN1 | HY | OP | NA | WAT |  | 116739 |  |  | EIA Prime Mover-level Data
2018 | ID | Black Canyon | 6396 | 1 | HY | OP | NA | WAT |  | 283634 |  |  | EIA Prime Mover-level Data
2018 | ID | Black Canyon | 6396 | 2 | HY | OP | NA | WAT |  | 283634 |  |  | EIA Prime Mover-level Data
2018 | ID | Black Canyon | 6396 | 3 | HY | IP | NA | WAT
2018 | ID | Blind Canyon Hydro | 54514 | 1 | HY | OP | NA | WAT |  | 40257 |  |  | EIA Prime Mover-level Data
2018 | ID | Bliss | 810 | 1 | HY | OP | NA | WAT |  | 1074383 |  |  | EIA Prime Mover-level Data
2018 | ID | Bliss | 810 | 2 | HY | OP | NA | WAT |  | 1074383 |  |  | EIA Prime Mover-level Data
2018 | ID | Bliss | 810 | 3 | HY | OP | NA | WAT |  | 1074383 |  |  | EIA Prime Mover-level Data
2018 | ID | Boise R Diversion | 6397 | 1 | HY | RE | NA | WAT
2018 | ID | Boise R Diversion | 6397 | 2 | HY | RE | NA | WAT
2018 | ID | Boise R Diversion | 6397 | 3 | HY | RE | NA | WAT
2018 | ID | Boise R Diversion | 6397 | 1A | HY | OP | NA | WAT |  | 29986 |  |  | EIA Prime Mover-level Data
2018 | ID | Boise R Diversion | 6397 | 2A | HY | OP | NA | WAT |  | 29986 |  |  | EIA Prime Mover-level Data
2018 | ID | Boise R Diversion | 6397 | 3A | HY | OP | NA | WAT |  | 29986 |  |  | EIA Prime Mover-level Data
2018 | ID | Brownlee | 811 | 1 | HY | OP | NA | WAT |  | 3675900 |  |  | EIA Prime Mover-level Data
2018 | ID | Brownlee | 811 | 2 | HY | OP | NA | WAT |  | 3675900 |  |  | EIA Prime Mover-level Data
2018 | ID | Brownlee | 811 | 3 | HY | OP | NA | WAT |  | 3675900 |  |  | EIA Prime Mover-level Data
2018 | ID | Brownlee | 811 | 4 | HY | OP | NA | WAT |  | 3675900 |  |  | EIA Prime Mover-level Data
2018 | ID | Brownlee | 811 | 5 | HY | OP | NA | WAT |  | 7351801 |  |  | EIA Prime Mover-level Data
2018 | ID | Burley Butte Windpark | 56434 | BBWP | WT | OP | NA | WND |  | 558906 |  |  | EIA Prime Mover-level Data
2018 | ID | Bypass | 50895 | GEN1 | HY | SB | NA | WAT |  | 84801 |  |  | EIA Prime Mover-level Data
2018 | ID | Bypass | 50895 | GEN2 | HY | SB | NA | WAT |  | 84801 |  |  | EIA Prime Mover-level Data
2018 | ID | Bypass | 50895 | GEN3 | HY | SB | NA | WAT |  | 84801 |  |  | EIA Prime Mover-level Data
2018 | ID | BYUI Central Energy Facility | 59496 | ST601 | GT | OP | NA | NG |  | 474246 | 1.3002 | 0.0054834 | EIA Prime Mover-level Data | NEI avg EF - PM, fuel type, firing type
2018 | ID | C J Strike | 812 | 1 | HY | OP | NA | WAT |  | 1728323 |  |  | EIA Prime Mover-level Data
2018 | ID | C J Strike | 812 | 2 | HY | OP | NA | WAT |  | 1728323 |  |  | EIA Prime Mover-level Data
2018 | ID | C J Strike | 812 | 3 | HY | OP | NA | WAT |  | 1728323 |  |  | EIA Prime Mover-level Data
2018 | ID | Cabinet Gorge | 833 | 1 | HY | OP | NA | WAT |  | 2367490 |  |  | EIA Prime Mover-level Data
2018 | ID | Cabinet Gorge | 833 | 2 | HY | OP | NA | WAT |  | 2917513 |  |  | EIA Prime Mover-level Data
2018 | ID | Cabinet Gorge | 833 | 3 | HY | OP | NA | WAT |  | 2917513 |  |  | EIA Prime Mover-level Data
2018 | ID | Cabinet Gorge | 833 | 4 | HY | OP | NA | WAT |  | 2367490 |  |  | EIA Prime Mover-level Data
2018 | ID | Camp Reed | 57125 | CRWP | WT | OP | NA | WND |  | 609299 |  |  | EIA Prime Mover-level Data
2018 | ID | Cargill B6 Biofactory | 57343 | 1 | IC | OP | NA | OBG |  | 71797 | 0.52771 | 0.0147 | EIA Prime Mover-level Data | Estimated using an emission factor
2018 | ID | Cargill B6 Biofactory | 57343 | 2 | IC | OP | NA | OBG |  | 71797 | 0.52771 | 0.0147 | EIA Prime Mover-level Data | Estimated using an emission factor
2018 | ID | Cargill Dry Creek Biofactory | 57344 | GS1 | IC | OP | NA | OBG |  | 43160 | 0.31723 | 0.0147 | EIA Prime Mover-level Data | Estimated using an emission factor
2018 | ID | Cargill Dry Creek Biofactory | 57344 | GS2 | IC | OP | NA | OBG |  | 43160 | 0.31723 | 0.0147 | EIA Prime Mover-level Data | Estimated using an emission factor
2018 | ID | Cargill Dry Creek Biofactory | 57344 | GS3 | IC | OP | NA | OBG |  | 43160 | 0.31723 | 0.0147 | EIA Prime Mover-level Data | Estimated using an emission factor
2018 | ID | Carter Solar One, LLC | 60896 | CRTON | PV | P | NA | SUN
2018 | ID | Cascade Dam | 813 | 1 | HY | OP | NA | WAT |  | 213720 |  |  | EIA Prime Mover-level Data
2018 | ID | Cascade Dam | 813 | 2 | HY | OP | NA | WAT |  | 213720 |  |  | EIA Prime Mover-level Data
2018 | ID | Cassia Gulch | 56935 | 1 | WT | OP | NA | WND |  | 392821 |  |  | EIA Prime Mover-level Data
2018 | ID | Cassia Wind | 56934 | 1 | WT | OP | NA | WND |  | 226756 |  |  | EIA Prime Mover-level Data
2018 | ID | Chester Diversion Hydroelectric Project | 56893 | 1 | HY | OP | NA | WAT |  | 16002 |  |  | EIA Prime Mover-level Data
2018 | ID | Chester Diversion Hydroelectric Project | 56893 | 2 | HY | OP | NA | WAT |  | 16002 |  |  | EIA Prime Mover-level Data
2018 | ID | Chester Diversion Hydroelectric Project | 56893 | 3 | HY | OP | NA | WAT |  | 16002 |  |  | EIA Prime Mover-level Data
2018 | ID | City Power Plant | 841 | 3 | HY | OP | NA | WAT |  | 424015 |  |  | EIA Prime Mover-level Data
2018 | ID | Clear Lake | 814 | 1 | HY | OP | NA | WAT |  | 157568 |  |  | EIA Prime Mover-level Data
2018 | ID | Clearwater Paper IPP Lewiston | 50637 | 1PWR | ST | OP | WALL | NG |  | 177723 | 0.63753 | 0.0071744 | EIA Unit-level Data | NEI avg EF - PM, fuel type, firing type
2018 | ID | Clearwater Paper IPP Lewiston | 50637 | 2PWR | ST | OP | WALL | NG |  | 0 | 0 |  | EIA Unit-level Data | NEI avg EF - PM, fuel type, firing type
2018 | ID | Clearwater Paper IPP Lewiston | 50637 | 4PWR | ST | OP | STOKER | WDS |  | 4839891 | 83.7622 | 0.034613 | EIA Unit-level Data | NEI avg EF - PM, fuel type, firing type
2018 | ID | Clearwater Paper IPP Lewiston | 50637 | 4REC | ST | OP | WALL | BLQ |  | 3128400 | 0.097293 | 6.22e-05 | EIA Unit-level Data | Estimated using an emission factor
2018 | ID | Clearwater Paper IPP Lewiston | 50637 | 5REC | ST | OP | CYCLONE | BLQ |  | 10287301 | 0.31994 | 6.22e-05 | EIA Unit-level Data | Estimated using an emission factor
2018 | ID | Clif Bar Bakery of Twin Falls | 62151 | PV1 | PV | U | NA | SUN
2018 | ID | Cold Springs Windfarm | 57431 | 1 | WT | OP | NA | WND |  | 435820 |  |  | EIA Prime Mover-level Data
2018 | ID | Cove | 826 | 1 | HY | RE | NA | WAT
2018 | ID | Crystal Springs | 10806 | GEN1 | HY | OP | NA | WAT |  | 101419 |  |  | EIA Prime Mover-level Data
2018 | ID | Desert Meadow Windfarm | 57430 | 1 | WT | OP | NA | WND |  | 548357 |  |  | EIA Prime Mover-level Data
2018 | ID | Dietrich Drop | 10807 | GEN1 | HY | OP | NA | WAT |  | 130570 |  |  | EIA Prime Mover-level Data
2018 | ID | Double A Digester | 57425 | 1 | IC | OP | NA | OBG |  | 92465 | 0.67962 | 0.0147 | EIA Prime Mover-level Data | Estimated using an emission factor
2018 | ID | Double A Digester | 57425 | 2 | IC | OP | NA | OBG |  | 92465 | 0.67962 | 0.0147 | EIA Prime Mover-level Data | Estimated using an emission factor
2018 | ID | Double A Digester | 57425 | 3 | IC | OP | NA | OBG |  | 92465 | 0.67962 | 0.0147 | EIA Prime Mover-level Data | Estimated using an emission factor
2018 | ID | Dry Creek Project | 54394 | GEN1 | HY | OP | NA | WAT |  | 116602 |  |  | EIA Prime Mover-level Data
2018 | ID | Dworshak | 840 | 1 | HY | OP | NA | WAT |  | 3228424 |  |  | EIA Prime Mover-level Data
2018 | ID | Dworshak | 840 | 2 | HY | OP | NA | WAT |  | 3228424 |  |  | EIA Prime Mover-level Data
2018 | ID | Dworshak | 840 | 3 | HY | OP | NA | WAT |  | 8118075 |  |  | EIA Prime Mover-level Data
2018 | ID | El Dorado Hydro Elk Creek | 50891 | GEN1 | HY | OP | NA | WAT |  | 30482 |  |  | EIA Prime Mover-level Data
2018 | ID | Evander Andrews Power Complex | 7953 | CT1 | GT | OP | CT | NG | 812.0 | 1240607 | 2.1809 | 0.0035158 | EPA/CAMD | EPA/NEI | 2008
2018 | ID | Evander Andrews Power Complex | 7953 | CT2 | GT | OP | CT | NG | 199.0 | 80181 | 0.099604 | 0.0024845 | EPA/CAMD | EPA/NEI | 2001
2018 | ID | Evander Andrews Power Complex | 7953 | CT3 | GT | OP | CT | NG | 151.0 | 59841 | 0.12181 | 0.0040712 | EPA/CAMD | EPA/NEI | 2001
2018 | ID | Falls River Hydro | 54668 | 1 | HY | OP | NA | WAT |  | 267102 |  |  | EIA Prime Mover-level Data
2018 | ID | Falls River Hydro | 54668 | 2 | HY | OP | NA | WAT |  | 267102 |  |  | EIA Prime Mover-level Data
2018 | ID | Fargo Drop | 58384 | GEN1 | HY | OP | NA | WAT |  | 35862 |  |  | EIA Prime Mover-level Data
2018 | ID | Felt | 6359 | 1 | HY | OP | NA | WAT |  | 99479 |  |  | EIA Prime Mover-level Data
2018 | ID | Felt | 6359 | 2 | HY | OP | NA | WAT |  | 99479 |  |  | EIA Prime Mover-level Data
2018 | ID | Felt | 6359 | 4 | HY | OP | NA | WAT |  | 33160 |  |  | EIA Prime Mover-level Data
2018 | ID | Felt | 6359 | 5 | HY | OP | NA | WAT |  | 40529 |  |  | EIA Prime Mover-level Data
2018 | ID | Fighting Creek LFGTE Plant | 57902 | G-123 | IC | OP | NA | LFG |  | 81688 | 0.60041 | 0.0147 | EIA Prime Mover-level Data | Estimated using an emission factor
2018 | ID | Fighting Creek LFGTE Plant | 57902 | G-162 | IC | OP | NA | LFG |  | 81688 | 0.60041 | 0.0147 | EIA Prime Mover-level Data | Estimated using an emission factor
2018 | ID | Ford Hydro LP | 54674 | GEN1 | HY | OP | NA | WAT |  | 13075 |  |  | EIA Prime Mover-level Data
2018 | ID | Ford Hydro LP | 54674 | GEN2 | HY | OP | NA | WAT |  | 13075 |  |  | EIA Prime Mover-level Data
2018 | ID | Ford Hydro LP | 54674 | GEN3 | HY | OP | NA | WAT |  | 13075 |  |  | EIA Prime Mover-level Data
2018 | ID | Fossil Gulch | 56308 | 1 | WT | OP | NA | WND |  | 239204 |  |  | EIA Prime Mover-level Data
2018 | ID | Gem State | 790 | 1 | HY | OP | NA | WAT |  | 1318580 |  |  | EIA Prime Mover-level Data
2018 | ID | Golden Valley Wind Park LLC | 56435 | GVWP | WT | OP | NA | WND |  | 298222 |  |  | EIA Prime Mover-level Data
2018 | ID | Goshen Phase II | 57211 | 1 | WT | OP | NA | WND |  | 3404205 |  |  | EIA Prime Mover-level Data
2018 | ID | Grace | 827 | 3 | HY | OP | NA | WAT |  | 376549 |  |  | EIA Prime Mover-level Data
2018 | ID | Grace | 827 | 4 | HY | OP | NA | WAT |  | 376549 |  |  | EIA Prime Mover-level Data
2018 | ID | Grace | 827 | 5 | HY | OP | NA | WAT |  | 376549 |  |  | EIA Prime Mover-level Data
2018 | ID | Grand View Solar Two | 60068 | GVS2 | PV | OP | NA | SUN |  | 1247042 |  |  | EIA Prime Mover-level Data
2018 | ID | Grand View Solar Two | 60068 | GVS5 | PV | OP | NA | SUN |  | 415681 |  |  | EIA Prime Mover-level Data
2018 | ID | Hammett Hill Windfarm | 57428 | 1 | WT | OP | NA | WND |  | 519606 |  |  | EIA Prime Mover-level Data
2018 | ID | Hazelton B Hydro | 54558 | U1 | HY | OP | NA | WAT |  | 105528 |  |  | EIA Prime Mover-level Data
2018 | ID | Hazelton B Hydro | 54558 | U2 | HY | OP | NA | WAT |  | 105528 |  |  | EIA Prime Mover-level Data
2018 | ID | Head of U Canal Hydro Project | 61217 | HY1 | HY | OP | NA | WAT |  | 38962 |  |  | EIA Prime Mover-level Data
2018 | ID | Hidden Hollow Energy | 57861 | UNT1 | IC | OP | NA | LFG |  | 30580 | 0.22476 | 0.0147 | EIA Prime Mover-level Data | Estimated using an emission factor
2018 | ID | Hidden Hollow Energy | 57861 | UNT2 | IC | OP | NA | LFG |  | 30580 | 0.22476 | 0.0147 | EIA Prime Mover-level Data | Estimated using an emission factor
2018 | ID | High Mesa | 58019 | 1 | WT | OP | NA | WND |  | 879859 |  |  | EIA Prime Mover-level Data
2018 | ID | Horse Butte Wind I, LLC | 57890 | 1 | WT | OP | NA | WND |  | 1455589 |  |  | EIA Prime Mover-level Data
2018 | ID | Horseshoe Bend Hydroelectric Co | 54524 | GEN1 | HY | OP | NA | WAT |  | 202702 |  |  | EIA Prime Mover-level Data
2018 | ID | Horseshoe Bend Hydroelectric Co | 54524 | GEN2 | HY | OP | NA | WAT |  | 202702 |  |  | EIA Prime Mover-level Data
2018 | ID | ID Solar | 60445 | INV1 | PV | OP | NA | SUN |  | 886707 |  |  | EIA Prime Mover-level Data
2018 | ID | Island Park | 4204 | HY1 | HY | OP | NA | WAT |  | 79172 |  |  | EIA Prime Mover-level Data
2018 | ID | Island Park | 4204 | HY2 | HY | OP | NA | WAT |  | 79172 |  |  | EIA Prime Mover-level Data
2018 | ID | Jackpot Solar East, LLC | 60899 | JPTEA | PV | P | NA | SUN
2018 | ID | Jackpot Solar North, LLC | 60897 | JPTNO | PV | P | NA | SUN
2018 | ID | Jackpot Solar South, LLC | 60898 | JPTSO | PV | P | NA | SUN
2018 | ID | Jackpot Solar West, LLC | 60900 | JPTWE | PV | P | NA | SUN
2018 | ID | K W Company | 55007 | LS1 | HY | RE | NA | WAT |  | 216 |  |  | EIA Prime Mover-level Data
2018 | ID | K W Company | 55007 | LS2 | HY | RE | NA | WAT |  | 216 |  |  | EIA Prime Mover-level Data
2018 | ID | K W Company | 55007 | LS3 | HY | RE | NA | WAT |  | 216 |  |  | EIA Prime Mover-level Data
2018 | ID | K W Company | 55007 | LS4 | HY | RE | NA | WAT |  | 216 |  |  | EIA Prime Mover-level Data
2018 | ID | K W Company | 55007 | LS5 | HY | RE | NA | WAT |  | 216 |  |  | EIA Prime Mover-level Data
2018 | ID | K W Company | 55007 | UE5 | HY | RE | NA | WAT |  | 216 |  |  | EIA Prime Mover-level Data
2018 | ID | K W Company | 55007 | UW1 | HY | RE | NA | WAT |  | 431 |  |  | EIA Prime Mover-level Data
2018 | ID | K W Company | 55007 | UW2 | HY | RE | NA | WAT |  | 431 |  |  | EIA Prime Mover-level Data
2018 | ID | K W Company | 55007 | UW3 | HY | RE | NA | WAT |  | 431 |  |  | EIA Prime Mover-level Data
2018 | ID | K W Company | 55007 | UW4 | HY | RE | NA | WAT |  | 431 |  |  | EIA Prime Mover-level Data
2018 | ID | Kettle Butte Digester, LLC | 57345 | 1 | IC | OP | NA | OBG |  | 45000 | 0.33075 | 0.0147 | EIA Prime Mover-level Data | Estimated using an emission factor
2018 | ID | Kettle Butte Digester, LLC | 57345 | 2 | IC | OP | NA | OBG |  | 45000 | 0.33075 | 0.0147 | EIA Prime Mover-level Data | Estimated using an emission factor
2018 | ID | Koyle Ranch Hydroelectric Project | 10781 | GEN1 | HY | OP | NA | WAT |  | 4784 |  |  | EIA Prime Mover-level Data
2018 | ID | Koyle Ranch Hydroelectric Project | 10781 | GEN2 | HY | OP | NA | WAT |  | 7175 |  |  | EIA Prime Mover-level Data
2018 | ID | Koyle Ranch Hydroelectric Project | 10781 | GEN3 | HY | OP | NA | WAT |  | 19134 |  |  | EIA Prime Mover-level Data
2018 | ID | Langley Gulch Power Plant | 57028 | CT1 | CT | OP | CC | NG | 4,320.0 | 7851126 | 30.8999 | 0.0078714 | EPA/CAMD | EPA/NEI | 2012
2018 | ID | Last Chance | 987 | 1 | HY | OP | NA | WAT |  | 4884 |  |  | EIA Prime Mover-level Data
2018 | ID | Last Chance | 987 | 2 | HY | OP | NA | WAT |  | 12210 |  |  | EIA Prime Mover-level Data
2018 | ID | Last Chance | 987 | 3 | HY | OP | NA | WAT |  | 24421 |  |  | EIA Prime Mover-level Data
2018 | ID | Lateral 10 Ventures | 54753 | GEN1 | HY | OP | NA | WAT |  | 64936 |  |  | EIA Prime Mover-level Data
2018 | ID | Little Mac Project | 10049 | 1 | HY | OP | NA | WAT |  | 11157 |  |  | EIA Prime Mover-level Data
2018 | ID | Little Mac Project | 10049 | 2 | HY | OP | NA | WAT |  | 14876 |  |  | EIA Prime Mover-level Data
2018 | ID | Little Mac Project | 10049 | 3 | HY | OP | NA | WAT |  | 14876 |  |  | EIA Prime Mover-level Data
2018 | ID | Little Mac Project | 10049 | 4 | HY | OP | NA | WAT |  | 14876 |  |  | EIA Prime Mover-level Data
2018 | ID | Little Wood Hydro Project | 54386 | GEN1 | HY | SB | NA | WAT |  | 59294 |  |  | EIA Prime Mover-level Data
2018 | ID | Low Line Rapids | 10808 | GEN1 | HY | OP | NA | WAT |  | 89036 |  |  | EIA Prime Mover-level Data
2018 | ID | Lower Malad | 815 | 1 | HY | OP | NA | WAT |  | 905736 |  |  | EIA Prime Mover-level Data
2018 | ID | Lower No 1 | 7012 | 2 | HY | OP | NA | WAT |  | 386049 |  |  | EIA Prime Mover-level Data
2018 | ID | Lower No 2 | 843 | 1 | HY | OP | NA | WAT |  | 109735 |  |  | EIA Prime Mover-level Data
2018 | ID | Lower Salmon | 816 | 1 | HY | OP | NA | WAT |  | 746379 |  |  | EIA Prime Mover-level Data
2018 | ID | Lower Salmon | 816 | 2 | HY | OP | NA | WAT |  | 746379 |  |  | EIA Prime Mover-level Data
2018 | ID | Lower Salmon | 816 | 3 | HY | OP | NA | WAT |  | 746379 |  |  | EIA Prime Mover-level Data
2018 | ID | Lower Salmon | 816 | 4 | HY | OP | NA | WAT |  | 746379 |  |  | EIA Prime Mover-level Data
2018 | ID | Lucky Peak Power Plant Project | 10014 | U131 | HY | OP | NA | WAT |  | 1409203 |  |  | EIA Prime Mover-level Data
2018 | ID | Lucky Peak Power Plant Project | 10014 | U132 | HY | OP | NA | WAT |  | 1409203 |  |  | EIA Prime Mover-level Data
2018 | ID | Lucky Peak Power Plant Project | 10014 | U133 | HY | OP | NA | WAT |  | 350735 |  |  | EIA Prime Mover-level Data
2018 | ID | Magic Dam Hydroelectric Project | 10740 | GEN1 | HY | OP | NA | WAT |  | 60693 |  |  | EIA Prime Mover-level Data
2018 | ID | Magic Dam Hydroelectric Project | 10740 | GEN2 | HY | OP | NA | WAT |  | 60693 |  |  | EIA Prime Mover-level Data
2018 | ID | Magic Dam Hydroelectric Project | 10740 | GEN3 | HY | OP | NA | WAT |  | 60693 |  |  | EIA Prime Mover-level Data
2018 | ID | Mainline Windfarm | 57429 | 1 | WT | OP | NA | WND |  | 525424 |  |  | EIA Prime Mover-level Data
2018 | ID | Marco Ranch | 50323 | 1 | HY | OP | NA | WAT |  | 6848 |  |  | EIA Prime Mover-level Data
2018 | ID | Marco Ranch | 50323 | 2 | HY | OP | NA | WAT |  | 6848 |  |  | EIA Prime Mover-level Data
2018 | ID | Marco Ranch | 50323 | 3 | HY | OP | NA | WAT |  | 6848 |  |  | EIA Prime Mover-level Data
2018 | ID | Marco Ranch | 50323 | 4 | HY | OP | NA | WAT |  | 6848 |  |  | EIA Prime Mover-level Data
2018 | ID | Marsh Valley Development | 50972 | 1 | HY | OP | NA | WAT |  | 62613 |  |  | EIA Prime Mover-level Data
2018 | ID | Meadow Creek Project Company | 58106 | MCPC | WT | OP | NA | WND |  | 2229552 |  |  | EIA Prime Mover-level Data
2018 | ID | Mile 28 Water Power Project | 54812 | 1 | HY | OP | NA | WAT |  | 18684 |  |  | EIA Prime Mover-level Data
2018 | ID | Mile 28 Water Power Project | 54812 | 2 | HY | OP | NA | WAT |  | 18684 |  |  | EIA Prime Mover-level Data
2018 | ID | Milner Dam Wind Park LLC | 56437 | MDWP | WT | OP | NA | WND |  | 516180 |  |  | EIA Prime Mover-level Data
2018 | ID | Milner Hydro | 7190 | 1 | HY | OP | NA | WAT |  | 2102899 |  |  | EIA Prime Mover-level Data
2018 | ID | Milner Hydro | 7190 | 2 | HY | OP | NA | WAT |  | 546032 |  |  | EIA Prime Mover-level Data
2018 | ID | Milner Hydro | 7190 | 3 | HY | OP | NA | WAT |  | 36101 |  |  | EIA Prime Mover-level Data
2018 | ID | Minidoka | 6398 | 6 | HY | OP | NA | WAT |  | 43238 |  |  | EIA Prime Mover-level Data
2018 | ID | Minidoka | 6398 | 7 | HY | OP | NA | WAT |  | 80071 |  |  | EIA Prime Mover-level Data
2018 | ID | Minidoka | 6398 | 8 | HY | OP | NA | WAT |  | 160141 |  |  | EIA Prime Mover-level Data
2018 | ID | Minidoka | 6398 | 9 | HY | OP | NA | WAT |  | 160141 |  |  | EIA Prime Mover-level Data
2018 | ID | Mink Creek Hydro | 10325 | GEN1 | HY | OP | NA | WAT |  | 84661 |  |  | EIA Prime Mover-level Data
2018 | ID | Mora Drop Hydroelectric Project | 56498 | 1 | HY | OP | NA | WAT |  | 39753 |  |  | EIA Prime Mover-level Data
2018 | ID | Mountain Home | 56636 | 1 | WT | OP | NA | WND |  | 348026 |  |  | EIA Prime Mover-level Data
2018 | ID | Moyie Springs | 6506 | 1 | HY | OP | NA | WAT |  | 55827 |  |  | EIA Prime Mover-level Data
2018 | ID | Moyie Springs | 6506 | 2 | HY | OP | NA | WAT |  | 22331 |  |  | EIA Prime Mover-level Data
2018 | ID | Moyie Springs | 6506 | 3 | HY | OP | NA | WAT |  | 55827 |  |  | EIA Prime Mover-level Data
2018 | ID | Moyie Springs | 6506 | 4 | HY | OP | NA | WAT |  | 83740 |  |  | EIA Prime Mover-level Data
2018 | ID | Mt. Home Solar 1, LLC | 59695 | MHPV1 | PV | OP | NA | SUN |  | 431501 |  |  | EIA Prime Mover-level Data
2018 | ID | Murphy Flat Solar | 60009 | IPMF | PV | OP | NA | SUN |  | 417194 |  |  | EIA Prime Mover-level Data
2018 | ID | North Gooding Main Hydro | 61688 | NGM1 | HY | OP | NA | WAT |  | 43394 |  |  | EIA Prime Mover-level Data
2018 | ID | Notch Butte Hydro | 50718 | HYD1 | HY | OP | NA | WAT |  | 34804 |  |  | EIA Prime Mover-level Data
2018 | ID | Oneida | 829 | 1 | HY | OP | NA | WAT |  | 188132 |  |  | EIA Prime Mover-level Data
2018 | ID | Oneida | 829 | 2 | HY | OP | NA | WAT |  | 188132 |  |  | EIA Prime Mover-level Data
2018 | ID | Oneida | 829 | 3 | HY | OP | NA | WAT |  | 188132 |  |  | EIA Prime Mover-level Data
2018 | ID | Orchard Ranch Solar | 60010 | IPOR | PV | OP | NA | SUN |  | 435284 |  |  | EIA Prime Mover-level Data
2018 | ID | Oregon Trail Wind Park | 56439 | OTWP | WT | OP | NA | WND |  | 345270 |  |  | EIA Prime Mover-level Data
2018 | ID | Palisades Dam | 850 | 1 | HY | OP | NA | WAT |  | 1885621 |  |  | EIA Prime Mover-level Data
2018 | ID | Palisades Dam | 850 | 2 | HY | OP | NA | WAT |  | 1885621 |  |  | EIA Prime Mover-level Data
2018 | ID | Palisades Dam | 850 | 3 | HY | OP | NA | WAT |  | 1885621 |  |  | EIA Prime Mover-level Data
2018 | ID | Palisades Dam | 850 | 4 | HY | OP | NA | WAT |  | 1885621 |  |  | EIA Prime Mover-level Data
2018 | ID | Payne's Ferry | 57124 | PFWP | WT | OP | NA | WND |  | 574380 |  |  | EIA Prime Mover-level Data
2018 | ID | Pilgrim Stage Wind Park | 56440 | PSWP | WT | OP | NA | WND |  | 305379 |  |  | EIA Prime Mover-level Data
2018 | ID | Plummer Cogen | 55090 | GEN1 | ST | OP | NA | WDS |  | 722528 | 8.2412 | 0.022812 | EIA Prime Mover-level Data | NEI avg EF - PM, fuel type
2018 | ID | Post Falls | 835 | 1 | HY | OP | NA | WAT |  | 100288 |  |  | EIA Prime Mover-level Data
2018 | ID | Post Falls | 835 | 2 | HY | OP | NA | WAT |  | 100288 |  |  | EIA Prime Mover-level Data
2018 | ID | Post Falls | 835 | 3 | HY | OP | NA | WAT |  | 100288 |  |  | EIA Prime Mover-level Data
2018 | ID | Post Falls | 835 | 4 | HY | OP | NA | WAT |  | 100288 |  |  | EIA Prime Mover-level Data
2018 | ID | Post Falls | 835 | 5 | HY | OP | NA | WAT |  | 100288 |  |  | EIA Prime Mover-level Data
2018 | ID | Post Falls | 835 | 6 | HY | OA | NA | WAT |  | 159550 |  |  | EIA Prime Mover-level Data
2018 | ID | Power County Wind Park North | 57761 | PCWPN | WT | OP | NA | WND |  | 595935 |  |  | EIA Prime Mover-level Data
2018 | ID | Power County Wind Park South | 57760 | PCWPS | WT | OP | NA | WND |  | 522835 |  |  | EIA Prime Mover-level Data
2018 | ID | Raft River Geothermal Power Plant | 56317 | 1 | BT | OP | NA | GEO |  | 757815 |  |  | EIA Prime Mover-level Data
2018 | ID | Raft River Geothermal Power Plant | 56317 | 2 | BT | IP | NA | GEO
2018 | ID | Rathdrum Combustion Turbine Project | 7456 | 1 | GT | OP | CT | NG | 1,014.0 | 668396 | 1.5 | 0.0044884 | EPA/CAMD | EPA/NEI | 1995
2018 | ID | Rathdrum Combustion Turbine Project | 7456 | 2 | GT | OP | CT | NG | 1,299.0 | 794450 | 2.4 | 0.0060419 | EPA/CAMD | EPA/NEI | 1995
2018 | ID | Rathdrum Power, LLC | 55179 | CTGEN1 | CT | OP | CC | NG | 6,857.0 | 11256502 | 32.3986 | 0.0057564 | EPA/CAMD | NEI avg EF - PM, fuel type, firing type | 2001
2018 | ID | Rock Creek Dairy | 58142 | CHP1 | IC | OP | NA | OBG |  | 42813 | 0.31468 | 0.0147 | EIA Prime Mover-level Data | Estimated using an emission factor
2018 | ID | Rock Creek Dairy | 58142 | CHP2 | IC | OP | NA | OBG |  | 42813 | 0.31468 | 0.0147 | EIA Prime Mover-level Data | Estimated using an emission factor
2018 | ID | Rock Creek I | 50987 | GEN1 | HY | OP | NA | WAT |  | 98573 |  |  | EIA Prime Mover-level Data
2018 | ID | Rock Creek II | 10809 | GEN1 | HY | OP | NA | WAT |  | 43118 |  |  | EIA Prime Mover-level Data
2018 | ID | Rockland Wind Farm | 57766 | RLWF | WT | OP | NA | WND |  | 3156487 |  |  | EIA Prime Mover-level Data
2018 | ID | Ryegrass Windfarm | 57427 | 1 | WT | OP | NA | WND |  | 495027 |  |  | EIA Prime Mover-level Data
2018 | ID | S E Hazelton A | 50896 | GEN1 | HY | SB | NA | WAT |  | 72859 |  |  | EIA Prime Mover-level Data
2018 | ID | S E Hazelton A | 50896 | GEN2 | HY | SB | NA | WAT |  | 72859 |  |  | EIA Prime Mover-level Data
2018 | ID | S E Hazelton A | 50896 | GEN3 | HY | SB | NA | WAT |  | 72859 |  |  | EIA Prime Mover-level Data
2018 | ID | Salmon Diesel | 817 | 1 | IC | SB | NA | DFO |  | 224 | 0.03472 | 0.31 | EIA Prime Mover-level Data | Estimated using an emission factor
2018 | ID | Salmon Diesel | 817 | 2 | IC | SB | NA | DFO |  | 224 | 0.03472 | 0.31 | EIA Prime Mover-level Data | Estimated using an emission factor
2018 | ID | Salmon Falls Wind Park | 56441 | SFWP | WT | OP | NA | WND |  | 592779 |  |  | EIA Prime Mover-level Data
2018 | ID | Sawtooth Wind Project | 57749 | ST | WT | OP | NA | WND |  | 485853 |  |  | EIA Prime Mover-level Data
2018 | ID | Shoshone Falls | 818 | 1 | HY | RE | NA | WAT
2018 | ID | Shoshone Falls | 818 | 2 | HY | RE | NA | WAT
2018 | ID | Shoshone Falls | 818 | 3 | HY | OP | NA | WAT |  | 754524 |  |  | EIA Prime Mover-level Data
2018 | ID | Shoshone Falls | 818 | 4 | HY | U | NA | WAT
2018 | ID | Simcoe Solar | 60748 | IDSS | PV | OP | NA | SUN |  | 448635 |  |  | EIA Prime Mover-level Data
2018 | ID | Simplot Leasing Don Plant | 50274 | GEN1 | ST | OP | NA | WH |  | 583296 |  |  | EIA Prime Mover-level Data
2018 | ID | Smith Falls Hydro Project | 54249 | GEN1 | HY | OP | NA | WAT |  | 241366 |  |  | EIA Prime Mover-level Data
2018 | ID | Smith Falls Hydro Project | 54249 | GEN2 | HY | OP | NA | WAT |  | 241366 |  |  | EIA Prime Mover-level Data
2018 | ID | Smith Falls Hydro Project | 54249 | GEN3 | HY | OP | NA | WAT |  | 28159 |  |  | EIA Prime Mover-level Data
2018 | ID | Soda | 831 | 1 | HY | OP | NA | WAT |  | 140490 |  |  | EIA Prime Mover-level Data
2018 | ID | Soda | 831 | 2 | HY | OP | NA | WAT |  | 131124 |  |  | EIA Prime Mover-level Data
2018 | ID | South Forks Hydro | 10296 | GEN1 | HY | OP | NA | WAT |  | 135020 |  |  | EIA Prime Mover-level Data
2018 | ID | South Forks Hydro | 10296 | GEN2 | HY | OP | NA | WAT |  | 135020 |  |  | EIA Prime Mover-level Data
2018 | ID | Swan Falls | 819 | 1 | HY | OP | NA | WAT |  | 564071 |  |  | EIA Prime Mover-level Data
2018 | ID | Swan Falls | 819 | 2 | HY | OP | NA | WAT |  | 564071 |  |  | EIA Prime Mover-level Data
2018 | ID | Tamarack Energy Partnership | 50099 | GEN1 | ST | OP | NA | WDS |  | 637798 | 7.2748 | 0.022812 | EIA Prime Mover-level Data | NEI avg EF - PM, fuel type
2018 | ID | Thousand Springs | 820 | 1 | HY | RE | NA | WAT
2018 | ID | Thousand Springs | 820 | 2 | HY | RE | NA | WAT
2018 | ID | Thousand Springs | 820 | 3 | HY | OA | NA | WAT |  | 278674 |  |  | EIA Prime Mover-level Data
2018 | ID | Thousand Springs Wind Park | 56442 | TSWP | WT | OP | NA | WND |  | 296472 |  |  | EIA Prime Mover-level Data
2018 | ID | Tuana Gulch Wind Park | 56443 | TGWP | WT | OP | NA | WND |  | 272474 |  |  | EIA Prime Mover-level Data
2018 | ID | Tuana Springs | 57136 | 1 | WT | OP | NA | WND |  | 302288 |  |  | EIA Prime Mover-level Data
2018 | ID | Twin Falls (ID) | 821 | 1 | HY | OP | NA | WAT |  | 380833 |  |  | EIA Prime Mover-level Data
2018 | ID | Twin Falls (ID) | 821 | 2 | HY | OP | NA | WAT |  | 2008439 |  |  | EIA Prime Mover-level Data
2018 | ID | Two Ponds Windfarm | 57444 | 1 | WT | OP | NA | WND |  | 540187 |  |  | EIA Prime Mover-level Data
2018 | ID | UAMPS Carbon Free Power Plant | 61075 | NPM1 | ST | P | NA | NUC
2018 | ID | UAMPS Carbon Free Power Plant | 61075 | NPM10 | ST | P | NA | NUC
2018 | ID | UAMPS Carbon Free Power Plant | 61075 | NPM11 | ST | P | NA | NUC
2018 | ID | UAMPS Carbon Free Power Plant | 61075 | NPM12 | ST | P | NA | NUC
2018 | ID | UAMPS Carbon Free Power Plant | 61075 | NPM2 | ST | P | NA | NUC
2018 | ID | UAMPS Carbon Free Power Plant | 61075 | NPM3 | ST | P | NA | NUC
2018 | ID | UAMPS Carbon Free Power Plant | 61075 | NPM4 | ST | P | NA | NUC
2018 | ID | UAMPS Carbon Free Power Plant | 61075 | NPM5 | ST | P | NA | NUC
2018 | ID | UAMPS Carbon Free Power Plant | 61075 | NPM6 | ST | P | NA | NUC
2018 | ID | UAMPS Carbon Free Power Plant | 61075 | NPM7 | ST | P | NA | NUC
2018 | ID | UAMPS Carbon Free Power Plant | 61075 | NPM8 | ST | P | NA | NUC
2018 | ID | UAMPS Carbon Free Power Plant | 61075 | NPM9 | ST | P | NA | NUC
2018 | ID | Upper Malad | 823 | 1 | HY | OP | NA | WAT |  | 334604 |  |  | EIA Prime Mover-level Data
2018 | ID | Upper Power Plant | 844 | 4 | HY | OP | NA | WAT |  | 477947 |  |  | EIA Prime Mover-level Data
2018 | ID | Upper Salmon A | 822 | 1 | HY | OP | NA | WAT |  | 575190 |  |  | EIA Prime Mover-level Data
2018 | ID | Upper Salmon A | 822 | 2 | HY | OP | NA | WAT |  | 575190 |  |  | EIA Prime Mover-level Data
2018 | ID | Upper Salmon B | 7079 | 1 | HY | OP | NA | WAT |  | 538671 |  |  | EIA Prime Mover-level Data
2018 | ID | Upper Salmon B | 7079 | 2 | HY | OP | NA | WAT |  | 545240 |  |  | EIA Prime Mover-level Data
2018 | ID | Wilson Lake Hydroelectric Project | 54306 | 1 | HY | OP | NA | WAT |  | 121598 |  |  | EIA Prime Mover-level Data
2018 | ID | Wilson Lake Hydroelectric Project | 54306 | 2 | HY | OP | NA | WAT |  | 121598 |  |  | EIA Prime Mover-level Data
2018 | ID | Wolverine Creek | 56301 | 1 | WT | OP | NA | WND |  | 1562442 |  |  | EIA Prime Mover-level Data
2018 | ID | Yahoo Creek | 57126 | YCWP | WT | OP | NA | WND |  | 576968 |  |  | EIA Prime Mover-level Data
2018 | IL | 1515 S Caron Road | 7770 | GT1 | GT | OP | NA | NG |  | 3912 | 0.010726 | 0.0054834 | EIA Prime Mover-level Data | NEI avg EF - PM, fuel type, firing type
2018 | IL | Adkins Energy LLC | 58136 | S5MW | GT | OP | NA | NG |  | 393843 | 1.0798 | 0.0054834 | EIA Prime Mover-level Data | NEI avg EF - PM, fuel type, firing type
2018 | IL | Agriwind | 56408 | AWND1 | WT | OP | NA | WND |  | 189252 |  |  | EIA Prime Mover-level Data
2018 | IL | Alsey Station | 7818 | ACT1 | GT | OP | CT | NG | 58.0 | 12482 | 0.04332 | 0.0069412 | EPA/CAMD | EPA/NEI | 1999
2018 | IL | Alsey Station | 7818 | ACT2 | GT | OP | CT | NG | 96.0 | 17251 | 0.06293 | 0.0072958 | EPA/CAMD | EPA/NEI | 1999
2018 | IL | Alsey Station | 7818 | ACT5 | GT | OP | CT | NG | 106.0 | 10505 | 0.03938 | 0.0074974 | EPA/CAMD | EPA/NEI | 1999
2018 | IL | Alsey Station | 7818 | ACT6 | GT | OP | CT | NG | 484.0 | 164416 | 0.66341 | 0.0080699 | EPA/CAMD | EPA/NEI | 2016
2018 | IL | Altamont | 7990 | 1 | IC | SB | NA | DFO |  | 187 | 0.028985 | 0.31 | EIA Prime Mover-level Data | Estimated using an emission factor
2018 | IL | Altamont | 7990 | 2 | IC | SB | NA | DFO |  | 187 | 0.028985 | 0.31 | EIA Prime Mover-level Data | Estimated using an emission factor
2018 | IL | Altamont | 7990 | 3 | IC | SB | NA | DFO |  | 187 | 0.028985 | 0.31 | EIA Prime Mover-level Data | Estimated using an emission factor
2018 | IL | Altamont | 7990 | 4 | IC | SB | NA | DFO |  | 187 | 0.028985 | 0.31 | EIA Prime Mover-level Data | Estimated using an emission factor
2018 | IL | Archer Daniels Midland Co. | 10865 | FBC1 | ST | OP | FLUIDIZED | BIT | 8,398.0 | 2879923 | 17.4762 | 0.012137 | EIA Prime Mover-level Data | EPA/NEI | 1987
2018 | IL | Archer Daniels Midland Co. | 10865 | FBC2 | ST | OP | FLUIDIZED | BIT | 8,304.0 | 2879923 | 19.2041 | 0.013337 | EIA Prime Mover-level Data | EPA/NEI | 1987
2018 | IL | Archer Daniels Midland Co. | 10865 | FBC3 | ST | OP | FLUIDIZED | BIT | 8,008.0 | 2911922 | 18.2922 | 0.012564 | EIA Prime Mover-level Data | EPA/NEI | 1987
2018 | IL | Archer Daniels Midland Co. | 10865 | FBC4 | ST | OP | FLUIDIZED | BIT | 8,111.0 | 2879923 | 12.2789 | 0.0085272 | EIA Prime Mover-level Data | EPA/NEI | 1987
2018 | IL | Archer Daniels Midland Co. | 10865 | FBC5 | ST | OP | FLUIDIZED | BIT | 8,020.0 | 2911922 | 12.0651 | 0.0082867 | EIA Prime Mover-level Data | EPA/NEI | 1987
2018 | IL | Archer Daniels Midland Co. | 10865 | FBC6 | ST | OP | FLUIDIZED | BIT | 7,273.0 | 3052718 | 10.9 | 0.0071412 | EIA Prime Mover-level Data | EPA/NEI | 1991
2018 | IL | Archer Daniels Midland Co. | 10865 | FBC7 | ST | OP | FLUIDIZED | BIT | 7,466.0 | 3103917 | 16.788 | 0.010817 | EIA Prime Mover-level Data | EPA/NEI | 1996
2018 | IL | Archer Daniels Midland Co. | 10865 | FBC8 | ST | OP | FLUIDIZED | BIT | 8,372.0 | 6719821 | 16.2287 | 0.0048301 | EIA Prime Mover-level Data | EPA/NEI | 1997
2018 | IL | Archer Daniels Midland Co. | 10865 | FBC9 | ST | OP | FLUIDIZED | BIT | 8,093.0 | 8874579 | 17.5749 | 0.0039607 | EPA/CAMD | EPA/NEI | 2001
2018 | IL | Archer Daniels Midland Co. | 10865 | GB1 | ST | OP | OTHER BOILER | NG | 1,033.0 | 92722 | 0.31535 | 0.0068021 | EPA/CAMD | NEI avg EF - PM, fuel type, firing type | 1995
2018 | IL | Archer Daniels Midland Co. | 10865 | GB2 | ST | OP | OTHER BOILER | NG | 1,375.0 | 110248 | 0.37496 | 0.0068021 | EPA/CAMD | NEI avg EF - PM, fuel type, firing type | 1995
2018 | IL | Archer Daniels Midland Co. - Peoria | 10866 | 13 | ST | OP | WALL | NG | 3,574.0 | 801419 | 2.8749 | 0.0071744 | EPA/CAMD | NEI avg EF - PM, fuel type, firing type | 2005
2018 | IL | Archer Daniels Midland Co. - Peoria | 10866 | 14 | ST | OP | WALL | NG | 3,335.0 | 735100 | 2.637 | 0.0071744 | EPA/CAMD | NEI avg EF - PM, fuel type, firing type | 2011
2018 | IL | Archer Daniels Midland Taylorville | 54312 | GEN1 | GT | RE | NA | NG
2018 | IL | Argonne National Laboratory CHP | 60742 | CHP | GT | OP | NA | NG |  | 80850 | 0.22167 | 0.0054834 | EIA Prime Mover-level Data | NEI avg EF - PM, fuel type, firing type
2018 | IL | Aurora | 55279 | AGS01 | GT | OP | CT | NG | 677.0 | 938905 | 1.9635 | 0.0041825 | EPA/CAMD | EPA/NEI | 2002
2018 | IL | Aurora | 55279 | AGS02 | GT | OP | CT | NG | 787.0 | 951957 | 1.9779 | 0.0041554 | EPA/CAMD | EPA/NEI | 2001
2018 | IL | Aurora | 55279 | AGS03 | GT | OP | CT | NG | 746.0 | 988500 | 2.0664 | 0.0041809 | EPA/CAMD | EPA/NEI | 2001
2018 | IL | Aurora | 55279 | AGS04 | GT | OP | CT | NG | 808.0 | 1095787 | 2.3008 | 0.0041994 | EPA/CAMD | EPA/NEI | 2001
2018 | IL | Aurora | 55279 | AGS05 | GT | OP | CT | NG | 1,586.0 | 508797 | 0.8382 | 0.0032948 | EPA/CAMD | EPA/NEI | 2001
2018 | IL | Aurora | 55279 | AGS06 | GT | OP | CT | NG | 1,689.0 | 540285 | 0.8928 | 0.0033049 | EPA/CAMD | EPA/NEI | 2001
2018 | IL | Aurora | 55279 | AGS07 | GT | OP | CT | NG | 1,774.0 | 581951 | 0.9426 | 0.0032394 | EPA/CAMD | EPA/NEI | 2001
2018 | IL | Aurora | 55279 | AGS08 | GT | OP | CT | NG | 1,555.0 | 509994 | 0.88855 | 0.0034846 | EPA/CAMD | EPA/NEI | 2001
2018 | IL | Aurora | 55279 | AGS09 | GT | OP | CT | NG | 1,656.0 | 524927 | 0.8724 | 0.0033239 | EPA/CAMD | EPA/NEI | 2001
2018 | IL | Aurora | 55279 | AGS10 | GT | OP | CT | NG | 1,441.0 | 465043 | 0.756 | 0.0032513 | EPA/CAMD | EPA/NEI | 2001
2018 | IL | Avenue A Generator Sets | 7854 | 1 | IC | SB | NA | DFO |  | 976 | 0.15128 | 0.31 | EIA Prime Mover-level Data | Estimated using an emission factor
2018 | IL | Avenue A Generator Sets | 7854 | 2 | IC | SB | NA | DFO |  | 976 | 0.15128 | 0.31 | EIA Prime Mover-level Data | Estimated using an emission factor
2018 | IL | Avon Energy Partners LLC | 55768 | CH1 | IC | RE | NA | LFG
2018 | IL | Avon Energy Partners LLC | 55768 | CH2 | IC | RE | NA | LFG
2018 | IL | Avon Energy Partners LLC | 55768 | CH3 | IC | RE | NA | LFG
2018 | IL | Baldwin Energy Complex | 889 | 1 | ST | OP | CYCLONE | RC | 7,033.0 | 33330209 | 22.9827 | 0.0013791 | EPA/CAMD | EPA/NEI | 1970
2018 | IL | Baldwin Energy Complex | 889 | 2 | ST | OP | CYCLONE | RC | 8,147.0 | 41138116 | 28.6335 | 0.0013921 | EPA/CAMD | EPA/NEI | 1973
2018 | IL | Baldwin Energy Complex | 889 | 3 | ST | OP | TANGENTIAL | RC | 0.0 |  | 0 |  |  | EPA/NEI | 1975
2018 | IL | Beecher Gas Recovery | 56419 | B1 | IC | OP | NA | LFG |  | 50453 | 0.37083 | 0.0147 | EIA Prime Mover-level Data | Estimated using an emission factor
2018 | IL | Beecher Gas Recovery | 56419 | B2 | IC | OP | NA | LFG |  | 50453 | 0.37083 | 0.0147 | EIA Prime Mover-level Data | Estimated using an emission factor
2018 | IL | Beecher Gas Recovery | 56419 | B3 | IC | OP | NA | LFG |  | 50453 | 0.37083 | 0.0147 | EIA Prime Mover-level Data | Estimated using an emission factor
2018 | IL | Big Sky Wind LLC | 57135 | 1 | WT | OP | NA | WND |  | 4552252 |  |  | EIA Prime Mover-level Data
2018 | IL | Bishop Hill Energy LLC | 57463 | 1 | WT | OP | NA | WND |  | 4571017 |  |  | EIA Prime Mover-level Data
2018 | IL | Bishop Hill II Wind Farm | 58111 | 1 | WT | OP | NA | WND |  | 2354614 |  |  | EIA Prime Mover-level Data
2018 | IL | Bishop Hill III | 61787 | BHIII | WT | OP | NA | WND |  | 2039816 |  |  | EIA Prime Mover-level Data
2018 | IL | Blackstone Wind Farm II LLC | 57113 | GEN 1 | WT | OP | NA | WND |  | 4337123 |  |  | EIA Prime Mover-level Data
2018 | IL | Blackstone Wind Farm LLC | 57110 | GEN 1 | WT | OP | NA | WND |  | 2264757 |  |  | EIA Prime Mover-level Data
2018 | IL | Bloom | 865 | 331 | GT | RE | NA | DFO
2018 | IL | Bloom | 865 | 332 | GT | RE | NA | DFO
2018 | IL | Bloom | 865 | 333 | GT | RE | NA | DFO
2018 | IL | Bloom | 865 | 334 | GT | RE | NA | DFO
2018 | IL | Bloom | 865 | 341 | GT | RE | NA | DFO
2018 | IL | Bloom | 865 | 342 | GT | RE | NA | DFO
2018 | IL | Bloom | 865 | 343 | GT | RE | NA | DFO
2018 | IL | Bloom | 865 | 344 | GT | RE | NA | DFO
2018 | IL | BP Naperville Cogeneration Facility | 50722 | GEN1 | GT | OP | NA | NG |  | 953407 | 2.614 | 0.0054834 | EIA Prime Mover-level Data | NEI avg EF - PM, fuel type, firing type
2018 | IL | Braidwood Generation Station | 6022 | 1 | ST | OP | NA | NUC |  | 102815792 |  |  | EIA Prime Mover-level Data
2018 | IL | Braidwood Generation Station | 6022 | 2 | ST | OP | NA | NUC |  | 99413276 |  |  | EIA Prime Mover-level Data
2018 | IL | Breese | 934 | 2 | IC | SB | NA | DFO |  | 585 | 0.090675 | 0.31 | EIA Prime Mover-level Data | Estimated using an emission factor
2018 | IL | Breese | 934 | 5 | IC | SB | NA | DFO |  | 487 | 0.075485 | 0.31 | EIA Prime Mover-level Data | Estimated using an emission factor
2018 | IL | Breese | 934 | 6 | IC | SB | NA | DFO |  | 487 | 0.075485 | 0.31 | EIA Prime Mover-level Data | Estimated using an emission factor
2018 | IL | Breese | 934 | 7 | IC | SB | NA | DFO |  | 487 | 0.075485 | 0.31 | EIA Prime Mover-level Data | Estimated using an emission factor
2018 | IL | Breese | 934 | 8 | IC | SB | NA | DFO |  | 487 | 0.075485 | 0.31 | EIA Prime Mover-level Data | Estimated using an emission factor
2018 | IL | Breese | 934 | IC1 | IC | SB | NA | DFO |  | 175 | 0.027125 | 0.31 | EIA Prime Mover-level Data | Estimated using an emission factor
2018 | IL | Breese | 934 | IC3 | IC | SB | NA | DFO |  | 585 | 0.090675 | 0.31 | EIA Prime Mover-level Data | Estimated using an emission factor
2018 | IL | Breese | 934 | ST2 | ST | RE | NA | DFO
2018 | IL | Brickyard Energy Partners LLC | 55762 | BR1 | IC | RE | NA | LFG
2018 | IL | Brickyard Energy Partners LLC | 55762 | BR2 | IC | RE | NA | LFG
2018 | IL | Brickyard Energy Partners LLC | 55762 | BR3 | IC | RE | NA | LFG
2018 | IL | Brickyard Energy Partners LLC | 55762 | BR5 | IC | RE | NA | LFG
2018 | IL | Bright Stalk Wind Farm I | 57623 | GEN1 | WT | P | NA | WND
2018 | IL | Bright Stalk Wind Farm II | 57622 | GEN1 | WT | P | NA | WND
2018 | IL | Broadlands Wind Farm | 61161 | GEN01 | WT | L | NA | WND
2018 | IL | Brown County Wind Turbine | 57767 | 1 | WT | OP | NA | WND |  | 27812 |  |  | EIA Prime Mover-level Data
2018 | IL | Bunge Oil | 52034 | 1 | GT | RE | NA | NG
2018 | IL | Bushnell | 935 | 1 | IC | SB | NA | DFO |  | 13 | 0.002015 | 0.31 | EIA Prime Mover-level Data | Estimated using an emission factor
2018 | IL | Bushnell | 935 | 2 | IC | SB | NA | DFO |  | 13 | 0.002015 | 0.31 | EIA Prime Mover-level Data | Estimated using an emission factor
2018 | IL | Bushnell | 935 | 3 | IC | SB | NA | DFO |  | 145 | 0.022475 | 0.31 | EIA Prime Mover-level Data | Estimated using an emission factor
2018 | IL | Bushnell | 935 | 4 | IC | SB | NA | DFO |  | 145 | 0.022475 | 0.31 | EIA Prime Mover-level Data | Estimated using an emission factor
2018 | IL | Bushnell | 935 | 5 | IC | SB | NA | DFO |  | 66 | 0.01023 | 0.31 | EIA Prime Mover-level Data | Estimated using an emission factor
2018 | IL | Bushnell | 935 | 6 | IC | SB | NA | DFO |  | 165 | 0.025575 | 0.31 | EIA Prime Mover-level Data | Estimated using an emission factor
2018 | IL | Bushnell | 935 | 7 | IC | SB | NA | DFO |  | 165 | 0.025575 | 0.31 | EIA Prime Mover-level Data | Estimated using an emission factor
2018 | IL | Byron Generating Station | 6023 | 1 | ST | OP | NA | NUC |  | 103174523 |  |  | EIA Prime Mover-level Data
2018 | IL | Byron Generating Station | 6023 | 2 | ST | OP | NA | NUC |  | 106451876 |  |  | EIA Prime Mover-level Data
2018 | IL | California Ridge Wind Energy LLC | 58008 | CR | WT | OP | NA | WND |  | 6735439 |  |  | EIA Prime Mover-level Data
2018 | IL | Calumet | 866 | 311 | GT | RE | NA | NG
2018 | IL | Calumet | 866 | 312 | GT | RE | NA | NG
2018 | IL | Calumet | 866 | 313 | GT | RE | NA | NG
2018 | IL | Calumet | 866 | 314 | GT | RE | NA | NG
2018 | IL | Calumet | 866 | 321 | GT | RE | NA | NG
2018 | IL | Calumet | 866 | 322 | GT | RE | NA | NG
2018 | IL | Calumet | 866 | 323 | GT | RE | NA | NG
2018 | IL | Calumet | 866 | 324 | GT | RE | NA | NG
2018 | IL | Calumet | 866 | 331 | GT | RE | NA | NG
2018 | IL | Calumet | 866 | 332 | GT | RE | NA | NG
2018 | IL | Calumet | 866 | 333 | GT | RE | NA | NG
2018 | IL | Calumet | 866 | 341 | GT | RE | NA | NG
2018 | IL | Calumet | 866 | 342 | GT | RE | NA | NG
2018 | IL | Calumet | 866 | 343 | GT | RE | NA | NG
2018 | IL | Calumet | 866 | 344 | GT | RE | NA | NG
2018 | IL | Calumet Energy Team, LLC | 55296 | **1 | GT | OP | CT | NG | 78.0 | 86241 | 0.10309 | 0.0023907 | EPA/CAMD | EPA/NEI | 2002
2018 | IL | Calumet Energy Team, LLC | 55296 | **2 | GT | OP | CT | NG | 69.0 | 74115 | 0.08904 | 0.0024028 | EPA/CAMD | EPA/NEI | 2002
2018 | IL | Camp Grove Wind Farm | 56640 | 1 | WT | OP | NA | WND |  | 3520452 |  |  | EIA Prime Mover-level Data
2018 | IL | Cardinal Point LLC | 59902 | GEN | WT | P | NA | WND
2018 | IL | Carlyle | 936 | 1 | IC | RE | NA | DFO
2018 | IL | Carlyle | 936 | 7 | IC | SB | NA | DFO |  | 479 | 0.074245 | 0.31 | EIA Prime Mover-level Data | Estimated using an emission factor
2018 | IL | Carlyle | 936 | 8 | IC | SB | NA | DFO |  | 599 | 0.092845 | 0.31 | EIA Prime Mover-level Data | Estimated using an emission factor
2018 | IL | Carlyle | 936 | 9 | IC | SB | NA | DFO |  | 599 | 0.092845 | 0.31 | EIA Prime Mover-level Data | Estimated using an emission factor
2018 | IL | Carlyle | 936 | 10 | IC | SB | NA | DFO |  | 599 | 0.092845 | 0.31 | EIA Prime Mover-level Data | Estimated using an emission factor
2018 | IL | Carlyle | 936 | 11 | IC | OT | NA | DFO
2018 | IL | Carmi | 937 | 5 | IC | RE | NA | NG
2018 | IL | Carmi | 937 | 6 | IC | RE | NA | DFO
2018 | IL | Carmi | 937 | 7 | IC | OP | NA | DFO |  | 118 | 0.01829 | 0.31 | EIA Prime Mover-level Data | Estimated using an emission factor
2018 | IL | Carmi | 937 | 8 | IC | OP | NA | DFO |  | 150 | 0.02325 | 0.31 | EIA Prime Mover-level Data | Estimated using an emission factor
2018 | IL | Carmi | 937 | 9 | IC | OP | NA | DFO |  | 182 | 0.02821 | 0.31 | EIA Prime Mover-level Data | Estimated using an emission factor
2018 | IL | Carmi | 937 | 10 | IC | OP | NA | DFO |  | 182 | 0.02821 | 0.31 | EIA Prime Mover-level Data | Estimated using an emission factor
2018 | IL | Carmi | 937 | 11 | IC | OA | NA | DFO |  | 290 | 0.04495 | 0.31 | EIA Prime Mover-level Data | Estimated using an emission factor
2018 | IL | Carmi | 937 | 12 | IC | OP | NA | DFO |  | 215 | 0.033325 | 0.31 | EIA Prime Mover-level Data | Estimated using an emission factor
2018 | IL | Carmi | 937 | 13 | IC | OP | NA | DFO |  | 472 | 0.07316 | 0.31 | EIA Prime Mover-level Data | Estimated using an emission factor
2018 | IL | Carmi | 937 | 14 | IC | OP | NA | DFO |  | 118 | 0.01829 | 0.31 | EIA Prime Mover-level Data | Estimated using an emission factor
2018 | IL | Casey City of | 56053 | 1 | IC | SB | NA | DFO |  | 120 | 0.0186 | 0.31 | EIA Prime Mover-level Data | Estimated using an emission factor
2018 | IL | Casey City of | 56053 | 2 | IC | SB | NA | DFO |  | 120 | 0.0186 | 0.31 | EIA Prime Mover-level Data | Estimated using an emission factor
2018 | IL | Casey City of | 56053 | 3 | IC | SB | NA | DFO |  | 120 | 0.0186 | 0.31 | EIA Prime Mover-level Data | Estimated using an emission factor
2018 | IL | CED Champaign Solar LLC | 62681 | CSIL | PV | L | NA | SUN
2018 | IL | Charter Dura-Bar | 54540 | 1A | IC | OP | NA | NG
2018 | IL | Charter Dura-Bar | 54540 | 1B | IC | OP | NA | NG
2018 | IL | Charter Dura-Bar | 54540 | 2A | IC | OP | NA | NG
2018 | IL | Charter Dura-Bar | 54540 | 2B | IC | OP | NA | NG
2018 | IL | Charter Dura-Bar | 54540 | 3A | IC | OP | NA | NG
2018 | IL | Charter Dura-Bar | 54540 | 3B | IC | OP | NA | NG
2018 | IL | Chicago West Side Energy Center | 59794 | GEN1 | GT | OP | NA | NG |  | 303831 | 0.83301 | 0.0054834 | EIA Prime Mover-level Data | NEI avg EF - PM, fuel type, firing type
2018 | IL | CID Gas Recovery | 50573 | GEN1 | GT | RE | NA | LFG
2018 | IL | CID Gas Recovery | 50573 | GEN2 | GT | OP | NA | LFG |  | 363001 | 3.9204 | 0.0216 | EIA Prime Mover-level Data | Estimated using an emission factor
2018 | IL | Clinton LFGTE | 59635 | 1 | IC | OP | NA | LFG |  | 106521 | 0.78293 | 0.0147 | EIA Prime Mover-level Data | Estimated using an emission factor
2018 | IL | Clinton LFGTE | 59635 | 2 | IC | OP | NA | LFG |  | 106521 | 0.78293 | 0.0147 | EIA Prime Mover-level Data | Estimated using an emission factor
2018 | IL | Clinton Power Station | 204 | 1 | ST | OP | NA | NUC |  | 87261669 |  |  | EIA Prime Mover-level Data
2018 | IL | Coffeen | 861 | 01 | ST | OP | CYCLONE | RC | 7,003.0 | 19351763 | 33.3244 | 0.0034441 | EPA/CAMD | EPA/NEI | 1965
2018 | IL | Coffeen | 861 | 02 | ST | OP | CYCLONE | RC | 7,530.0 | 38929534 | 36.4468 | 0.0018724 | EPA/CAMD | EPA/NEI | 1972
2018 | IL | Collins | 6025 | 1 | ST | RE | NA | NG
2018 | IL | Collins | 6025 | 2 | ST | RE | NA | NG
2018 | IL | Collins | 6025 | 3 | ST | RE | NA | NG
2018 | IL | Collins | 6025 | 4 | ST | RE | NA | NG
2018 | IL | Collins | 6025 | 5 | ST | RE | NA | NG
2018 | IL | Com Adam 1WF-1 | 58887 | ADAM | WT | OP | NA | WND |  | 60588 |  |  | EIA Prime Mover-level Data
2018 | IL | Com Adam 1WF-1 | 58887 | EVE | WT | OP | NA | WND |  | 60588 |  |  | EIA Prime Mover-level Data
2018 | IL | Cordova Energy Company | 55188 | 1 | CT | OP | CC | NG | 230.0 | 312137 | 0.3105 | 0.0019895 | EPA/CAMD | EPA/NEI | 2001
2018 | IL | Cordova Energy Company | 55188 | 2 | CT | OP | CC | NG | 181.0 | 246611 | 0.7421 | 0.0060184 | EPA/CAMD | EPA/NEI | 2001
2018 | IL | Countyside Genco LLC | 55773 | CS1 | IC | RE | NA | LFG
2018 | IL | Countyside Genco LLC | 55773 | CS10 | GT | OP | NA | LFG |  | 175122 | 1.8913 | 0.0216 | EIA Prime Mover-level Data | Estimated using an emission factor
2018 | IL | Countyside Genco LLC | 55773 | CS2 | IC | RE | NA | LFG
2018 | IL | Countyside Genco LLC | 55773 | CS3 | IC | RE | NA | LFG
2018 | IL | Countyside Genco LLC | 55773 | CS4 | IC | RE | NA | LFG
2018 | IL | Countyside Genco LLC | 55773 | CS5 | IC | RE | NA | LFG
2018 | IL | Countyside Genco LLC | 55773 | CS6 | IC | RE | NA | LFG
2018 | IL | Countyside Genco LLC | 55773 | CS7 | GT | OP | NA | LFG |  | 175122 | 1.8913 | 0.0216 | EIA Prime Mover-level Data | Estimated using an emission factor
2018 | IL | Countyside Genco LLC | 55773 | CS8 | GT | OP | NA | LFG |  | 175122 | 1.8913 | 0.0216 | EIA Prime Mover-level Data | Estimated using an emission factor
2018 | IL | Countyside Genco LLC | 55773 | CS9 | GT | OP | NA | LFG |  | 175122 | 1.8913 | 0.0216 | EIA Prime Mover-level Data | Estimated using an emission factor
2018 | IL | Crawford | 867 | 7 | ST | RE | TANGENTIAL | SUB
2018 | IL | Crawford | 867 | 8 | ST | RE | TANGENTIAL | SUB
2018 | IL | Crawford | 867 | 311 | GT | RE | NA | NG
2018 | IL | Crawford | 867 | 312 | GT | RE | NA | NG
2018 | IL | Crawford | 867 | 313 | GT | RE | NA | NG
2018 | IL | Crawford | 867 | 314 | GT | RE | NA | NG
2018 | IL | Crawford | 867 | 321 | GT | RE | NA | NG
2018 | IL | Crawford | 867 | 322 | GT | RE | NA | NG
2018 | IL | Crawford | 867 | 323 | GT | RE | NA | NG
2018 | IL | Crawford | 867 | 324 | GT | RE | NA | NG
2018 | IL | Crawford | 867 | 331 | GT | RE | NA | NG
2018 | IL | Crawford | 867 | 332 | GT | RE | NA | NG
2018 | IL | Crawford | 867 | 333 | GT | RE | NA | NG
2018 | IL | Crawford | 867 | 334 | GT | RE | NA | NG
2018 | IL | Crescent Ridge | 56297 | 1 | WT | OP | NA | WND |  | 1301130 |  |  | EIA Prime Mover-level Data
2018 | IL | Crescent Ridge II Wind Energy Project | 56653 | 1 | WT | IP | NA | WND
2018 | IL | Crete Energy Park | 55253 | GT1 | GT | OP | CT | NG | 373.0 | 250227 | 0.82446 | 0.0065897 | EPA/CAMD | EPA/NEI | 2002
2018 | IL | Crete Energy Park | 55253 | GT2 | GT | OP | CT | NG | 463.0 | 320337 | 1.0562 | 0.0065945 | EPA/CAMD | EPA/NEI | 2002
2018 | IL | Crete Energy Park | 55253 | GT3 | GT | OP | CT | NG | 378.0 | 254516 | 0.8415 | 0.0066126 | EPA/CAMD | EPA/NEI | 2002
2018 | IL | Crete Energy Park | 55253 | GT4 | GT | OP | CT | NG | 367.0 | 252529 | 0.83377 | 0.0066034 | EPA/CAMD | EPA/NEI | 2002
2018 | IL | CSL Behring LLC | 54790 | GEN1 | GT | OP | NA | NG |  | 496135 | 1.3603 | 0.0054834 | EIA Prime Mover-level Data | NEI avg EF - PM, fuel type, firing type
2018 | IL | Dallman | 963 | 4 | ST | OP | WALL | BIT | 7,016.0 | 12251071 | 22.0374 | 0.0035976 | EPA/CAMD | EPA/NEI | 2009
2018 | IL | Dallman | 963 | 31 | ST | OP | CYCLONE | BIT | 3,697.0 | 2290248 | 11.673 | 0.010194 | EPA/CAMD | EPA/NEI | 1968
2018 | IL | Dallman | 963 | 32 | ST | OP | CYCLONE | BIT | 6,778.0 | 4454834 | 22.7136 | 0.010197 | EPA/CAMD | EPA/NEI | 1972
2018 | IL | Dallman | 963 | 33 | ST | OP | TANGENTIAL | BIT | 6,837.0 | 9953649 | 61.5513 | 0.012368 | EPA/CAMD | EPA/NEI | 1978
2018 | IL | Dayton Hydro | 10520 | 1 | HY | OP | NA | WAT |  | 88571 |  |  | EIA Prime Mover-level Data
2018 | IL | Dayton Hydro | 10520 | 2 | HY | OP | NA | WAT |  | 55357 |  |  | EIA Prime Mover-level Data
2018 | IL | Dayton Hydro | 10520 | 3 | HY | OP | NA | WAT |  | 55357 |  |  | EIA Prime Mover-level Data
2018 | IL | Des Plaines Gas Recovery | 56418 | DP1 | IC | RE | NA | LFG
2018 | IL | Des Plaines Gas Recovery | 56418 | DP2 | IC | RE | NA | LFG
2018 | IL | Devonshire Power Partners LLC | 55761 | DO1 | IC | RE | NA | LFG
2018 | IL | Devonshire Power Partners LLC | 55761 | DO2 | IC | RE | NA | LFG
2018 | IL | Devonshire Power Partners LLC | 55761 | DO3 | IC | RE | NA | LFG
2018 | IL | Devonshire Power Partners LLC | 55761 | DO4 | IC | RE | NA | LFG
2018 | IL | Devonshire Power Partners LLC | 55761 | DO5 | IC | RE | NA | LFG
2018 | IL | Dixon Hydroelectric Dam | 54969 | 1 | HY | OP | NA | WAT |  | 28977 |  |  | EIA Prime Mover-level Data
2018 | IL | Dixon Hydroelectric Dam | 54969 | 2 | HY | OP | NA | WAT |  | 28977 |  |  | EIA Prime Mover-level Data
2018 | IL | Dixon Hydroelectric Dam | 54969 | 3 | HY | OP | NA | WAT |  | 28977 |  |  | EIA Prime Mover-level Data
2018 | IL | Dixon Hydroelectric Dam | 54969 | 4 | HY | OP | NA | WAT |  | 28977 |  |  | EIA Prime Mover-level Data
2018 | IL | Dixon Hydroelectric Dam | 54969 | 5 | HY | OP | NA | WAT |  | 28977 |  |  | EIA Prime Mover-level Data
2018 | IL | Dixon/Lee Energy Partners LLC | 55763 | DX1 | IC | RE | NA | LFG
2018 | IL | Dixon/Lee Energy Partners LLC | 55763 | DX2 | IC | RE | NA | LFG
2018 | IL | Dixon/Lee Energy Partners LLC | 55763 | DX3 | IC | RE | NA | LFG
2018 | IL | Dixon/Lee Energy Partners LLC | 55763 | DX4 | IC | RE | NA | LFG
2018 | IL | Dresden Generating Station | 869 | 2 | ST | OP | NA | NUC |  | 84185431 |  |  | EIA Prime Mover-level Data
2018 | IL | Dresden Generating Station | 869 | 3 | ST | OP | NA | NUC |  | 78260310 |  |  | EIA Prime Mover-level Data
2018 | IL | Duck Creek | 6016 | 1 | ST | OP | WALL | RC | 8,060.0 | 24937317 | 50.1023 | 0.0040183 | EPA/CAMD | EPA/NEI | 1976
2018 | IL | E D Edwards | 856 | 2 | ST | OP | WALL | SUB | 7,859.0 | 17346610 | 46.6472 | 0.0053783 | EPA/CAMD | EPA/NEI | 1968
2018 | IL | E D Edwards | 856 | 3 | ST | OP | WALL | SUB | 6,540.0 | 16059606 | 49.8292 | 0.0062055 | EPA/CAMD | EPA/NEI | 1972
2018 | IL | EcoGrove Wind LLC | 56805 | 1 | WT | OP | NA | WND |  | 2146542 |  |  | EIA Prime Mover-level Data
2018 | IL | El Paso Wind Project | 56663 | 1 | WT | CN | NA | WND
2018 | IL | Electric Junction | 870 | 311 | GT | RE | NA | NG
2018 | IL | Electric Junction | 870 | 312 | GT | RE | NA | NG
2018 | IL | Electric Junction | 870 | 313 | GT | RE | NA | NG
2018 | IL | Electric Junction | 870 | 314 | GT | RE | NA | NG
2018 | IL | Electric Junction | 870 | 321 | GT | RE | NA | NG
2018 | IL | Electric Junction | 870 | 322 | GT | RE | NA | NG
2018 | IL | Electric Junction | 870 | 323 | GT | RE | NA | NG
2018 | IL | Electric Junction | 870 | 324 | GT | RE | NA | NG
2018 | IL | Electric Junction | 870 | 331 | GT | RE | NA | NG
2018 | IL | Electric Junction | 870 | 332 | GT | RE | NA | NG
2018 | IL | Electric Junction | 870 | 333 | GT | RE | NA | NG
2018 | IL | Electric Junction | 870 | 334 | GT | RE | NA | NG
2018 | IL | Electric Junction | 870 | 341 | GT | RE | NA | NG
2018 | IL | Electric Junction | 870 | 342 | GT | RE | NA | NG
2018 | IL | Electric Junction | 870 | 343 | GT | RE | NA | NG
2018 | IL | Electric Junction | 870 | 344 | GT | RE | NA | NG
2018 | IL | Elgin Energy Center, LLC | 55438 | CT01 | GT | OP | CT | NG | 482.0 | 488092 | 1.2342 | 0.0050571 | EPA/CAMD | EPA/NEI | 2002
2018 | IL | Elgin Energy Center, LLC | 55438 | CT02 | GT | OP | CT | NG | 830.0 | 871696 | 2.1896 | 0.0050238 | EPA/CAMD | EPA/NEI | 2002
2018 | IL | Elgin Energy Center, LLC | 55438 | CT03 | GT | OP | CT | NG | 444.0 | 438014 | 1.1086 | 0.0050618 | EPA/CAMD | EPA/NEI | 2002
2018 | IL | Elgin Energy Center, LLC | 55438 | CT04 | GT | OP | CT | NG | 861.0 | 901896 | 2.2679 | 0.0050292 | EPA/CAMD | EPA/NEI | 2002
2018 | IL | Elwood Energy Facility | 55199 | 1 | GT | OP | CT | NG | 287.0 | 371682 | 0.9101 | 0.0048972 | EPA/CAMD | EPA/NEI | 1999
2018 | IL | Elwood Energy Facility | 55199 | 2 | GT | OP | CT | NG | 321.0 | 447362 | 1.0954 | 0.0048971 | EPA/CAMD | EPA/NEI | 1999
2018 | IL | Elwood Energy Facility | 55199 | 3 | GT | OP | CT | NG | 308.0 | 400184 | 0.98185 | 0.004907 | EPA/CAMD | EPA/NEI | 1999
2018 | IL | Elwood Energy Facility | 55199 | 4 | GT | OP | CT | NG | 318.0 | 434776 | 1.0641 | 0.0048948 | EPA/CAMD | EPA/NEI | 1999
2018 | IL | Elwood Energy Facility | 55199 | 5 | GT | OP | CT | NG | 315.0 | 259153 | 0.63333 | 0.0048877 | EPA/CAMD | EPA/NEI | 2001
2018 | IL | Elwood Energy Facility | 55199 | 6 | GT | OP | CT | NG | 360.0 | 304531 | 0.74576 | 0.0048978 | EPA/CAMD | EPA/NEI | 2001
2018 | IL | Elwood Energy Facility | 55199 | 7 | GT | OP | CT | NG | 307.0 | 401910 | 0.9581 | 0.0047677 | EPA/CAMD | EPA/NEI | 2001
2018 | IL | Elwood Energy Facility | 55199 | 8 | GT | OP | CT | NG | 335.0 | 420908 | 1.0316 | 0.0049016 | EPA/CAMD | EPA/NEI | 2001
2018 | IL | Elwood Energy Facility | 55199 | 9 | GT | OP | CT | NG | 478.0 | 629615 | 1.5445 | 0.0049062 | EPA/CAMD | EPA/NEI | 2001
2018 | IL | Elwood Energy Storage Center | 59959 | WCBS | BA | OP | NA | MWH |  | 0 |  |  | EIA Prime Mover-level Data
2018 | IL | Evanston Township High School | 54788 | GEN1 | IC | SB | NA | NG
2018 | IL | Evanston Township High School | 54788 | GEN2 | IC | SB | NA | NG
2018 | IL | Evanston Township High School | 54788 | GEN3 | IC | SB | NA | NG
2018 | IL | Exelon Solar Chicago | 57191 | ECS1 | PV | OP | NA | SUN |  | 124925 |  |  | EIA Prime Mover-level Data
2018 | IL | Exxonmobil Oil Corporation | 50627 | 20B1 | CT | OP | CC | PRG | 3,011.0 | [5 empty] | 1986
2018 | IL | Exxonmobil Oil Corporation | 50627 | 55B100 | ST | OP | WALL | PRG | 2,835.0 | [5 empty] | 1972
2018 | IL | Factory Gas Turbine | 8016 | 2 | GT | OP | CT | DFO | 24.0 | 2445 | 0.028996 | 0.023718 | EPA/CAMD | NEI avg EF - PM, fuel type, firing type | 1973
2018 | IL | Fairfield | 940 | IC5 | IC | OP | NA | DFO |  | 100 | 0.0155 | 0.31 | EIA Prime Mover-level Data | Estimated using an emission factor
2018 | IL | Fairfield | 940 | IC6 | IC | OP | NA | DFO |  | 100 | 0.0155 | 0.31 | EIA Prime Mover-level Data | Estimated using an emission factor
2018 | IL | Fairfield | 940 | IC7 | IC | OP | NA | DFO |  | 112 | 0.01736 | 0.31 | EIA Prime Mover-level Data | Estimated using an emission factor
2018 | IL | Farmer City | 941 | 1 | IC | OP | NA | NG |  | 19 | 4.009e-06 | 0.000422 | EIA Prime Mover-level Data | Estimated using an emission factor
2018 | IL | Farmer City | 941 | 2 | IC | OP | NA | DFO |  | 14 | 0.00217 | 0.31 | EIA Prime Mover-level Data | Estimated using an emission factor
2018 | IL | Farmer City | 941 | 4 | IC | OP | NA | DFO |  | 10 | 0.00155 | 0.31 | EIA Prime Mover-level Data | Estimated using an emission factor
2018 | IL | Farmer City | 941 | 5 | IC | OP | NA | NG |  | 44 | 9.284e-06 | 0.000422 | EIA Prime Mover-level Data | Estimated using an emission factor
2018 | IL | Farmer City | 941 | 6 | IC | OP | NA | DFO |  | 28 | 0.00434 | 0.31 | EIA Prime Mover-level Data | Estimated using an emission factor
2018 | IL | Farmer City | 941 | 7 | IC | OP | NA | DFO |  | 28 | 0.00434 | 0.31 | EIA Prime Mover-level Data | Estimated using an emission factor
2018 | IL | Fisk | 886 | 311 | GT | OP | CT | DFO | 12.0 | 3240 | 0.065227 | 0.040264 | EPA/CAMD | EPA/NEI | 1968
2018 | IL | Fisk | 886 | 312 | GT | OP | CT | DFO | 21.0 | 6883 | 0.065227 | 0.018953 | EPA/CAMD | EPA/NEI | 1968
2018 | IL | Fisk | 886 | 321 | GT | OP | CT | DFO | 6.0 | 1280 | 0.065227 | 0.10192 | EPA/CAMD | EPA/NEI | 1968
2018 | IL | Fisk | 886 | 322 | GT | OP | CT | DFO | 5.0 | 1237 | 0.065227 | 0.10546 | EPA/CAMD | EPA/NEI | 1968
2018 | IL | Fisk | 886 | 331 | GT | OP | CT | DFO | 6.0 | 1467 | 0.020995 | 0.028623 | EPA/CAMD | EPA/NEI | 1968
2018 | IL | Fisk | 886 | 332 | GT | OP | CT | DFO | 7.0 | 1956 | 0.020995 | 0.021467 | EPA/CAMD | EPA/NEI | 1968
2018 | IL | Fisk | 886 | 341 | GT | OP | CT | DFO | 0.0 |  | 0.020995 |  |  | EPA/NEI | 1968
2018 | IL | Fisk | 886 | 342 | GT | OP | CT | DFO | 7.0 | 1486 | 0.020995 | 0.028257 | EPA/CAMD | EPA/NEI | 1968
2018 | IL | Five Oaks Gas Recovery | 56529 | GEN1 | IC | OP | NA | LFG |  | 73146 | 0.53762 | 0.0147 | EIA Prime Mover-level Data | Estimated using an emission factor
2018 | IL | Five Oaks Gas Recovery | 56529 | GEN2 | IC | OP | NA | LFG |  | 73146 | 0.53762 | 0.0147 | EIA Prime Mover-level Data | Estimated using an emission factor
2018 | IL | Five Oaks Gas Recovery | 56529 | GEN3 | IC | OP | NA | LFG |  | 73146 | 0.53762 | 0.0147 | EIA Prime Mover-level Data | Estimated using an emission factor
2018 | IL | Five Oaks Gas Recovery | 56529 | GEN4 | IC | OP | NA | LFG |  | 73146 | 0.53762 | 0.0147 | EIA Prime Mover-level Data | Estimated using an emission factor
2018 | IL | Flora Site A | 56117 | 1 | IC | OP | NA | DFO |  | 98 | 0.01519 | 0.31 | EIA Prime Mover-level Data | Estimated using an emission factor
2018 | IL | Flora Site A | 56117 | 2 | IC | OP | NA | DFO |  | 98 | 0.01519 | 0.31 | EIA Prime Mover-level Data | Estimated using an emission factor
2018 | IL | Flora Site A | 56117 | 3 | IC | OP | NA | DFO |  | 98 | 0.01519 | 0.31 | EIA Prime Mover-level Data | Estimated using an emission factor
2018 | IL | Flora Site B | 56118 | 4 | IC | OP | NA | DFO |  | 99 | 0.015345 | 0.31 | EIA Prime Mover-level Data | Estimated using an emission factor
2018 | IL | Flora Site B | 56118 | 5 | IC | OP | NA | DFO |  | 99 | 0.015345 | 0.31 | EIA Prime Mover-level Data | Estimated using an emission factor
2018 | IL | Fox Metro Water Reclamation District | 50904 | RU3 | IC | SB | NA | NG
2018 | IL | Fox Metro Water Reclamation District | 50904 | RU4 | IC | SB | NA | NG
2018 | IL | FPL Energy Illinois Wind LLC | 57325 | BFT | BA | OP | NA | MWH |  | 0 |  |  | EIA Prime Mover-level Data
2018 | IL | FPL Energy Illinois Wind LLC | 57325 | GE1.5 | WT | OP | NA | WND |  | 5805322 |  |  | EIA Prime Mover-level Data
2018 | IL | Freeburg | 943 | 1 | IC | SB | NA | DFO |  | 37 | 0.005735 | 0.31 | EIA Prime Mover-level Data | Estimated using an emission factor
2018 | IL | Freeburg | 943 | 2 | IC | SB | NA | DFO |  | 37 | 0.005735 | 0.31 | EIA Prime Mover-level Data | Estimated using an emission factor
2018 | IL | Freeburg | 943 | 3 | IC | SB | NA | DFO |  | 55 | 0.008525 | 0.31 | EIA Prime Mover-level Data | Estimated using an emission factor
2018 | IL | Freeburg | 943 | 4 | IC | SB | NA | DFO |  | 92 | 0.01426 | 0.31 | EIA Prime Mover-level Data | Estimated using an emission factor
2018 | IL | Freeburg | 943 | 6 | IC | SB | NA | DFO |  | 166 | 0.02573 | 0.31 | EIA Prime Mover-level Data | Estimated using an emission factor
2018 | IL | Freeburg | 943 | 7 | IC | SB | NA | DFO |  | 240 | 0.0372 | 0.31 | EIA Prime Mover-level Data | Estimated using an emission factor
2018 | IL | Freeburg | 943 | 8 | IC | SB | NA | DFO |  | 157 | 0.024335 | 0.31 | EIA Prime Mover-level Data | Estimated using an emission factor
2018 | IL | Freeburg | 943 | 9 | IC | SB | NA | DFO |  | 166 | 0.02573 | 0.31 | EIA Prime Mover-level Data | Estimated using an emission factor
2018 | IL | Freeburg | 943 | 10 | IC | SB | NA | DFO |  | 166 | 0.02573 | 0.31 | EIA Prime Mover-level Data | Estimated using an emission factor
2018 | IL | Freeburg | 943 | 11 | IC | SB | NA | DFO |  | 166 | 0.02573 | 0.31 | EIA Prime Mover-level Data | Estimated using an emission factor
2018 | IL | Freeburg | 943 | 12 | IC | SB | NA | DFO |  | 166 | 0.02573 | 0.31 | EIA Prime Mover-level Data | Estimated using an emission factor
2018 | IL | Freedom Power Project | 7842 | CT1 | GT | OP | CT | NG | 80.0 | 18272 | 0.06068 | 0.0066419 | EPA/CAMD | EPA/NEI | 2000
2018 | IL | Fuyao Glass Illinois Inc. | 54360 | 1200 | IC | RE | NA | DFO
2018 | IL | Fuyao Glass Illinois Inc. | 54360 | PORT | IC | SB | NA | DFO
2018 | IL | Fuyao Glass Illinois Inc. | 54360 | TK1 | IC | SB | NA | DFO
2018 | IL | Fuyao Glass Illinois Inc. | 54360 | TK2 | IC | SB | NA | DFO
2018 | IL | Galesburg | 54310 | GEN1 | IC | RE | NA | NG
2018 | IL | Galesburg | 54310 | GEN2 | IC | RE | NA | NG
2018 | IL | Galesburg | 54310 | GEN3 | IC | RE | NA | NG
2018 | IL | Geneseo | 944 | 1 | IC | OP | NA | NG |  | 626 | 0.00013209 | 0.000422 | EIA Prime Mover-level Data | Estimated using an emission factor
2018 | IL | Geneseo | 944 | 2 | IC | OP | NA | NG |  | 391 | 8.2501e-05 | 0.000422 | EIA Prime Mover-level Data | Estimated using an emission factor
2018 | IL | Geneseo | 944 | 3 | IC | OP | NA | NG |  | 391 | 8.2501e-05 | 0.000422 | EIA Prime Mover-level Data | Estimated using an emission factor
2018 | IL | Geneseo | 944 | 4 | IC | OP | NA | NG |  | 179 | 3.7769e-05 | 0.000422 | EIA Prime Mover-level Data | Estimated using an emission factor
2018 | IL | Geneseo | 944 | 7 | IC | OP | NA | NG |  | 335 | 7.0685e-05 | 0.000422 | EIA Prime Mover-level Data | Estimated using an emission factor
2018 | IL | Geneseo | 944 | 9 | IC | OP | NA | DFO |  | 536 | 0.08308 | 0.31 | EIA Prime Mover-level Data | Estimated using an emission factor
2018 | IL | Geneseo | 944 | 10 | WT | OP | NA | WND |  | 26853 |  |  | EIA Prime Mover-level Data
2018 | IL | Geneseo | 944 | 11 | WT | OP | NA | WND |  | 26853 |  |  | EIA Prime Mover-level Data
2018 | IL | Geneseo | 944 | 12 | PV | OP | NA | SUN |  | 15701 |  |  | EIA Prime Mover-level Data
2018 | IL | Geneseo | 944 | 5A | IC | OP | NA | NG |  | 492 | 0.00010381 | 0.000422 | EIA Prime Mover-level Data | Estimated using an emission factor
2018 | IL | Geneseo | 944 | 6A | IC | OP | NA | NG |  | 335 | 7.0685e-05 | 0.000422 | EIA Prime Mover-level Data | Estimated using an emission factor
2018 | IL | Geneva Generation Facility | 56462 | GEN 1 | IC | OP | NA | NG |  | 9968 | 0.0021032 | 0.000422 | EIA Prime Mover-level Data | Estimated using an emission factor
2018 | IL | Geneva Generation Facility | 56462 | GEN 2 | IC | OP | NA | NG |  | 9968 | 0.0021032 | 0.000422 | EIA Prime Mover-level Data | Estimated using an emission factor
2018 | IL | Geneva Generation Facility | 56462 | GEN 3 | IC | OP | NA | NG |  | 9968 | 0.0021032 | 0.000422 | EIA Prime Mover-level Data | Estimated using an emission factor
2018 | IL | Geneva Generation Facility | 56462 | GEN 4 | IC | OP | NA | NG |  | 9968 | 0.0021032 | 0.000422 | EIA Prime Mover-level Data | Estimated using an emission factor
2018 | IL | Geneva Generation Facility | 56462 | GEN 5 | IC | OP | NA | NG |  | 9968 | 0.0021032 | 0.000422 | EIA Prime Mover-level Data | Estimated using an emission factor
2018 | IL | Geneva Generation Facility | 56462 | GEN6 | IC | RE | NA | DFO
2018 | IL | Gibson City Energy Center, LLC | 55201 | GCTG1 | GT | OP | CT | NG | 516.0 | 409672 | 2.3865 | 0.011651 | EPA/CAMD | EPA/NEI | 2000
2018 | IL | Gibson City Energy Center, LLC | 55201 | GCTG2 | GT | OP | CT | NG | 534.0 | 453218 | 2.4697 | 0.010899 | EPA/CAMD | EPA/NEI | 2000
2018 | IL | Goose Creek Power Plant | 55496 | CT-01 | GT | OP | CT | NG | 138.0 | 71424 | 0.31222 | 0.0087427 | EPA/CAMD | EPA/NEI | 2003
2018 | IL | Goose Creek Power Plant | 55496 | CT-02 | GT | OP | CT | NG | 147.0 | 78682 | 0.34563 | 0.0087855 | EPA/CAMD | EPA/NEI | 2003
2018 | IL | Goose Creek Power Plant | 55496 | CT-03 | GT | OP | CT | NG | 125.0 | 68675 | 0.30157 | 0.0087825 | EPA/CAMD | EPA/NEI | 2003
2018 | IL | Goose Creek Power Plant | 55496 | CT-04 | GT | OP | CT | NG | 137.0 | 75647 | 0.33573 | 0.0088762 | EPA/CAMD | EPA/NEI | 2003
2018 | IL | Goose Creek Power Plant | 55496 | CT-05 | GT | OP | CT | NG | 102.0 | 55631 | 0.24608 | 0.0088469 | EPA/CAMD | EPA/NEI | 2003
2018 | IL | Goose Creek Power Plant | 55496 | CT-06 | GT | OP | CT | NG | 67.0 | 33234 | 0.14548 | 0.0087549 | EPA/CAMD | EPA/NEI | 2003
2018 | IL | Grand Ridge Battery Projects | 59957 | GIVB | BA | OP | NA | MWH |  | 0 |  |  | EIA Prime Mover-level Data
2018 | IL | Grand Ridge Battery Projects | 59957 | GRES | BA | OP | NA | MWH |  | 0 |  |  | EIA Prime Mover-level Data
2018 | IL | Grand Ridge Solar Farm | 57912 | 1 | PV | OP | NA | SUN |  | 284172 |  |  | EIA Prime Mover-level Data
2018 | IL | Grand Ridge Wind Energy Center | 56941 | 1 | WT | OP | NA | WND |  | 1021265 |  |  | EIA Prime Mover-level Data
2018 | IL | Grand Ridge Wind Energy Center | 56941 | 2 | WT | OP | NA | WND |  | 526106 |  |  | EIA Prime Mover-level Data
2018 | IL | Grand Ridge Wind Energy Center | 56941 | 3 | WT | OP | NA | WND |  | 510632 |  |  | EIA Prime Mover-level Data
2018 | IL | Grand Ridge Wind Energy Center | 56941 | 4 | WT | OP | NA | WND |  | 108316 |  |  | EIA Prime Mover-level Data
2018 | IL | Grand Tower Energy Center, LLC | 862 | CT01 | CT | OP | CC | NG | 1,437.0 | 2207808 | 5.6046 | 0.0050771 | EPA/CAMD | EPA/NEI | 2001
2018 | IL | Grand Tower Energy Center, LLC | 862 | CT02 | CT | OP | CC | NG | 1,963.0 | 3146504 | 7.9705 | 0.0050662 | EPA/CAMD | EPA/NEI | 2001
2018 | IL | Granite City Works | 57072 | PB-1 | ST | OP | NA | NG |  | 3201581 | 12.8903 | 0.0080524 | EIA Unit-level Data | NEI avg EF - PM, fuel type
2018 | IL | Green River Wind Farm | 60471 | GRNRV | WT | U | NA | WND
2018 | IL | Greene Valley Gas Recovery | 55014 | GEN1 | GT | OP | NA | LFG |  | 340057 | 3.6726 | 0.0216 | EIA Prime Mover-level Data | Estimated using an emission factor
2018 | IL | Greene Valley Gas Recovery | 55014 | GEN2 | GT | OP | NA | LFG |  | 340057 | 3.6726 | 0.0216 | EIA Prime Mover-level Data | Estimated using an emission factor
2018 | IL | Greene Valley Gas Recovery | 55014 | GEN3 | GT | RE | NA | LFG
2018 | IL | GSG LLC | 56450 | 1 | WT | OP | NA | WND |  | 1779659 |  |  | EIA Prime Mover-level Data
2018 | IL | Havana | 891 | 9 | ST | OP | WALL | RC | 7,630.0 | 27657076 | 0.90482 | 6.5431e-05 | EPA/CAMD | EPA/NEI | 1978
2018 | IL | Heartland Community College | 59776 | T01 | WT | OP | NA | WND |  | 42582 |  |  | EIA Prime Mover-level Data
2018 | IL | Hennepin Power Station | 892 | 1 | ST | OP | TANGENTIAL | RC | 7,395.0 | 4227323 | 17.7066 | 0.0083772 | EPA/CAMD | EPA/NEI | 1953
2018 | IL | Hennepin Power Station | 892 | 2 | ST | OP | TANGENTIAL | RC | 7,902.0 | 15994393 | 66.8063 | 0.0083537 | EPA/CAMD | EPA/NEI | 1959
2018 | IL | High Trail Wind Farm LLC | 56338 | 1 | WT | OP | NA | WND |  | 4805505 |  |  | EIA Prime Mover-level Data
2018 | IL | Highland | 946 | IC1 | IC | SB | NA | DFO |  | 240 | 0.0372 | 0.31 | EIA Prime Mover-level Data | Estimated using an emission factor
2018 | IL | Highland | 946 | IC2 | IC | SB | NA | DFO |  | 240 | 0.0372 | 0.31 | EIA Prime Mover-level Data | Estimated using an emission factor
2018 | IL | Highland | 946 | IC3 | IC | SB | NA | DFO |  | 240 | 0.0372 | 0.31 | EIA Prime Mover-level Data | Estimated using an emission factor
2018 | IL | Highland | 946 | IC5 | IC | SB | NA | DFO |  | 300 | 0.0465 | 0.31 | EIA Prime Mover-level Data | Estimated using an emission factor
2018 | IL | Highland | 946 | IC6 | IC | SB | NA | DFO |  | 300 | 0.0465 | 0.31 | EIA Prime Mover-level Data | Estimated using an emission factor
2018 | IL | Highland | 946 | IC7 | IC | SB | NA | DFO |  | 660 | 0.1023 | 0.31 | EIA Prime Mover-level Data | Estimated using an emission factor
2018 | IL | Highland | 946 | IC8 | IC | SB | NA | DFO |  | 660 | 0.1023 | 0.31 | EIA Prime Mover-level Data | Estimated using an emission factor
2018 | IL | Hilltopper Wind Project | 61735 | WT1 | WT | V | NA | WND
2018 | IL | Hoffer Plastics | 54523 | GEN1 | IC | OP | NA | NG |  | 2238 | 0.00047222 | 0.000422 | EIA Prime Mover-level Data | Estimated using an emission factor
2018 | IL | Hoffer Plastics | 54523 | GEN2 | IC | OP | NA | NG |  | 2238 | 0.00047222 | 0.000422 | EIA Prime Mover-level Data | Estimated using an emission factor
2018 | IL | Hoffer Plastics | 54523 | GEN3 | IC | OP | NA | NG |  | 2238 | 0.00047222 | 0.000422 | EIA Prime Mover-level Data | Estimated using an emission factor
2018 | IL | Hoffer Plastics | 54523 | GEN4 | IC | OP | NA | NG |  | 2238 | 0.00047222 | 0.000422 | EIA Prime Mover-level Data | Estimated using an emission factor
2018 | IL | Hoffer Plastics | 54523 | GEN5 | IC | OP | NA | NG |  | 2238 | 0.00047222 | 0.000422 | EIA Prime Mover-level Data | Estimated using an emission factor
2018 | IL | Hoffer Plastics | 54523 | GEN6 | IC | OP | NA | NG |  | 2238 | 0.00047222 | 0.000422 | EIA Prime Mover-level Data | Estimated using an emission factor
2018 | IL | Hoffer Plastics | 54523 | GEN7 | IC | OP | NA | NG |  | 2238 | 0.00047222 | 0.000422 | EIA Prime Mover-level Data | Estimated using an emission factor
2018 | IL | Hoffer Plastics | 54523 | GEN8 | IC | OP | NA | NG |  | 2238 | 0.00047222 | 0.000422 | EIA Prime Mover-level Data | Estimated using an emission factor
2018 | IL | Hoffer Plastics | 54523 | GEN9 | IC | OP | NA | NG |  | 2238 | 0.00047222 | 0.000422 | EIA Prime Mover-level Data | Estimated using an emission factor
2018 | IL | Holland Energy Facility | 55334 | CTG1 | CT | OP | CC | NG | 2,143.0 | 3176775 | 13.5442 | 0.008527 | EPA/CAMD | EPA/NEI | 2002
2018 | IL | Holland Energy Facility | 55334 | CTG2 | CT | OP | CC | NG | 2,379.0 | 3485663 | 17.3257 | 0.0099411 | EPA/CAMD | EPA/NEI | 2002
2018 | IL | Homestead Wind LLC | 60871 | HOMES | WT | P | NA | WND
2018 | IL | Hoopeston Wind LLC | 59021 | HOO1 | WT | OP | NA | WND |  | 2893123 |  |  | EIA Prime Mover-level Data
2018 | IL | IKEA Joliet Rooftop PV System | 61192 | PV | PV | OP | NA | SUN |  | 31658 |  |  | EIA Prime Mover-level Data
2018 | IL | IMEA Flora | 56116 | 6 | IC | OP | NA | DFO |  | 115 | 0.017825 | 0.31 | EIA Prime Mover-level Data | Estimated using an emission factor
2018 | IL | IMEA Flora | 56116 | 7 | IC | OP | NA | DFO |  | 115 | 0.017825 | 0.31 | EIA Prime Mover-level Data | Estimated using an emission factor
2018 | IL | IMEA Flora | 56116 | 8 | IC | OP | NA | DFO |  | 115 | 0.017825 | 0.31 | EIA Prime Mover-level Data | Estimated using an emission factor
2018 | IL | IMEA Flora | 56116 | 9 | IC | OP | NA | DFO |  | 115 | 0.017825 | 0.31 | EIA Prime Mover-level Data | Estimated using an emission factor
2018 | IL | IMEA Flora | 56116 | 10 | IC | OP | NA | DFO |  | 115 | 0.017825 | 0.31 | EIA Prime Mover-level Data | Estimated using an emission factor
2018 | IL | IMEA Highland | 56114 | 1 | IC | SB | NA | DFO
2018 | IL | IMEA Highland | 56114 | 2 | IC | SB | NA | DFO
2018 | IL | Industrial Park | 7934 | 3 | IC | OP | NA | DFO |  | 893 | 0.13841 | 0.31 | EIA Prime Mover-level Data | Estimated using an emission factor
2018 | IL | Industrial Park | 7934 | 4 | IC | OP | NA | DFO |  | 893 | 0.13841 | 0.31 | EIA Prime Mover-level Data | Estimated using an emission factor
2018 | IL | Industrial Park | 7934 | 5 | IC | OP | NA | DFO |  | 893 | 0.13841 | 0.31 | EIA Prime Mover-level Data | Estimated using an emission factor
2018 | IL | Industrial Park | 7934 | 6 | IC | OP | NA | DFO |  | 893 | 0.13841 | 0.31 | EIA Prime Mover-level Data | Estimated using an emission factor
2018 | IL | Industrial Park | 7934 | 7 | IC | OP | NA | DFO |  | 893 | 0.13841 | 0.31 | EIA Prime Mover-level Data | Estimated using an emission factor
2018 | IL | Industrial Park | 7934 | 8 | IC | OP | NA | DFO |  | 1092 | 0.16926 | 0.31 | EIA Prime Mover-level Data | Estimated using an emission factor
2018 | IL | Industrial Park | 7934 | 9 | IC | OP | NA | DFO |  | 1092 | 0.16926 | 0.31 | EIA Prime Mover-level Data | Estimated using an emission factor
2018 | IL | Ingredion Incorporated Argo Plant | 54556 | B06 | ST | OP | OTHER BOILER | NG | 2,053.0 | 447428 | 0.41533 | 0.0018565 | EPA/CAMD | EPA/NEI | 1994
2018 | IL | Ingredion Incorporated Argo Plant | 54556 | B07 | ST | OP | OTHER BOILER | NG | 2,946.0 | 642938 | 0.46832 | 0.0014568 | EPA/CAMD | EPA/NEI | 2003
2018 | IL | Ingredion Incorporated Argo Plant | 54556 | B08 | ST | OP | OTHER BOILER | NG | 4,734.0 | 1256120 | 4.2722 | 0.0068021 | EPA/CAMD | NEI avg EF - PM, fuel type, firing type | 2017
2018 | IL | Ingredion Incorporated Argo Plant | 54556 | B10 | ST | OP | FLUIDIZED | BIT | 7,790.0 | 6703107 | 31.6087 | 0.0094311 | EPA/CAMD | EPA/NEI | 2006
2018 | IL | Interstate | 7425 | 1 | GT | OP | CT | NG | 421.0 | 333786 | 7.3094 | 0.043797 | EPA/CAMD | EPA/NEI | 1997
2018 | IL | Invenergy Nelson Expansion LLC | 60387 | GEN3 | GT | IP | NA | NG
2018 | IL | Invenergy Nelson Expansion LLC | 60387 | GEN4 | GT | IP | NA | NG
2018 | IL | ITT Cogen Facility | 52021 | GEN1 | GT | SB | NA | NG |  | 911 | 0.0024977 | 0.0054834 | EIA Prime Mover-level Data | NEI avg EF - PM, fuel type, firing type
2018 | IL | ITT Cogen Facility | 52021 | GEN2 | GT | SB | NA | NG |  | 911 | 0.0024977 | 0.0054834 | EIA Prime Mover-level Data | NEI avg EF - PM, fuel type, firing type
2018 | IL | Jackson Generation, LLC | 62926 | 01 | CS | T | NA | NG
2018 | IL | Jackson Generation, LLC | 62926 | 02 | CS | T | NA | NG
2018 | IL | Jake Energy Storage Center | 59960 | JBS | BA | OP | NA | MWH |  | 0 |  |  | EIA Prime Mover-level Data
2018 | IL | John A Logan College Solar | 61878 | JALC | PV | P | NA | SUN
2018 | IL | Joliet 29 | 384 | 71 | ST | OP | TANGENTIAL | NG | 1,240.0 | 1699018 | 0.68909 | 0.00081117 | EPA/CAMD | EPA/NEI | 1965
2018 | IL | Joliet 29 | 384 | 72 | ST | OP | TANGENTIAL | NG | 1,227.0 | 1646977 | 0.68909 | 0.0008368 | EPA/CAMD | EPA/NEI | 1965
2018 | IL | Joliet 29 | 384 | 81 | ST | OP | TANGENTIAL | NG | 1,348.0 | 1693123 | 0.87624 | 0.0010351 | EPA/CAMD | EPA/NEI | 1966
2018 | IL | Joliet 29 | 384 | 82 | ST | OP | TANGENTIAL | NG | 1,339.0 | 1845982 | 0.87624 | 0.00094935 | EPA/CAMD | EPA/NEI | 1966
2018 | IL | Joliet 9 | 874 | 5 | ST | OP | CYCLONE | NG | 133.0 | 152756 | 0.036836 | 0.00048229 | EPA/CAMD | EPA/NEI | 1959
2018 | IL | Joppa Steam | 887 | 1 | ST | OP | TANGENTIAL | RC | 7,664.0 | 10358509 | 35.2139 | 0.006799 | EPA/CAMD | EPA/NEI | 1953
2018 | IL | Joppa Steam | 887 | 2 | ST | OP | TANGENTIAL | RC | 7,306.0 | 9774275 | 33.2251 | 0.0067985 | EPA/CAMD | EPA/NEI | 1953
2018 | IL | Joppa Steam | 887 | 3 | ST | OP | TANGENTIAL | RC | 6,599.0 | 8837374 | 74.7279 | 0.016912 | EPA/CAMD | EPA/NEI | 1954
2018 | IL | Joppa Steam | 887 | 4 | ST | OP | TANGENTIAL | RC | 5,922.0 | 8463285 | 74.7482 | 0.017664 | EPA/CAMD | EPA/NEI | 1954
2018 | IL | Joppa Steam | 887 | 5 | ST | OP | TANGENTIAL | RC | 5,671.0 | 7325360 | 47.3187 | 0.012919 | EPA/CAMD | EPA/NEI | 1955
2018 | IL | Joppa Steam | 887 | 6 | ST | OP | TANGENTIAL | RC | 6,331.0 | 8390753 | 55.4455 | 0.013216 | EPA/CAMD | EPA/NEI | 1955
2018 | IL | Kankakee Gas Recovery | 54659 | GEN1 | IC | RE | NA | LFG
2018 | IL | Kankakee Gas Recovery | 54659 | GEN2 | IC | RE | NA | LFG
2018 | IL | Kankakee Hydro Facility | 54525 | 1 | HY | OP | NA | WAT |  | 3334 |  |  | EIA Prime Mover-level Data
2018 | IL | Kankakee Hydro Facility | 54525 | 2 | HY | OP | NA | WAT |  | 3334 |  |  | EIA Prime Mover-level Data
2018 | IL | Kankakee Hydro Facility | 54525 | 3 | HY | OP | NA | WAT |  | 3334 |  |  | EIA Prime Mover-level Data
2018 | IL | Kelly Creek Wind Project | 60587 | WND1 | WT | OP | NA | WND |  | 5651292 |  |  | EIA Prime Mover-level Data
2018 | IL | Kendall Energy Facility | 55131 | GTG-1 | CT | OP | CC | NG | 6,862.0 | 11795147 | 36.114 | 0.0061235 | EPA/CAMD | EPA/NEI | 2001
2018 | IL | Kendall Energy Facility | 55131 | GTG-2 | CT | OP | CC | NG | 6,709.0 | 11687541 | 26.4344 | 0.0045235 | EPA/CAMD | EPA/NEI | 2002
2018 | IL | Kendall Energy Facility | 55131 | GTG-3 | CT | OP | CC | NG | 6,527.0 | 11293587 | 30.0658 | 0.0053244 | EPA/CAMD | EPA/NEI | 2002
2018 | IL | Kendall Energy Facility | 55131 | GTG-4 | CT | OP | CC | NG | 6,065.0 | 10418342 | 27.7447 | 0.0053261 | EPA/CAMD | EPA/NEI | 2002
2018 | IL | Kincaid Generating Station | 876 | 1 | ST | OP | CYCLONE | SUB | 6,784.0 | 26627556 | 30.9818 | 0.002327 | EPA/CAMD | EPA/NEI | 1967
2018 | IL | Kincaid Generating Station | 876 | 2 | ST | OP | CYCLONE | SUB | 5,950.0 | 23081173 | 26.231 | 0.0022729 | EPA/CAMD | EPA/NEI | 1968
2018 | IL | Kinmundy Power Plant | 55204 | KCTG1 | GT | OP | CT | NG | 100.0 | 76651 | 0.42108 | 0.010987 | EPA/CAMD | EPA/NEI | 2001
2018 | IL | Kinmundy Power Plant | 55204 | KCTG2 | GT | OP | CT | NG | 110.0 | 85929 | 0.4704 | 0.010949 | EPA/CAMD | EPA/NEI | 2001
2018 | IL | Kishwaukee CHP Plant | 58177 | 1 | IC | OP | NA | OBG |  | 43162 | 0.31724 | 0.0147 | EIA Prime Mover-level Data | Estimated using an emission factor
2018 | IL | Kishwaukee CHP Plant | 58177 | 2 | IC | OP | NA | OBG |  | 43162 | 0.31724 | 0.0147 | EIA Prime Mover-level Data | Estimated using an emission factor
2018 | IL | Kishwaukee CHP Plant | 58177 | 3 | IC | OP | NA | OBG |  | 43162 | 0.31724 | 0.0147 | EIA Prime Mover-level Data | Estimated using an emission factor
2018 | IL | Lake Forest Hospital | 60797 | GEN1 | IC | OP | NA | NG |  | 2129 | 0.00044922 | 0.000422 | EIA Prime Mover-level Data | Estimated using an emission factor
2018 | IL | Lake Gas Recovery | 50575 | GEN1 | GT | RE | NA | LFG
2018 | IL | Lake Gas Recovery | 50575 | GEN2 | GT | OP | NA | LFG |  | 179247 | 1.9359 | 0.0216 | EIA Prime Mover-level Data | Estimated using an emission factor
2018 | IL | Lake Gas Recovery | 50575 | GEN3 | GT | OP | NA | LFG |  | 179247 | 1.9359 | 0.0216 | EIA Prime Mover-level Data | Estimated using an emission factor
2018 | IL | Lakeside | 964 | 6 | ST | RE | NA | BIT
2018 | IL | Lakeside | 964 | 7 | ST | RE | NA | BIT
2018 | IL | Lakeside | 964 | D1 | IC | OP | NA | DFO |  | 67 | 0.010385 | 0.31 | EIA Prime Mover-level Data | Estimated using an emission factor
2018 | IL | Lakeside | 964 | D2 | IC | OP | NA | DFO |  | 67 | 0.010385 | 0.31 | EIA Prime Mover-level Data | Estimated using an emission factor
2018 | IL | Lakeside | 964 | D3 | IC | OP | NA | DFO |  | 67 | 0.010385 | 0.31 | EIA Prime Mover-level Data | Estimated using an emission factor
2018 | IL | Lancaster Wind Farm Project | 56657 | 1 | WT | IP | NA | WND
2018 | IL | LaSalle Generating Station | 6026 | 1 | ST | OP | NA | NUC |  | 97454355 |  |  | EIA Prime Mover-level Data
2018 | IL | LaSalle Generating Station | 6026 | 2 | ST | OP | NA | NUC |  | 104798832 |  |  | EIA Prime Mover-level Data
2018 | IL | Lee County Generating Station, LLC | 55236 | CT1 | GT | OP | CT | NG | 193.0 | 123892 | 0.38429 | 0.0062036 | EPA/CAMD | EPA/NEI | 2001
2018 | IL | Lee County Generating Station, LLC | 55236 | CT2 | GT | OP | CT | NG | 225.0 | 146197 | 0.45435 | 0.0062156 | EPA/CAMD | EPA/NEI | 2001
2018 | IL | Lee County Generating Station, LLC | 55236 | CT3 | GT | OP | CT | NG | 271.0 | 173922 | 0.53937 | 0.0062024 | EPA/CAMD | EPA/NEI | 2001
2018 | IL | Lee County Generating Station, LLC | 55236 | CT4 | GT | OP | CT | NG | 203.0 | 129369 | 0.40107 | 0.0062004 | EPA/CAMD | EPA/NEI | 2001
2018 | IL | Lee County Generating Station, LLC | 55236 | CT5 | GT | OP | CT | NG | 231.0 | 144559 | 0.44814 | 0.0062001 | EPA/CAMD | EPA/NEI | 2001
2018 | IL | Lee County Generating Station, LLC | 55236 | CT6 | GT | OP | CT | NG | 218.0 | 137591 | 0.42676 | 0.0062033 | EPA/CAMD | EPA/NEI | 2001
2018 | IL | Lee County Generating Station, LLC | 55236 | CT7 | GT | OP | CT | NG | 223.0 | 141915 | 0.43968 | 0.0061964 | EPA/CAMD | EPA/NEI | 2001
2018 | IL | Lee County Generating Station, LLC | 55236 | CT8 | GT | OP | CT | NG | 215.0 | 136739 | 0.42365 | 0.0061965 | EPA/CAMD | EPA/NEI | 2001
2018 | IL | Lincoln Generating Facility | 55222 | CTG-1 | GT | OP | CT | NG | 76.0 | 41277 | 0.06166 | 0.0029876 | EPA/CAMD | EPA/NEI | 2000
2018 | IL | Lincoln Generating Facility | 55222 | CTG-2 | GT | OP | CT | NG | 67.0 | 37132 | 0.0545 | 0.0029355 | EPA/CAMD | EPA/NEI | 2000
2018 | IL | Lincoln Generating Facility | 55222 | CTG-3 | GT | OP | CT | NG | 65.0 | 35764 | 0.054 | 0.0030198 | EPA/CAMD | EPA/NEI | 2000
2018 | IL | Lincoln Generating Facility | 55222 | CTG-4 | GT | OP | CT | NG | 64.0 | 36496 | 0.05475 | 0.0030003 | EPA/CAMD | EPA/NEI | 2000
2018 | IL | Lincoln Generating Facility | 55222 | CTG-5 | GT | OP | CT | NG | 48.0 | 27825 | 0.04181 | 0.0030052 | EPA/CAMD | EPA/NEI | 2000
2018 | IL | Lincoln Generating Facility | 55222 | CTG-6 | GT | OP | CT | NG | 50.0 | 28507 | 0.04237 | 0.0029726 | EPA/CAMD | EPA/NEI | 2000
2018 | IL | Lincoln Generating Facility | 55222 | CTG-7 | GT | OP | CT | NG | 48.0 | 26995 | 0.04088 | 0.0030287 | EPA/CAMD | EPA/NEI | 2000
2018 | IL | Lincoln Generating Facility | 55222 | CTG-8 | GT | OP | CT | NG | 50.0 | 27299 | 0.04107 | 0.0030089 | EPA/CAMD | EPA/NEI | 2000
2018 | IL | Lincoln Land Energy Center | 62022 | GEN1 | CS | P | NA | NG
2018 | IL | Lincoln Land Energy Center | 62022 | GEN2 | CS | P | NA | NG
2018 | IL | Lincoln Land Wind | 58925 | SAN1 | WT | P | NA | WND
2018 | IL | Livingston Generating Facility | 55054 | 1 | GT | OP | NA | LFG |  | 402997 | 4.3524 | 0.0216 | EIA Prime Mover-level Data | Estimated using an emission factor
2018 | IL | Livingston Generating Facility | 55054 | 3 | GT | OP | NA | LFG |  | 402997 | 4.3524 | 0.0216 | EIA Prime Mover-level Data | Estimated using an emission factor
2018 | IL | Livingston Generating Facility | 55054 | GEN2 | GT | OP | NA | LFG |  | 402997 | 4.3524 | 0.0216 | EIA Prime Mover-level Data | Estimated using an emission factor
2018 | IL | Lockport Powerhouse | 10903 | 1GEN | HY | OP | NA | WAT |  | 191469 |  |  | EIA Prime Mover-level Data
2018 | IL | Lockport Powerhouse | 10903 | 2GEN | HY | OP | NA | WAT |  | 191469 |  |  | EIA Prime Mover-level Data
2018 | IL | Lockport Powerhouse | 10903 | GEN1 | HY | RE | NA | WAT
2018 | IL | Lockport Powerhouse | 10903 | GEN2 | HY | RE | NA | WAT
2018 | IL | Lombard | 877 | 311 | GT | RE | NA | KER
2018 | IL | Lombard | 877 | 312 | GT | RE | NA | NG
2018 | IL | Lombard | 877 | 321 | GT | RE | NA | KER
2018 | IL | Lombard | 877 | 322 | GT | RE | NA | KER
2018 | IL | Lombard | 877 | 331 | GT | RE | NA | KER
2018 | IL | Lombard | 877 | 332 | GT | RE | NA | NG
2018 | IL | Loyola University Health Plant | 58181 | UNIT1 | GT | OP | NA | NG |  | 95708 | 0.2624 | 0.0054834 | EIA Prime Mover-level Data | NEI avg EF - PM, fuel type, firing type
2018 | IL | Loyola University Health Plant | 58181 | UNIT2 | GT | OP | NA | NG |  | 95708 | 0.2624 | 0.0054834 | EIA Prime Mover-level Data | NEI avg EF - PM, fuel type, firing type
2018 | IL | LSP University Park, LLC | 55640 | CT01 | GT | OP | CT | NG | 1,948.0 | 647723 | 2.2612 | 0.0069822 | EPA/CAMD | EPA/NEI | 2002
2018 | IL | LSP University Park, LLC | 55640 | CT02 | GT | OP | CT | NG | 1,909.0 | 593920 | 2.0765 | 0.0069925 | EPA/CAMD | EPA/NEI | 2002
2018 | IL | LSP University Park, LLC | 55640 | CT03 | GT | OP | CT | NG | 1,784.0 | 556714 | 1.9469 | 0.0069943 | EPA/CAMD | EPA/NEI | 2002
2018 | IL | LSP University Park, LLC | 55640 | CT04 | GT | OP | CT | NG | 1,830.0 | 551219 | 1.9245 | 0.0069826 | EPA/CAMD | EPA/NEI | 2002
2018 | IL | LSP University Park, LLC | 55640 | CT05 | GT | OP | CT | NG | 1,557.0 | 473986 | 1.6554 | 0.006985 | EPA/CAMD | EPA/NEI | 2002
2018 | IL | LSP University Park, LLC | 55640 | CT06 | GT | OP | CT | NG | 1,667.0 | 545894 | 1.9059 | 0.0069826 | EPA/CAMD | EPA/NEI | 2002
2018 | IL | LSP University Park, LLC | 55640 | CT07 | GT | OP | CT | NG | 1,610.0 | 493142 | 1.7191 | 0.0069722 | EPA/CAMD | EPA/NEI | 2002
2018 | IL | LSP University Park, LLC | 55640 | CT08 | GT | OP | CT | NG | 1,576.0 | 481432 | 1.6783 | 0.006972 | EPA/CAMD | EPA/NEI | 2002
2018 | IL | LSP University Park, LLC | 55640 | CT09 | GT | OP | CT | NG | 1,322.0 | 404616 | 1.4141 | 0.0069897 | EPA/CAMD | EPA/NEI | 2002
2018 | IL | LSP University Park, LLC | 55640 | CT10 | GT | OP | CT | NG | 1,496.0 | 453001 | 1.5836 | 0.0069918 | EPA/CAMD | EPA/NEI | 2002
2018 | IL | LSP University Park, LLC | 55640 | CT11 | GT | OP | CT | NG | 1,785.0 | 562673 | 1.9648 | 0.0069838 | EPA/CAMD | EPA/NEI | 2002
2018 | IL | LSP University Park, LLC | 55640 | CT12 | GT | OP | CT | NG | 1,796.0 | 624861 | 2.1834 | 0.0069883 | EPA/CAMD | EPA/NEI | 2002
2018 | IL | Mallard Lake Electric | 55592 | 1 | CT |  | NA | LFG |  | 48487 | 0.52366 | 0.0216 | EIA Unit-level Data | Estimated using an emission factor
2018 | IL | Mallard Lake Electric | 55592 | 2 | CT |  | NA | LFG |  | 0 | 0 |  | EIA Unit-level Data | Estimated using an emission factor
2018 | IL | Mallard Lake Electric | 55592 | 3 | CT | RE | NA | LFG
2018 | IL | Mallard Lake Electric | 55592 | HRSG 1 | CA | RE | NA | LFG |  | 19301 | 0.027986 | 0.0029 | EIA Unit-level Data | Estimated using an emission factor
2018 | IL | Mallard Lake Electric | 55592 | HRSG 2 | CA | RE | NA | LFG |  | 0 | 0 |  | EIA Unit-level Data | Estimated using an emission factor
2018 | IL | Marengo Battery Storage LLC | 62856 | MBSS | BA | OP | NA | MWH
2018 | IL | Marion | 976 | 4 | ST | OP | CYCLONE | BIT | 7,247.0 | 12577254 | 42.0017 | 0.006679 | EPA/CAMD | EPA/NEI | 1978
2018 | IL | Marion | 976 | 5 | GT | OP | CT | NG | 128.0 | 88448 | 0.0597 | 0.0013499 | EPA/CAMD | EPA/NEI | 2003
2018 | IL | Marion | 976 | 6 | GT | OP | CT | NG | 99.0 | 69727 | 0.04335 | 0.0012434 | EPA/CAMD | EPA/NEI | 2003
2018 | IL | Marion | 976 | 123 | ST | OP | FLUIDIZED | BIT | 7,935.0 | 10554849 | 1.3658 | 0.0002588 | EPA/CAMD | EPA/NEI | 2003
2018 | IL | Mars Snackfood US | 54855 | 1 | GT | OP | NA | NG |  | 314060 | 0.86106 | 0.0054834 | EIA Prime Mover-level Data | NEI avg EF - PM, fuel type, firing type
2018 | IL | Marseilles Lock and Dam Hydro | 58903 | UNIT1 | HY | U | NA | WAT
2018 | IL | Marseilles Lock and Dam Hydro | 58903 | UNIT2 | HY | U | NA | WAT
2018 | IL | Marseilles Lock and Dam Hydro | 58903 | UNIT3 | HY | U | NA | WAT
2018 | IL | Marseilles Lock and Dam Hydro | 58903 | UNIT4 | HY | U | NA | WAT
2018 | IL | Marshall (IL) | 949 | 1 | IC | RE | NA | DFO
2018 | IL | Marshall (IL) | 949 | 2 | IC | RE | NA | DFO
2018 | IL | Marshall (IL) | 949 | 3 | IC | RE | NA | DFO
2018 | IL | Marshall (IL) | 949 | 5 | IC | OP | NA | DFO |  | 171 | 0.026505 | 0.31 | EIA Prime Mover-level Data | Estimated using an emission factor
2018 | IL | Marshall (IL) | 949 | 6 | IC | OP | NA | DFO |  | 123 | 0.019065 | 0.31 | EIA Prime Mover-level Data | Estimated using an emission factor
2018 | IL | Marshall (IL) | 949 | 7 | IC | OP | NA | DFO |  | 123 | 0.019065 | 0.31 | EIA Prime Mover-level Data | Estimated using an emission factor
2018 | IL | Marshall (IL) | 949 | 8 | IC | OP | NA | DFO |  | 123 | 0.019065 | 0.31 | EIA Prime Mover-level Data | Estimated using an emission factor
2018 | IL | Marshall (IL) | 949 | 9 | IC | OP | NA | DFO |  | 123 | 0.019065 | 0.31 | EIA Prime Mover-level Data | Estimated using an emission factor
2018 | IL | Marshall (IL) | 949 | 10 | IC | OP | NA | DFO |  | 123 | 0.019065 | 0.31 | EIA Prime Mover-level Data | Estimated using an emission factor
2018 | IL | Marshall (IL) | 949 | 11 | IC | OP | NA | DFO |  | 123 | 0.019065 | 0.31 | EIA Prime Mover-level Data | Estimated using an emission factor
2018 | IL | Marshall (IL) | 949 | 12 | IC | OP | NA | DFO |  | 123 | 0.019065 | 0.31 | EIA Prime Mover-level Data | Estimated using an emission factor
2018 | IL | Marshall (IL) | 949 | 13 | IC | OP | NA | DFO |  | 123 | 0.019065 | 0.31 | EIA Prime Mover-level Data | Estimated using an emission factor
2018 | IL | McHenry Battery Storage | 60656 | MCH1 | BA | OP | NA | MWH |  | 0 |  |  | EIA Prime Mover-level Data
2018 | IL | McLeansboro | 948 | 2 | IC | SB | NA | DFO |  | 3 | 0.000465 | 0.31 | EIA Prime Mover-level Data | Estimated using an emission factor
2018 | IL | McLeansboro | 948 | 5 | IC | SB | NA | DFO |  | 10 | 0.00155 | 0.31 | EIA Prime Mover-level Data | Estimated using an emission factor
2018 | IL | McLeansboro | 948 | 6 | IC | SB | NA | DFO |  | 12 | 0.00186 | 0.31 | EIA Prime Mover-level Data | Estimated using an emission factor
2018 | IL | McLeansboro | 948 | 7 | IC | SB | NA | DFO |  | 6 | 0.00093 | 0.31 | EIA Prime Mover-level Data | Estimated using an emission factor
2018 | IL | McLeansboro | 948 | 8 | IC | SB | NA | DFO |  | 6 | 0.00093 | 0.31 | EIA Prime Mover-level Data | Estimated using an emission factor
2018 | IL | McLeansboro | 948 | 9 | IC | SB | NA | DFO |  | 10 | 0.00155 | 0.31 | EIA Prime Mover-level Data | Estimated using an emission factor
2018 | IL | Mendota Hills, LLC | 56160 | GEN1 | WT | OA | NA | WND |  | 277234 |  |  | EIA Prime Mover-level Data
2018 | IL | MEPI GT Facility | 7858 | 1 | GT | OP | CT | NG | 10.0 | 4840 | 0.00755 | 0.0031198 | EPA/CAMD | EPA/NEI | 2000
2018 | IL | MEPI GT Facility | 7858 | 2 | GT | OP | CT | NG | 27.0 | 15959 | 0.02563 | 0.003212 | EPA/CAMD | EPA/NEI | 2000
2018 | IL | MEPI GT Facility | 7858 | 3 | GT | OP | CT | NG | 16.0 | 9524 | 0.01548 | 0.0032507 | EPA/CAMD | EPA/NEI | 2000
2018 | IL | MEPI GT Facility | 7858 | 4 | GT | OP | CT | NG | 8.0 | 1785 | 0.00557 | 0.0062409 | EPA/CAMD | EPA/NEI | 2000
2018 | IL | MEPI GT Facility | 7858 | 5 | GT | OP | CT | NG | 18.0 | 4882 | 0.01314 | 0.005383 | EPA/CAMD | EPA/NEI | 2000
2018 | IL | Milam Gas Recovery | 50566 | GEN1 | IC | OP | NA | NG |  | 69351 | 0.014633 | 0.000422 | EIA Prime Mover-level Data | Estimated using an emission factor
2018 | IL | Milam Gas Recovery | 50566 | GEN2 | IC | OP | NA | NG |  | 69351 | 0.014633 | 0.000422 | EIA Prime Mover-level Data | Estimated using an emission factor
2018 | IL | Milam Gas Recovery | 50566 | GEN3 | IC | OP | NA | NG |  | 69351 | 0.014633 | 0.000422 | EIA Prime Mover-level Data | Estimated using an emission factor
2018 | IL | Minonk Wind Farm | 57284 | 1 | WT | OP | NA | WND |  | 5574719 |  |  | EIA Prime Mover-level Data
2018 | IL | Moline | 899 | GT1 | GT | OP | NA | NG |  | 7029 | 0.019271 | 0.0054834 | EIA Prime Mover-level Data | NEI avg EF - PM, fuel type, firing type
2018 | IL | Moline | 899 | GT2 | GT | OP | NA | NG |  | 7029 | 0.019271 | 0.0054834 | EIA Prime Mover-level Data | NEI avg EF - PM, fuel type, firing type
2018 | IL | Moline | 899 | GT3 | GT | OP | NA | NG |  | 7029 | 0.019271 | 0.0054834 | EIA Prime Mover-level Data | NEI avg EF - PM, fuel type, firing type
2018 | IL | Moline | 899 | GT4 | GT | OP | NA | NG |  | 7029 | 0.019271 | 0.0054834 | EIA Prime Mover-level Data | NEI avg EF - PM, fuel type, firing type
2018 | IL | Moline | 899 | HY1 | HY | OP | NA | WAT |  | 31787 |  |  | EIA Prime Mover-level Data
2018 | IL | Moline | 899 | HY2 | HY | OP | NA | WAT |  | 31787 |  |  | EIA Prime Mover-level Data
2018 | IL | Moline | 899 | HY3 | HY | OP | NA | WAT |  | 31787 |  |  | EIA Prime Mover-level Data
2018 | IL | Moline | 899 | HY4 | HY | OP | NA | WAT |  | 31787 |  |  | EIA Prime Mover-level Data
2018 | IL | Mondelez Global LLC | 54933 | GEN1 | GT | OP | NA | NG |  | 273739 | 0.75051 | 0.0054834 | EIA Prime Mover-level Data | NEI avg EF - PM, fuel type, firing type
2018 | IL | Mooseheart Power House | 50337 | GEN1 | IC | SB | NA | NG
2018 | IL | Mooseheart Power House | 50337 | GEN2 | IC | SB | NA | NG
2018 | IL | Mooseheart Power House | 50337 | GEN3 | IC | SB | NA | NG
2018 | IL | Mooseheart Power House | 50337 | GEN4 | IC | SB | NA | NG
2018 | IL | Morris Cogeneration, LLC | 55216 | B-5 | ST | OP | WALL | NG | 3,603.0 | 62404 | 0.60165 | 0.019282 | EPA/CAMD | EPA/NEI | 1980
2018 | IL | Morris Cogeneration, LLC | 55216 | B-6 | ST | OP | WALL | NG | 3,468.0 | 58182 | 0.68448 | 0.023529 | EPA/CAMD | EPA/NEI | 1980
2018 | IL | Morris Cogeneration, LLC | 55216 | CTG1 | CT | OP | CC | NG | 6,762.0 | 3034378 | 2.1638 | 0.0014262 | EPA/CAMD | EPA/NEI | 1998
2018 | IL | Morris Cogeneration, LLC | 55216 | CTG2 | CT | OP | CC | NG | 6,268.0 | 2741445 | 1.2536 | 0.00091455 | EPA/CAMD | EPA/NEI | 1998
2018 | IL | Morris Cogeneration, LLC | 55216 | CTG3 | CT | OP | CC | NG | 4,954.0 | 2189253 | 0.9908 | 0.00090515 | EPA/CAMD | EPA/NEI | 1998
2018 | IL | Morris Genco LLC | 55774 | MO1 | IC | RE | NA | LFG
2018 | IL | Morris Genco LLC | 55774 | MO2 | IC | RE | NA | LFG
2018 | IL | Morris Genco LLC | 55774 | MO3 | IC | RE | NA | LFG
2018 | IL | Morris Genco LLC | 55774 | MO4 | IC | RE | NA | LFG |  | 31725 | 0.23318 | 0.0147 | EIA Prime Mover-level Data | Estimated using an emission factor
2018 | IL | Morris Genco LLC | 55774 | MO5 | IC | RE | NA | LFG |  | 31725 | 0.23318 | 0.0147 | EIA Prime Mover-level Data | Estimated using an emission factor
2018 | IL | MPEA Energy Center | 55067 | GEN1 | GT | RE | NA | NG
2018 | IL | MPEA Energy Center | 55067 | GEN2 | GT | RE | NA | NG
2018 | IL | MPEA Energy Center | 55067 | GEN3 | GT | RE | NA | NG
2018 | IL | MPEA Energy Center | 55067 | GEN4 | IC | SB | NA | DFO
2018 | IL | MPEA Energy Center | 55067 | GEN5 | IC | SB | NA | DFO
2018 | IL | MPEA Energy Center | 55067 | GEN6 | IC | SB | NA | DFO
2018 | IL | MTHS Co-Gen Buildings | 58825 | STH1 | IC | OP | NA | NG
2018 | IL | MTHS Co-Gen Buildings | 58825 | STH2 | IC | OP | NA | NG
2018 | IL | Museum of Science and Industry | 58635 | COGEN | IC | OP | NA | NG
2018 | IL | Nalco | 50326 | AT1 | CT |  | NA | NG |  | 325849 | 0.93786 | 0.0057564 | EIA Unit-level Data | NEI avg EF - PM, fuel type
2018 | IL | Nalco | 50326 | DPOX | CA | OP | NA | NG
2018 | IL | Nelson Energy Center | 55183 | 1 | CT | OP | CC | NG | 7,204.0 | 12467619 | 12.359 | 0.0019826 | EPA/CAMD | EPA/NEI | 2015
2018 | IL | Nelson Energy Center | 55183 | 2 | CT | OP | CC | NG | 7,224.0 | 12379328 | 10.4359 | 0.001686 | EPA/CAMD | EPA/NEI | 2015
2018 | IL | Newton | 6017 | 1 | ST | OP | TANGENTIAL | RC | 7,712.0 | 31925034 | 295.1936 | 0.018493 | EPA/CAMD | EPA/NEI | 1977
2018 | IL | North Chicago Energy Center | 58328 | GT1 | GT | OP | NA | NG |  | 206133 | 0.56515 | 0.0054834 | EIA Prime Mover-level Data | NEI avg EF - PM, fuel type, firing type
2018 | IL | North Chicago Energy Center | 58328 | GT2 | GT | OP | NA | NG |  | 285415 | 0.78252 | 0.0054834 | EIA Prime Mover-level Data | NEI avg EF - PM, fuel type, firing type
2018 | IL | North Ninth Street | 960 | 1 | IC | OP | NA | DFO |  | 906 | 0.14043 | 0.31 | EIA Prime Mover-level Data | Estimated using an emission factor
2018 | IL | North Ninth Street | 960 | 3 | IC | OP | NA | NG |  | 2518 | 0.0005313 | 0.000422 | EIA Prime Mover-level Data | Estimated using an emission factor
2018 | IL | North Ninth Street | 960 | 4 | IC | OP | NA | DFO |  | 1007 | 0.15609 | 0.31 | EIA Prime Mover-level Data | Estimated using an emission factor
2018 | IL | North Ninth Street | 960 | 5 | IC | RE | NA | NG
2018 | IL | North Ninth Street | 960 | 6 | IC | OP | NA | NG |  | 2518 | 0.0005313 | 0.000422 | EIA Prime Mover-level Data | Estimated using an emission factor
2018 | IL | North Ninth Street | 960 | 7 | IC | OP | NA | NG |  | 3827 | 0.0008075 | 0.000422 | EIA Prime Mover-level Data | Estimated using an emission factor
2018 | IL | North Ninth Street | 960 | 8 | IC | OP | NA | DFO |  | 1007 | 0.15609 | 0.31 | EIA Prime Mover-level Data | Estimated using an emission factor
2018 | IL | North Ninth Street | 960 | 9 | IC | OP | NA | NG |  | 3525 | 0.00074378 | 0.000422 | EIA Prime Mover-level Data | Estimated using an emission factor
2018 | IL | North Ninth Street | 960 | 10 | IC | OP | NA | NG |  | 2518 | 0.0005313 | 0.000422 | EIA Prime Mover-level Data | Estimated using an emission factor
2018 | IL | North Ninth Street | 960 | SOL1 | PV | OP | NA | SUN |  | 3810 |  |  | EIA Prime Mover-level Data
2018 | IL | Northeastern Illinois University Cogen | 58245 | GEN1 | IC | SB | NA | NG |  | 55 | 1.1605e-05 | 0.000422 | EIA Prime Mover-level Data | Estimated using an emission factor
2018 | IL | Northeastern Illinois University Cogen | 58245 | GEN2 | IC | SB | NA | NG |  | 55 | 1.1605e-05 | 0.000422 | EIA Prime Mover-level Data | Estimated using an emission factor
2018 | IL | Northeastern Illinois University Cogen | 58245 | GEN3 | IC | SB | NA | NG |  | 55 | 1.1605e-05 | 0.000422 | EIA Prime Mover-level Data | Estimated using an emission factor
2018 | IL | Northeastern Illinois University Cogen | 58245 | GEN4 | IC | SB | NA | NG |  | 55 | 1.1605e-05 | 0.000422 | EIA Prime Mover-level Data | Estimated using an emission factor
2018 | IL | Northwest Community Hospital | 59847 | 1 | IC | OP | NA | NG |  | 2699 | 0.00056949 | 0.000422 | EIA Prime Mover-level Data | Estimated using an emission factor
2018 | IL | Northwest Community Hospital | 59847 | 2 | IC | OP | NA | NG |  | 2699 | 0.00056949 | 0.000422 | EIA Prime Mover-level Data | Estimated using an emission factor
2018 | IL | Northwest Community Hospital | 59847 | 3 | IC | OP | NA | NG |  | 2699 | 0.00056949 | 0.000422 | EIA Prime Mover-level Data | Estimated using an emission factor
2018 | IL | Northwest Community Hospital | 59847 | 4 | IC | OP | NA | NG |  | 2699 | 0.00056949 | 0.000422 | EIA Prime Mover-level Data | Estimated using an emission factor
2018 | IL | Oglesby | 894 | 1 | GT | RE | NA | NG
2018 | IL | Oglesby | 894 | 2 | GT | RE | NA | NG
2018 | IL | Oglesby | 894 | 3 | GT | RE | NA | NG
2018 | IL | Oglesby | 894 | 4 | GT | RE | NA | NG
2018 | IL | Old Trail Wind Farm | 56614 | 2 | WT | OP | NA | WND |  | 5043511 |  |  | EIA Prime Mover-level Data
2018 | IL | Orchard Hills Renewable Energy Station | 59792 | 1 | IC | OA | NA | LFG |  | 476 | 0.0034986 | 0.0147 | EIA Prime Mover-level Data | Estimated using an emission factor
2018 | IL | Orchard Hills Renewable Energy Station | 59792 | 2 | IC | OA | NA | LFG |  | 476 | 0.0034986 | 0.0147 | EIA Prime Mover-level Data | Estimated using an emission factor
2018 | IL | Orchard Hills Renewable Energy Station | 59792 | 3 | IC | OA | NA | LFG |  | 476 | 0.0034986 | 0.0147 | EIA Prime Mover-level Data | Estimated using an emission factor
2018 | IL | Orchard Hills Renewable Energy Station | 59792 | 4 | IC | OA | NA | LFG |  | 476 | 0.0034986 | 0.0147 | EIA Prime Mover-level Data | Estimated using an emission factor
2018 | IL | Orchard Hills Renewable Energy Station | 59792 | 5 | IC | OA | NA | LFG |  | 476 | 0.0034986 | 0.0147 | EIA Prime Mover-level Data | Estimated using an emission factor
2018 | IL | Orchard Hills Renewable Energy Station | 59792 | 6 | IC | OA | NA | LFG |  | 476 | 0.0034986 | 0.0147 | EIA Prime Mover-level Data | Estimated using an emission factor
2018 | IL | Otter Creek Wind Farm LLC | 61344 | WT1 | WT | P | NA | WND
2018 | IL | Panduit Tinley Park | 54932 | GEN1 | IC | RE | NA | NG
2018 | IL | Panduit Tinley Park | 54932 | GEN2 | IC | RE | NA | NG
2018 | IL | Pearl Station | 6238 | 1 | ST | RE | NA | BIT
2018 | IL | Pearl Station | 6238 | GT1 | GT | OP | NA | DFO |  | 5033 | 0.043433 | 0.017259 | EIA Prime Mover-level Data | NEI avg EF - PM, fuel type, firing type
2018 | IL | Peru (IL) | 955 | 3 | IC | RE | NA | DFO
2018 | IL | Peru (IL) | 955 | 4 | ST | RE | NA | NG
2018 | IL | Peru (IL) | 955 | 7 | IC | RE | NA | DFO
2018 | IL | Peru (IL) | 955 | 8 | IC | RE | NA | DFO
2018 | IL | Peru (IL) | 955 | 9 | IC | RE | NA | DFO
2018 | IL | Peru (IL) | 955 | 10 | IC | RE | NA | DFO
2018 | IL | Peru (IL) | 955 | 11 | IC | OP | NA | DFO |  | 169 | 0.026195 | 0.31 | EIA Prime Mover-level Data | Estimated using an emission factor
2018 | IL | Peru (IL) | 955 | 12 | IC | OP | NA | DFO |  | 169 | 0.026195 | 0.31 | EIA Prime Mover-level Data | Estimated using an emission factor
2018 | IL | Peru (IL) | 955 | 13 | IC | OP | NA | DFO |  | 169 | 0.026195 | 0.31 | EIA Prime Mover-level Data | Estimated using an emission factor
2018 | IL | Peru (IL) | 955 | 14 | IC | OP | NA | DFO |  | 169 | 0.026195 | 0.31 | EIA Prime Mover-level Data | Estimated using an emission factor
2018 | IL | Peru (IL) | 955 | 15 | IC | OP | NA | DFO |  | 169 | 0.026195 | 0.31 | EIA Prime Mover-level Data | Estimated using an emission factor
2018 | IL | Peru (IL) | 955 | 16 | IC | OP | NA | DFO |  | 169 | 0.026195 | 0.31 | EIA Prime Mover-level Data | Estimated using an emission factor
2018 | IL | Peru (IL) | 955 | 17 | IC | OP | NA | DFO |  | 169 | 0.026195 | 0.31 | EIA Prime Mover-level Data | Estimated using an emission factor
2018 | IL | Peru (IL) | 955 | GT1 | GT | OP | NA | JF |  | 749 | 0.0031906 | 0.0085197 | EIA Prime Mover-level Data | NEI avg EF - PM, fuel type
2018 | IL | Peru (IL) | 955 | HC1 | HY | OP | NA | WAT |  | 87868 |  |  | EIA Prime Mover-level Data
2018 | IL | Peru (IL) | 955 | HC2 | HY | OP | NA | WAT |  | 87868 |  |  | EIA Prime Mover-level Data
2018 | IL | Peru (IL) | 955 | HC3 | HY | OP | NA | WAT |  | 87868 |  |  | EIA Prime Mover-level Data
2018 | IL | Peru (IL) | 955 | HC4 | HY | OP | NA | WAT |  | 87868 |  |  | EIA Prime Mover-level Data
2018 | IL | Peru (IL) | 955 | IC1 | IC | RE | NA | DFO
2018 | IL | Peru (IL) | 955 | IC2 | IC | RE | NA | DFO
2018 | IL | Peru (IL) | 955 | IC3 | IC | RE | NA | DFO
2018 | IL | Phoenix Solar South Farms LLC Solar Farm | 62735 | M1358 | PV | OP | NA | SUN
2018 | IL | Pike County Wind Power | 56376 | WTG1 | WT | OP | NA | WND |  | 28149 |  |  | EIA Prime Mover-level Data
2018 | IL | Pilot Hill Wind Farm | 58898 | K4-1 | WT | OP | NA | WND |  | 5376883 |  |  | EIA Prime Mover-level Data
2018 | IL | Pinckneyville Power Plant | 55202 | CT01 | GT | OP | CT | NG | 1,021.0 | 347628 | 1.9576 | 0.011263 | EPA/CAMD | EPA/NEI | 2000
2018 | IL | Pinckneyville Power Plant | 55202 | CT02 | GT | OP | CT | NG | 1,027.0 | 345328 | 1.9462 | 0.011271 | EPA/CAMD | EPA/NEI | 2000
2018 | IL | Pinckneyville Power Plant | 55202 | CT03 | GT | OP | CT | NG | 1,034.0 | 346083 | 1.9491 | 0.011264 | EPA/CAMD | EPA/NEI | 2000
2018 | IL | Pinckneyville Power Plant | 55202 | CT04 | GT | OP | CT | NG | 1,035.0 | 352437 | 1.9875 | 0.011279 | EPA/CAMD | EPA/NEI | 2000
2018 | IL | Pinckneyville Power Plant | 55202 | CT05 | GT | OP | CT | NG | 94.0 | 28714 | 0.13074 | 0.0091064 | EPA/CAMD | EPA/NEI | 2001
2018 | IL | Pinckneyville Power Plant | 55202 | CT06 | GT | OP | CT | NG | 83.0 | 25035 | 0.11288 | 0.0090178 | EPA/CAMD | EPA/NEI | 2001
2018 | IL | Pinckneyville Power Plant | 55202 | CT07 | GT | OP | CT | NG | 59.0 | 18973 | 0.08672 | 0.0091414 | EPA/CAMD | EPA/NEI | 2001
2018 | IL | Pinckneyville Power Plant | 55202 | CT08 | GT | OP | CT | NG | 72.0 | 20730 | 0.09352 | 0.0090227 | EPA/CAMD | EPA/NEI | 2001
2018 | IL | Pioneer Trail Wind Farm, LLC | 57675 | PTWF | WT | OP | NA | WND |  | 4039976 |  |  | EIA Prime Mover-level Data
2018 | IL | Pittsfield | 6237 | 1 | IC | RE | NA | DFO
2018 | IL | Pittsfield | 6237 | 2 | IC | RE | NA | DFO
2018 | IL | Pittsfield | 6237 | 3 | IC | RE | NA | DFO
2018 | IL | Pittsfield | 6237 | 4 | IC | RE | NA | DFO
2018 | IL | Pittsfield | 6237 | 5 | IC | RE | NA | DFO
2018 | IL | Powerton | 879 | 51 | ST | OP | CYCLONE | SUB | 4,356.0 | 13575466 | 389.733 | 0.057417 | EPA/CAMD | EPA/NEI | 1973
2018 | IL | Powerton | 879 | 52 | ST | OP | CYCLONE | SUB | 4,385.0 | 13816389 | 389.733 | 0.056416 | EPA/CAMD | EPA/NEI | 1973
2018 | IL | Powerton | 879 | 61 | ST | OP | CYCLONE | SUB | 4,421.0 | 13215365 | 348.7675 | 0.052782 | EPA/CAMD | EPA/NEI | 1976
2018 | IL | Powerton | 879 | 62 | ST | OP | CYCLONE | SUB | 4,567.0 | 13840831 | 348.7675 | 0.050397 | EPA/CAMD | EPA/NEI | 1976
2018 | IL | Prairie State Generating Station | 55856 | 01 | ST | OP | WALL | BIT | 7,581.0 | 65384856 | 410.1393 | 0.012545 | EPA/CAMD | EPA/NEI | 2011
2018 | IL | Prairie State Generating Station | 55856 | 02 | ST | OP | WALL | BIT | 7,460.0 | 63547663 | 825.3807 | 0.025977 | EPA/CAMD | EPA/NEI | 2012
2018 | IL | Prairie State Solar Project | 62420 | PSS01 | PV | P | NA | SUN
2018 | IL | Prairie View IL | 57406 | GEN1 | IC | OP | NA | LFG |  | 136963 | 1.0067 | 0.0147 | EIA Prime Mover-level Data | Estimated using an emission factor
2018 | IL | Prairie View IL | 57406 | GEN2 | IC | OP | NA | LFG |  | 136963 | 1.0067 | 0.0147 | EIA Prime Mover-level Data | Estimated using an emission factor
2018 | IL | Prairie View IL | 57406 | GEN3 | IC | OP | NA | LFG |  | 136963 | 1.0067 | 0.0147 | EIA Prime Mover-level Data | Estimated using an emission factor
2018 | IL | Prairie Wolf Solar LLC | 62893 | PWOLF | PV | L | NA | SUN
2018 | IL | Presence Saint Mary of Nazareth Hospital | 54886 | GEN1 | IC | SB | NA | NG
2018 | IL | Presence Saint Mary of Nazareth Hospital | 54886 | GEN2 | IC | RE | NA | NG
2018 | IL | Presence Saint Mary of Nazareth Hospital | 54886 | GEN3 | IC | SB | NA | NG
2018 | IL | Presence Saint Mary of Nazareth Hospital | 54886 | GEN4 | IC | SB | NA | DFO
2018 | IL | Presence Saint Mary of Nazareth Hospital | 54886 | GEN5 | IC | SB | NA | DFO
2018 | IL | Presence Saint Mary of Nazareth Hospital | 54886 | GEN6 | IC | SB | NA | DFO
2018 | IL | Princeton (IL) | 957 | 1 | IC | SB | NA | NG |  | 139 | 2.9329e-05 | 0.000422 | EIA Prime Mover-level Data | Estimated using an emission factor
2018 | IL | Princeton (IL) | 957 | 2 | IC | SB | NA | NG |  | 181 | 3.8191e-05 | 0.000422 | EIA Prime Mover-level Data | Estimated using an emission factor
2018 | IL | Princeton (IL) | 957 | 3 | IC | SB | NA | NG |  | 205 | 4.3255e-05 | 0.000422 | EIA Prime Mover-level Data | Estimated using an emission factor
2018 | IL | Princeton (IL) | 957 | 4 | IC | SB | NA | NG |  | 205 | 4.3255e-05 | 0.000422 | EIA Prime Mover-level Data | Estimated using an emission factor
2018 | IL | Princeton (IL) | 957 | 5 | IC | SB | NA | NG |  | 266 | 5.6126e-05 | 0.000422 | EIA Prime Mover-level Data | Estimated using an emission factor
2018 | IL | Princeton (IL) | 957 | 6 | IC | SB | NA | NG |  | 338 | 7.1318e-05 | 0.000422 | EIA Prime Mover-level Data | Estimated using an emission factor
2018 | IL | Princeton (IL) | 957 | 7 | IC | SB | NA | NG |  | 423 | 8.9253e-05 | 0.000422 | EIA Prime Mover-level Data | Estimated using an emission factor
2018 | IL | Princeton (IL) | 957 | 8 | IC | SB | NA | NG |  | 532 | 0.00011225 | 0.000422 | EIA Prime Mover-level Data | Estimated using an emission factor
2018 | IL | Providence Heights Wind LLC | 56622 | 1 | WT | OP | NA | WND |  | 1514042 |  |  | EIA Prime Mover-level Data
2018 | IL | Quad Cities | 55593 | 1 | IC | RE | NA | LFG
2018 | IL | Quad Cities | 55593 | 2 | IC | RE | NA | LFG
2018 | IL | Quad Cities Generating Station | 880 | 1 | ST | OP | NA | NUC |  | 84179900 |  |  | EIA Prime Mover-level Data
2018 | IL | Quad Cities Generating Station | 880 | 2 | ST | OP | NA | NUC |  | 77621030 |  |  | EIA Prime Mover-level Data
2018 | IL | Raccoon Creek Power Plant | 55417 | CT-01 | GT | OP | CT | NG | 71.0 | 38342 | 0.1071 | 0.0055866 | EPA/CAMD | EPA/NEI | 2002
2018 | IL | Raccoon Creek Power Plant | 55417 | CT-02 | GT | OP | CT | NG | 62.0 | 32093 | 0.12013 | 0.0074864 | EPA/CAMD | EPA/NEI | 2002
2018 | IL | Raccoon Creek Power Plant | 55417 | CT-03 | GT | OP | CT | NG | 43.0 | 22830 | 0.08414 | 0.007371 | EPA/CAMD | EPA/NEI | 2002
2018 | IL | Raccoon Creek Power Plant | 55417 | CT-04 | GT | OP | CT | NG | 31.0 | 17738 | 0.06804 | 0.0076717 | EPA/CAMD | EPA/NEI | 2002
2018 | IL | Radfords Run Wind Farm | 59061 | WT1 | WT | OP | NA | WND |  | 9403139 |  |  | EIA Prime Mover-level Data
2018 | IL | Rail Splitter Wind Farm | 56856 | GEN1 | WT | OP | NA | WND |  | 2510340 |  |  | EIA Prime Mover-level Data
2018 | IL | Rantoul | 958 | 1 | IC | RE | NA | DFO
2018 | IL | Rantoul | 958 | 2 | IC | RE | NA | DFO
2018 | IL | Rantoul | 958 | 3 | IC | RE | NA | DFO
2018 | IL | Rantoul | 958 | 4 | IC | RE | NA | DFO
2018 | IL | Rantoul | 958 | 5 | IC | RE | NA | DFO
2018 | IL | Rantoul | 958 | 7 | IC | RE | NA | DFO
2018 | IL | Rantoul | 958 | 8 | IC | RE | NA | DFO
2018 | IL | Rantoul | 958 | 9 | IC | OP | NA | DFO |  | 182 | 0.02821 | 0.31 | EIA Prime Mover-level Data | Estimated using an emission factor
2018 | IL | Rantoul | 958 | 10 | IC | OP | NA | DFO |  | 182 | 0.02821 | 0.31 | EIA Prime Mover-level Data | Estimated using an emission factor
2018 | IL | Rantoul | 958 | 11 | IC | OP | NA | DFO |  | 182 | 0.02821 | 0.31 | EIA Prime Mover-level Data | Estimated using an emission factor
2018 | IL | Rantoul | 958 | 12 | IC | OP | NA | DFO |  | 182 | 0.02821 | 0.31 | EIA Prime Mover-level Data | Estimated using an emission factor
2018 | IL | Rantoul | 958 | 13 | IC | OP | NA | DFO |  | 182 | 0.02821 | 0.31 | EIA Prime Mover-level Data | Estimated using an emission factor
2018 | IL | Rantoul | 958 | 14 | IC | OP | NA | DFO |  | 182 | 0.02821 | 0.31 | EIA Prime Mover-level Data | Estimated using an emission factor
2018 | IL | Rantoul | 958 | 15 | IC | OP | NA | DFO |  | 182 | 0.02821 | 0.31 | EIA Prime Mover-level Data | Estimated using an emission factor
2018 | IL | Rantoul | 958 | 16 | IC | OP | NA | DFO |  | 182 | 0.02821 | 0.31 | EIA Prime Mover-level Data | Estimated using an emission factor
2018 | IL | Rantoul Solar | 62451 | RANTL | PV | OP | NA | SUN
2018 | IL | Red Bud | 959 | 1 | IC | OP | NA | DFO |  | 239 | 0.037045 | 0.31 | EIA Prime Mover-level Data | Estimated using an emission factor
2018 | IL | Red Bud | 959 | 2 | IC | OP | NA | DFO |  | 110 | 0.01705 | 0.31 | EIA Prime Mover-level Data | Estimated using an emission factor
2018 | IL | Red Bud | 959 | 3 | IC | OP | NA | DFO |  | 239 | 0.037045 | 0.31 | EIA Prime Mover-level Data | Estimated using an emission factor
2018 | IL | Red Bud | 959 | 4 | IC | OP | NA | DFO |  | 349 | 0.054095 | 0.31 | EIA Prime Mover-level Data | Estimated using an emission factor
2018 | IL | Red Bud | 959 | 5 | IC | RE | NA | DFO
2018 | IL | Red Bud | 959 | 6 | IC | RE | NA | DFO
2018 | IL | Red Bud | 959 | 7 | IC | OP | NA | DFO |  | 279 | 0.043245 | 0.31 | EIA Prime Mover-level Data | Estimated using an emission factor
2018 | IL | Red Bud | 959 | 8 | IC | OP | NA | DFO |  | 279 | 0.043245 | 0.31 | EIA Prime Mover-level Data | Estimated using an emission factor
2018 | IL | Reynolds | 965 | 1 | GT | OP | NA | DFO |  | 2841 | 0.024517 | 0.017259 | EIA Prime Mover-level Data | NEI avg EF - PM, fuel type, firing type
2018 | IL | Riveside Resource Recovery LLC | 55767 | RO1 | IC | RE | NA | LFG
2018 | IL | Rochelle Energy Center | 58377 | REC1 | IC | OP | NA | LFG |  | 72107 | 0.52999 | 0.0147 | EIA Prime Mover-level Data | Estimated using an emission factor
2018 | IL | Rochelle Energy Center | 58377 | REC2 | IC | OP | NA | LFG |  | 72107 | 0.52999 | 0.0147 | EIA Prime Mover-level Data | Estimated using an emission factor
2018 | IL | Rochelle Energy Center | 58377 | REC3 | IC | OS | NA | LFG |  | 72107 | 0.52999 | 0.0147 | EIA Prime Mover-level Data | Estimated using an emission factor
2018 | IL | Rockford Electric | 55591 | 1 | IC | RE | NA | LFG
2018 | IL | Rockford Electric | 55591 | 2 | IC | RE | NA | LFG
2018 | IL | Rockford Energy Center | 55238 | 0001 | GT | OP | CT | NG | 732.0 | 875262 | 2.898 | 0.006622 | EPA/CAMD | EPA/NEI | 2000
2018 | IL | Rockford Energy Center | 55238 | 0002 | GT | OP | CT | NG | 884.0 | 1161508 | 3.8496 | 0.0066286 | EPA/CAMD | EPA/NEI | 2000
2018 | IL | Rockford II Energy Center | 55936 | U1 | GT | OP | CT | NG | 939.0 | 1199275 | 4.067 | 0.0067824 | EPA/CAMD | EPA/NEI | 2002
2018 | IL | Rockford Solar Farm | 58643 | 1 | PV | OP | NA | SUN |  | 27300 |  |  | EIA Prime Mover-level Data
2018 | IL | Rockton | 903 | 1 | HY | OP | NA | WAT |  | 22505 |  |  | EIA Prime Mover-level Data
2018 | IL | Rockton | 903 | 2 | HY | OP | NA | WAT |  | 18755 |  |  | EIA Prime Mover-level Data
2018 | IL | Rocky Road Power, LLC | 55109 | T1 | GT | OP | CT | NG | 146.0 | 138942 | 0.76836 | 0.01106 | EPA/CAMD | EPA/NEI | 1999
2018 | IL | Rocky Road Power, LLC | 55109 | T2 | GT | OP | CT | NG | 181.0 | 169458 | 0.93358 | 0.011018 | EPA/CAMD | EPA/NEI | 1999
2018 | IL | Rocky Road Power, LLC | 55109 | T3 | GT | OP | CT | NG | 179.0 | 40892 | 0.86581 | 0.042346 | EPA/CAMD | EPA/NEI | 1999
2018 | IL | Rocky Road Power, LLC | 55109 | T4 | GT | OP | CT | NG | 112.0 | 108374 | 0.60244 | 0.011118 | EPA/CAMD | EPA/NEI | 2000
2018 | IL | Roxana Resource Recovery | 55759 | RX1 | IC | RE | NA | LFG
2018 | IL | Roxana Resource Recovery | 55759 | RX2 | IC | RE | NA | LFG
2018 | IL | Roxana Resource Recovery | 55759 | RX3 | IC | RE | NA | LFG
2018 | IL | Roxana Resource Recovery | 55759 | RX4 | IC | RE | NA | LFG
2018 | IL | Sabrooke | 882 | 311 | GT | RE | NA | DFO
2018 | IL | Sabrooke | 882 | 312 | GT | RE | NA | DFO
2018 | IL | Sabrooke | 882 | 321 | GT | RE | NA | DFO
2018 | IL | Sabrooke | 882 | 322 | GT | RE | NA | DFO
2018 | IL | Sabrooke | 882 | 331 | GT | RE | NA | DFO
2018 | IL | Sabrooke | 882 | 332 | GT | RE | NA | DFO
2018 | IL | Sabrooke | 882 | 341 | GT | RE | NA | DFO
2018 | IL | Sabrooke | 882 | 342 | GT | RE | NA | DFO
2018 | IL | Saint Francis Hospital | 50952 | GEN1 | IC | OS | NA | NG
2018 | IL | Saint Francis Hospital | 50952 | GEN2 | IC | OS | NA | NG
2018 | IL | Sangamon Wind Two LLC | 58926 | SAN2 | WT | CN | NA | WND
2018 | IL | Sears Hydroelectric Plant | 56978 | 1 | HY | OP | NA | WAT |  | 597 |  |  | EIA Prime Mover-level Data
2018 | IL | Sears Hydroelectric Plant | 56978 | 2 | HY | OS | NA | WAT |  | 597 |  |  | EIA Prime Mover-level Data
2018 | IL | Sears Hydroelectric Plant | 56978 | 3 | HY | OA | NA | WAT |  | 447 |  |  | EIA Prime Mover-level Data
2018 | IL | Sears Hydroelectric Plant | 56978 | 4 | HY | OA | NA | WAT |  | 447 |  |  | EIA Prime Mover-level Data
2018 | IL | Settlers Hill Gas Recovery | 50563 | GEN1 | GT | OP | NA | LFG |  | 318695 | 3.4419 | 0.0216 | EIA Prime Mover-level Data | Estimated using an emission factor
2018 | IL | Settlers Hill Gas Recovery | 50563 | GEN2 | GT | OP | NA | LFG |  | 318695 | 3.4419 | 0.0216 | EIA Prime Mover-level Data | Estimated using an emission factor
2018 | IL | Settlers Trail Wind Farm LLC | 57493 | STWF | WT | OP | NA | WND |  | 3374353 |  |  | EIA Prime Mover-level Data
2018 | IL | Shady Oaks Wind Farm | 57964 | 1 | WT | OP | NA | WND |  | 2978366 |  |  | EIA Prime Mover-level Data
2018 | IL | Shelby County | 55237 | SCE1 | GT | OP | CT | NG | 468.0 | 156559 | 0.39188 | 0.0050062 | EPA/CAMD | EPA/NEI | 2000
2018 | IL | Shelby County | 55237 | SCE2 | GT | OP | CT | NG | 578.0 | 192449 | 0.48166 | 0.0050056 | EPA/CAMD | EPA/NEI | 2000
2018 | IL | Shelby County | 55237 | SCE3 | GT | OP | CT | NG | 618.0 | 212930 | 0.53332 | 0.0050093 | EPA/CAMD | EPA/NEI | 2000
2018 | IL | Shelby County | 55237 | SCE4 | GT | OP | CT | NG | 572.0 | 196654 | 0.492 | 0.0050037 | EPA/CAMD | EPA/NEI | 2000
2018 | IL | Shelby County | 55237 | SCE5 | GT | OP | CT | NG | 773.0 | 254660 | 0.64251 | 0.005046 | EPA/CAMD | EPA/NEI | 2000
2018 | IL | Shelby County | 55237 | SCE6 | GT | OP | CT | NG | 871.0 | 302389 | 0.76323 | 0.005048 | EPA/CAMD | EPA/NEI | 2000
2018 | IL | Shelby County | 55237 | SCE7 | GT | OP | CT | NG | 769.0 | 260711 | 0.6593 | 0.0050577 | EPA/CAMD | EPA/NEI | 2001
2018 | IL | Shelby County | 55237 | SCE8 | GT | OP | CT | NG | 692.0 | 239760 | 0.60492 | 0.005046 | EPA/CAMD | EPA/NEI | 2001
2018 | IL | SIUC | 57928 | EMER | IC | SB | NA | DFO
2018 | IL | SIUC | 57928 | GEN5 | ST | OP | NA | BIT |  | 965272 | 21.4709 | 0.044487 | EIA Prime Mover-level Data | NEI avg EF - PM, fuel type
2018 | IL | South Barrington Electric | 55594 | 1 | IC | RE | NA | LFG
2018 | IL | South Barrington Electric | 55594 | 2 | IC | RE | NA | LFG
2018 | IL | South Main Street | 961 | 1 | IC | SB | NA | NG |  | 2267 | 0.00047834 | 0.000422 | EIA Prime Mover-level Data | Estimated using an emission factor
2018 | IL | South Main Street | 961 | 2 | IC | SB | NA | NG |  | 2267 | 0.00047834 | 0.000422 | EIA Prime Mover-level Data | Estimated using an emission factor
2018 | IL | South Main Street | 961 | 13 | IC | SB | NA | DFO |  | 1633 | 0.25312 | 0.31 | EIA Prime Mover-level Data | Estimated using an emission factor
2018 | IL | South Main Street | 961 | 14 | IC | SB | NA | DFO |  | 1633 | 0.25312 | 0.31 | EIA Prime Mover-level Data | Estimated using an emission factor
2018 | IL | South Main Street | 961 | 15 | IC | SB | NA | DFO |  | 1633 | 0.25312 | 0.31 | EIA Prime Mover-level Data | Estimated using an emission factor
2018 | IL | South Main Street | 961 | 16 | IC | OP | NA | DFO |  | 1633 | 0.25312 | 0.31 | EIA Prime Mover-level Data | Estimated using an emission factor
2018 | IL | South Main Street | 961 | 17 | IC | OP | NA | DFO |  | 1633 | 0.25312 | 0.31 | EIA Prime Mover-level Data | Estimated using an emission factor
2018 | IL | South Main Street | 961 | 18 | IC | OP | NA | DFO |  | 1633 | 0.25312 | 0.31 | EIA Prime Mover-level Data | Estimated using an emission factor
2018 | IL | South Main Street | 961 | S1 | ST | RE | NA | NG
2018 | IL | Southeast Chicago Energy Project | 55281 | CTG10 | GT | OP | CT | NG | 283.0 | 108328 | 0.39964 | 0.0073783 | EPA/CAMD | EPA/NEI | 2002
2018 | IL | Southeast Chicago Energy Project | 55281 | CTG11 | GT | OP | CT | NG | 285.0 | 108200 | 0.40089 | 0.0074102 | EPA/CAMD | EPA/NEI | 2002
2018 | IL | Southeast Chicago Energy Project | 55281 | CTG12 | GT | OP | CT | NG | 280.0 | 107247 | 0.39568 | 0.0073789 | EPA/CAMD | EPA/NEI | 2002
2018 | IL | Southeast Chicago Energy Project | 55281 | CTG5 | GT | OP | CT | NG | 275.0 | 103858 | 0.39322 | 0.0075723 | EPA/CAMD | EPA/NEI | 2002
2018 | IL | Southeast Chicago Energy Project | 55281 | CTG6 | GT | OP | CT | NG | 270.0 | 100331 | 0.3808 | 0.0075909 | EPA/CAMD | EPA/NEI | 2002
2018 | IL | Southeast Chicago Energy Project | 55281 | CTG7 | GT | OP | CT | NG | 263.0 | 100951 | 0.3696 | 0.0073224 | EPA/CAMD | EPA/NEI | 2002
2018 | IL | Southeast Chicago Energy Project | 55281 | CTG8 | GT | OP | CT | NG | 259.0 | 96426 | 0.369 | 0.0076535 | EPA/CAMD | EPA/NEI | 2002
2018 | IL | Southeast Chicago Energy Project | 55281 | CTG9 | GT | OP | CT | NG | 273.0 | 102036 | 0.3776 | 0.0074013 | EPA/CAMD | EPA/NEI | 2002
2018 | IL | Stallings | 895 | 1 | GT | RE | NA | NG
2018 | IL | Stallings | 895 | 2 | GT | RE | NA | NG
2018 | IL | Stallings | 895 | 3 | GT | RE | NA | NG
2018 | IL | Stallings | 895 | 4 | GT | RE | NA | NG
2018 | IL | State Farm | 7556 | 1 | IC | SB | NA | DFO |  | 102 | 0.01581 | 0.31 | EIA Prime Mover-level Data | Estimated using an emission factor
2018 | IL | State Farm | 7556 | 2 | IC | SB | NA | DFO |  | 102 | 0.01581 | 0.31 | EIA Prime Mover-level Data | Estimated using an emission factor
2018 | IL | State Farm | 7556 | 3 | IC | SB | NA | DFO |  | 102 | 0.01581 | 0.31 | EIA Prime Mover-level Data | Estimated using an emission factor
2018 | IL | Sterling Avenue | 860 | 1 | GT | RE | NA | NG
2018 | IL | Sterling Avenue | 860 | 2 | GT | RE | NA | NG
2018 | IL | Streator Cayuga Ridge South | 57094 | 1 | WT | OP | NA | WND |  | 6689428 |  |  | EIA Prime Mover-level Data
2018 | IL | Streator Energy Partners LLC | 55760 | ST1 | IC | RE | NA | LFG
2018 | IL | Sugar Creek Wind One LLC | 58924 | SUG1 | WT | T | NA | WND
2018 | IL | Sullivan (IL) | 969 | 1 | IC | SB | NA | DFO |  | 564 | 0.08742 | 0.31 | EIA Prime Mover-level Data | Estimated using an emission factor
2018 | IL | Sullivan (IL) | 969 | 2 | IC | SB | NA | DFO |  | 262 | 0.04061 | 0.31 | EIA Prime Mover-level Data | Estimated using an emission factor
2018 | IL | Sullivan (IL) | 969 | 3 | IC | SB | NA | DFO |  | 197 | 0.030535 | 0.31 | EIA Prime Mover-level Data | Estimated using an emission factor
2018 | IL | Sullivan (IL) | 969 | 4 | IC | SB | NA | DFO |  | 144 | 0.02232 | 0.31 | EIA Prime Mover-level Data | Estimated using an emission factor
2018 | IL | Sullivan (IL) | 969 | 5 | IC | SB | NA | DFO |  | 144 | 0.02232 | 0.31 | EIA Prime Mover-level Data | Estimated using an emission factor
2018 | IL | Sullivan (IL) | 969 | 6 | IC | SB | NA | DFO |  | 79 | 0.012245 | 0.31 | EIA Prime Mover-level Data | Estimated using an emission factor
2018 | IL | Sullivan (IL) | 969 | 9 | IC | SB | NA | DFO |  | 315 | 0.048825 | 0.31 | EIA Prime Mover-level Data | Estimated using an emission factor
2018 | IL | Sullivan (IL) | 969 | 10 | IC | SB | NA | DFO |  | 315 | 0.048825 | 0.31 | EIA Prime Mover-level Data | Estimated using an emission factor
2018 | IL | Sullivan (IL) | 969 | 11 | IC | SB | NA | DFO |  | 262 | 0.04061 | 0.31 | EIA Prime Mover-level Data | Estimated using an emission factor
2018 | IL | Sullivan (IL) | 969 | 12 | IC | SB | NA | DFO |  | 144 | 0.02232 | 0.31 | EIA Prime Mover-level Data | Estimated using an emission factor
2018 | IL | Sullivan (IL) | 969 | 13 | IC | OP | NA | DFO |  | 302 | 0.04681 | 0.31 | EIA Prime Mover-level Data | Estimated using an emission factor
2018 | IL | Sullivan (IL) | 969 | 14 | IC | OP | NA | DFO |  | 302 | 0.04681 | 0.31 | EIA Prime Mover-level Data | Estimated using an emission factor
2018 | IL | Sullivan (IL) | 969 | 15 | IC | OP | NA | DFO |  | 302 | 0.04681 | 0.31 | EIA Prime Mover-level Data | Estimated using an emission factor
2018 | IL | TAC-Distributed Energy Resource Int. | 61990 | BA | BA | OP | NA | MWH |  | 0 |  |  | EIA Prime Mover-level Data
2018 | IL | TAC-Distributed Energy Resource Int. | 61990 | NG | IC | SB | NA | NG |  | 54 | 1.1394e-05 | 0.000422 | EIA Prime Mover-level Data | Estimated using an emission factor
2018 | IL | TAC-Distributed Energy Resource Int. | 61990 | SOLAR | PV | OP | NA | SUN |  | 1814 |  |  | EIA Prime Mover-level Data
2018 | IL | TAC-Distributed Energy Resource Int. | 61990 | WIND | WT | OP | NA | WND |  | 1304 |  |  | EIA Prime Mover-level Data
2018 | IL | Tate & Lyle | 10867 | 123-08 | ST | OP | FLUIDIZED | BIT | 6,868.0 | 2790251 | 4.04 | 0.0028958 | EPA/CAMD | EPA/NEI | 1988
2018 | IL | Tate & Lyle | 10867 | 123-09 | ST | OP | FLUIDIZED | BIT | 5,812.0 | 2323168 | 4.04 | 0.003478 | EPA/CAMD | EPA/NEI | 1988
2018 | IL | Tazewell Gas Recovery | 50721 | GEN1 | IC | OP | NA | LFG |  | 70485 | 0.51806 | 0.0147 | EIA Prime Mover-level Data | Estimated using an emission factor
2018 | IL | Tazewell Gas Recovery | 50721 | GEN2 | IC | OP | NA | LFG |  | 70485 | 0.51806 | 0.0147 | EIA Prime Mover-level Data | Estimated using an emission factor
2018 | IL | Tazewell Gas Recovery | 50721 | GEN3 | IC | OP | NA | LFG |  | 70485 | 0.51806 | 0.0147 | EIA Prime Mover-level Data | Estimated using an emission factor
2018 | IL | Thornridge High School | 55005 | 1 | IC | OP | NA | NG
2018 | IL | Thornridge High School | 55005 | 2 | IC | OP | NA | NG
2018 | IL | Thornwood High School | 55004 | 1 | IC | OP | NA | NG
2018 | IL | Thornwood High School | 55004 | 2 | IC | OP | NA | NG
2018 | IL | Tilton Power Station | 7760 | 1 | GT | OP | CT | NG | 892.0 | 248694 | 0.8208 | 0.0066009 | EPA/CAMD | EPA/NEI | 1999
2018 | IL | Tilton Power Station | 7760 | 2 | GT | OP | CT | NG | 891.0 | 236091 | 0.77957 | 0.006604 | EPA/CAMD | EPA/NEI | 1999
2018 | IL | Tilton Power Station | 7760 | 3 | GT | OP | CT | NG | 828.0 | 222037 | 0.73233 | 0.0065965 | EPA/CAMD | EPA/NEI | 1999
2018 | IL | Tilton Power Station | 7760 | 4 | GT | OP | CT | NG | 752.0 | 206549 | 0.68224 | 0.0066061 | EPA/CAMD | EPA/NEI | 1999
2018 | IL | Triton East and West Cogen | 58375 | 1 | IC | OP | NA | NG |  | 110 | 2.321e-05 | 0.000422 | EIA Prime Mover-level Data | Estimated using an emission factor
2018 | IL | Triton East and West Cogen | 58375 | 2 | IC | OP | NA | NG |  | 110 | 2.321e-05 | 0.000422 | EIA Prime Mover-level Data | Estimated using an emission factor
2018 | IL | Triton East and West Cogen | 58375 | 3 | IC | OP | NA | NG |  | 110 | 2.321e-05 | 0.000422 | EIA Prime Mover-level Data | Estimated using an emission factor
2018 | IL | Triton East and West Cogen | 58375 | 4 | IC | OP | NA | NG |  | 110 | 2.321e-05 | 0.000422 | EIA Prime Mover-level Data | Estimated using an emission factor
2018 | IL | Triton East and West Cogen | 58375 | 5 | IC | OP | NA | NG |  | 55 | 1.1605e-05 | 0.000422 | EIA Prime Mover-level Data | Estimated using an emission factor
2018 | IL | Tuscola Plant | 55245 | 1 | ST | OP | WALL | OG | 2,083.0 | 260147 | 3.8125 | 0.02931 | EPA/CAMD | NEI avg EF - PM, fuel type, firing type | 1980
2018 | IL | Tuscola Plant | 55245 | 3 | ST | OP | WALL | OG | 1,643.0 | 215165 | 3.1533 | 0.02931 | EPA/CAMD | NEI avg EF - PM, fuel type, firing type | 1980
2018 | IL | Tuscola Plant | 55245 | 4 | ST | OP | WALL | OG | 0.0 | [5 empty] | 1980
2018 | IL | University of Illinois Abbott Power Plt | 54780 | B1 | ST | OP | NA | NG |  | 288608 | 1.162 | 0.0080524 | EIA Unit-level Data | NEI avg EF - PM, fuel type
2018 | IL | University of Illinois Abbott Power Plt | 54780 | B2 | ST | OP | NA | NG |  | 157377 | 0.63363 | 0.0080524 | EIA Unit-level Data | NEI avg EF - PM, fuel type
2018 | IL | University of Illinois Abbott Power Plt | 54780 | B3 | ST | RE | NA | NG |  | 483544 | 1.9469 | 0.0080524 | EIA Unit-level Data | NEI avg EF - PM, fuel type
2018 | IL | University of Illinois Abbott Power Plt | 54780 | B3A | ST | OP | NA | NG |  | 11079 | 0.044606 | 0.0080524 | EIA Unit-level Data | NEI avg EF - PM, fuel type
2018 | IL | University of Illinois Abbott Power Plt | 54780 | B4 | ST | RE | NA | BIT |  | 0 | 0 |  | EIA Unit-level Data | NEI avg EF - PM, fuel type
2018 | IL | University of Illinois Abbott Power Plt | 54780 | B5 | ST | OP | NA | BIT |  | 102922 | 2.2893 | 0.044487 | EIA Unit-level Data | NEI avg EF - PM, fuel type
2018 | IL | University of Illinois Abbott Power Plt | 54780 | B6 | ST | OP | NA | BIT |  | 298209 | 6.6332 | 0.044487 | EIA Unit-level Data | NEI avg EF - PM, fuel type
2018 | IL | University of Illinois Abbott Power Plt | 54780 | B7 | ST | OP | NA | BIT |  | 277463 | 6.1717 | 0.044487 | EIA Unit-level Data | NEI avg EF - PM, fuel type
2018 | IL | University of Illinois Abbott Power Plt | 54780 | DB1 | ST | OP | NA | NG |  | 85380 | 0.34376 | 0.0080524 | EIA Unit-level Data | NEI avg EF - PM, fuel type
2018 | IL | University of Illinois Abbott Power Plt | 54780 | DB2 | ST | OP | NA | NG |  | 44997 | 0.18117 | 0.0080524 | EIA Unit-level Data | NEI avg EF - PM, fuel type
2018 | IL | University of Illinois Abbott Power Plt | 54780 | T5 | ST | RE | NA | NG
2018 | IL | University of Illinois Abbott Power Plt | 54780 | T8 | GT | OP | NA | NG |  | 882941 | 2.4208 | 0.0054834 | EIA Prime Mover-level Data | NEI avg EF - PM, fuel type, firing type
2018 | IL | University of Illinois Abbott Power Plt | 54780 | T9 | GT | OP | NA | NG |  | 882941 | 2.4208 | 0.0054834 | EIA Prime Mover-level Data | NEI avg EF - PM, fuel type, firing type
2018 | IL | University of Illinois Cogen Facility | 54044 | CT1 | GT | OP | NA | NG |  | 373849 | 1.025 | 0.0054834 | EIA Prime Mover-level Data | NEI avg EF - PM, fuel type, firing type
2018 | IL | University of Illinois Cogen Facility | 54044 | CT2 | GT | OP | NA | NG |  | 373849 | 1.025 | 0.0054834 | EIA Prime Mover-level Data | NEI avg EF - PM, fuel type, firing type
2018 | IL | University of Illinois Cogen Facility | 54044 | CT3 | GT | OP | NA | NG |  | 373849 | 1.025 | 0.0054834 | EIA Prime Mover-level Data | NEI avg EF - PM, fuel type, firing type
2018 | IL | University of Illinois Cogen Facility | 54044 | GEN1 | IC | OP | NA | NG |  | 47768 | 0.010079 | 0.000422 | EIA Prime Mover-level Data | Estimated using an emission factor
2018 | IL | University of Illinois Cogen Facility | 54044 | GEN2 | IC | OP | NA | NG |  | 47768 | 0.010079 | 0.000422 | EIA Prime Mover-level Data | Estimated using an emission factor
2018 | IL | University of Illinois Cogen Facility | 54044 | GEN3 | IC | OS | NA | NG |  | 28055 | 0.0059196 | 0.000422 | EIA Prime Mover-level Data | Estimated using an emission factor
2018 | IL | University of Illinois Cogen Facility | 54044 | GEN4 | IC | OS | NA | NG |  | 28055 | 0.0059196 | 0.000422 | EIA Prime Mover-level Data | Estimated using an emission factor
2018 | IL | University of Illinois Cogen Facility | 54044 | RE1 | IC | OP | NA | NG |  | 41703 | 0.0087993 | 0.000422 | EIA Prime Mover-level Data | Estimated using an emission factor
2018 | IL | University of Illinois Cogen Facility | 54044 | RE2 | IC | OP | NA | NG |  | 41703 | 0.0087993 | 0.000422 | EIA Prime Mover-level Data | Estimated using an emission factor
2018 | IL | University of Illinois Cogen Facility | 54044 | RE3 | IC | OP | NA | NG |  | 41703 | 0.0087993 | 0.000422 | EIA Prime Mover-level Data | Estimated using an emission factor
2018 | IL | University Park Energy | 55250 | UP1 | GT | OP | CT | NG | 1,154.0 | 226036 | 0.79786 | 0.0070596 | EPA/CAMD | EPA/NEI | 2001
2018 | IL | University Park Energy | 55250 | UP10 | GT | OP | CT | NG | 1,025.0 | 201498 | 0.74712 | 0.0074157 | EPA/CAMD | EPA/NEI | 2001
2018 | IL | University Park Energy | 55250 | UP11 | GT | OP | CT | NG | 1,007.0 | 193853 | 0.72408 | 0.0074704 | EPA/CAMD | EPA/NEI | 2001
2018 | IL | University Park Energy | 55250 | UP12 | GT | OP | CT | NG | 1,026.0 | 194331 | 0.6896 | 0.0070972 | EPA/CAMD | EPA/NEI | 2001
2018 | IL | University Park Energy | 55250 | UP2 | GT | OP | CT | NG | 1,159.0 | 225445 | 0.81174 | 0.0072012 | EPA/CAMD | EPA/NEI | 2001
2018 | IL | University Park Energy | 55250 | UP3 | GT | OP | CT | NG | 1,150.0 | 229696 | 0.81712 | 0.0071148 | EPA/CAMD | EPA/NEI | 2001
2018 | IL | University Park Energy | 55250 | UP4 | GT | OP | CT | NG | 1,189.0 | 245251 | 0.86602 | 0.0070623 | EPA/CAMD | EPA/NEI | 2001
2018 | IL | University Park Energy | 55250 | UP5 | GT | OP | CT | NG | 1,179.0 | 234164 | 0.83832 | 0.0071601 | EPA/CAMD | EPA/NEI | 2001
2018 | IL | University Park Energy | 55250 | UP6 | GT | OP | CT | NG | 1,169.0 | 226875 | 0.81675 | 0.0072 | EPA/CAMD | EPA/NEI | 2001
2018 | IL | University Park Energy | 55250 | UP7 | GT | OP | CT | NG | 1,032.0 | 210605 | 0.7216 | 0.0068526 | EPA/CAMD | EPA/NEI | 2001
2018 | IL | University Park Energy | 55250 | UP8 | GT | OP | CT | NG | 1,004.0 | 198531 | 0.70042 | 0.007056 | EPA/CAMD | EPA/NEI | 2001
2018 | IL | University Park Energy | 55250 | UP9 | GT | OP | CT | NG | 1,045.0 | 204660 | 0.74909 | 0.0073203 | EPA/CAMD | EPA/NEI | 2001
2018 | IL | Upper Rock Energy Partners LLC | 55764 | UR1 | IC | RE | NA | LFG
2018 | IL | Upper Rock Energy Partners LLC | 55764 | UR2 | IC | RE | NA | LFG
2018 | IL | Upper Rock Energy Partners LLC | 55764 | UR3 | IC | RE | NA | LFG
2018 | IL | Upper Rock Energy Partners LLC | 55764 | UR4 | IC | RE | NA | LFG
2018 | IL | Upper Sterling | 7474 | 1 | HY | OP | NA | WAT |  | 38482 |  |  | EIA Prime Mover-level Data
2018 | IL | Upper Sterling | 7474 | 2 | HY | OP | NA | WAT |  | 38482 |  |  | EIA Prime Mover-level Data
2018 | IL | Venice | 913 | CT03 | GT | OP | CT | NG | 247.0 | 296867 | 0.72788 | 0.0049037 | EPA/CAMD | EPA/NEI | 2005
2018 | IL | Venice | 913 | CT04 | GT | OP | CT | NG | 288.0 | 365010 | 0.89378 | 0.0048973 | EPA/CAMD | EPA/NEI | 2005
2018 | IL | Venice | 913 | CT05 | GT | OP | CT | NG | 73.0 | 70457 | 0.17143 | 0.0048662 | EPA/CAMD | EPA/NEI | 2005
2018 | IL | Venice | 913 | CT2A | GT | OP | CT | NG | 390.0 | 68205 | 0.3402 | 0.0099758 | EPA/CAMD | EPA/NEI | 2002
2018 | IL | Venice | 913 | CT2B | GT | OP | CT | NG | 405.0 | 72240 | 0.36052 | 0.0099812 | EPA/CAMD | EPA/NEI | 2002
2018 | IL | Vermilion | 897 | 2 | ST | RE | TANGENTIAL | SUB
2018 | IL | Vermilion | 897 | 3 | GT | RE | NA | DFO
2018 | IL | Vermilion | 897 | ST1 | ST | RE | NA | SUB
2018 | IL | Walnut Ridge Wind Farm | 58694 | 1 | WT | OP | NA | WND |  | 524413 |  |  | EIA Prime Mover-level Data
2018 | IL | Waterloo | 971 | 1 | IC | SB | NA | DFO |  | 234 | 0.03627 | 0.31 | EIA Prime Mover-level Data | Estimated using an emission factor
2018 | IL | Waterloo | 971 | 2 | IC | SB | NA | DFO |  | 15 | 0.002325 | 0.31 | EIA Prime Mover-level Data | Estimated using an emission factor
2018 | IL | Waterloo | 971 | 3 | IC | SB | NA | DFO |  | 15 | 0.002325 | 0.31 | EIA Prime Mover-level Data | Estimated using an emission factor
2018 | IL | Waterloo | 971 | 4 | IC | SB | NA | DFO |  | 151 | 0.023405 | 0.31 | EIA Prime Mover-level Data | Estimated using an emission factor
2018 | IL | Waterloo | 971 | 5 | IC | SB | NA | DFO |  | 38 | 0.00589 | 0.31 | EIA Prime Mover-level Data | Estimated using an emission factor
2018 | IL | Waterloo | 971 | 6 | IC | SB | NA | DFO |  | 38 | 0.00589 | 0.31 | EIA Prime Mover-level Data | Estimated using an emission factor
2018 | IL | Waterloo | 971 | 7 | IC | SB | NA | DFO |  | 128 | 0.01984 | 0.31 | EIA Prime Mover-level Data | Estimated using an emission factor
2018 | IL | Waterloo | 971 | 8 | IC | SB | NA | DFO |  | 226 | 0.03503 | 0.31 | EIA Prime Mover-level Data | Estimated using an emission factor
2018 | IL | Waterloo | 971 | 9 | IC | OP | NA | DFO |  | 136 | 0.02108 | 0.31 | EIA Prime Mover-level Data | Estimated using an emission factor
2018 | IL | Waterloo | 971 | 10 | IC | OP | NA | DFO |  | 136 | 0.02108 | 0.31 | EIA Prime Mover-level Data | Estimated using an emission factor
2018 | IL | Waterloo | 971 | 11 | IC | OP | NA | DFO |  | 136 | 0.02108 | 0.31 | EIA Prime Mover-level Data | Estimated using an emission factor
2018 | IL | Waterloo | 971 | 12 | GT | SB | NA | NG |  | 2151 | 0.0058974 | 0.0054834 | EIA Prime Mover-level Data | NEI avg EF - PM, fuel type, firing type
2018 | IL | Waterloo | 971 | 13 | GT | SB | NA | NG |  | 2281 | 0.0062538 | 0.0054834 | EIA Prime Mover-level Data | NEI avg EF - PM, fuel type, firing type
2018 | IL | Waukegan | 883 | 7 | ST | OP | TANGENTIAL | SUB | 4,299.0 | 9394986 | 55.974 | 0.011916 | EPA/CAMD | EPA/NEI | 1958
2018 | IL | Waukegan | 883 | 8 | ST | OP | TANGENTIAL | SUB | 3,434.0 | 9142699 | 101.991 | 0.022311 | EPA/CAMD | EPA/NEI | 1962
2018 | IL | Waukegan | 883 | 311 | GT | OP | CT | DFO | 15.0 | 2735 | 0.079435 | 0.058088 | EPA/CAMD | EPA/NEI | 1968
2018 | IL | Waukegan | 883 | 312 | GT | OP | CT | DFO | 15.0 | 4664 | 0.079435 | 0.034063 | EPA/CAMD | EPA/NEI | 1968
2018 | IL | Waukegan | 883 | 321 | GT | OP | CT | DFO | 13.0 | 3802 | 0.079435 | 0.041786 | EPA/CAMD | EPA/NEI | 1968
2018 | IL | Waukegan | 883 | 322 | GT | OP | CT | DFO | 10.0 | 2868 | 0.079435 | 0.055394 | EPA/CAMD | EPA/NEI | 1968
2018 | IL | Westchester Gas Recovery | 56417 | W1 | IC | RE | NA | LFG
2018 | IL | Westchester Gas Recovery | 56417 | W2 | IC | RE | NA | LFG
2018 | IL | WestRock (IL) | 54513 | E-1 | IC | SB | NA | NG |  | 68 | 1.4348e-05 | 0.000422 | EIA Prime Mover-level Data | Estimated using an emission factor
2018 | IL | WestRock (IL) | 54513 | E2-A | IC | SB | NA | NG |  | 68 | 1.4348e-05 | 0.000422 | EIA Prime Mover-level Data | Estimated using an emission factor
2018 | IL | WestRock (IL) | 54513 | E2-B | IC | SB | NA | NG |  | 68 | 1.4348e-05 | 0.000422 | EIA Prime Mover-level Data | Estimated using an emission factor
2018 | IL | WestRock (IL) | 54513 | E3 | IC | SB | NA | NG |  | 78 | 1.6458e-05 | 0.000422 | EIA Prime Mover-level Data | Estimated using an emission factor
2018 | IL | White Oak Energy LLC | 57342 | 1 | WT | OP | NA | WND |  | 3800193 |  |  | EIA Prime Mover-level Data
2018 | IL | Whitney Hill Wind Power LLC | 62606 | WTHWP | WT | T | NA | WND
2018 | IL | Will County | 884 | 3 | ST | OP | TANGENTIAL | SUB | 0.0 |  | 0 |  |  | EPA/NEI | 1957
2018 | IL | Will County | 884 | 4 | ST | OP | TANGENTIAL | SUB | 3,521.0 | 11807188 | 69.6257 | 0.011794 | EPA/CAMD | EPA/NEI | 1963
2018 | IL | Winnetka | 972 | 4 | ST | OP | NA | NG |  | 23704 | 0.095437 | 0.0080524 | EIA Unit-level Data | NEI avg EF - PM, fuel type
2018 | IL | Winnetka | 972 | 5 | ST | OP | NA | NG |  | 12313 | 0.049575 | 0.0080524 | EIA Unit-level Data | NEI avg EF - PM, fuel type
2018 | IL | Winnetka | 972 | 7 | ST | OP | NA | NG |  | 17009 | 0.068482 | 0.0080524 | EIA Unit-level Data | NEI avg EF - PM, fuel type
2018 | IL | Winnetka | 972 | 8 | ST | OP | NA | NG |  | 12130 | 0.048838 | 0.0080524 | EIA Unit-level Data | NEI avg EF - PM, fuel type
2018 | IL | Winnetka | 972 | 9 | IC | OP | NA | DFO |  | 1189 | 0.18429 | 0.31 | EIA Prime Mover-level Data | Estimated using an emission factor
2018 | IL | Wood River | 898 | 1 | ST | RE | TANGENTIAL | NG
2018 | IL | Wood River | 898 | 2 | ST | RE | TANGENTIAL | NG
2018 | IL | Wood River | 898 | 3 | ST | RE | TANGENTIAL | NG
2018 | IL | Wood River | 898 | 4 | ST | RE | TANGENTIAL | RC
2018 | IL | Wood River | 898 | 5 | ST | RE | TANGENTIAL | RC
2018 | IL | Woodland Landfill Gas Recovery | 54662 | GEN1 | IC | OP | NA | LFG |  | 50987 | 0.37475 | 0.0147 | EIA Prime Mover-level Data | Estimated using an emission factor
2018 | IL | Woodland Landfill Gas Recovery | 54662 | GEN2 | IC | OP | NA | LFG |  | 50987 | 0.37475 | 0.0147 | EIA Prime Mover-level Data | Estimated using an emission factor
2018 | IL | Woodland Landfill Gas Recovery | 54662 | GEN3 | IC | OP | NA | LFG |  | 101973 | 0.7495 | 0.0147 | EIA Prime Mover-level Data | Estimated using an emission factor
2018 | IL | Woodland Landfill Gas Recovery | 54662 | GEN4 | IC | OP | NA | LFG |  | 101973 | 0.7495 | 0.0147 | EIA Prime Mover-level Data | Estimated using an emission factor
2018 | IL | Woodridge Greene Valley Treatment Plant | 54987 | FM01 | IC | SB | NA | NG
2018 | IL | Yeoman Creek | 61910 | YEOM | PV | L | NA | SUN
2018 | IL | Zion Energy Center | 55392 | CT-1 | GT | OP | CT | NG | 1,696.0 | 2454302 | 8.1259 | 0.0066218 | EPA/CAMD | EPA/NEI | 2002
2018 | IL | Zion Energy Center | 55392 | CT-2 | GT | OP | CT | NG | 1,433.0 | 1967821 | 4.9033 | 0.0049835 | EPA/CAMD | EPA/NEI | 2002
2018 | IL | Zion Energy Center | 55392 | CT-3 | GT | OP | CT | NG | 1,068.0 | 1515848 | 7.3462 | 0.0096925 | EPA/CAMD | EPA/NEI | 2003
2018 | IL | Zion Landfill Gas to Energy Facility | 56871 | 1 | IC | OP | NA | LFG |  | 80923 | 0.59478 | 0.0147 | EIA Prime Mover-level Data | Estimated using an emission factor
2018 | IL | Zion Landfill Gas to Energy Facility | 56871 | 2 | IC | OP | NA | LFG |  | 80923 | 0.59478 | 0.0147 | EIA Prime Mover-level Data | Estimated using an emission factor
2018 | IL | Zion Landfill Gas to Energy Facility | 56871 | 3 | IC | OP | NA | LFG |  | 80923 | 0.59478 | 0.0147 | EIA Prime Mover-level Data | Estimated using an emission factor
2018 | IL | Zion Landfill Gas to Energy Facility | 56871 | 4 | IC | OP | NA | LFG |  | 80923 | 0.59478 | 0.0147 | EIA Prime Mover-level Data | Estimated using an emission factor
2018 | IL | Zion Landfill Gas to Energy Facility | 56871 | 5 | IC | OP | NA | LFG |  | 80923 | 0.59478 | 0.0147 | EIA Prime Mover-level Data | Estimated using an emission factor
2018 | IN | 2 AC Station | 10211 | 10TG | ST | RE | NA | BFG
2018 | IN | 2 AC Station | 10211 | 11TG | ST | RE | NA | BFG
2018 | IN | 2 AC Station | 10211 | 7TG | ST | RE | NA | BFG
2018 | IN | 2 AC Station | 10211 | 8TG | ST | RE | NA | BFG
2018 | IN | 2 AC Station | 10211 | 9TG | ST | RE | NA | BFG
2018 | IN | A B Brown Generating Station | 6137 | 1 | ST | OP | WALL | BIT | 7,080.0 | 14351591 | 163.5328 | 0.02279 | EPA/CAMD | EPA/NEI | 1979
2018 | IN | A B Brown Generating Station | 6137 | 2 | ST | OP | WALL | BIT | 7,109.0 | 14601371 | 175.4063 | 0.024026 | EPA/CAMD | EPA/NEI | 1984
2018 | IN | A B Brown Generating Station | 6137 | 3 | GT | OP | CT | NG | 332.0 | 144215 | 0.5053 | 0.0070076 | EPA/CAMD | EPA/NEI | 1991
2018 | IN | A B Brown Generating Station | 6137 | 4 | GT | OP | CT | NG | 541.0 | 314207 | 0.4976 | 0.0031673 | EPA/CAMD | EPA/NEI | 2002
2018 | IN | AEP Churubusco NaS | 60617 | 1 | BA | OP | NA | MWH |  | 0 |  |  | EIA Prime Mover-level Data
2018 | IN | Alcoa Allowance Management Inc | 6705 | 1 | ST | OP | WALL | BIT | 7,062.0 | 10323006 | 72.7333 | 0.014091 | EPA/CAMD | EPA/NEI | 1960
2018 | IN | Alcoa Allowance Management Inc | 6705 | 2 | ST | OP | WALL | BIT | 7,437.0 | 10162099 | 127.8314 | 0.025158 | EPA/CAMD | EPA/NEI | 1964
2018 | IN | Alcoa Allowance Management Inc | 6705 | 3 | ST | OP | WALL | BIT | 7,356.0 | 10495037 | 178.2 | 0.033959 | EPA/CAMD | EPA/NEI | 1965
2018 | IN | Alcoa Allowance Management Inc | 6705 | 4 | ST | OP | CELL | BIT | 7,515.0 | 21322700 | 181.7337 | 0.017046 | EPA/CAMD | EPA/NEI | 1970
2018 | IN | Anderson | 7336 | ACT1 | GT | OP | CT | NG | 72.0 | 22112 | 0.086408 | 0.0078154 | EPA/CAMD | NEI avg EF - PM, fuel type, firing type | 1992
2018 | IN | Anderson | 7336 | ACT2 | GT | OP | CT | NG | 70.0 | 21348 | 0.083422 | 0.0078154 | EPA/CAMD | NEI avg EF - PM, fuel type, firing type | 1992
2018 | IN | Anderson | 7336 | ACT3 | GT | OP | CT | NG | 77.0 | 101002 | 0.39469 | 0.0078154 | EPA/CAMD | NEI avg EF - PM, fuel type, firing type | 2004
2018 | IN | ArcelorMittal Burns Harbor | 10245 | 10 | ST | OP | TANGENTIAL | NG |  | 6040716 | 28.3841 | 0.0093976 | EIA Unit-level Data | NEI avg EF - PM, fuel type, firing type
2018 | IN | ArcelorMittal Burns Harbor | 10245 | 11 | ST | OP | TANGENTIAL | NG |  | 6040716 | 28.3841 | 0.0093976 | EIA Unit-level Data | NEI avg EF - PM, fuel type, firing type
2018 | IN | ArcelorMittal Burns Harbor | 10245 | 12 | ST | OP | TANGENTIAL | NG |  | 6202716 | 29.1453 | 0.0093976 | EIA Unit-level Data | NEI avg EF - PM, fuel type, firing type
2018 | IN | ArcelorMittal USA - Indiana Harbor East | 10474 | 211 | ST | OP | WALL | PRG | 0.0
2018 | IN | ArcelorMittal USA - Indiana Harbor East | 10474 | 212 | ST | OP | WALL | PRG | 0.0
2018 | IN | ArcelorMittal USA - Indiana Harbor East | 10474 | 213 | ST | OP | WALL | PRG | 0.0
2018 | IN | ArcelorMittal USA - Indiana Harbor East | 10474 | 501 | ST | OP | WALL | PRG | 3,634.0 | 6182047 | 111.4203 | 0.036046 | EIA non-ozone season distributed and EPA/CAMD ozone season | NEI avg EF - PM, fuel type, firing type
2018 | IN | ArcelorMittal USA - Indiana Harbor East | 10474 | 502 | ST | OP | WALL | PRG | 3,532.0 | 6231401 | 112.3099 | 0.036046 | EIA non-ozone season distributed and EPA/CAMD ozone season | NEI avg EF - PM, fuel type, firing type
2018 | IN | ArcelorMittal USA - Indiana Harbor East | 10474 | 503 | ST | OP | WALL | PRG | 3,669.0 | 6052567 | 109.0867 | 0.036046 | EIA non-ozone season distributed and EPA/CAMD ozone season | NEI avg EF - PM, fuel type, firing type
2018 | IN | ArcelorMittal USA - Indiana Harbor East | 10474 | 504 | ST | OP | WALL | PRG | 3,648.0 | 4490475 | 80.9328 | 0.036046 | EIA non-ozone season distributed and EPA/CAMD ozone season | NEI avg EF - PM, fuel type, firing type | 2012
2018 | IN | Bailly Generating Station | 995 | 7 | ST | OP | CYCLONE | BIT | 2,240.0 | 2864531 | 25.4751 | 0.017787 | EPA/CAMD | EPA/NEI | 1962
2018 | IN | Bailly Generating Station | 995 | 8 | ST | OP | CYCLONE | BIT | 186.0 | 38628 | 0.38202 | 0.01978 | EPA/CAMD | EPA/NEI | 1968
2018 | IN | Bailly Generating Station | 995 | 10 | GT | OP | CT | NG | 71.0 | 4404 | 0.018368 | 0.0083416 | EPA/CAMD | EPA/NEI | 1968
2018 | IN | Belmont | 59172 | PV1 | PV | OP | NA | SUN |  | 55702 |  |  | EIA Prime Mover-level Data
2018 | IN | Benton County Wind Farm | 56679 | 1 | WT | OP | NA | WND |  | 2946891 |  |  | EIA Prime Mover-level Data
2018 | IN | Big Blue River Wind Farm | 60907 | WT1 | WT | P | NA | WND
2018 | IN | BioTown Ag | 59774 | ENG1 | IC | OP | NA | OBG |  | 68250 | 0.50164 | 0.0147 | EIA Prime Mover-level Data | Estimated using an emission factor
2018 | IN | BioTown Ag | 59774 | ENG2 | IC | OP | NA | OBG |  | 68250 | 0.50164 | 0.0147 | EIA Prime Mover-level Data | Estimated using an emission factor
2018 | IN | BioTown Ag | 59774 | ENG3 | IC | OP | NA | OBG |  | 68250 | 0.50164 | 0.0147 | EIA Prime Mover-level Data | Estimated using an emission factor
2018 | IN | BioTown Ag | 59774 | ENG4 | IC | OP | NA | OBG |  | 68250 | 0.50164 | 0.0147 | EIA Prime Mover-level Data | Estimated using an emission factor
2018 | IN | BioTown Ag | 59774 | ENG5 | IC | OP | NA | OBG |  | 68250 | 0.50164 | 0.0147 | EIA Prime Mover-level Data | Estimated using an emission factor
2018 | IN | BioTown Ag | 59774 | ENG6 | IC | OP | NA | OBG |  | 68250 | 0.50164 | 0.0147 | EIA Prime Mover-level Data | Estimated using an emission factor
2018 | IN | Bluff Point Wind Facility | 61303 | BLUFF | WT | OP | NA | WND |  | 3382480 |  |  | EIA Prime Mover-level Data
2018 | IN | Bos Dairy, LLC | 57625 | BOS1 | IC | RE | NA | OBG
2018 | IN | Bos Dairy, LLC | 57625 | BOS2 | IC | OP | NA | NG |  | 51333 | 0.010831 | 0.000422 | EIA Prime Mover-level Data | Estimated using an emission factor
2018 | IN | Bos Dairy, LLC | 57625 | BOS3 | IC | OP | NA | NG |  | 29333 | 0.0061893 | 0.000422 | EIA Prime Mover-level Data | Estimated using an emission factor
2018 | IN | BP Whiting Business Unit | 52130 | 3SPS31 | ST | OP | WALL | PRG | 3,519.0 | 3263890 | 58.8258 | 0.036046 | EIA non-ozone season distributed and EPA/CAMD ozone season | NEI avg EF - PM, fuel type, firing type | 1946
2018 | IN | BP Whiting Business Unit | 52130 | 3SPS32 | ST | OP | WALL | PRG | 2,007.0 | 1728901 | 31.1603 | 0.036046 | EIA non-ozone season distributed and EPA/CAMD ozone season | NEI avg EF - PM, fuel type, firing type | 1947
2018 | IN | BP Whiting Business Unit | 52130 | 3SPS33 | ST | OP | WALL | PRG | 3,672.0 | 3338011 | 60.1617 | 0.036046 | EIA non-ozone season distributed and EPA/CAMD ozone season | NEI avg EF - PM, fuel type, firing type | 1948
2018 | IN | BP Whiting Business Unit | 52130 | 3SPS34 | ST | OP | WALL | PRG | 3,672.0 | 3437568 | 61.956 | 0.036046 | EIA non-ozone season distributed and EPA/CAMD ozone season | NEI avg EF - PM, fuel type, firing type | 1948
2018 | IN | BP Whiting Business Unit | 52130 | 3SPS36 | ST | OP | WALL | PRG | 3,672.0 | 3324261 | 59.9139 | 0.036046 | EIA non-ozone season distributed and EPA/CAMD ozone season | NEI avg EF - PM, fuel type, firing type | 1953
2018 | IN | Broadway Avenue Generating Station | 1011 | 1 | GT | OP | CT | NG | 0.0 |  | 0 |  |  | EPA/NEI | 1971
2018 | IN | Broadway Avenue Generating Station | 1011 | 2 | GT | OP | CT | NG | 195.0 | 99779 | 0.5043 | 0.010108 | EPA/CAMD | EPA/NEI | 1981
2018 | IN | Bunge North America East LLC | 50316 | 3516 | ST | OP | NA | NG |  | 551602 | 2.2209 | 0.0080524 | EIA Prime Mover-level Data | NEI avg EF - PM, fuel type
2018 | IN | C. C. Perry K Steam Plant | 992 | 11 | ST | OP | WALL | NG | 7,309.0 | 1146402 | 4.1124 | 0.0071744 | EPA/CAMD | NEI avg EF - PM, fuel type, firing type | 1938
2018 | IN | C. C. Perry K Steam Plant | 992 | 12 | ST | OP | WALL | NG | 8,132.0 | 1622885 | 5.8216 | 0.0071744 | EPA/CAMD | NEI avg EF - PM, fuel type, firing type | 1938
2018 | IN | C. C. Perry K Steam Plant | 992 | 13 | ST | OP | WALL | NG | 3,302.0 | 333256 | 1.1955 | 0.0071744 | EPA/CAMD | NEI avg EF - PM, fuel type, firing type | 1947
2018 | IN | C. C. Perry K Steam Plant | 992 | 14 | ST | OP | WALL | NG | 2,761.0 | 362172 | 1.2992 | 0.0071744 | EPA/CAMD | NEI avg EF - PM, fuel type, firing type | 1947
2018 | IN | C. C. Perry K Steam Plant | 992 | 16 | ST | OP | STOKER | NG | 1,442.0 | 143641 | 0.62149 | 0.0086534 | EPA/CAMD | NEI avg EF - PM, fuel type, firing type | 1958
2018 | IN | Cabin Creek Renewable Energy Station | 59791 | 1 | IC | CN | NA | LFG
2018 | IN | Cabin Creek Renewable Energy Station | 59791 | 2 | IC | CN | NA | LFG
2018 | IN | Caterpillar | 50935 | 0101 | IC | RE | NA | DFO
2018 | IN | Caterpillar | 50935 | 0102 | IC | RE | NA | DFO
2018 | IN | Caterpillar | 50935 | 0103 | IC | RE | NA | DFO
2018 | IN | Caterpillar | 50935 | 0104 | IC | RE | NA | DFO
2018 | IN | Caterpillar | 50935 | 0105 | IC | RE | NA | DFO
2018 | IN | Caterpillar | 50935 | 0106 | IC | RE | NA | DFO
2018 | IN | Caterpillar | 50935 | 0107 | IC | RE | NA | DFO
2018 | IN | Caterpillar | 50935 | 0108 | IC | RE | NA | DFO
2018 | IN | Caterpillar | 50935 | 3512 | IC | SB | NA | DFO |  | 23615 | 3.6603 | 0.31 | EIA Prime Mover-level Data | Estimated using an emission factor
2018 | IN | Caterpillar | 50935 | 3516 | IC | SB | NA | DFO |  | 31487 | 4.8805 | 0.31 | EIA Prime Mover-level Data | Estimated using an emission factor
2018 | IN | Caterpillar | 50935 | 516A | IC | SB | NA | DFO |  | 47231 | 7.3208 | 0.31 | EIA Prime Mover-level Data | Estimated using an emission factor
2018 | IN | Caterpillar | 50935 | ET1 | IC | OP | NA | NG |  | 52479 | 0.011073 | 0.000422 | EIA Prime Mover-level Data | Estimated using an emission factor
2018 | IN | Caterpillar | 50935 | ET2 | IC | OP | NA | NG |  | 52479 | 0.011073 | 0.000422 | EIA Prime Mover-level Data | Estimated using an emission factor
2018 | IN | Caterpillar | 50935 | ET3 | IC | OP | NA | DFO |  | 65598 | 10.1677 | 0.31 | EIA Prime Mover-level Data | Estimated using an emission factor
2018 | IN | Caterpillar | 50935 | ET4 | IC | OP | NA | NG |  | 65598 | 0.013841 | 0.000422 | EIA Prime Mover-level Data | Estimated using an emission factor
2018 | IN | Caterpillar | 50935 | R12 | IC | SB | NA | DFO |  | 10496 | 1.6269 | 0.31 | EIA Prime Mover-level Data | Estimated using an emission factor
2018 | IN | Cayuga | 1001 | 1 | ST | OP | TANGENTIAL | BIT | 7,719.0 | 28858306 | 376.9036 | 0.026121 | EPA/CAMD | EPA/NEI | 1970
2018 | IN | Cayuga | 1001 | 2 | ST | OP | TANGENTIAL | BIT | 8,190.0 | 32124780 | 390.03 | 0.024282 | EPA/CAMD | EPA/NEI | 1972
2018 | IN | Cayuga | 1001 | 4 | GT | OP | CT | NG | 7.0 | 2511 | 0.038248 | 0.030464 | EPA/CAMD | EPA/NEI | 1993
2018 | IN | Centerville Solar Park | 62794 | SCENT | PV | T | NA | SUN
2018 | IN | Clark-Floyd Landfill Gas Generating | 56539 | ICG1 | IC | RE | NA | LFG |  | 17393 | 0.12784 | 0.0147 | EIA Prime Mover-level Data | Estimated using an emission factor
2018 | IN | Clark-Floyd Landfill Gas Generating | 56539 | ICG2 | IC | RE | NA | LFG |  | 17393 | 0.12784 | 0.0147 | EIA Prime Mover-level Data | Estimated using an emission factor
2018 | IN | Clark-Floyd Landfill Gas Generating | 56539 | ICG3 | IC | RE | NA | LFG |  | 22137 | 0.16271 | 0.0147 | EIA Prime Mover-level Data | Estimated using an emission factor
2018 | IN | Clifty Creek | 983 | 1 | ST | OP | WALL | BIT | 7,143.0 | 12428975 | 34.2075 | 0.0055045 | EPA/CAMD | EPA/NEI | 1955
2018 | IN | Clifty Creek | 983 | 2 | ST | OP | WALL | BIT | 6,395.0 | 11165204 | 31.0536 | 0.0055626 | EPA/CAMD | EPA/NEI | 1955
2018 | IN | Clifty Creek | 983 | 3 | ST | OP | WALL | BIT | 7,468.0 | 12964016 | 34.7383 | 0.0053592 | EPA/CAMD | EPA/NEI | 1955
2018 | IN | Clifty Creek | 983 | 4 | ST | OP | WALL | BIT | 6,763.0 | 11468699 | 31.9186 | 0.0055662 | EPA/CAMD | EPA/NEI | 1955
2018 | IN | Clifty Creek | 983 | 5 | ST | OP | WALL | BIT | 6,939.0 | 11946699 | 33.1167 | 0.0055441 | EPA/CAMD | EPA/NEI | 1955
2018 | IN | Clifty Creek | 983 | 6 | ST | OP | WALL | BIT | 5,128.0 | 8518913 | 23.0761 | 0.0054176 | EPA/CAMD | EPA/NEI | 1956
2018 | IN | Columbia City Solar Park | 62769 | SCOLU | PV | T | NA | SUN
2018 | IN | Connersville Peaking Station | 1002 | 1A | GT | OP | CT | DFO | 0.0 | [5 empty] | 1972
2018 | IN | Connersville Peaking Station | 1002 | 1B | GT | OP | CT | DFO | 0.0 | [5 empty] | 1972
2018 | IN | Connersville Peaking Station | 1002 | 2A | GT | OP | CT | DFO | 0.0 | [5 empty] | 1972
2018 | IN | Connersville Peaking Station | 1002 | 2B | GT | OP | CT | DFO | 0.0 | [5 empty] | 1972
2018 | IN | Covanta Indianapolis Energy | 50647 | GEN1 | ST | OP | NA | MSW |  | 7347181 | 573.0801 | 0.156 | EIA Prime Mover-level Data | Estimated using an emission factor
2018 | IN | Crane Solar Facility | 60435 | XXXXX | PV | OP | NA | SUN |  | 256034 |  |  | EIA Prime Mover-level Data
2018 | IN | Crawfordsville 2 Solar Park | 62484 | SCRA2 | PV | T | NA | SUN
2018 | IN | Crawfordsville 3 Solar Park | 62485 | SCRA3 | PV | T | NA | SUN
2018 | IN | Crawfordsville 5 Solar Park | 62793 | SCRA5 | PV | T | NA | SUN
2018 | IN | Crawfordsville Power Plant | 1024 | 5 | ST | OS | NA | BIT |  | 0 | 0 |  | EIA Unit-level Data | NEI avg EF - PM, fuel type
2018 | IN | Crawfordsville Power Plant | 1024 | 6 | ST | OS | NA | WDS |  | 0 | 0 |  | EIA Unit-level Data | NEI avg EF - PM, fuel type
2018 | IN | Crawfordsville Power Plant | 1024 | D1 | IC | OP | NA | DFO
2018 | IN | Crawfordsville Solar Park 4 | 62776 | SCRA4 | PV | T | NA | SUN
2018 | IN | Dean H Mitchell | 996 | 4 | ST | RE | NA | NG
2018 | IN | Dean H Mitchell | 996 | 5 | ST | RE | NA | SUB
2018 | IN | Dean H Mitchell | 996 | 6 | ST | RE | NA | SUB
2018 | IN | Dean H Mitchell | 996 | 11 | ST | RE | NA | SUB
2018 | IN | Dean H Mitchell | 996 | 9A | GT | RE | NA | NG
2018 | IN | Decatur Co. Solar RES (IN) | 59988 | PV1 | PV | OP | NA | SUN |  | 14124 |  |  | EIA Prime Mover-level Data
2018 | IN | Deer Creek PV | 59855 | DCPV1 | PV | OP | NA | SUN |  | 12937 |  |  | EIA Prime Mover-level Data
2018 | IN | Deercroft I & II LFGTE | 54956 | I-1 | IC | OP | NA | NG |  | 35140 | 0.0074145 | 0.000422 | EIA Prime Mover-level Data | Estimated using an emission factor
2018 | IN | Deercroft I & II LFGTE | 54956 | I-2 | IC | OP | NA | NG |  | 35140 | 0.0074145 | 0.000422 | EIA Prime Mover-level Data | Estimated using an emission factor
2018 | IN | Deercroft I & II LFGTE | 54956 | I-3 | IC | OP | NA | NG |  | 35140 | 0.0074145 | 0.000422 | EIA Prime Mover-level Data | Estimated using an emission factor
2018 | IN | Deercroft I & II LFGTE | 54956 | I-4 | IC | OP | NA | NG |  | 35140 | 0.0074145 | 0.000422 | EIA Prime Mover-level Data | Estimated using an emission factor
2018 | IN | Deercroft I & II LFGTE | 54956 | II-1 | IC | OP | NA | LFG |  | 35140 | 0.25828 | 0.0147 | EIA Prime Mover-level Data | Estimated using an emission factor
2018 | IN | Deercroft I & II LFGTE | 54956 | II-2 | IC | OP | NA | LFG |  | 35140 | 0.25828 | 0.0147 | EIA Prime Mover-level Data | Estimated using an emission factor
2018 | IN | Deercroft I & II LFGTE | 54956 | II-3 | IC | OP | NA | LFG |  | 35140 | 0.25828 | 0.0147 | EIA Prime Mover-level Data | Estimated using an emission factor
2018 | IN | Deercroft I & II LFGTE | 54956 | II-4 | IC | OP | NA | LFG |  | 35140 | 0.25828 | 0.0147 | EIA Prime Mover-level Data | Estimated using an emission factor
2018 | IN | Duke Building 129 | 59434 | DU129 | PV | OP | NA | SUN |  | 36181 |  |  | EIA Prime Mover-level Data
2018 | IN | Duke Building 87 | 59432 | DUK87 | PV | OP | NA | SUN |  | 29269 |  |  | EIA Prime Mover-level Data
2018 | IN | Duke Building 98 | 59433 | DUK98 | PV | OP | NA | SUN |  | 19902 |  |  | EIA Prime Mover-level Data
2018 | IN | Earthmovers LFGTE | 57250 | 1 | IC | OP | NA | LFG |  | 78760 | 0.57889 | 0.0147 | EIA Prime Mover-level Data | Estimated using an emission factor
2018 | IN | Earthmovers LFGTE | 57250 | 2 | IC | OP | NA | LFG |  | 78760 | 0.57889 | 0.0147 | EIA Prime Mover-level Data | Estimated using an emission factor
2018 | IN | Earthmovers LFGTE | 57250 | 3 | IC | OP | NA | LFG |  | 78760 | 0.57889 | 0.0147 | EIA Prime Mover-level Data | Estimated using an emission factor
2018 | IN | Earthmovers LFGTE | 57250 | 4 | IC | OP | NA | LFG |  | 78760 | 0.57889 | 0.0147 | EIA Prime Mover-level Data | Estimated using an emission factor
2018 | IN | Earthmovers LFGTE | 57250 | 5 | IC | OP | NA | LFG |  | 78760 | 0.57889 | 0.0147 | EIA Prime Mover-level Data | Estimated using an emission factor
2018 | IN | Earthmovers LFGTE | 57250 | 6 | IC | OP | NA | LFG |  | 78760 | 0.57889 | 0.0147 | EIA Prime Mover-level Data | Estimated using an emission factor
2018 | IN | East Chicago | 59018 | 1 | PV | OP | NA | SUN |  | 30018 |  |  | EIA Prime Mover-level Data
2018 | IN | Edwardsport Generating Station | 1004 | CTG1 | ST | OP | IGC | SGC | 7,944.0 | 14384935 | 14.6985 | 0.0020436 | EPA/CAMD | EPA/NEI | 2012
2018 | IN | Edwardsport Generating Station | 1004 | CTG2 | ST | OP | IGC | SGC | 8,011.0 | 14756198 | 17.822 | 0.0024155 | EPA/CAMD | EPA/NEI | 2012
2018 | IN | Elkhart | 986 | 1 | HY | OP | NA | WAT |  | 67044 |  |  | EIA Prime Mover-level Data
2018 | IN | Elkhart | 986 | 2 | HY | OP | NA | WAT |  | 47888 |  |  | EIA Prime Mover-level Data
2018 | IN | Elkhart | 986 | 3 | HY | OP | NA | WAT |  | 47888 |  |  | EIA Prime Mover-level Data
2018 | IN | Ellettsville Solar RES | 59985 | PV1 | PV | OP | NA | SUN |  | 16593 |  |  | EIA Prime Mover-level Data
2018 | IN | Evonik Industries AG | 54835 | T121 | IC | SB | NA | DFO |  | 108 | 0.01674 | 0.31 | EIA Prime Mover-level Data | Estimated using an emission factor
2018 | IN | Expander Turbine | 10475 | 16TG | OT | OP | NA | BFG |  | 0 | 0 |  | EIA Prime Mover-level Data | Estimated using an emission factor
2018 | IN | F B Culley Generating Station | 1012 | 2 | ST | OP | WALL | BIT | 4,465.0 | 3521871 | 37.9891 | 0.021573 | EPA/CAMD | EPA/NEI | 1966
2018 | IN | F B Culley Generating Station | 1012 | 3 | ST | OP | WALL | BIT | 7,746.0 | 20847055 | 225.2923 | 0.021614 | EPA/CAMD | EPA/NEI | 1973
2018 | IN | Fairmount Electric Generating | 55385 | GT1 | GT | CN | NA | NG
2018 | IN | Fairmount Electric Generating | 55385 | GT2 | GT | CN | NA | NG
2018 | IN | Fairmount Electric Generating | 55385 | GT3 | GT | CN | NA | NG
2018 | IN | Fairmount Electric Generating | 55385 | GT4 | GT | CN | NA | NG
2018 | IN | Fairmount Electric Generating | 55385 | GT5 | GT | CN | NA | NG
2018 | IN | Fairmount Electric Generating | 55385 | GT6 | GT | CN | NA | NG
2018 | IN | Fairmount Electric Generating | 55385 | GT7 | GT | CN | NA | NG
2018 | IN | Fairmount Electric Generating | 55385 | GT8 | GT | CN | NA | NG
2018 | IN | Fowler Ridge IV Wind Farm LLC | 59547 | 1 | WT | OP | NA | WND |  | 3847934 |  |  | EIA Prime Mover-level Data
2018 | IN | Fowler Ridge Wind Farm LLC | 56777 | FIA | WT | OP | NA | WND |  | 4062134 |  |  | EIA Prime Mover-level Data
2018 | IN | Fowler Ridge Wind Farm LLC | 56777 | FIB | WT | OP | NA | WND |  | 2017950 |  |  | EIA Prime Mover-level Data
2018 | IN | Fowler Ridge Wind Farm LLC | 56777 | FII | WT | OP | NA | WND |  | 4035901 |  |  | EIA Prime Mover-level Data
2018 | IN | Fowler Ridge Wind Farm LLC | 56777 | FIII | WT | OP | NA | WND |  | 1997771 |  |  | EIA Prime Mover-level Data
2018 | IN | Frank E Ratts | 1043 | 1 | ST | RE | NA | BIT
2018 | IN | Frank E Ratts | 1043 | 2 | ST | RE | NA | BIT
2018 | IN | Gas City Solar Park | 62767 | SGASC | PV | U | NA | SUN
2018 | IN | Georgetown Substation | 7759 | GT1 | GT | OP | CT | NG | 1,187.0 | 828132 | 3.2361 | 0.0078154 | EPA/CAMD | NEI avg EF - PM, fuel type, firing type | 2000
2018 | IN | Georgetown Substation | 7759 | GT2 | GT | OP | CT | NG | 1,013.0 | 711896 | 2.7819 | 0.0078154 | EPA/CAMD | NEI avg EF - PM, fuel type, firing type | 2000
2018 | IN | Georgetown Substation | 7759 | GT3 | GT | OP | CT | NG | 884.0 | 577569 | 2.257 | 0.0078154 | EPA/CAMD | NEI avg EF - PM, fuel type, firing type | 2000
2018 | IN | Georgetown Substation | 7759 | GT4 | GT | OP | CT | NG | 1,187.0 | 860265 | 3.3617 | 0.0078154 | EPA/CAMD | NEI avg EF - PM, fuel type, firing type | 2001
2018 | IN | Gibson | 6113 | 1 | ST | OP | WALL | BIT | 6,854.0 | 34165555 | 505.6502 | 0.0296 | EPA/CAMD | EPA/NEI | 1976
2018 | IN | Gibson | 6113 | 2 | ST | OP | WALL | BIT | 6,913.0 | 34443373 | 459.5997 | 0.026687 | EPA/CAMD | EPA/NEI | 1975
2018 | IN | Gibson | 6113 | 3 | ST | OP | WALL | BIT | 7,762.0 | 39541842 | 585.2193 | 0.0296 | EPA/CAMD | EPA/NEI | 1978
2018 | IN | Gibson | 6113 | 4 | ST | OP | WALL | BIT | 6,540.0 | 33326231 | 450.5619 | 0.027039 | EPA/CAMD | EPA/NEI | 1979
2018 | IN | Gibson | 6113 | 5 | ST | OP | WALL | BIT | 6,864.0 | 32516251 | 481.2405 | 0.0296 | EPA/CAMD | EPA/NEI | 1982
2018 | IN | Green Cow Power | 60721 | ENG1 | IC | OP | NA | OBG |  | 87598 | 0.64385 | 0.0147 | EIA Prime Mover-level Data | Estimated using an emission factor
2018 | IN | Green Cow Power | 60721 | ENG2 | IC | OP | NA | OBG |  | 87598 | 0.64385 | 0.0147 | EIA Prime Mover-level Data | Estimated using an emission factor
2018 | IN | Green Cow Power | 60721 | ENG3 | IC | OP | NA | OBG |  | 87598 | 0.64385 | 0.0147 | EIA Prime Mover-level Data | Estimated using an emission factor
2018 | IN | Greenfield Solar Park | 61053 | SGREE | PV | OP | NA | SUN |  | 42800 |  |  | EIA Prime Mover-level Data
2018 | IN | Griffith | 59019 | 1 | PV | OP | NA | SUN |  | 29597 |  |  | EIA Prime Mover-level Data
2018 | IN | Harvest Wind Energy Project | 61823 | 1 | WT | IP | NA | WND
2018 | IN | Headwaters Wind Farm II LLC | 62592 | HWII | WT | L | NA | WND
2018 | IN | Headwaters Wind Farm LLC | 58416 | 1 | WT | OP | NA | WND |  | 5930975 |  |  | EIA Prime Mover-level Data
2018 | IN | Heat Recovery Coke Facility | 55066 | TG18 | ST | OP | NA | WH |  | 2730879 |  |  | EIA Prime Mover-level Data
2018 | IN | Hendricks Regional Health | 54731 | GE06 | IC | SB | NA | DFO |  | 106 | 0.01643 | 0.31 | EIA Prime Mover-level Data | Estimated using an emission factor
2018 | IN | Hendricks Regional Health | 54731 | GEO1 | IC | SB | NA | DFO |  | 53 | 0.008215 | 0.31 | EIA Prime Mover-level Data | Estimated using an emission factor
2018 | IN | Hendricks Regional Health | 54731 | GEO2 | IC | SB | NA | DFO |  | 53 | 0.008215 | 0.31 | EIA Prime Mover-level Data | Estimated using an emission factor
2018 | IN | Hendricks Regional Health | 54731 | GEO3 | IC | SB | NA | DFO |  | 32 | 0.00496 | 0.31 | EIA Prime Mover-level Data | Estimated using an emission factor
2018 | IN | Hendricks Regional Health | 54731 | GEO4 | IC | SB | NA | DFO |  | 106 | 0.01643 | 0.31 | EIA Prime Mover-level Data | Estimated using an emission factor
2018 | IN | Hendricks Regional Health | 54731 | GEO5 | IC | SB | NA | DFO |  | 106 | 0.01643 | 0.31 | EIA Prime Mover-level Data | Estimated using an emission factor
2018 | IN | Henry County Generating Station | 7763 | 1 | GT | OP | CT | NG | 2,926.0 | 1012742 | 3.9575 | 0.0078154 | EPA/CAMD | NEI avg EF - PM, fuel type, firing type | 2001
2018 | IN | Henry County Generating Station | 7763 | 2 | GT | OP | CT | NG | 3,013.0 | 1037403 | 4.0539 | 0.0078154 | EPA/CAMD | NEI avg EF - PM, fuel type, firing type | 2001
2018 | IN | Henry County Generating Station | 7763 | 3 | GT | OP | CT | NG | 3,030.0 | 1047065 | 4.0916 | 0.0078154 | EPA/CAMD | NEI avg EF - PM, fuel type, firing type | 2001
2018 | IN | Henryville Solar RES | 59986 | PV1 | PV | OP | NA | SUN |  | 15490 |  |  | EIA Prime Mover-level Data
2018 | IN | Hidden View Dairy, LLC | 59260 | HV1 | IC | OP | NA | OBG |  | 48793 | 0.35863 | 0.0147 | EIA Prime Mover-level Data | Estimated using an emission factor
2018 | IN | Hidden View Dairy, LLC | 59260 | HV2 | IC | RE | NA | OBG
2018 | IN | Hidden View Dairy, LLC | 59260 | HV2-2 | IC | OP | NA | OBG |  | 43371 | 0.31878 | 0.0147 | EIA Prime Mover-level Data | Estimated using an emission factor
2018 | IN | Hobart Solar, LLC | 58795 | HS | PV | OP | NA | SUN |  | 13894 |  |  | EIA Prime Mover-level Data
2018 | IN | Hoosier Energy Lawrence Co Station | 7948 | 1 | GT | OP | CT | NG | 846.0 | 226436 | 0.18191 | 0.0016067 | EPA/CAMD | EPA/NEI | 2005
2018 | IN | Hoosier Energy Lawrence Co Station | 7948 | 2 | GT | OP | CT | NG | 1,016.0 | 258857 | 0.20469 | 0.0015815 | EPA/CAMD | EPA/NEI | 2005
2018 | IN | Hoosier Energy Lawrence Co Station | 7948 | 3 | GT | OP | CT | NG | 886.0 | 232618 | 0.19229 | 0.0016533 | EPA/CAMD | EPA/NEI | 2005
2018 | IN | Hoosier Energy Lawrence Co Station | 7948 | 4 | GT | OP | CT | NG | 881.0 | 237021 | 0.20569 | 0.0017356 | EPA/CAMD | EPA/NEI | 2005
2018 | IN | Hoosier Energy Lawrence Co Station | 7948 | 5 | GT | OP | CT | NG | 1,112.0 | 281039 | 0.33299 | 0.0023697 | EPA/CAMD | EPA/NEI | 2005
2018 | IN | Hoosier Energy Lawrence Co Station | 7948 | 6 | GT | OP | CT | NG | 1,111.0 | 305846 | 0.37955 | 0.002482 | EPA/CAMD | EPA/NEI | 2005
2018 | IN | Hoosier Wind Project LLC | 56878 | TBD | WT | OP | NA | WND |  | 2082944 |  |  | EIA Prime Mover-level Data
2018 | IN | Hurricane Creek Lift Station | 61267 | HURR | IC | SB | NA | DFO |  | 565 | 0.087575 | 0.31 | EIA Prime Mover-level Data | Estimated using an emission factor
2018 | IN | IMPA Anderson Solar Park | 60253 | SANDE | PV | OP | NA | SUN |  | 60025 |  |  | EIA Prime Mover-level Data
2018 | IN | IMPA Anderson Solar Park 2 | 61054 | SAND2 | PV | OP | NA | SUN |  | 123913 |  |  | EIA Prime Mover-level Data
2018 | IN | IMPA Crawfordsville Solar Park | 59483 | SCRAW | PV | OP | NA | SUN |  | 35396 |  |  | EIA Prime Mover-level Data
2018 | IN | IMPA Frankton Solar Park | 59479 | SFRAN | PV | OP | NA | SUN |  | 5992 |  |  | EIA Prime Mover-level Data
2018 | IN | IMPA Huntingburg Solar Park | 60251 | SHUNT | PV | OP | NA | SUN |  | 24665 |  |  | EIA Prime Mover-level Data
2018 | IN | IMPA Pendleton Solar Park | 59770 | SPEND | PV | OP | NA | SUN |  | 27145 |  |  | EIA Prime Mover-level Data
2018 | IN | IMPA Peru Solar Park | 59481 | SPERU | PV | OP | NA | SUN |  | 37703 |  |  | EIA Prime Mover-level Data
2018 | IN | IMPA Rensselaer Solar Park | 59480 | SRENS | PV | OP | NA | SUN |  | 8709 |  |  | EIA Prime Mover-level Data
2018 | IN | IMPA Richmond Solar Park | 59478 | SRICH | PV | OP | NA | SUN |  | 13140 |  |  | EIA Prime Mover-level Data
2018 | IN | IMPA Tell City Solar Park | 59482 | STELL | PV | OP | NA | SUN |  | 5992 |  |  | EIA Prime Mover-level Data
2018 | IN | IMPA Washington Solar Park | 60252 | SWASH | PV | OP | NA | SUN |  | 46110 |  |  | EIA Prime Mover-level Data
2018 | IN | IND Community Solar Farm 1st Phase | 58391 | 1 | PV | OP | NA | SUN |  | 120285 |  |  | EIA Prime Mover-level Data
2018 | IN | IND Solar Farm (Phase IIA) | 59424 | IND2A | PV | OP | NA | SUN |  | 121333 |  |  | EIA Prime Mover-level Data
2018 | IN | Indianapolis Motor Speedway Solar PV | 58615 | IMS | PV | OP | NA | SUN |  | 121871 |  |  | EIA Prime Mover-level Data
2018 | IN | Indy Grocers | 59834 | INGRO | PV | OP | NA | SUN |  | 13076 |  |  | EIA Prime Mover-level Data
2018 | IN | INDY III | 59823 | INDY3 | PV | OP | NA | SUN |  | 39728 |  |  | EIA Prime Mover-level Data
2018 | IN | Indy Solar I, LLC | 58552 | 1 | PV | OP | NA | SUN |  | 140635 |  |  | EIA Prime Mover-level Data
2018 | IN | Indy Solar II, LLC | 58556 | 1 | PV | OP | NA | SUN |  | 143755 |  |  | EIA Prime Mover-level Data
2018 | IN | Indy Solar III, LLC | 58553 | 1 | PV | OP | NA | SUN |  | 125162 |  |  | EIA Prime Mover-level Data
2018 | IN | IPL - Eagle Valley Generating Station | 991 | GT1 | CT | OP | CC | NG | 5,053.0 | 10041452 | 0.19855 | 3.9547e-05 | EPA/CAMD | EPA/NEI | 2017
2018 | IN | IPL - Eagle Valley Generating Station | 991 | GT2 | CT | OP | CC | NG | 4,516.0 | 8789923 | 0.1269 | 2.8874e-05 | EPA/CAMD | EPA/NEI | 2017
2018 | IN | IPL - Harding Street Station (EW Stout) | 990 | 50 | ST | OP | TANGENTIAL | NG | 2,305.0 | 1132276 | 5.3203 | 0.0093976 | EPA/CAMD | NEI avg EF - PM, fuel type, firing type | 1958
2018 | IN | IPL - Harding Street Station (EW Stout) | 990 | 60 | ST | OP | TANGENTIAL | NG | 1,919.0 | 994669 | 4.6737 | 0.0093976 | EPA/CAMD | NEI avg EF - PM, fuel type, firing type | 1961
2018 | IN | IPL - Harding Street Station (EW Stout) | 990 | 70 | ST | OP | TANGENTIAL | NG | 4,821.0 | 9253843 | 27.5386 | 0.0059518 | EPA/CAMD | EPA/NEI | 1973
2018 | IN | IPL - Harding Street Station (EW Stout) | 990 | GT4 | GT | OP | CT | NG | 1,222.0 | 809731 | 0.03311 | 8.178e-05 | EPA/CAMD | EPA/NEI | 1994
2018 | IN | IPL - Harding Street Station (EW Stout) | 990 | GT5 | GT | OP | CT | NG | 1,229.0 | 831632 | 0.038885 | 9.3515e-05 | EPA/CAMD | EPA/NEI | 1994
2018 | IN | IPL - Harding Street Station (EW Stout) | 990 | GT6 | GT | OP | CT | NG | 1,160.0 | 1545724 | 6.0403 | 0.0078154 | EPA/CAMD | NEI avg EF - PM, fuel type, firing type | 2002
2018 | IN | IPL - Petersburg Generating Station | 994 | 1 | ST | OP | TANGENTIAL | BIT | 7,598.0 | 18075563 | 42.9744 | 0.004755 | EPA/CAMD | EPA/NEI | 1967
2018 | IN | IPL - Petersburg Generating Station | 994 | 2 | ST | OP | TANGENTIAL | BIT | 5,911.0 | 19023893 | 7.5491 | 0.00079364 | EPA/CAMD | EPA/NEI | 1969
2018 | IN | IPL - Petersburg Generating Station | 994 | 3 | ST | OP | TANGENTIAL | BIT | 5,389.0 | 23279578 | 111.7434 | 0.0096001 | EPA/CAMD | EPA/NEI | 1977
2018 | IN | IPL - Petersburg Generating Station | 994 | 4 | ST | OP | TANGENTIAL | BIT | 8,100.0 | 38643539 | 44.3821 | 0.002297 | EPA/CAMD | EPA/NEI | 1986
2018 | IN | Jackson Co. Solar RES | 59989 | PV1 | PV | OP | NA | SUN |  | 16230 |  |  | EIA Prime Mover-level Data
2018 | IN | Jay County LFGTE | 56464 | 1 | IC | OP | NA | LFG |  | 59654 | 0.43846 | 0.0147 | EIA Prime Mover-level Data | Estimated using an emission factor
2018 | IN | Jay County LFGTE | 56464 | 2 | IC | OP | NA | LFG |  | 59654 | 0.43846 | 0.0147 | EIA Prime Mover-level Data | Estimated using an emission factor
2018 | IN | Jay County LFGTE | 56464 | 3 | IC | OP | NA | LFG |  | 59654 | 0.43846 | 0.0147 | EIA Prime Mover-level Data | Estimated using an emission factor
2018 | IN | Jay County LFGTE | 56464 | 4 | IC | OP | NA | LFG |  | 59654 | 0.43846 | 0.0147 | EIA Prime Mover-level Data | Estimated using an emission factor
2018 | IN | Johnson Co. Solar RES | 59990 | PV1 | PV | OP | NA | SUN |  | 16949 |  |  | EIA Prime Mover-level Data
2018 | IN | Kokomo Solar 1, LLC | 60864 | PV1 | PV | OP | NA | SUN |  | 75341 |  |  | EIA Prime Mover-level Data
2018 | IN | Lanesville Solar RES | 59984 | PV1 | PV | OP | NA | SUN |  | 17151 |  |  | EIA Prime Mover-level Data
2018 | IN | Lawrenceburg Energy Facility | 55502 | 1 | CT | OP | CC | NG | 7,006.0 | 12301569 | 32.26 | 0.0052449 | EPA/CAMD | EPA/NEI | 2003
2018 | IN | Lawrenceburg Energy Facility | 55502 | 2 | CT | OP | CC | NG | 7,116.0 | 12375425 | 15.25 | 0.0024646 | EPA/CAMD | EPA/NEI | 2003
2018 | IN | Lawrenceburg Energy Facility | 55502 | 3 | CT | OP | CC | NG | 8,043.0 | 13829780 | 16.78 | 0.0024266 | EPA/CAMD | EPA/NEI | 2003
2018 | IN | Lawrenceburg Energy Facility | 55502 | 4 | CT | OP | CC | NG | 8,144.0 | 13979623 | 35.69 | 0.005106 | EPA/CAMD | EPA/NEI | 2003
2018 | IN | Lenape II | 58703 | 1 | PV | OP | NA | SUN |  | 47998 |  |  | EIA Prime Mover-level Data
2018 | IN | Liberty I & II LFGTE | 56465 | 1 | IC | OP | NA | LFG |  | 72767 | 0.53484 | 0.0147 | EIA Prime Mover-level Data | Estimated using an emission factor
2018 | IN | Liberty I & II LFGTE | 56465 | 2 | IC | OP | NA | LFG |  | 72767 | 0.53484 | 0.0147 | EIA Prime Mover-level Data | Estimated using an emission factor
2018 | IN | Liberty I & II LFGTE | 56465 | 3 | IC | OP | NA | LFG |  | 72767 | 0.53484 | 0.0147 | EIA Prime Mover-level Data | Estimated using an emission factor
2018 | IN | Liberty I & II LFGTE | 56465 | 4 | IC | OP | NA | LFG |  | 72767 | 0.53484 | 0.0147 | EIA Prime Mover-level Data | Estimated using an emission factor
2018 | IN | Liberty I & II LFGTE | 56465 | 1-II | IC | OP | NA | LFG |  | 72767 | 0.53484 | 0.0147 | EIA Prime Mover-level Data | Estimated using an emission factor
2018 | IN | Liberty I & II LFGTE | 56465 | 1-III | IC | OP | NA | LFG |  | 145533 | 1.0697 | 0.0147 | EIA Prime Mover-level Data | Estimated using an emission factor
2018 | IN | Liberty I & II LFGTE | 56465 | 2-II | IC | OP | NA | LFG |  | 72767 | 0.53484 | 0.0147 | EIA Prime Mover-level Data | Estimated using an emission factor
2018 | IN | Liberty I & II LFGTE | 56465 | 2-III | IC | OP | NA | LFG |  | 145533 | 1.0697 | 0.0147 | EIA Prime Mover-level Data | Estimated using an emission factor
2018 | IN | Liberty I & II LFGTE | 56465 | 3-II | IC | OP | NA | LFG |  | 72767 | 0.53484 | 0.0147 | EIA Prime Mover-level Data | Estimated using an emission factor
2018 | IN | Liberty I & II LFGTE | 56465 | 3-III | IC | OP | NA | LFG |  | 145533 | 1.0697 | 0.0147 | EIA Prime Mover-level Data | Estimated using an emission factor
2018 | IN | Liberty I & II LFGTE | 56465 | 4-II | IC | OP | NA | LFG |  | 72767 | 0.53484 | 0.0147 | EIA Prime Mover-level Data | Estimated using an emission factor
2018 | IN | Liberty I & II LFGTE | 56465 | 4-III | IC | OP | NA | LFG |  | 145533 | 1.0697 | 0.0147 | EIA Prime Mover-level Data | Estimated using an emission factor
2018 | IN | Lilly Technical Center | 58043 | 1 | IC | SB | NA | DFO
2018 | IN | Lilly Technical Center | 58043 | 2 | IC | SB | NA | DFO
2018 | IN | Lilly Technical Center | 58043 | 3 | IC | SB | NA | DFO
2018 | IN | Lilly Technical Center | 58043 | 4 | IC | SB | NA | DFO
2018 | IN | Lilly Technical Center | 58043 | 5 | ST | RE | NA | PUR
2018 | IN | Lincoln Solar | 58496 | PV2 | PV | OP | NA | SUN |  | 21399 |  |  | EIA Prime Mover-level Data
2018 | IN | M. G. Emmett J. Bean Federal Center | 58178 | 1 | PV | OP | NA | SUN |  | 10267 |  |  | EIA Prime Mover-level Data
2018 | IN | Marion Solar LNG | 59180 | PV1 | PV | OP | NA | SUN |  | 21429 |  |  | EIA Prime Mover-level Data
2018 | IN | Markland | 1005 | 1 | HY | OP | NA | WAT |  | 394633 |  |  | EIA Prime Mover-level Data
2018 | IN | Markland | 1005 | 2 | HY | OP | NA | WAT |  | 394633 |  |  | EIA Prime Mover-level Data
2018 | IN | Markland | 1005 | 3 | HY | OP | NA | WAT |  | 394633 |  |  | EIA Prime Mover-level Data
2018 | IN | Maywood Photovoltaic Project | 58770 | 1 | PV | OP | NA | SUN |  | 102472 |  |  | EIA Prime Mover-level Data
2018 | IN | McDonald Solar Farm, LLC | 60238 | PV1 | PV | OP | NA | SUN |  | 82437 |  |  | EIA Prime Mover-level Data
2018 | IN | Meadow Lake Wind Farm II LLC | 57112 | GEN1 | WT | OP | NA | WND |  | 2148611 |  |  | EIA Prime Mover-level Data
2018 | IN | Meadow Lake Wind Farm III LLC | 57115 | GEN 1 | WT | OP | NA | WND |  | 2218591 |  |  | EIA Prime Mover-level Data
2018 | IN | Meadow Lake Wind Farm IV | 57177 | GEN 1 | WT | OP | NA | WND |  | 1751331 |  |  | EIA Prime Mover-level Data
2018 | IN | Meadow Lake Wind Farm LLC | 57109 | GEN 1 | WT | OP | NA | WND |  | 4074121 |  |  | EIA Prime Mover-level Data
2018 | IN | Meadow Lake Wind Farm V LLC | 57628 | GEN1 | WT | OP | NA | WND |  | 2944286 |  |  | EIA Prime Mover-level Data
2018 | IN | Meadow Lake Wind Farm VI LLC | 61756 | MWLVI | WT | OP | NA | WND |  | 442825 |  |  | EIA Prime Mover-level Data
2018 | IN | Merom | 6213 | 1SG1 | ST | OP | TURBO | BIT | 7,726.0 | 33200965 | 19.3881 | 0.0011679 | EPA/CAMD | EPA/NEI | 1983
2018 | IN | Merom | 6213 | 2SG1 | ST | OP | TURBO | BIT | 6,645.0 | 27571538 | 17.9495 | 0.001302 | EPA/CAMD | EPA/NEI | 1982
2018 | IN | Miami Wabash | 1006 | 1 | GT | RE | NA | DFO
2018 | IN | Miami Wabash | 1006 | 2 | GT | RE | NA | DFO
2018 | IN | Miami Wabash | 1006 | 3 | GT | RE | NA | DFO
2018 | IN | Miami Wabash | 1006 | 4 | GT | RE | NA | DFO
2018 | IN | Miami Wabash | 1006 | 5 | GT | RE | NA | DFO
2018 | IN | Miami Wabash | 1006 | 6 | GT | RE | NA | DFO
2018 | IN | Michigan City Generating Station | 997 | 12 | ST | OP | CYCLONE | SUB | 6,153.0 | 22068558 | 223.6841 | 0.020272 | EPA/CAMD | EPA/NEI | 1974
2018 | IN | Middlebury Solar | 60047 | PV6 | PV | OP | NA | SUN |  | 20863 |  |  | EIA Prime Mover-level Data
2018 | IN | Montpelier Electric Gen Station | 55229 | G1CT1 | GT | OP | CT | NG | 1,386.0 | 262913 | 1.0274 | 0.0078154 | EPA/CAMD | NEI avg EF - PM, fuel type, firing type | 2001
2018 | IN | Montpelier Electric Gen Station | 55229 | G1CT2 | GT | OP | CT | NG | 1,382.0 | 257050 | 1.0045 | 0.0078154 | EPA/CAMD | NEI avg EF - PM, fuel type, firing type | 2001
2018 | IN | Montpelier Electric Gen Station | 55229 | G2CT1 | GT | OP | CT | NG | 1,509.0 | 276697 | 1.0813 | 0.0078154 | EPA/CAMD | NEI avg EF - PM, fuel type, firing type | 2001
2018 | IN | Montpelier Electric Gen Station | 55229 | G2CT2 | GT | OP | CT | NG | 1,501.0 | 295601 | 1.1551 | 0.0078154 | EPA/CAMD | NEI avg EF - PM, fuel type, firing type | 2001
2018 | IN | Montpelier Electric Gen Station | 55229 | G3CT1 | GT | OP | CT | NG | 1,430.0 | 282822 | 1.1052 | 0.0078154 | EPA/CAMD | NEI avg EF - PM, fuel type, firing type | 2001
2018 | IN | Montpelier Electric Gen Station | 55229 | G3CT2 | GT | OP | CT | NG | 1,435.0 | 262538 | 1.0259 | 0.0078154 | EPA/CAMD | NEI avg EF - PM, fuel type, firing type | 2001
2018 | IN | Montpelier Electric Gen Station | 55229 | G4CT1 | GT | OP | CT | NG | 1,508.0 | 265907 | 1.0391 | 0.0078154 | EPA/CAMD | NEI avg EF - PM, fuel type, firing type | 2001
2018 | IN | Montpelier Electric Gen Station | 55229 | G4CT2 | GT | OP | CT | NG | 1,503.0 | 283216 | 1.1067 | 0.0078154 | EPA/CAMD | NEI avg EF - PM, fuel type, firing type | 2001
2018 | IN | Munster Landfill Gas-to-Energy | 59808 | GEN1 | IC | OP | NA | LFG |  | 54980 | 0.4041 | 0.0147 | EIA Prime Mover-level Data | Estimated using an emission factor
2018 | IN | NA 1 (IN) | 7228 | 1 | GT | IP | NA | NG
2018 | IN | NA 1 (IN) | 7228 | 2 | GT | IP | NA | NG
2018 | IN | NA 1 (IN) | 7228 | 3 | GT | IP | NA | NG
2018 | IN | NA 1 (IN) | 7228 | 4 | GT | IP | NA | NG
2018 | IN | NA 1 (IN) | 7228 | 5 | GT | IP | NA | NG
2018 | IN | NA 1 (IN) | 7228 | 6 | GT | IP | NA | NG
2018 | IN | NA 1 (IN) | 7228 | 7 | GT | IP | NA | NG
2018 | IN | NA 1 (IN) | 7228 | 8 | GT | IP | NA | NG
2018 | IN | NA 1 (IN) | 7228 | 9 | GT | IP | NA | NG
2018 | IN | NA 1 (IN) | 7228 | 10 | GT | IP | NA | NG
2018 | IN | NA 1 (IN) | 7228 | 11 | GT | IP | NA | NG
2018 | IN | NA 1 (IN) | 7228 | 12 | GT | IP | NA | NG
2018 | IN | NA 1 (IN) | 7228 | 13 | GT | IP | NA | NG
2018 | IN | NA 1 (IN) | 7228 | 14 | GT | IP | NA | NG
2018 | IN | NA 1 (IN) | 7228 | 15 | GT | IP | NA | NG
2018 | IN | NA 1 (IN) | 7228 | 16 | GT | IP | NA | NG
2018 | IN | Nabb Battery Energy Storage System | 62862 | ES1 | BA | T | NA | MWH
2018 | IN | New Castle Solar RES | 59981 | PV1 | PV | OP | NA | SUN |  | 15526 |  |  | EIA Prime Mover-level Data
2018 | IN | New Haven Solar RES | 59983 | PV1 | PV | OP | NA | SUN |  | 15591 |  |  | EIA Prime Mover-level Data
2018 | IN | Noblesville | 1007 | CT3 | CT | OP | CC | NG | 5,460.0 | 3393973 | 9.7686 | 0.0057564 | EPA/CAMD | NEI avg EF - PM, fuel type, firing type | 2003
2018 | IN | Noblesville | 1007 | CT4 | CT | OP | CC | NG | 5,915.0 | 3695351 | 10.636 | 0.0057564 | EPA/CAMD | NEI avg EF - PM, fuel type, firing type | 2003
2018 | IN | Noblesville | 1007 | CT5 | CT | OP | CC | NG | 6,428.0 | 3972417 | 11.4335 | 0.0057564 | EPA/CAMD | NEI avg EF - PM, fuel type, firing type | 2003
2018 | IN | Northeast (IN) | 1013 | 1 | GT | OP | NA | NG |  | 304 | 0.00083348 | 0.0054834 | EIA Prime Mover-level Data | NEI avg EF - PM, fuel type, firing type
2018 | IN | Northeast (IN) | 1013 | 2 | GT | OP | NA | NG |  | 327 | 0.00089653 | 0.0054834 | EIA Prime Mover-level Data | NEI avg EF - PM, fuel type, firing type
2018 | IN | Norway (IN) | 998 | 1 | HY | OP | NA | WAT |  | 49687 |  |  | EIA Prime Mover-level Data
2018 | IN | Norway (IN) | 998 | 2 | HY | OP | NA | WAT |  | 49687 |  |  | EIA Prime Mover-level Data
2018 | IN | Norway (IN) | 998 | 3 | HY | OP | NA | WAT |  | 49687 |  |  | EIA Prime Mover-level Data
2018 | IN | Norway (IN) | 998 | 4 | HY | OP | NA | WAT |  | 32296 |  |  | EIA Prime Mover-level Data
2018 | IN | Notre Dame Hydro | 62918 | HYD1 | HY | T | NA | WAT
2018 | IN | Oak Hill Solar Array | 61333 | OHSA1 | PV | OP | NA | SUN |  | 1413 |  |  | EIA Prime Mover-level Data
2018 | IN | Oak Ridge LFGTE | 56463 | 1 | IC | OP | NA | LFG |  | 63462 | 0.46645 | 0.0147 | EIA Prime Mover-level Data | Estimated using an emission factor
2018 | IN | Oak Ridge LFGTE | 56463 | 2 | IC | OP | NA | LFG |  | 63462 | 0.46645 | 0.0147 | EIA Prime Mover-level Data | Estimated using an emission factor
2018 | IN | Oak Ridge LFGTE | 56463 | 3 | IC | OP | NA | LFG |  | 63462 | 0.46645 | 0.0147 | EIA Prime Mover-level Data | Estimated using an emission factor
2018 | IN | Oak Ridge LFGTE | 56463 | 4 | IC | OP | NA | LFG |  | 63462 | 0.46645 | 0.0147 | EIA Prime Mover-level Data | Estimated using an emission factor
2018 | IN | Oakdale | 999 | 1 | HY | OP | NA | WAT |  | 78724 |  |  | EIA Prime Mover-level Data
2018 | IN | Oakdale | 999 | 2 | HY | OP | NA | WAT |  | 58585 |  |  | EIA Prime Mover-level Data
2018 | IN | Oakdale | 999 | 3 | HY | OP | NA | WAT |  | 78724 |  |  | EIA Prime Mover-level Data
2018 | IN | OlivePV | 59854 | OLPV1 | PV | OP | NA | SUN |  | 73554 |  |  | EIA Prime Mover-level Data
2018 | IN | Orme Park Water Treatment Plant | 61266 | ORME | IC | RE | NA | DFO |  | 60 | 0.0093 | 0.31 | EIA Prime Mover-level Data | Estimated using an emission factor
2018 | IN | Osprey Point RES | 59255 | 1 | IC | OS | NA | OG
2018 | IN | Osprey Point RES | 59255 | 2 | IC | OS | NA | OG
2018 | IN | Osprey Point RES | 59255 | 3 | IC | OS | NA | OG
2018 | IN | Osprey Point RES | 59255 | 4 | IC | OS | NA | OG
2018 | IN | Pastime Farm, LLC | 60239 | PV1 | PV | OP | NA | SUN |  | 83010 |  |  | EIA Prime Mover-level Data
2018 | IN | Peru (IN) | 1037 | 2 | ST | RE | NA | BIT
2018 | IN | Peru (IN) | 1037 | 3 | ST | RE | NA | BIT
2018 | IN | Peru (IN) | 1037 | D1 | IC | SB | NA | DFO |  | 192 | 0.02976 | 0.31 | EIA Prime Mover-level Data | Estimated using an emission factor
2018 | IN | Portage Solar | 60046 | PV7 | PV | OP | NA | SUN |  | 21311 |  |  | EIA Prime Mover-level Data
2018 | IN | Portside Energy | 55096 | BLR1 | ST | OP | OTHER BOILER | NG | 54.0 | 27598 | 0.093863 | 0.0068021 | EIA non-ozone season distributed and EPA/CAMD ozone season | NEI avg EF - PM, fuel type, firing type | 1997
2018 | IN | Portside Energy | 55096 | BLR2 | ST | OP | OTHER BOILER | NG | 3,632.0 | 591769 | 1.2653 | 0.0042764 | EIA non-ozone season distributed and EPA/CAMD ozone season | EPA/NEI | 1997
2018 | IN | Portside Energy | 55096 | CT | GT | OP | CT | NG | 3,594.0 | 3339875 | 10.4657 | 0.0062671 | EIA non-ozone season distributed and EPA/CAMD ozone season | EPA/NEI | 1997
2018 | IN | Prairie View I & II LFGTE | 54926 | I-1 | IC | OP | NA | LFG |  | 64604 | 0.47484 | 0.0147 | EIA Prime Mover-level Data | Estimated using an emission factor
2018 | IN | Prairie View I & II LFGTE | 54926 | I-2 | IC | OP | NA | LFG |  | 64604 | 0.47484 | 0.0147 | EIA Prime Mover-level Data | Estimated using an emission factor
2018 | IN | Prairie View I & II LFGTE | 54926 | I-3 | IC | OP | NA | LFG |  | 64604 | 0.47484 | 0.0147 | EIA Prime Mover-level Data | Estimated using an emission factor
2018 | IN | Prairie View I & II LFGTE | 54926 | I-4 | IC | OP | NA | LFG |  | 64604 | 0.47484 | 0.0147 | EIA Prime Mover-level Data | Estimated using an emission factor
2018 | IN | Prairie View I & II LFGTE | 54926 | II-1 | IC | OP | NA | LFG |  | 64604 | 0.47484 | 0.0147 | EIA Prime Mover-level Data | Estimated using an emission factor
2018 | IN | Prairie View I & II LFGTE | 54926 | II-2 | IC | OP | NA | LFG |  | 64604 | 0.47484 | 0.0147 | EIA Prime Mover-level Data | Estimated using an emission factor
2018 | IN | Prairie View I & II LFGTE | 54926 | II-3 | IC | OP | NA | LFG |  | 64604 | 0.47484 | 0.0147 | EIA Prime Mover-level Data | Estimated using an emission factor
2018 | IN | Prairie View I & II LFGTE | 54926 | II-4 | IC | OP | NA | LFG |  | 64604 | 0.47484 | 0.0147 | EIA Prime Mover-level Data | Estimated using an emission factor
2018 | IN | Prairies Edge Generating Facility | 58129 | GEN1 | IC | OP | NA | NG |  | 84000 | 0.017724 | 0.000422 | EIA Prime Mover-level Data | Estimated using an emission factor
2018 | IN | Purdue Energy Park | 57518 | 1 | WT | IP | NA | WND
2018 | IN | Purdue Energy Park | 57518 | 2 | WT | IP | NA | WND
2018 | IN | Purdue University-Wade Utility | 50240 | 2 | ST | OP | WALL | NG | 7,934.0 | 1307305 | 5.2972 | 0.008104 | EPA/CAMD | EPA/NEI
2018 | IN | Purdue University-Wade Utility | 50240 | 3 | ST | OP | OTHER BOILER | NG | 7,503.0 | 1188938 | 4.3396 | 0.0073 | EPA/CAMD | EPA/NEI
2018 | IN | Purdue University-Wade Utility | 50240 | 5 | ST | OP | FLUIDIZED | BIT | 6,466.0 | 1053938 | 10.7514 | 0.020402 | EPA/CAMD | EPA/NEI
2018 | IN | Purdue University-Wade Utility | 50240 | 7 | ST | OP | OTHER BOILER | NG | 4,001.0 | 732592 | 2.4916 | 0.0068021 | EPA/CAMD | NEI avg EF - PM, fuel type, firing type | 2012
2018 | IN | R Gallagher | 1008 | 2 | ST | OP | WALL | BIT | 2,023.0 | 1834451 | 25.8468 | 0.028179 | EPA/CAMD | EPA/NEI | 1958
2018 | IN | R Gallagher | 1008 | 4 | ST | OP | WALL | BIT | 1,368.0 | 1221393 | 18.0076 | 0.029487 | EPA/CAMD | EPA/NEI | 1961
2018 | IN | R M Schahfer Generating Station | 6085 | 14 | ST | OP | CYCLONE | SUB | 4,706.0 | 18013558 | 119.2612 | 0.013241 | EPA/CAMD | EPA/NEI | 1976
2018 | IN | R M Schahfer Generating Station | 6085 | 15 | ST | OP | WALL | SUB | 6,512.0 | 25856967 | 284.239 | 0.021985 | EPA/CAMD | EPA/NEI | 1979
2018 | IN | R M Schahfer Generating Station | 6085 | 17 | ST | OP | TANGENTIAL | BIT | 7,257.0 | 22912353 | 213.2797 | 0.018617 | EPA/CAMD | EPA/NEI | 1983
2018 | IN | R M Schahfer Generating Station | 6085 | 18 | ST | OP | TANGENTIAL | BIT | 6,101.0 | 17919964 | 186.2032 | 0.020782 | EPA/CAMD | EPA/NEI | 1986
2018 | IN | R M Schahfer Generating Station | 6085 | 16A | GT | OP | CT | NG | 165.0 | 117197 | 0.30375 | 0.0051837 | EPA/CAMD | EPA/NEI | 1979
2018 | IN | R M Schahfer Generating Station | 6085 | 16B | GT | OP | CT | NG | 259.0 | 231207 | 0.57645 | 0.0049864 | EPA/CAMD | EPA/NEI | 1979
2018 | IN | Randolph Eastern School Wind Turbine | 57638 | 1 | WT | OP | NA | WND
2018 | IN | Rensselaer City Light Plant | 1038 | 5 | IC | SB | NA | DFO |  | 6518 | 1.0103 | 0.31 | EIA Prime Mover-level Data | Estimated using an emission factor
2018 | IN | Rensselaer City Light Plant | 1038 | 6 | IC | SB | NA | DFO |  | 8576 | 1.3293 | 0.31 | EIA Prime Mover-level Data | Estimated using an emission factor
2018 | IN | Rensselaer City Light Plant | 1038 | 7 | IC | RE | NA | DFO
2018 | IN | Rensselaer City Light Plant | 1038 | 10 | IC | SB | NA | DFO |  | 6861 | 1.0635 | 0.31 | EIA Prime Mover-level Data | Estimated using an emission factor
2018 | IN | Rensselaer City Light Plant | 1038 | 11 | IC | SB | NA | DFO |  | 6861 | 1.0635 | 0.31 | EIA Prime Mover-level Data | Estimated using an emission factor
2018 | IN | Rensselaer City Light Plant | 1038 | 14 | IC | OP | NA | NG |  | 17153 | 0.0036193 | 0.000422 | EIA Prime Mover-level Data | Estimated using an emission factor
2018 | IN | Rensselaer City Light Plant | 1038 | 15 | IC | OP | NA | NG |  | 28817 | 0.0060804 | 0.000422 | EIA Prime Mover-level Data | Estimated using an emission factor
2018 | IN | Rensselaer Solar Site 2 | 61799 | SREN2 | PV | OP | NA | SUN |  | 1468 |  |  | EIA Prime Mover-level Data
2018 | IN | Richmond (IN) | 7335 | RCT1 | GT | OP | CT | NG | 272.0 | 98591 | 0.38527 | 0.0078154 | EPA/CAMD | NEI avg EF - PM, fuel type, firing type | 1992
2018 | IN | Richmond (IN) | 7335 | RCT2 | GT | OP | CT | NG | 248.0 | 90194 | 0.35245 | 0.0078154 | EPA/CAMD | NEI avg EF - PM, fuel type, firing type | 1992
2018 | IN | Richmond Solar Park 3 | 62770 | SRIC3 | PV | T | NA | SUN
2018 | IN | Richmond Solar Park 4 | 62791 | SRIC4 | PV | L | NA | SUN
2018 | IN | Richmond Solar Site 2 | 61729 | SRIC2 | PV | OP | NA | SUN |  | 2280 |  |  | EIA Prime Mover-level Data
2018 | IN | Rockport | 6166 | AB1 | ST | OP | OTHER BOILER | DFO | 22.0 | 11903 | 0.040092 | 0.0067364 | EPA/CAMD | EPA/NEI
2018 | IN | Rockport | 6166 | AB2 | ST | OP | OTHER BOILER | DFO | 19.0 | 10016 | 0.02896 | 0.0057828 | EPA/CAMD | EPA/NEI
2018 | IN | Rockport | 6166 | MB1 | ST | OP | WALL | SUB | 6,182.0 | 62038449 | 436.4322 | 0.01407 | EPA/CAMD | EPA/NEI | 1984
2018 | IN | Rockport | 6166 | MB2 | ST | OP | WALL | SUB | 6,292.0 | 56766810 | 421.3583 | 0.014845 | EPA/CAMD | EPA/NEI | 1989
2018 | IN | Rockville Solar I LLC | 58942 | RVSI | PV | OP | NA | SUN |  | 31293 |  |  | EIA Prime Mover-level Data
2018 | IN | Rockville Solar II, LLC | 58953 | RVSII | PV | OP | NA | SUN |  | 27983 |  |  | EIA Prime Mover-level Data
2018 | IN | Rosewater Wind Farm | 62891 | ROSEW | WT | P | NA | WND
2018 | IN | SABIC Innovative Plastics Mt. Vernon | 58063 | 1 | ST | RE | NA | BIT
2018 | IN | SABIC Innovative Plastics Mt. Vernon | 58063 | COGN1 | GT | OP | NA | NG |  | 8661552 | 23.7473 | 0.0054834 | EIA Prime Mover-level Data | NEI avg EF - PM, fuel type, firing type
2018 | IN | Sagamore Plant Cogeneration | 50903 | GEN1 | ST | OP | NA | NG |  | 1876979 | 7.5571 | 0.0080524 | EIA Prime Mover-level Data | NEI avg EF - PM, fuel type
2018 | IN | Scotland Solar RES | 59982 | PV1 | PV | OP | NA | SUN |  | 17596 |  |  | EIA Prime Mover-level Data
2018 | IN | Scottsburg Solar Park | 62766 | SCCOT | PV | U | NA | SUN
2018 | IN | Spring Mill Solar RES | 59987 | PV1 | PV | OP | NA | SUN |  | 15053 |  |  | EIA Prime Mover-level Data
2018 | IN | St. Joseph Energy Center LLC | 57794 | CTG01A | CT | OP | CC | NG | 6,040.0 | 13395983 | 0 | 0 | EPA/CAMD | EPA/NEI | 2017
2018 | IN | St. Joseph Energy Center LLC | 57794 | CTG01B | CT | OP | CC | NG | 5,854.0 | 12990488 | 43.5181 | 0.0067 | EPA/CAMD | EPA/NEI | 2017
2018 | IN | Staunton | 61885 | GEN1 | PV | OP | NA | SUN
2018 | IN | Sugar Creek Generating Station | 55364 | CT11 | CT | OP | CC | NG | 6,400.0 | 10995108 | 91.6067 | 0.016663 | EPA/CAMD | EPA/NEI | 2002
2018 | IN | Sugar Creek Generating Station | 55364 | CT12 | CT | OP | CC | NG | 6,221.0 | 10687451 | 91.6067 | 0.017143 | EPA/CAMD | EPA/NEI | 2002
2018 | IN | Sullivan Solar, LLC | 60410 | SULPV | PV | OP | NA | SUN |  | 61658 |  |  | EIA Prime Mover-level Data
2018 | IN | Tanners Creek | 988 | 1 | ST | RE | NA | BIT
2018 | IN | Tanners Creek | 988 | 2 | ST | RE | NA | BIT
2018 | IN | Tanners Creek | 988 | 3 | ST | RE | NA | BIT
2018 | IN | Tanners Creek | 988 | 4 | ST | RE | NA | BIT
2018 | IN | Tell City Solar Park | 62790 | STEL2 | PV | T | NA | SUN
2018 | IN | Tipton Solar Park | 62305 | STIP | PV | U | NA | SUN
2018 | IN | Twin Branch | 989 | H1E | HY | OP | NA | WAT |  | 35764 |  |  | EIA Prime Mover-level Data
2018 | IN | Twin Branch | 989 | H1W | HY | OP | NA | WAT |  | 35764 |  |  | EIA Prime Mover-level Data
2018 | IN | Twin Branch | 989 | H2W | HY | OP | NA | WAT |  | 35764 |  |  | EIA Prime Mover-level Data
2018 | IN | Twin Branch | 989 | H3W | HY | OP | NA | WAT |  | 35764 |  |  | EIA Prime Mover-level Data
2018 | IN | Twin Branch | 989 | H4W | HY | OP | NA | WAT |  | 35764 |  |  | EIA Prime Mover-level Data
2018 | IN | Twin Branch | 989 | H5W | HY | OP | NA | WAT |  | 35764 |  |  | EIA Prime Mover-level Data
2018 | IN | Twin Branch | 989 | H6E | HY | OP | NA | WAT |  | 35764 |  |  | EIA Prime Mover-level Data
2018 | IN | Twin Branch | 989 | H6W | HY | OP | NA | WAT |  | 35764 |  |  | EIA Prime Mover-level Data
2018 | IN | Twin Branch PV | 59861 | TBPV1 | PV | OP | NA | SUN |  | 35508 |  |  | EIA Prime Mover-level Data
2018 | IN | Twin Bridges LFGTE | 54925 | I-1 | IC | OP | NA | LFG |  | 43065 | 0.31653 | 0.0147 | EIA Prime Mover-level Data | Estimated using an emission factor
2018 | IN | Twin Bridges LFGTE | 54925 | I-2 | IC | OP | NA | LFG |  | 43065 | 0.31653 | 0.0147 | EIA Prime Mover-level Data | Estimated using an emission factor
2018 | IN | Twin Bridges LFGTE | 54925 | I-3 | IC | OP | NA | LFG |  | 43065 | 0.31653 | 0.0147 | EIA Prime Mover-level Data | Estimated using an emission factor
2018 | IN | Twin Bridges LFGTE | 54925 | I-4 | IC | OP | NA | LFG |  | 43065 | 0.31653 | 0.0147 | EIA Prime Mover-level Data | Estimated using an emission factor
2018 | IN | Twin Bridges LFGTE | 54925 | II-1 | IC | OP | NA | LFG |  | 43065 | 0.31653 | 0.0147 | EIA Prime Mover-level Data | Estimated using an emission factor
2018 | IN | Twin Bridges LFGTE | 54925 | II-2 | IC | OP | NA | LFG |  | 43065 | 0.31653 | 0.0147 | EIA Prime Mover-level Data | Estimated using an emission factor
2018 | IN | Twin Bridges LFGTE | 54925 | II-3 | IC | OP | NA | LFG |  | 43065 | 0.31653 | 0.0147 | EIA Prime Mover-level Data | Estimated using an emission factor
2018 | IN | Twin Bridges LFGTE | 54925 | II-4 | IC | OP | NA | LFG |  | 43065 | 0.31653 | 0.0147 | EIA Prime Mover-level Data | Estimated using an emission factor
2018 | IN | Twin Bridges LFGTE | 54925 | III-1 | IC | OP | NA | LFG |  | 43065 | 0.31653 | 0.0147 | EIA Prime Mover-level Data | Estimated using an emission factor
2018 | IN | Twin Bridges LFGTE | 54925 | III-2 | IC | OP | NA | LFG |  | 43065 | 0.31653 | 0.0147 | EIA Prime Mover-level Data | Estimated using an emission factor
2018 | IN | Twin Bridges LFGTE | 54925 | III-3 | IC | OP | NA | LFG |  | 43065 | 0.31653 | 0.0147 | EIA Prime Mover-level Data | Estimated using an emission factor
2018 | IN | Twin Bridges LFGTE | 54925 | III-4 | IC | OP | NA | LFG |  | 43065 | 0.31653 | 0.0147 | EIA Prime Mover-level Data | Estimated using an emission factor
2018 | IN | Twin Bridges LFGTE | 54925 | IV-1 | IC | OP | NA | LFG |  | 86130 | 0.63306 | 0.0147 | EIA Prime Mover-level Data | Estimated using an emission factor
2018 | IN | Twin Bridges LFGTE | 54925 | IV-2 | IC | OP | NA | LFG |  | 86130 | 0.63306 | 0.0147 | EIA Prime Mover-level Data | Estimated using an emission factor
2018 | IN | Union City Wind Turbine | 57637 | 1 | WT | OP | NA | WND
2018 | IN | University of Notre Dame | 50366 | BLR1 | ST | OP | NA | NG |  | 109201 | 0.43967 | 0.0080524 | EIA Unit-level Data | NEI avg EF - PM, fuel type
2018 | IN | University of Notre Dame | 50366 | BLR2 | ST | OP | NA | BIT |  | 193668 | 4.3078 | 0.044487 | EIA Unit-level Data | NEI avg EF - PM, fuel type
2018 | IN | University of Notre Dame | 50366 | BLR3 | ST | OP | NA | BIT |  | 108834 | 2.4208 | 0.044487 | EIA Unit-level Data | NEI avg EF - PM, fuel type
2018 | IN | University of Notre Dame | 50366 | BLR4 | ST | RE | NA | NG |  | 1125973 | 4.5334 | 0.0080524 | EIA Unit-level Data | NEI avg EF - PM, fuel type
2018 | IN | University of Notre Dame | 50366 | BLR5 | ST | OP | NA | NG |  | 436522 | 1.7575 | 0.0080524 | EIA Unit-level Data | NEI avg EF - PM, fuel type
2018 | IN | University of Notre Dame | 50366 | BLR6 | ST | OP | NA | NG |  | 612263 | 2.4651 | 0.0080524 | EIA Unit-level Data | NEI avg EF - PM, fuel type
2018 | IN | University of Notre Dame | 50366 | GEN3 | IC | SB | NA | DFO |  | 659 | 0.0010215 | 0.0031 | EIA Prime Mover-level Data | Estimated using an emission factor
2018 | IN | University of Notre Dame | 50366 | GEN4 | IC | SB | NA | DFO |  | 659 | 0.0010215 | 0.0031 | EIA Prime Mover-level Data | Estimated using an emission factor
2018 | IN | University of Notre Dame | 50366 | GEN8 | IC | OP | NA | DFO |  | 1253 | 0.0019422 | 0.0031 | EIA Prime Mover-level Data | Estimated using an emission factor
2018 | IN | University of Notre Dame | 50366 | GEN9 | IC | OP | NA | DFO |  | 1253 | 0.0019422 | 0.0031 | EIA Prime Mover-level Data | Estimated using an emission factor
2018 | IN | University of Notre Dame | 50366 | GN10 | IC | OP | NA | DFO |  | 1253 | 0.0019422 | 0.0031 | EIA Prime Mover-level Data | Estimated using an emission factor
2018 | IN | University of Notre Dame | 50366 | GT1 | GT | U | NA | NG
2018 | IN | University of Notre Dame | 50366 | GT2 | GT | U | NA | NG
2018 | IN | US Steel Corp - Gary Works | 50733 | 701B1 | ST | OP | WALL | PRG | 3,054.0 | 2418374 | 43.5869 | 0.036046 | EIA non-ozone season distributed and EPA/CAMD ozone season | NEI avg EF - PM, fuel type, firing type | 1948
2018 | IN | US Steel Corp - Gary Works | 50733 | 701B2 | ST | OP | WALL | PRG | 3,672.0 | 3042429 | 54.8343 | 0.036046 | EIA non-ozone season distributed and EPA/CAMD ozone season | NEI avg EF - PM, fuel type, firing type | 1948
2018 | IN | US Steel Corp - Gary Works | 50733 | 701B3 | ST | OP | WALL | PRG | 3,672.0 | 2962193 | 53.3882 | 0.036046 | EIA non-ozone season distributed and EPA/CAMD ozone season | NEI avg EF - PM, fuel type, firing type | 1948
2018 | IN | US Steel Corp - Gary Works | 50733 | 701B5 | ST | OP | WALL | PRG | 3,650.0 | 3009444 | 54.2398 | 0.036046 | EIA non-ozone season distributed and EPA/CAMD ozone season | NEI avg EF - PM, fuel type, firing type | 1956
2018 | IN | US Steel Corp - Gary Works | 50733 | 701B6 | ST | OP | WALL | PRG | 2,941.0 | 3711851 | 66.8995 | 0.036046 | EIA non-ozone season distributed and EPA/CAMD ozone season | NEI avg EF - PM, fuel type, firing type | 1971
2018 | IN | US Steel Corp - Gary Works | 50733 | 720B1 | ST | OP | WALL | PRG | 3,672.0 | 4347979 | 78.3645 | 0.036046 | EIA non-ozone season distributed and EPA/CAMD ozone season | NEI avg EF - PM, fuel type, firing type | 1967
2018 | IN | US Steel Corp - Gary Works | 50733 | 720B2 | ST | OP | WALL | PRG | 2,725.0 | 3015743 | 54.3534 | 0.036046 | EIA non-ozone season distributed and EPA/CAMD ozone season | NEI avg EF - PM, fuel type, firing type | 1967
2018 | IN | US Steel Corp - Gary Works | 50733 | 720B3 | ST | OP | WALL | PRG | 2,731.0 | 2720622 | 49.0343 | 0.036046 | EIA non-ozone season distributed and EPA/CAMD ozone season | NEI avg EF - PM, fuel type, firing type | 1967
2018 | IN | Valparaiso Solar, LLC | 58797 | VS | PV | OP | NA | SUN |  | 13086 |  |  | EIA Prime Mover-level Data
2018 | IN | Veolia ES Blackfoot Landfill Facility | 58577 | BLG1 | IC | OP | NA | LFG |  | 63469 | 0.4665 | 0.0147 | EIA Prime Mover-level Data | Estimated using an emission factor
2018 | IN | Veolia ES Blackfoot Landfill Facility | 58577 | BLG2 | IC | OP | NA | LFG |  | 63469 | 0.4665 | 0.0147 | EIA Prime Mover-level Data | Estimated using an emission factor
2018 | IN | Vermillion Generating Station | 55111 | 1 | GT | OP | CT | NG | 723.0 | 449262 | 0.043181 | 0.00019223 | EPA/CAMD | EPA/NEI | 2000
2018 | IN | Vermillion Generating Station | 55111 | 2 | GT | OP | CT | NG | 629.0 | 397057 | 0.19366 | 0.00097549 | EPA/CAMD | EPA/NEI | 2000
2018 | IN | Vermillion Generating Station | 55111 | 3 | GT | OP | CT | NG | 591.0 | 378163 | 0.29175 | 0.001543 | EPA/CAMD | EPA/NEI | 2000
2018 | IN | Vermillion Generating Station | 55111 | 4 | GT | OP | CT | NG | 570.0 | 355673 | 0.31235 | 0.0017564 | EPA/CAMD | EPA/NEI | 2000
2018 | IN | Vermillion Generating Station | 55111 | 5 | GT | OP | CT | NG | 613.0 | 382680 | 0.39058 | 0.0020413 | EPA/CAMD | EPA/NEI | 2000
2018 | IN | Vermillion Generating Station | 55111 | 6 | GT | OP | CT | NG | 731.0 | 465978 | 0.035543 | 0.00015255 | EPA/CAMD | EPA/NEI | 2000
2018 | IN | Vermillion Generating Station | 55111 | 7 | GT | OP | CT | NG | 667.0 | 426395 | 0.39577 | 0.0018563 | EPA/CAMD | EPA/NEI | 2000
2018 | IN | Vermillion Generating Station | 55111 | 8 | GT | OP | CT | NG | 464.0 | 284202 | 0.16043 | 0.001129 | EPA/CAMD | EPA/NEI | 2000
2018 | IN | Volkman Road Solar Array | 61334 | VRSA1 | PV | OP | NA | SUN |  | 1779 |  |  | EIA Prime Mover-level Data
2018 | IN | Volkman Road Solar Array | 61334 | VRSA2 | BA | TS | NA | MWH
2018 | IN | Wabash River | 1010 | 2 | ST | RE | WALL | BIT
2018 | IN | Wabash River | 1010 | 3 | ST | RE | WALL | BIT
2018 | IN | Wabash River | 1010 | 4 | ST | RE | WALL | BIT
2018 | IN | Wabash River | 1010 | 5 | ST | RE | WALL | BIT
2018 | IN | Wabash River | 1010 | 6 | ST | RE | TANGENTIAL | BIT
2018 | IN | Wabash River | 1010 | 71 | IC | RE | NA | DFO
2018 | IN | Wabash River | 1010 | 72 | IC | RE | NA | DFO
2018 | IN | Wabash River | 1010 | 73 | IC | RE | NA | DFO
2018 | IN | Wabash River Highland Plant | 57842 | 1 | GT | OP | CT | NG | 758.0 | 993208 | 9.1772 | 0.01848 | EPA/CAMD | EPA/NEI | 1953
2018 | IN | Waterloo Solar, LLC | 58796 | WS | PV | OP | NA | SUN |  | 12948 |  |  | EIA Prime Mover-level Data
2018 | IN | West Fork Wind | 61214 | WT1 | WT | L | NA | WND
2018 | IN | Wheatland Generating Facility LLC | 55224 | EU-01 | GT | OP | CT | NG | 837.0 | 926431 | 1.4892 | 0.003215 | EPA/CAMD | EPA/NEI | 2000
2018 | IN | Wheatland Generating Facility LLC | 55224 | EU-02 | GT | OP | CT | NG | 714.0 | 784822 | 1.7221 | 0.0043886 | EPA/CAMD | EPA/NEI | 2000
2018 | IN | Wheatland Generating Facility LLC | 55224 | EU-03 | GT | OP | CT | NG | 653.0 | 722539 | 1.3219 | 0.0036591 | EPA/CAMD | EPA/NEI | 2000
2018 | IN | Wheatland Generating Facility LLC | 55224 | EU-04 | GT | OP | CT | NG | 254.0 | 275839 | 1.2427 | 0.0090104 | EPA/CAMD | EPA/NEI | 2000
2018 | IN | Whitewater Valley | 1040 | 1 | ST | OP | WALL | BIT | 743.0 | 168421 | 12.7195 | 0.15104 | EPA/CAMD | EPA/NEI | 1955
2018 | IN | Whitewater Valley | 1040 | 2 | ST | OP | TANGENTIAL | BIT | 900.0 | 392937 | 27.8423 | 0.14171 | EPA/CAMD | EPA/NEI | 1973
2018 | IN | Whiting Clean Energy, Inc. | 55259 | CT1 | CT | OP | CC | NG | 7,352.0 | 11093796 | 44.9175 | 0.0080978 | EPA/CAMD | EPA/NEI | 2001
2018 | IN | Whiting Clean Energy, Inc. | 55259 | CT2 | CT | OP | CC | NG | 7,640.0 | 11667144 | 62.1172 | 0.010648 | EPA/CAMD | EPA/NEI | 2001
2018 | IN | Wildcat Wind Farm I, LLC | 57862 | 1 | WT | OP | NA | WND |  | 5691219 |  |  | EIA Prime Mover-level Data
2018 | IN | Wildcat Wind Farm II LLC` | 59069 | WCII | WT | IP | NA | WND
2018 | IN | Windy Ridge Generating Facility | 58055 | 1 | IC | RE | NA | OBG |  | 17788 | 0.13074 | 0.0147 | EIA Prime Mover-level Data | Estimated using an emission factor
2018 | IN | Windy Ridge Generating Facility | 58055 | 2 | IC | RE | NA | OBG |  | 17788 | 0.13074 | 0.0147 | EIA Prime Mover-level Data | Estimated using an emission factor
2018 | IN | Worthington Generation | 55148 | 1 | GT | OP | CT | NG | 1,376.0 | 408390 | 0.45593 | 0.0022328 | EPA/CAMD | EPA/NEI | 2000
2018 | IN | Worthington Generation | 55148 | 2 | GT | OP | CT | NG | 1,169.0 | 339335 | 0.42177 | 0.0024858 | EPA/CAMD | EPA/NEI | 2000
2018 | IN | Worthington Generation | 55148 | 3 | GT | OP | CT | NG | 1,123.0 | 327637 | 0.29105 | 0.0017766 | EPA/CAMD | EPA/NEI | 2000
2018 | IN | Worthington Generation | 55148 | 4 | GT | OP | CT | NG | 1,261.0 | 355516 | 0.47269 | 0.0026591 | EPA/CAMD | EPA/NEI | 2000
2018 | IN | Zimmerman Energy | 59425 | ZE-#1 | IC | OP | NA | LFG |  | 175753 | 1.2918 | 0.0147 | EIA Prime Mover-level Data | Estimated using an emission factor
2018 | IN | Zimmerman Energy | 59425 | ZE-#2 | IC | OP | NA | LFG |  | 175753 | 1.2918 | 0.0147 | EIA Prime Mover-level Data | Estimated using an emission factor
2018 | IN | Zimmerman Energy | 59425 | ZE-#3 | IC | OP | NA | LFG |  | 175753 | 1.2918 | 0.0147 | EIA Prime Mover-level Data | Estimated using an emission factor
2018 | KS | Abilene Energy Center Combustion Turbine | 1251 | GT1 | GT | RE | NA | NG
2018 | KS | Alexander Wind Farm LLC | 58666 | 1 | WT | OP | NA | WND |  | 1900920 |  |  | EIA Prime Mover-level Data
2018 | KS | Anthony | 1258 | IC1 | IC | OP | NA | NG |  | 956 | 0.00020172 | 0.000422 | EIA Prime Mover-level Data | Estimated using an emission factor
2018 | KS | Anthony | 1258 | IC2 | IC | OP | NA | NG |  | 699 | 0.00014749 | 0.000422 | EIA Prime Mover-level Data | Estimated using an emission factor
2018 | KS | Anthony | 1258 | IC3 | IC | OP | NA | NG |  | 933 | 0.00019686 | 0.000422 | EIA Prime Mover-level Data | Estimated using an emission factor
2018 | KS | Archer Daniels Midland Fredonia | 10857 | GEN1 | GT | RE | NA | NG
2018 | KS | Archer Daniels Midland Fredonia | 10857 | GEN2 | IC | RE | NA | DFO
2018 | KS | Archer Daniels Midland Fredonia | 10857 | GEN3 | IC | RE | NA | DFO
2018 | KS | Arkalon Ethanol LLC | 58192 | ST961 | ST | OP | NA | NG |  | 1628005 | 6.5547 | 0.0080524 | EIA Prime Mover-level Data | NEI avg EF - PM, fuel type
2018 | KS | Ashland | 1259 | 1 | IC | SB | NA | NG |  | 109 | 2.2999e-05 | 0.000422 | EIA Prime Mover-level Data | Estimated using an emission factor
2018 | KS | Ashland | 1259 | 2 | IC | SB | NA | NG |  | 164 | 3.4604e-05 | 0.000422 | EIA Prime Mover-level Data | Estimated using an emission factor
2018 | KS | Ashland | 1259 | 3 | IC | SB | NA | DFO |  | 219 | 0.033945 | 0.31 | EIA Prime Mover-level Data | Estimated using an emission factor
2018 | KS | Ashland | 1259 | 4 | IC | RE | NA | DFO
2018 | KS | Ashland | 1259 | 5 | IC | SB | NA | DFO |  | 164 | 0.02542 | 0.31 | EIA Prime Mover-level Data | Estimated using an emission factor
2018 | KS | Ashland | 1259 | 4B | IC | SB | NA | DFO |  | 364 | 0.05642 | 0.31 | EIA Prime Mover-level Data | Estimated using an emission factor
2018 | KS | Augusta Electric Plant No 1 | 1261 | 1 | IC | SB | NA | NG |  | 6 | 1.266e-06 | 0.000422 | EIA Prime Mover-level Data | Estimated using an emission factor
2018 | KS | Augusta Electric Plant No 1 | 1261 | 2 | IC | SB | NA | DFO |  | 2 | 0.00031 | 0.31 | EIA Prime Mover-level Data | Estimated using an emission factor
2018 | KS | Augusta Electric Plant No 1 | 1261 | 3 | IC | SB | NA | NG |  | 6 | 1.266e-06 | 0.000422 | EIA Prime Mover-level Data | Estimated using an emission factor
2018 | KS | Augusta Electric Plant No 1 | 1261 | 4 | IC | SB | NA | DFO |  | 4 | 0.00062 | 0.31 | EIA Prime Mover-level Data | Estimated using an emission factor
2018 | KS | Augusta Electric Plant No 1 | 1261 | 5 | IC | SB | NA | NG |  | 12 | 2.532e-06 | 0.000422 | EIA Prime Mover-level Data | Estimated using an emission factor
2018 | KS | Augusta Electric Plant No 1 | 1261 | 6 | IC | SB | NA | NG |  | 12 | 2.532e-06 | 0.000422 | EIA Prime Mover-level Data | Estimated using an emission factor
2018 | KS | Augusta Electric Plant No 1 | 1261 | 7 | IC | SB | NA | NG |  | 11 | 2.321e-06 | 0.000422 | EIA Prime Mover-level Data | Estimated using an emission factor
2018 | KS | Augusta Electric Plant No 1 | 1261 | 8 | IC | SB | NA | DFO |  | 11 | 0.001705 | 0.31 | EIA Prime Mover-level Data | Estimated using an emission factor
2018 | KS | Augusta Electric Plant No 2 | 6791 | 1 | IC | OP | NA | NG |  | 5387 | 0.0011367 | 0.000422 | EIA Prime Mover-level Data | Estimated using an emission factor
2018 | KS | Augusta Electric Plant No 2 | 6791 | 2 | IC | OP | NA | NG |  | 5387 | 0.0011367 | 0.000422 | EIA Prime Mover-level Data | Estimated using an emission factor
2018 | KS | Augusta Electric Plant No 2 | 6791 | 3 | IC | OP | NA | NG |  | 8081 | 0.0017051 | 0.000422 | EIA Prime Mover-level Data | Estimated using an emission factor
2018 | KS | Augusta Electric Plant No 2 | 6791 | 4 | IC | OP | NA | NG |  | 9024 | 0.0019041 | 0.000422 | EIA Prime Mover-level Data | Estimated using an emission factor
2018 | KS | Baldwin City Plant No 1 | 1262 | 3 | IC | RE | NA | DFO
2018 | KS | Baldwin City Plant No 1 | 1262 | 4 | IC | OP | NA | DFO |  | 236 | 0.03658 | 0.31 | EIA Prime Mover-level Data | Estimated using an emission factor
2018 | KS | Baldwin City Plant No 1 | 1262 | 5 | IC | OS | NA | DFO |  | 130 | 0.02015 | 0.31 | EIA Prime Mover-level Data | Estimated using an emission factor
2018 | KS | Baldwin City Plant No 1 | 1262 | 6 | IC | OP | NA | DFO |  | 130 | 0.02015 | 0.31 | EIA Prime Mover-level Data | Estimated using an emission factor
2018 | KS | Baldwin City Plant No 2 | 8020 | 7 | IC | OP | NA | DFO |  | 1603 | 0.24846 | 0.31 | EIA Prime Mover-level Data | Estimated using an emission factor
2018 | KS | Baldwin City Plant No 2 | 8020 | 8 | IC | OP | NA | DFO |  | 1603 | 0.24846 | 0.31 | EIA Prime Mover-level Data | Estimated using an emission factor
2018 | KS | Belleville | 1263 | 1 | IC | RE | NA | DFO
2018 | KS | Belleville | 1263 | 2 | IC | RE | NA | DFO
2018 | KS | Belleville | 1263 | 3 | IC | RE | NA | DFO
2018 | KS | Belleville | 1263 | 4 | IC | OP | NA | DFO |  | 74 | 0.01147 | 0.31 | EIA Prime Mover-level Data | Estimated using an emission factor
2018 | KS | Belleville | 1263 | 5 | IC | OP | NA | DFO |  | 126 | 0.01953 | 0.31 | EIA Prime Mover-level Data | Estimated using an emission factor
2018 | KS | Belleville | 1263 | 6 | IC | OP | NA | DFO |  | 275 | 0.042625 | 0.31 | EIA Prime Mover-level Data | Estimated using an emission factor
2018 | KS | Belleville | 1263 | 7 | IC | OP | NA | DFO |  | 379 | 0.058745 | 0.31 | EIA Prime Mover-level Data | Estimated using an emission factor
2018 | KS | Belleville | 1263 | 8 | IC | OP | NA | DFO |  | 208 | 0.03224 | 0.31 | EIA Prime Mover-level Data | Estimated using an emission factor
2018 | KS | Beloit | 1264 | 1 | IC | OP | NA | DFO |  | 41 | 0.006355 | 0.31 | EIA Prime Mover-level Data | Estimated using an emission factor
2018 | KS | Beloit | 1264 | 2 | IC | OP | NA | DFO |  | 41 | 0.006355 | 0.31 | EIA Prime Mover-level Data | Estimated using an emission factor
2018 | KS | Beloit | 1264 | 3 | IC | OP | NA | DFO |  | 55 | 0.008525 | 0.31 | EIA Prime Mover-level Data | Estimated using an emission factor
2018 | KS | Beloit | 1264 | 4 | IC | OP | NA | DFO |  | 97 | 0.015035 | 0.31 | EIA Prime Mover-level Data | Estimated using an emission factor
2018 | KS | Beloit | 1264 | 5 | IC | OP | NA | DFO |  | 19 | 0.002945 | 0.31 | EIA Prime Mover-level Data | Estimated using an emission factor
2018 | KS | Beloit | 1264 | 6 | IC | OP | NA | DFO |  | 113 | 0.017515 | 0.31 | EIA Prime Mover-level Data | Estimated using an emission factor
2018 | KS | Beloit | 1264 | 7 | IC | OP | NA | DFO |  | 166 | 0.02573 | 0.31 | EIA Prime Mover-level Data | Estimated using an emission factor
2018 | KS | Bird City | 1224 | 1 | IC | OP | NA | DFO
2018 | KS | Bird City | 1224 | 2 | IC | OS | NA | DFO
2018 | KS | Bonanza BioEnergy LLC | 58193 | ST96 | ST | OP | NA | NG |  | 971706 | 3.9123 | 0.0080524 | EIA Prime Mover-level Data | NEI avg EF - PM, fuel type
2018 | KS | BPU Solar Farm | 61313 | BPU1 | PV | OP | NA | SUN |  | 15546 |  |  | EIA Prime Mover-level Data
2018 | KS | Buckeye Wind Energy Center | 58767 | 1 | WT | OP | NA | WND |  | 6920653 |  |  | EIA Prime Mover-level Data
2018 | KS | Buckeye Wind Energy Center | 58767 | 2 | WT | IP | NA | WND
2018 | KS | Buckeye Wind Energy Center | 58767 | 3 | WT | IP | NA | WND
2018 | KS | Buffalo Dunes Wind Project | 58474 | GE1 | WT | OP | NA | WND |  | 8371837 |  |  | EIA Prime Mover-level Data
2018 | KS | Burlingame | 1265 | 1 | IC | OP | NA | NG |  | 217 | 4.5787e-05 | 0.000422 | EIA Prime Mover-level Data | Estimated using an emission factor
2018 | KS | Burlingame | 1265 | 2 | IC | RE | NA | DFO
2018 | KS | Burlingame | 1265 | 3 | IC | OP | NA | NG |  | 178 | 3.7558e-05 | 0.000422 | EIA Prime Mover-level Data | Estimated using an emission factor
2018 | KS | Burlingame | 1265 | 4 | IC | OP | NA | NG |  | 217 | 4.5787e-05 | 0.000422 | EIA Prime Mover-level Data | Estimated using an emission factor
2018 | KS | Burlingame | 1265 | 5 | IC | OP | NA | NG |  | 178 | 3.7558e-05 | 0.000422 | EIA Prime Mover-level Data | Estimated using an emission factor
2018 | KS | Burlington (KS) | 1266 | 1 | IC | RE | NA | DFO
2018 | KS | Burlington (KS) | 1266 | 2 | IC | SB | NA | DFO |  | 121 | 0.018755 | 0.31 | EIA Prime Mover-level Data | Estimated using an emission factor
2018 | KS | Burlington (KS) | 1266 | 3 | IC | RE | NA | NG
2018 | KS | Burlington (KS) | 1266 | 4 | IC | RE | NA | DFO
2018 | KS | Burlington (KS) | 1266 | 5 | IC | SB | NA | NG |  | 93 | 1.9623e-05 | 0.000422 | EIA Prime Mover-level Data | Estimated using an emission factor
2018 | KS | Burlington (KS) | 1266 | 1A | IC | SB | NA | DFO |  | 186 | 0.02883 | 0.31 | EIA Prime Mover-level Data | Estimated using an emission factor
2018 | KS | Burlington (KS) | 1266 | 4A | IC | SB | NA | DFO |  | 214 | 0.03317 | 0.31 | EIA Prime Mover-level Data | Estimated using an emission factor
2018 | KS | Burlington (KS) | 1266 | IC6 | IC | SB | NA | NG |  | 447 | 9.4317e-05 | 0.000422 | EIA Prime Mover-level Data | Estimated using an emission factor
2018 | KS | Caney River Wind Project | 57858 | 1 | WT | OP | NA | WND |  | 5817130 |  |  | EIA Prime Mover-level Data
2018 | KS | Cedar Bluff Wind, LLC | 60069 | CBLF1 | WT | OP | NA | WND |  | 7012836 |  |  | EIA Prime Mover-level Data
2018 | KS | Central Plains Wind Farm | 56818 | 1 | WT | OP | NA | WND |  | 2524775 |  |  | EIA Prime Mover-level Data
2018 | KS | Chanute 1 | 1267 | 4 | ST | RE | NA | NG
2018 | KS | Chanute 1 | 1267 | 5 | IC | RE | NA | NG
2018 | KS | Chanute 1 | 1267 | 6 | ST | RE | NA | NG
2018 | KS | Chanute 2 | 1268 | 14 | GT | OP | CT | NG | 2,177.0 | 1259979 | 4.9236 | 0.0078154 | EPA/CAMD | NEI avg EF - PM, fuel type, firing type | 2001
2018 | KS | Chanute 3 | 7018 | 9 | IC | OP | NA | NG |  | 5114 | 0.0010791 | 0.000422 | EIA Prime Mover-level Data | Estimated using an emission factor
2018 | KS | Chanute 3 | 7018 | 10 | IC | OP | NA | NG |  | 5114 | 0.0010791 | 0.000422 | EIA Prime Mover-level Data | Estimated using an emission factor
2018 | KS | Chanute 3 | 7018 | 11 | IC | OP | NA | NG |  | 5114 | 0.0010791 | 0.000422 | EIA Prime Mover-level Data | Estimated using an emission factor
2018 | KS | Chanute 3 | 7018 | 12 | IC | OP | NA | DFO |  | 4037 | 0.62574 | 0.31 | EIA Prime Mover-level Data | Estimated using an emission factor
2018 | KS | Chanute 3 | 7018 | 13 | IC | OP | NA | DFO |  | 4037 | 0.62574 | 0.31 | EIA Prime Mover-level Data | Estimated using an emission factor
2018 | KS | Cimarron Bend Wind Project I, LLC | 60687 | 1 | WT | OP | NA | WND |  | 7178217 |  |  | EIA Prime Mover-level Data
2018 | KS | Cimarron Bend Wind Project II, LLC | 60688 | 1 | WT | OP | NA | WND |  | 8004737 |  |  | EIA Prime Mover-level Data
2018 | KS | Cimarron River | 1230 | 1 | ST | OP | WALL | NG | 52.0 | 7770 | 0.02888 | 0.0074337 | EPA/CAMD | EPA/NEI | 1963
2018 | KS | Cimarron Wind Energy LLC | 57762 | CPV1 | WT | OP | NA | WND |  | 5955276 |  |  | EIA Prime Mover-level Data
2018 | KS | Cimarron Windpower II | 57663 | 1 | WT | OP | NA | WND |  | 5015722 |  |  | EIA Prime Mover-level Data
2018 | KS | City of Pratt Solar | 62931 | PRATT | PV | U | NA | SUN
2018 | KS | Clay Center | 1270 | 4 | ST | RE | NA | NG
2018 | KS | Clay Center | 1270 | 5 | ST | OP | NA | NG
2018 | KS | Clay Center | 1270 | 6 | ST | OP | NA | NG
2018 | KS | Clay Center | 1270 | IC1 | IC | OP | NA | NG |  | 230 | 4.853e-05 | 0.000422 | EIA Prime Mover-level Data | Estimated using an emission factor
2018 | KS | Clay Center | 1270 | IC2 | IC | OP | NA | NG |  | 537 | 0.00011331 | 0.000422 | EIA Prime Mover-level Data | Estimated using an emission factor
2018 | KS | Clay Center | 1270 | IC3 | IC | OP | NA | NG |  | 1305 | 0.00027536 | 0.000422 | EIA Prime Mover-level Data | Estimated using an emission factor
2018 | KS | Clay Center | 1270 | IC4 | IC | OP | NA | NG |  | 896 | 0.00018906 | 0.000422 | EIA Prime Mover-level Data | Estimated using an emission factor
2018 | KS | Clay Center | 1270 | IC5 | IC | OP | NA | NG |  | 896 | 0.00018906 | 0.000422 | EIA Prime Mover-level Data | Estimated using an emission factor
2018 | KS | Clay Center | 1270 | IC6 | IC | OP | NA | NG |  | 1740 | 0.00036714 | 0.000422 | EIA Prime Mover-level Data | Estimated using an emission factor
2018 | KS | Clifton Station | 8037 | CL1 | GT | OP | CT | NG | 531.0 | 181646 | 0.70982 | 0.0078154 | EPA/CAMD | NEI avg EF - PM, fuel type, firing type | 1974
2018 | KS | Cloud County Wind Farm | 56784 | 1 | WT | OP | NA | WND |  | 2707632 |  |  | EIA Prime Mover-level Data
2018 | KS | Cloud County Wind Farm | 56784 | 2 | WT | OP | NA | WND |  | 2475549 |  |  | EIA Prime Mover-level Data
2018 | KS | CML&P Generating Facility No. 2 | 59726 | 8 | IC | OP | NA | NG |  | 170953 | 0.036071 | 0.000422 | EIA Prime Mover-level Data | Estimated using an emission factor
2018 | KS | CML&P Generating Facility No. 2 | 59726 | 9 | IC | OP | NA | NG |  | 170953 | 0.036071 | 0.000422 | EIA Prime Mover-level Data | Estimated using an emission factor
2018 | KS | CML&P Generating Facility No. 2 | 59726 | 10 | IC | OP | NA | NG |  | 170953 | 0.036071 | 0.000422 | EIA Prime Mover-level Data | Estimated using an emission factor
2018 | KS | Coffeyville | 1271 | 4 | ST | OP | WALL | NG | 1,277.0 | 232599 | 0.7258 | 0.0062408 | EPA/CAMD | EPA/NEI | 1973
2018 | KS | Colby | 1225 | GT1 | GT | OP | NA | NG |  | 3269 | 0.0089626 | 0.0054834 | EIA Prime Mover-level Data | NEI avg EF - PM, fuel type, firing type
2018 | KS | Colby City of | 1272 | 3 | IC | RE | NA | DFO |  | 65 | 0.010075 | 0.31 | EIA Prime Mover-level Data | Estimated using an emission factor
2018 | KS | Colby City of | 1272 | 4 | IC | OP | NA | DFO |  | 44 | 0.00682 | 0.31 | EIA Prime Mover-level Data | Estimated using an emission factor
2018 | KS | Colby City of | 1272 | 5 | IC | OP | NA | DFO |  | 34 | 0.00527 | 0.31 | EIA Prime Mover-level Data | Estimated using an emission factor
2018 | KS | Colby City of | 1272 | 6 | IC | OP | NA | DFO |  | 117 | 0.018135 | 0.31 | EIA Prime Mover-level Data | Estimated using an emission factor
2018 | KS | Colby City of | 1272 | 7 | IC | OP | NA | DFO |  | 117 | 0.018135 | 0.31 | EIA Prime Mover-level Data | Estimated using an emission factor
2018 | KS | Colby City of | 1272 | 8 | IC | OP | NA | DFO |  | 70 | 0.01085 | 0.31 | EIA Prime Mover-level Data | Estimated using an emission factor
2018 | KS | Colby City of | 1272 | 9 | IC | P | NA | DFO
2018 | KS | CP Bloom Wind LLC | 59888 | GEN | WT | OP | NA | WND |  | 6486098 |  |  | EIA Prime Mover-level Data
2018 | KS | Diamond Vista Wind Project, LLC | 61789 | DV | WT | V | NA | WND
2018 | KS | East 12th Street | 7013 | 4 | ST | OP | WALL | NG | 247.0 | 49142 | 0.17628 | 0.0071744 | EPA/CAMD | NEI avg EF - PM, fuel type, firing type | 1970
2018 | KS | East Fork Wind Project, LLC | 62220 | WTGS | WT | U | NA | WND
2018 | KS | East Kansas Agri-Energy, LLC | 59383 | KATO | ST | OP | NA | WH |  | 45680 |  |  | EIA Prime Mover-level Data
2018 | KS | El Dorado Refinery | 58075 | L3804 | GT | SB | NA | NG |  | 898714 | 2.464 | 0.0054834 | EIA Prime Mover-level Data | NEI avg EF - PM, fuel type, firing type
2018 | KS | Elk River Wind | 56303 | 1 | WT | OP | NA | WND |  | 4104176 |  |  | EIA Prime Mover-level Data
2018 | KS | Ellinwood | 1274 | 1 | IC | OP | NA | DFO |  | 94 | 0.01457 | 0.31 | EIA Prime Mover-level Data | Estimated using an emission factor
2018 | KS | Ellinwood | 1274 | 2 | IC | OP | NA | DFO |  | 62 | 0.00961 | 0.31 | EIA Prime Mover-level Data | Estimated using an emission factor
2018 | KS | Ellinwood | 1274 | 3 | IC | OP | NA | DFO |  | 27 | 0.004185 | 0.31 | EIA Prime Mover-level Data | Estimated using an emission factor
2018 | KS | Ellinwood | 1274 | 4 | IC | OP | NA | DFO |  | 49 | 0.007595 | 0.31 | EIA Prime Mover-level Data | Estimated using an emission factor
2018 | KS | Ellinwood | 1274 | 5 | IC | OP | NA | DFO |  | 147 | 0.022785 | 0.31 | EIA Prime Mover-level Data | Estimated using an emission factor
2018 | KS | Ellis | 1275 | 1 | IC | RE | NA | NG
2018 | KS | Ellis | 1275 | 2 | IC | RE | NA | NG
2018 | KS | Ellis | 1275 | 3 | IC | RE | NA | NG
2018 | KS | Ellis | 1275 | 4 | IC | RE | NA | NG
2018 | KS | Ellis | 1275 | 5 | IC | RE | NA | NG
2018 | KS | Emporia Energy Center | 56502 | EEC1 | GT | OP | CT | NG | 3,078.0 | 979194 | 2.9702 | 0.0060666 | EPA/CAMD | EPA/NEI | 2008
2018 | KS | Emporia Energy Center | 56502 | EEC2 | GT | OP | CT | NG | 3,191.0 | 1011307 | 3.1933 | 0.0063152 | EPA/CAMD | EPA/NEI | 2008
2018 | KS | Emporia Energy Center | 56502 | EEC3 | GT | OP | CT | NG | 2,957.0 | 912757 | 2.8052 | 0.0061467 | EPA/CAMD | EPA/NEI | 2008
2018 | KS | Emporia Energy Center | 56502 | EEC4 | GT | OP | CT | NG | 3,183.0 | 1048272 | 3.3173 | 0.0063292 | EPA/CAMD | EPA/NEI | 2008
2018 | KS | Emporia Energy Center | 56502 | EEC5 | GT | OP | CT | NG | 770.0 | 1033585 | 3.1655 | 0.0061254 | EPA/CAMD | EPA/NEI | 2008
2018 | KS | Emporia Energy Center | 56502 | EEC6 | GT | OP | CT | NG | 304.0 | 409663 | 1.2508 | 0.0061063 | EPA/CAMD | EPA/NEI | 2009
2018 | KS | Emporia Energy Center | 56502 | EEC7 | GT | OP | CT | NG | 716.0 | 967808 | 3.0454 | 0.0062934 | EPA/CAMD | EPA/NEI | 2009
2018 | KS | Ensign Wind LLC | 58137 | 1 | WT | OP | NA | WND |  | 4047463 |  |  | EIA Prime Mover-level Data
2018 | KS | Erie | 1276 | 1 | IC | RE | NA | DFO
2018 | KS | Erie | 1276 | 2 | IC | RE | NA | DFO
2018 | KS | Erie | 1276 | 3 | IC | OP | NA | DFO |  | 20 | 0.0031 | 0.31 | EIA Prime Mover-level Data | Estimated using an emission factor
2018 | KS | Erie | 1276 | 4 | IC | RE | NA | DFO
2018 | KS | Erie | 1276 | 5 | IC | RE | NA | DFO
2018 | KS | Erie | 1276 | 6 | IC | OP | NA | DFO |  | 23 | 0.003565 | 0.31 | EIA Prime Mover-level Data | Estimated using an emission factor
2018 | KS | Erie | 1276 | 7 | IC | OP | NA | DFO |  | 23 | 0.003565 | 0.31 | EIA Prime Mover-level Data | Estimated using an emission factor
2018 | KS | Erie | 1276 | 8 | IC | OP | NA | DFO |  | 23 | 0.003565 | 0.31 | EIA Prime Mover-level Data | Estimated using an emission factor
2018 | KS | Erie Energy Center | 7766 | 1 | IC | OP | NA | DFO |  | 491 | 0.076105 | 0.31 | EIA Prime Mover-level Data | Estimated using an emission factor
2018 | KS | Erie Energy Center | 7766 | 2 | IC | OP | NA | DFO |  | 491 | 0.076105 | 0.31 | EIA Prime Mover-level Data | Estimated using an emission factor
2018 | KS | Erie Energy Center | 7766 | 3 | IC | OP | NA | DFO |  | 491 | 0.076105 | 0.31 | EIA Prime Mover-level Data | Estimated using an emission factor
2018 | KS | Erie Energy Center | 7766 | 4 | IC | OP | NA | DFO |  | 491 | 0.076105 | 0.31 | EIA Prime Mover-level Data | Estimated using an emission factor
2018 | KS | Erie Energy Center | 7766 | 5 | IC | OP | NA | DFO |  | 491 | 0.076105 | 0.31 | EIA Prime Mover-level Data | Estimated using an emission factor
2018 | KS | Erie Energy Center | 7766 | 6 | IC | OP | NA | DFO |  | 491 | 0.076105 | 0.31 | EIA Prime Mover-level Data | Estimated using an emission factor
2018 | KS | Erie Energy Center | 7766 | 7 | IC | OP | NA | DFO |  | 491 | 0.076105 | 0.31 | EIA Prime Mover-level Data | Estimated using an emission factor
2018 | KS | Erie Energy Center | 7766 | 8 | IC | OP | NA | DFO |  | 491 | 0.076105 | 0.31 | EIA Prime Mover-level Data | Estimated using an emission factor
2018 | KS | Flat Ridge 2 Wind Energy LLC | 57787 | 1 | WT | OP | NA | WND |  | 16994145 |  |  | EIA Prime Mover-level Data
2018 | KS | Flat Ridge Wind Energy LLC | 56879 | 1 | WT | OP | NA | WND |  | 1184966 |  |  | EIA Prime Mover-level Data
2018 | KS | Flat Ridge Wind Farm | 56819 | 1 | WT | OP | NA | WND |  | 1319940 |  |  | EIA Prime Mover-level Data
2018 | KS | Fort Dodge aka Judson Large | 1233 | 4 | ST | OP | WALL | NG | 83.0 | 37489 | 0.17085 | 0.0091146 | EPA/CAMD | EPA/NEI | 1969
2018 | KS | Fort Hays State University Wind Farm | 61540 | WIND1 | WT | OP | NA | WND |  | 71120 |  |  | EIA Prime Mover-level Data
2018 | KS | Fort Hays State University Wind Farm | 61540 | WIND2 | WT | OP | NA | WND |  | 71120 |  |  | EIA Prime Mover-level Data
2018 | KS | Garden City | 1336 | S-2 | ST | OP | TANGENTIAL | NG | 733.0 | 236574 | 0.81107 | 0.0068568 | EPA/CAMD | EPA/NEI | 1973
2018 | KS | Garden City | 1336 | S-4 | GT | OP | CT | NG | 246.0 | 80602 | 0.26598 | 0.0065999 | EPA/CAMD | EPA/NEI | 1976
2018 | KS | Garden City | 1336 | S-5 | GT | OP | CT | NG | 664.0 | 254513 | 0.83989 | 0.0066 | EPA/CAMD | EPA/NEI | 1979
2018 | KS | Gardner Energy Center | 7281 | CT1 | GT | OP | NA | NG |  | 318 | 0.00087186 | 0.0054834 | EIA Prime Mover-level Data | NEI avg EF - PM, fuel type, firing type
2018 | KS | Gardner Energy Center | 7281 | CT2 | GT | OP | NA | NG |  | 318 | 0.00087186 | 0.0054834 | EIA Prime Mover-level Data | NEI avg EF - PM, fuel type, firing type
2018 | KS | Garnett Municipal | 1278 | 1 | IC | OP | NA | DFO |  | 11 | 0.001705 | 0.31 | EIA Prime Mover-level Data | Estimated using an emission factor
2018 | KS | Garnett Municipal | 1278 | 2 | IC | OP | NA | DFO |  | 3 | 0.000465 | 0.31 | EIA Prime Mover-level Data | Estimated using an emission factor
2018 | KS | Garnett Municipal | 1278 | 3 | IC | OP | NA | DFO |  | 11 | 0.001705 | 0.31 | EIA Prime Mover-level Data | Estimated using an emission factor
2018 | KS | Garnett Municipal | 1278 | 4 | IC | OP | NA | DFO |  | 6 | 0.00093 | 0.31 | EIA Prime Mover-level Data | Estimated using an emission factor
2018 | KS | Garnett Municipal | 1278 | 7 | IC | OP | NA | DFO |  | 18 | 0.00279 | 0.31 | EIA Prime Mover-level Data | Estimated using an emission factor
2018 | KS | Garnett Municipal | 1278 | IC5 | IC | OP | NA | DFO |  | 17 | 0.002635 | 0.31 | EIA Prime Mover-level Data | Estimated using an emission factor
2018 | KS | Garnett Municipal | 1278 | IC6 | IC | OP | NA | DFO |  | 18 | 0.00279 | 0.31 | EIA Prime Mover-level Data | Estimated using an emission factor
2018 | KS | Gas Turbine (KS) | 1298 | GT1 | GT | RE | NA | NG
2018 | KS | Girard | 1279 | 1 | IC | OP | NA | NG |  | 75 | 1.5825e-05 | 0.000422 | EIA Prime Mover-level Data | Estimated using an emission factor
2018 | KS | Girard | 1279 | 4 | IC | OP | NA | NG |  | 118 | 2.4898e-05 | 0.000422 | EIA Prime Mover-level Data | Estimated using an emission factor
2018 | KS | Girard | 1279 | 6 | IC | OP | NA | NG |  | 188 | 3.9668e-05 | 0.000422 | EIA Prime Mover-level Data | Estimated using an emission factor
2018 | KS | Girard | 1279 | 7 | IC | OP | NA | NG |  | 199 | 4.1989e-05 | 0.000422 | EIA Prime Mover-level Data | Estimated using an emission factor
2018 | KS | Goodland | 1280 | 3 | IC | OP | NA | DFO |  | 82 | 0.01271 | 0.31 | EIA Prime Mover-level Data | Estimated using an emission factor
2018 | KS | Goodland | 1280 | 6 | IC | OP | NA | NG |  | 259 | 5.4649e-05 | 0.000422 | EIA Prime Mover-level Data | Estimated using an emission factor
2018 | KS | Goodland | 1280 | 7 | IC | OP | NA | NG |  | 259 | 5.4649e-05 | 0.000422 | EIA Prime Mover-level Data | Estimated using an emission factor
2018 | KS | Goodland | 1280 | 8 | IC | OP | NA | NG |  | 588 | 0.00012407 | 0.000422 | EIA Prime Mover-level Data | Estimated using an emission factor
2018 | KS | Goodland | 1280 | 10 | IC | OP | NA | NG |  | 235 | 4.9585e-05 | 0.000422 | EIA Prime Mover-level Data | Estimated using an emission factor
2018 | KS | Goodland | 1280 | 11 | IC | OP | NA | NG |  | 505 | 0.00010655 | 0.000422 | EIA Prime Mover-level Data | Estimated using an emission factor
2018 | KS | Goodland | 1280 | 12 | IC | OP | NA | NG |  | 118 | 2.4898e-05 | 0.000422 | EIA Prime Mover-level Data | Estimated using an emission factor
2018 | KS | Goodland | 1280 | 13 | IC | OP | NA | NG |  | 153 | 3.2283e-05 | 0.000422 | EIA Prime Mover-level Data | Estimated using an emission factor
2018 | KS | Goodman Energy Center | 56497 | 1 | IC | OP | NA | NG |  | 132184 | 0.027891 | 0.000422 | EIA Prime Mover-level Data | Estimated using an emission factor
2018 | KS | Goodman Energy Center | 56497 | 2 | IC | OP | NA | NG |  | 132184 | 0.027891 | 0.000422 | EIA Prime Mover-level Data | Estimated using an emission factor
2018 | KS | Goodman Energy Center | 56497 | 3 | IC | OP | NA | NG |  | 132184 | 0.027891 | 0.000422 | EIA Prime Mover-level Data | Estimated using an emission factor
2018 | KS | Goodman Energy Center | 56497 | 4 | IC | OP | NA | NG |  | 132184 | 0.027891 | 0.000422 | EIA Prime Mover-level Data | Estimated using an emission factor
2018 | KS | Goodman Energy Center | 56497 | 5 | IC | OP | NA | NG |  | 132184 | 0.027891 | 0.000422 | EIA Prime Mover-level Data | Estimated using an emission factor
2018 | KS | Goodman Energy Center | 56497 | 6 | IC | OP | NA | NG |  | 132184 | 0.027891 | 0.000422 | EIA Prime Mover-level Data | Estimated using an emission factor
2018 | KS | Goodman Energy Center | 56497 | 7 | IC | OP | NA | NG |  | 132184 | 0.027891 | 0.000422 | EIA Prime Mover-level Data | Estimated using an emission factor
2018 | KS | Goodman Energy Center | 56497 | 8 | IC | OP | NA | NG |  | 132184 | 0.027891 | 0.000422 | EIA Prime Mover-level Data | Estimated using an emission factor
2018 | KS | Goodman Energy Center | 56497 | 9 | IC | OP | NA | NG |  | 132184 | 0.027891 | 0.000422 | EIA Prime Mover-level Data | Estimated using an emission factor
2018 | KS | Goodman Energy Center | 56497 | 10 | IC | OP | NA | NG |  | 146347 | 0.030879 | 0.000422 | EIA Prime Mover-level Data | Estimated using an emission factor
2018 | KS | Goodman Energy Center | 56497 | 11 | IC | OP | NA | NG |  | 146347 | 0.030879 | 0.000422 | EIA Prime Mover-level Data | Estimated using an emission factor
2018 | KS | Goodman Energy Center | 56497 | 12 | IC | OP | NA | NG |  | 146347 | 0.030879 | 0.000422 | EIA Prime Mover-level Data | Estimated using an emission factor
2018 | KS | Gordon Evans Energy Center | 1240 | 1 | ST | OP | WALL | NG | 1,433.0 | 857182 | 3.3794 | 0.007885 | EPA/CAMD | EPA/NEI | 1961
2018 | KS | Gordon Evans Energy Center | 1240 | 2 | ST | OP | WALL | NG | 1,032.0 | 1236926 | 4.9896 | 0.0080677 | EPA/CAMD | EPA/NEI | 1967
2018 | KS | Gordon Evans Energy Center | 1240 | E1CT | GT | OP | CT | NG | 405.0 | 305609 | 1.0622 | 0.0069515 | EPA/CAMD | EPA/NEI | 2000
2018 | KS | Gordon Evans Energy Center | 1240 | E2CT | GT | OP | CT | NG | 264.0 | 171953 | 0.62119 | 0.0072251 | EPA/CAMD | EPA/NEI | 2000
2018 | KS | Gordon Evans Energy Center | 1240 | E3CT | GT | OP | CT | NG | 1,339.0 | 1720686 | 5.6323 | 0.0065466 | EPA/CAMD | EPA/NEI | 2001
2018 | KS | Gray County Wind Energy | 55734 | V47 | WT | OP | NA | WND |  | 2325043 |  |  | EIA Prime Mover-level Data
2018 | KS | Great Bend - Midwest Energy | 1334 | 1 | IC | RE | NA | NG
2018 | KS | Great Bend - Midwest Energy | 1334 | 2 | IC | RE | NA | NG
2018 | KS | Great Bend - Midwest Energy | 1334 | 3 | IC | RE | NA | NG
2018 | KS | Great Bend - Midwest Energy | 1334 | 4 | IC | RE | NA | NG
2018 | KS | Great Bend - Midwest Energy | 1334 | 5 | IC | RE | NA | NG
2018 | KS | Great Bend - Midwest Energy | 1334 | 6 | IC | RE | NA | NG
2018 | KS | Great Bend Station aka Arthur Mullergren | 1235 | 3 | ST | OP | WALL | NG | 103.0 | 16643 | 0.062548 | 0.0075164 | EPA/CAMD | EPA/NEI | 1963
2018 | KS | Greensburg | 57118 | GEN 1 | WT | OP | NA | WND |  | 367573 |  |  | EIA Prime Mover-level Data
2018 | KS | Herington | 1283 | 1 | IC | RE | NA | DFO
2018 | KS | Herington | 1283 | 2 | IC | RE | NA | DFO
2018 | KS | Herington | 1283 | 3 | IC | RE | NA | DFO
2018 | KS | Herington | 1283 | 4 | IC | RE | NA | DFO
2018 | KS | Herington | 1283 | 5 | IC | RE | NA | DFO
2018 | KS | Herington | 1283 | 4B | IC | SB | NA | DFO |  | 114 | 0.01767 | 0.31 | EIA Prime Mover-level Data | Estimated using an emission factor
2018 | KS | Hill City | 1285 | 1 | IC | OP | NA | NG
2018 | KS | Hill City | 1285 | 2 | IC | OP | NA | NG
2018 | KS | Hill City | 1285 | 3 | IC | OP | NA | NG
2018 | KS | Hill City | 1285 | 4 | IC | OP | NA | NG
2018 | KS | Hill City | 1285 | 5 | IC | OP | NA | NG
2018 | KS | Hill City | 1285 | 6 | IC | OP | NA | NG
2018 | KS | Hoisington | 1286 | 1 | IC | RE | NA | DFO
2018 | KS | Hoisington | 1286 | 6 | IC | OP | NA | NG |  | 197 | 4.1567e-05 | 0.000422 | EIA Prime Mover-level Data | Estimated using an emission factor
2018 | KS | Hoisington | 1286 | 7 | IC | OP | NA | NG |  | 394 | 8.3134e-05 | 0.000422 | EIA Prime Mover-level Data | Estimated using an emission factor
2018 | KS | Hoisington | 1286 | 8 | IC | OP | NA | NG |  | 690 | 0.00014559 | 0.000422 | EIA Prime Mover-level Data | Estimated using an emission factor
2018 | KS | Hoisington | 1286 | 2A | IC | OP | NA | DFO |  | 99 | 0.015345 | 0.31 | EIA Prime Mover-level Data | Estimated using an emission factor
2018 | KS | Holcomb | 108 | SGU1 | ST | OP | WALL | SUB | 6,572.0 | 16524914 | 39.4955 | 0.0047801 | EPA/CAMD | EPA/NEI | 1983
2018 | KS | Holton | 1287 | 6 | IC | OP | NA | DFO |  | 3215 | 0.49832 | 0.31 | EIA Prime Mover-level Data | Estimated using an emission factor
2018 | KS | Holton | 1287 | 7 | IC | OP | NA | DFO |  | 5001 | 0.77515 | 0.31 | EIA Prime Mover-level Data | Estimated using an emission factor
2018 | KS | Holton | 1287 | 8 | IC | OP | NA | DFO |  | 7680 | 1.1904 | 0.31 | EIA Prime Mover-level Data | Estimated using an emission factor
2018 | KS | Holton | 1287 | 9 | IC | OP | NA | DFO |  | 3572 | 0.55366 | 0.31 | EIA Prime Mover-level Data | Estimated using an emission factor
2018 | KS | Holton | 1287 | 10 | IC | OP | NA | DFO |  | 3572 | 0.55366 | 0.31 | EIA Prime Mover-level Data | Estimated using an emission factor
2018 | KS | Holton | 1287 | 11 | IC | OP | NA | DFO |  | 4287 | 0.66448 | 0.31 | EIA Prime Mover-level Data | Estimated using an emission factor
2018 | KS | Holton | 1287 | 12 | IC | OP | NA | NG |  | 5537 | 0.0011683 | 0.000422 | EIA Prime Mover-level Data | Estimated using an emission factor
2018 | KS | Holton | 1287 | 13 | IC | OP | NA | NG |  | 5537 | 0.0011683 | 0.000422 | EIA Prime Mover-level Data | Estimated using an emission factor
2018 | KS | Hugoton 1 | 1289 | 1 | IC | RE | NA | DFO
2018 | KS | Hugoton 1 | 1289 | 6 | IC | RE | NA | DFO
2018 | KS | Hugoton 2 | 7011 | 7 | IC | OP | NA | DFO |  | 53 | 0.008215 | 0.31 | EIA Prime Mover-level Data | Estimated using an emission factor
2018 | KS | Hugoton 2 | 7011 | 8 | IC | OP | NA | DFO |  | 46 | 0.00713 | 0.31 | EIA Prime Mover-level Data | Estimated using an emission factor
2018 | KS | Hugoton 2 | 7011 | 10 | IC | OP | NA | DFO |  | 100 | 0.0155 | 0.31 | EIA Prime Mover-level Data | Estimated using an emission factor
2018 | KS | Hugoton 2 | 7011 | 11 | IC | OP | NA | DFO |  | 58 | 0.00899 | 0.31 | EIA Prime Mover-level Data | Estimated using an emission factor
2018 | KS | Hugoton 2 | 7011 | 12 | IC | OP | NA | DFO |  | 70 | 0.01085 | 0.31 | EIA Prime Mover-level Data | Estimated using an emission factor
2018 | KS | Hugoton 2 | 7011 | 13 | IC | OP | NA | NG |  | 19 | 4.009e-06 | 0.000422 | EIA Prime Mover-level Data | Estimated using an emission factor
2018 | KS | Hugoton 2 | 7011 | 9A | IC | OP | NA | DFO |  | 100 | 0.0155 | 0.31 | EIA Prime Mover-level Data | Estimated using an emission factor
2018 | KS | Hutchinson Energy Center | 1248 | CT-1 | GT | OP | CT | NG | 106.0 | 16380 | 0.088698 | 0.01083 | EPA/CAMD | EPA/NEI | 1974
2018 | KS | Hutchinson Energy Center | 1248 | CT-2 | GT | OP | CT | NG | 295.0 | 64258 | 0.23454 | 0.0073001 | EPA/CAMD | EPA/NEI | 1974
2018 | KS | Hutchinson Energy Center | 1248 | CT-3 | GT | OP | CT | NG | 300.0 | 62290 | 0.26026 | 0.0083563 | EPA/CAMD | EPA/NEI | 1974
2018 | KS | Hutchinson Energy Center | 1248 | CT-4 | GT | OP | CT | DFO | 5.0 | 3033 | 0.0077208 | 0.0050912 | EPA/CAMD | EPA/NEI | 1975
2018 | KS | Iola | 1291 | 1 | IC | OP | NA | NG |  | 2519 | 0.00053151 | 0.000422 | EIA Prime Mover-level Data | Estimated using an emission factor
2018 | KS | Iola | 1291 | 2 | IC | OP | NA | NG |  | 2519 | 0.00053151 | 0.000422 | EIA Prime Mover-level Data | Estimated using an emission factor
2018 | KS | Iola | 1291 | 4 | ST | RE | NA | NG
2018 | KS | Iola | 1291 | 5 | ST | RE | NA | NG
2018 | KS | Iola | 1291 | 6 | IC | OP | NA | DFO |  | 1360 | 0.2108 | 0.31 | EIA Prime Mover-level Data | Estimated using an emission factor
2018 | KS | Iola | 1291 | 7 | IC | OP | NA | DFO |  | 1360 | 0.2108 | 0.31 | EIA Prime Mover-level Data | Estimated using an emission factor
2018 | KS | Iola | 1291 | 8 | IC | OP | NA | DFO |  | 1360 | 0.2108 | 0.31 | EIA Prime Mover-level Data | Estimated using an emission factor
2018 | KS | Iola | 1291 | 9 | IC | OP | NA | DFO |  | 1360 | 0.2108 | 0.31 | EIA Prime Mover-level Data | Estimated using an emission factor
2018 | KS | Iola | 1291 | 10 | IC | OP | NA | DFO |  | 1360 | 0.2108 | 0.31 | EIA Prime Mover-level Data | Estimated using an emission factor
2018 | KS | Iola | 1291 | 11 | IC | RE | NA | DFO
2018 | KS | Iola | 1291 | 12 | IC | RE | NA | DFO
2018 | KS | Iola | 1291 | 13 | IC | RE | NA | DFO
2018 | KS | Ironwood Wind | 57639 | 1 | WT | OP | NA | WND |  | 5661330 |  |  | EIA Prime Mover-level Data
2018 | KS | Jameson Energy Center | 59045 | JEC1 | IC | OP | NA | NG |  | 15337 | 0.0032361 | 0.000422 | EIA Prime Mover-level Data | Estimated using an emission factor
2018 | KS | Jameson Energy Center | 59045 | JEC2 | IC | OP | NA | NG |  | 15337 | 0.0032361 | 0.000422 | EIA Prime Mover-level Data | Estimated using an emission factor
2018 | KS | Jameson Energy Center | 59045 | JEC3 | IC | OP | NA | NG |  | 15337 | 0.0032361 | 0.000422 | EIA Prime Mover-level Data | Estimated using an emission factor
2018 | KS | Jeffrey Energy Center | 6068 | 1 | ST | OP | TANGENTIAL | SUB | 7,560.0 | 42364047 | 236.1191 | 0.011147 | EPA/CAMD | EPA/NEI | 1978
2018 | KS | Jeffrey Energy Center | 6068 | 2 | ST | OP | TANGENTIAL | SUB | 6,672.0 | 36433947 | 267.1149 | 0.014663 | EPA/CAMD | EPA/NEI | 1980
2018 | KS | Jeffrey Energy Center | 6068 | 3 | ST | OP | TANGENTIAL | SUB | 4,917.0 | 25882387 | 206.8892 | 0.015987 | EPA/CAMD | EPA/NEI | 1983
2018 | KS | Jetmore | 1292 | 1 | IC | RE | NA | DFO
2018 | KS | Jetmore | 1292 | 2 | IC | RE | NA | DFO
2018 | KS | Jetmore | 1292 | 3 | IC | RE | NA | DFO
2018 | KS | Jetmore | 1292 | 4 | IC | RE | NA | DFO
2018 | KS | Jetmore | 1292 | 5 | IC | RE | NA | DFO
2018 | KS | Jetmore | 1292 | 6 | IC | RE | NA | DFO
2018 | KS | Jetmore | 1292 | 7 | IC | RE | NA | DFO
2018 | KS | Jetmore | 1292 | 8 | IC | SB | NA | DFO |  | 577 | 0.089435 | 0.31 | EIA Prime Mover-level Data | Estimated using an emission factor
2018 | KS | Johnson | 6579 | 1 | IC | RE | NA | DFO
2018 | KS | Johnson | 6579 | 2 | IC | RE | NA | DFO
2018 | KS | Johnson | 6579 | 4 | IC | RE | NA | DFO
2018 | KS | Johnson | 6579 | 5 | IC | RE | NA | DFO
2018 | KS | Johnson | 6579 | 7 | IC | RE | NA | DFO
2018 | KS | Johnson | 6579 | 8 | IC | RE | NA | NG
2018 | KS | Johnson | 6579 | CAT8 | IC | OP | NA | DFO |  | 470 | 0.07285 | 0.31 | EIA Prime Mover-level Data | Estimated using an emission factor
2018 | KS | Johnson | 6579 | CAT9 | IC | OP | NA | DFO |  | 470 | 0.07285 | 0.31 | EIA Prime Mover-level Data | Estimated using an emission factor
2018 | KS | Johnson | 6579 | IC6 | IC | RE | NA | DFO
2018 | KS | Kansas River Project | 10279 | 1 | HY | OP | NA | WAT |  | 10324 |  |  | EIA Prime Mover-level Data
2018 | KS | Kansas River Project | 10279 | 2 | HY | OP | NA | WAT |  | 10324 |  |  | EIA Prime Mover-level Data
2018 | KS | Kansas River Project | 10279 | 3 | HY | OP | NA | WAT |  | 10324 |  |  | EIA Prime Mover-level Data
2018 | KS | Kansas River Project | 10279 | 4 | HY | OP | NA | WAT |  | 10324 |  |  | EIA Prime Mover-level Data
2018 | KS | Kansas River Project | 10279 | 5 | HY | OP | NA | WAT |  | 13766 |  |  | EIA Prime Mover-level Data
2018 | KS | Kansas River Project | 10279 | 6 | HY | OP | NA | WAT |  | 13766 |  |  | EIA Prime Mover-level Data
2018 | KS | Kansas River Project | 10279 | 7 | HY | OP | NA | WAT |  | 13766 |  |  | EIA Prime Mover-level Data
2018 | KS | Kansas River Project | 10279 | 8 | HY | OP | NA | WAT |  | 34414 |  |  | EIA Prime Mover-level Data
2018 | KS | Kansas River Project | 10279 | 9 | HY | OP | NA | WAT |  | 44738 |  |  | EIA Prime Mover-level Data
2018 | KS | Kansas River Project | 10279 | 10 | HY | OP | NA | WAT |  | 44738 |  |  | EIA Prime Mover-level Data
2018 | KS | Kansas River Project | 10279 | 11 | HY | OP | NA | WAT |  | 34414 |  |  | EIA Prime Mover-level Data
2018 | KS | Kaw | 1294 | 1 | ST | OS | WALL | NG
2018 | KS | Kaw | 1294 | 2 | ST | OS | WALL | NG
2018 | KS | Kaw | 1294 | 3 | ST | OS | CYCLONE | NG
2018 | KS | Kingman Municipal Power and Light Plant | 1296 | 1 | IC | RE | NA | NG
2018 | KS | Kingman Municipal Power and Light Plant | 1296 | 2 | IC | SB | NA | NG |  | 4401 | 0.00092861 | 0.000422 | EIA Prime Mover-level Data | Estimated using an emission factor
2018 | KS | Kingman Municipal Power and Light Plant | 1296 | 4 | IC | OP | NA | NG |  | 4401 | 0.00092861 | 0.000422 | EIA Prime Mover-level Data | Estimated using an emission factor
2018 | KS | Kingman Municipal Power and Light Plant | 1296 | 5 | IC | RE | NA | NG
2018 | KS | Kingman Municipal Power and Light Plant | 1296 | 6 | IC | OP | NA | NG |  | 7002 | 0.0014774 | 0.000422 | EIA Prime Mover-level Data | Estimated using an emission factor
2018 | KS | Kingman Municipal Power and Light Plant | 1296 | 7 | IC | OP | NA | NG |  | 4802 | 0.0010132 | 0.000422 | EIA Prime Mover-level Data | Estimated using an emission factor
2018 | KS | Kingman Municipal Power and Light Plant | 1296 | 8 | IC | OP | NA | NG |  | 5002 | 0.0010554 | 0.000422 | EIA Prime Mover-level Data | Estimated using an emission factor
2018 | KS | Kingman Municipal Power and Light Plant | 1296 | 9 | IC | OP | NA | NG |  | 12604 | 0.0026594 | 0.000422 | EIA Prime Mover-level Data | Estimated using an emission factor
2018 | KS | Kingman Wind | 60639 | KMW1 | WT | OP | NA | WND |  | 3926362 |  |  | EIA Prime Mover-level Data
2018 | KS | Kingman Wind | 60639 | KMW2 | WT | OP | NA | WND |  | 3926362 |  |  | EIA Prime Mover-level Data
2018 | KS | La Crosse | 1297 | 1 | IC | OP | NA | DFO |  | 34 | 0.00527 | 0.31 | EIA Prime Mover-level Data | Estimated using an emission factor
2018 | KS | La Crosse | 1297 | 2 | IC | OP | NA | DFO |  | 34 | 0.00527 | 0.31 | EIA Prime Mover-level Data | Estimated using an emission factor
2018 | KS | La Crosse | 1297 | 3 | IC | RE | NA | DFO
2018 | KS | La Crosse | 1297 | 5 | IC | OP | NA | DFO |  | 46 | 0.00713 | 0.31 | EIA Prime Mover-level Data | Estimated using an emission factor
2018 | KS | La Crosse | 1297 | 6 | IC | OP | NA | DFO |  | 55 | 0.008525 | 0.31 | EIA Prime Mover-level Data | Estimated using an emission factor
2018 | KS | La Cygne | 1241 | 1 | ST | OP | CYCLONE | SUB | 4,253.0 | 25499421 | 297.0683 | 0.0233 | EPA/CAMD | EPA/NEI | 1973
2018 | KS | La Cygne | 1241 | 2 | ST | OP | WALL | SUB | 6,824.0 | 33758495 | 64.0295 | 0.0037934 | EPA/CAMD | EPA/NEI | 1977
2018 | KS | Lakin Municipal | 7393 | LK1 | IC | OP | NA | NG
2018 | KS | Larned | 1299 | 1 | ST | RE | NA | NG
2018 | KS | Larned | 1299 | 2 | ST | RE | NA | NG
2018 | KS | Larned | 1299 | 3 | ST | RE | NA | NG
2018 | KS | Larned | 1299 | CAT | IC | OP | NA | DFO |  | 189 | 0.029295 | 0.31 | EIA Prime Mover-level Data | Estimated using an emission factor
2018 | KS | Larned | 1299 | CAT1 | IC | OP | NA | DFO |  | 189 | 0.029295 | 0.31 | EIA Prime Mover-level Data | Estimated using an emission factor
2018 | KS | Larned | 1299 | CAT2 | IC | OP | NA | DFO |  | 189 | 0.029295 | 0.31 | EIA Prime Mover-level Data | Estimated using an emission factor
2018 | KS | Larned | 1299 | CAT3 | IC | OP | NA | DFO |  | 189 | 0.029295 | 0.31 | EIA Prime Mover-level Data | Estimated using an emission factor
2018 | KS | Larned | 1299 | CAT4 | IC | OP | NA | DFO |  | 189 | 0.029295 | 0.31 | EIA Prime Mover-level Data | Estimated using an emission factor
2018 | KS | Larned | 1299 | IC5 | IC | OP | NA | DFO |  | 604 | 0.09362 | 0.31 | EIA Prime Mover-level Data | Estimated using an emission factor
2018 | KS | Lawrence Energy Center | 1250 | 4 | ST | OP | TANGENTIAL | SUB | 8,261.0 | 8958899 | 95.2411 | 0.021262 | EPA/CAMD | EPA/NEI | 1960
2018 | KS | Lawrence Energy Center | 1250 | 5 | ST | OP | TANGENTIAL | SUB | 6,731.0 | 22570901 | 43.0988 | 0.003819 | EPA/CAMD | EPA/NEI | 1971
2018 | KS | Lincoln | 1300 | 1 | IC | SB | NA | DFO |  | 169 | 0.026195 | 0.31 | EIA Prime Mover-level Data | Estimated using an emission factor
2018 | KS | Lincoln | 1300 | 2 | IC | SB | NA | DFO |  | 169 | 0.026195 | 0.31 | EIA Prime Mover-level Data | Estimated using an emission factor
2018 | KS | Lincoln | 1300 | 4 | IC | SB | NA | DFO |  | 91 | 0.014105 | 0.31 | EIA Prime Mover-level Data | Estimated using an emission factor
2018 | KS | Lincoln | 1300 | 5 | IC | SB | NA | DFO |  | 169 | 0.026195 | 0.31 | EIA Prime Mover-level Data | Estimated using an emission factor
2018 | KS | Lincoln | 1300 | 6 | IC | RE | NA | NG
2018 | KS | Lincoln | 1300 | 7 | IC | SB | NA | DFO |  | 454 | 0.07037 | 0.31 | EIA Prime Mover-level Data | Estimated using an emission factor
2018 | KS | Lincoln | 1300 | 8 | IC | SB | NA | DFO |  | 259 | 0.040145 | 0.31 | EIA Prime Mover-level Data | Estimated using an emission factor
2018 | KS | Marshall Wind Farm | 59084 | RPMA | WT | OP | NA | WND |  | 2634356 |  |  | EIA Prime Mover-level Data
2018 | KS | McPherson 2 | 1305 | GT1 | GT | OP | CT | NG | 326.0 | 117933 | 0.003335 | 5.6558e-05 | EPA/CAMD | EPA/NEI | 1973
2018 | KS | McPherson 2 | 1305 | GT2 | GT | OP | CT | DFO | 134.0 | 44452 | 0.52717 | 0.023718 | EPA/CAMD | NEI avg EF - PM, fuel type, firing type | 1976
2018 | KS | McPherson 2 | 1305 | GT3 | GT | OP | CT | NG | 327.0 | 109430 | 0.0027887 | 5.0969e-05 | EPA/CAMD | EPA/NEI | 1979
2018 | KS | McPherson Municipal Power Plant #3 | 7515 | 1 | GT | OP | CT | NG | 324.0 | 167541 | 0.6547 | 0.0078154 | EPA/CAMD | NEI avg EF - PM, fuel type, firing type | 1998
2018 | KS | Meade | 1306 | 2 | IC | OP | NA | NG |  | 78 | 1.6458e-05 | 0.000422 | EIA Prime Mover-level Data | Estimated using an emission factor
2018 | KS | Meade | 1306 | 3 | IC | OP | NA | NG |  | 95 | 2.0045e-05 | 0.000422 | EIA Prime Mover-level Data | Estimated using an emission factor
2018 | KS | Meade | 1306 | 4 | IC | OP | NA | NG |  | 121 | 2.5531e-05 | 0.000422 | EIA Prime Mover-level Data | Estimated using an emission factor
2018 | KS | Meade | 1306 | 5 | IC | OP | NA | DFO |  | 181 | 0.028055 | 0.31 | EIA Prime Mover-level Data | Estimated using an emission factor
2018 | KS | Meade | 1306 | 6 | IC | OP | NA | NG |  | 233 | 4.9163e-05 | 0.000422 | EIA Prime Mover-level Data | Estimated using an emission factor
2018 | KS | Midwest Energy Community Solar Array | 59632 | 1036 | PV | OP | NA | SUN |  | 18429 |  |  | EIA Prime Mover-level Data
2018 | KS | Minneapolis City of | 1307 | 1 | IC | RE | NA | DFO
2018 | KS | Minneapolis City of | 1307 | 2 | IC | RE | NA | NG
2018 | KS | Minneapolis City of | 1307 | 3 | IC | OP | NA | NG |  | 268 | 5.6548e-05 | 0.000422 | EIA Prime Mover-level Data | Estimated using an emission factor
2018 | KS | Minneapolis City of | 1307 | 4 | IC | OP | NA | NG |  | 144 | 3.0384e-05 | 0.000422 | EIA Prime Mover-level Data | Estimated using an emission factor
2018 | KS | Minneapolis City of | 1307 | 5 | IC | OP | NA | NG |  | 432 | 9.1152e-05 | 0.000422 | EIA Prime Mover-level Data | Estimated using an emission factor
2018 | KS | Minneapolis City of | 1307 | 6 | IC | OP | NA | NG |  | 617 | 0.00013019 | 0.000422 | EIA Prime Mover-level Data | Estimated using an emission factor
2018 | KS | Minneapolis City of | 1307 | 7 | IC | OP | NA | DFO |  | 412 | 0.06386 | 0.31 | EIA Prime Mover-level Data | Estimated using an emission factor
2018 | KS | Mulvane 2 | 7976 | 9 | IC | OP | NA | DFO |  | 53 | 0.008215 | 0.31 | EIA Prime Mover-level Data | Estimated using an emission factor
2018 | KS | Mulvane 2 | 7976 | 10 | IC | OP | NA | DFO |  | 217 | 0.033635 | 0.31 | EIA Prime Mover-level Data | Estimated using an emission factor
2018 | KS | Mulvane 2 | 7976 | 11 | IC | OP | NA | DFO |  | 217 | 0.033635 | 0.31 | EIA Prime Mover-level Data | Estimated using an emission factor
2018 | KS | Mulvane Power Plant | 1308 | 1 | IC | RE | NA | DFO
2018 | KS | Mulvane Power Plant | 1308 | 2 | IC | RE | NA | DFO
2018 | KS | Mulvane Power Plant | 1308 | 3 | IC | RE | NA | NG
2018 | KS | Mulvane Power Plant | 1308 | 4 | IC | RE | NA | NG
2018 | KS | Mulvane Power Plant | 1308 | 5 | IC | RE | NA | DFO
2018 | KS | Mulvane Power Plant | 1308 | 6 | IC | RE | NA | NG
2018 | KS | Mulvane Power Plant | 1308 | 7 | IC | RE | NA | DFO
2018 | KS | Mulvane Power Plant | 1308 | 8 | IC | RE | NA | DFO
2018 | KS | Murray Gill Energy Center | 1242 | 3 | ST | OP | WALL | NG | 2,795.0 | 1197120 | 4.2255 | 0.0070595 | EPA/CAMD | EPA/NEI | 1956
2018 | KS | Murray Gill Energy Center | 1242 | 4 | ST | OP | WALL | NG | 2,093.0 | 865853 | 3.2675 | 0.0075474 | EPA/CAMD | EPA/NEI | 1959
2018 | KS | Nearman Creek | 6064 | CT4 | GT | OP | CT | NG | 218.0 | 122259 | 0.44737 | 0.0073185 | EPA/CAMD | EPA/NEI | 2005
2018 | KS | Nearman Creek | 6064 | N1 | ST | OP | WALL | SUB | 5,433.0 | 11169257 | 119.5898 | 0.021414 | EPA/CAMD | EPA/NEI | 1981
2018 | KS | Neosho | 1243 | 3 | ST | RE | NA | NG
2018 | KS | Neosho Ridge Wind Energy Center | 62481 | NRW1 | WT | P | NA | WND
2018 | KS | Ninnescah Wind Energy, LLC | 60620 | NSW | WT | OP | NA | WND |  | 7927791 |  |  | EIA Prime Mover-level Data
2018 | KS | Oak Grove Power Producers | 57489 | G1 | IC | OP | NA | LFG |  | 93039 | 0.68384 | 0.0147 | EIA Prime Mover-level Data | Estimated using an emission factor
2018 | KS | Oak Grove Power Producers | 57489 | G2 | IC | OP | NA | LFG |  | 116298 | 0.85479 | 0.0147 | EIA Prime Mover-level Data | Estimated using an emission factor
2018 | KS | Oberlin (KS) | 1312 | 1 | IC | SB | NA | DFO |  | 37 | 0.005735 | 0.31 | EIA Prime Mover-level Data | Estimated using an emission factor
2018 | KS | Oberlin (KS) | 1312 | 2 | IC | SB | NA | DFO |  | 27 | 0.004185 | 0.31 | EIA Prime Mover-level Data | Estimated using an emission factor
2018 | KS | Oberlin (KS) | 1312 | 4 | IC | SB | NA | DFO |  | 51 | 0.007905 | 0.31 | EIA Prime Mover-level Data | Estimated using an emission factor
2018 | KS | Oberlin (KS) | 1312 | 5 | IC | SB | NA | DFO |  | 68 | 0.01054 | 0.31 | EIA Prime Mover-level Data | Estimated using an emission factor
2018 | KS | Oberlin (KS) | 1312 | 6 | IC | SB | NA | DFO |  | 51 | 0.007905 | 0.31 | EIA Prime Mover-level Data | Estimated using an emission factor
2018 | KS | Osage City | 1313 | 1 | IC | OP | NA | NG |  | 145 | 3.0595e-05 | 0.000422 | EIA Prime Mover-level Data | Estimated using an emission factor
2018 | KS | Osage City | 1313 | 2 | IC | OP | NA | NG |  | 158 | 3.3338e-05 | 0.000422 | EIA Prime Mover-level Data | Estimated using an emission factor
2018 | KS | Osage City | 1313 | 4 | IC | OP | NA | NG |  | 264 | 5.5704e-05 | 0.000422 | EIA Prime Mover-level Data | Estimated using an emission factor
2018 | KS | Osage City | 1313 | 5 | IC | OP | NA | NG |  | 264 | 5.5704e-05 | 0.000422 | EIA Prime Mover-level Data | Estimated using an emission factor
2018 | KS | Osage City | 1313 | 7 | IC | OP | NA | NG |  | 224 | 4.7264e-05 | 0.000422 | EIA Prime Mover-level Data | Estimated using an emission factor
2018 | KS | Osage City | 1313 | 8 | IC | OP | NA | DFO |  | 105 | 0.016275 | 0.31 | EIA Prime Mover-level Data | Estimated using an emission factor
2018 | KS | Osage City | 1313 | 9 | IC | RE | NA | DFO
2018 | KS | Osage City | 1313 | 10 | IC | OP | NA | DFO |  | 105 | 0.016275 | 0.31 | EIA Prime Mover-level Data | Estimated using an emission factor
2018 | KS | Osage City | 1313 | IC3 | IC | OP | NA | NG |  | 264 | 5.5704e-05 | 0.000422 | EIA Prime Mover-level Data | Estimated using an emission factor
2018 | KS | Osage City | 1313 | IC6 | IC | OP | NA | NG |  | 145 | 3.0595e-05 | 0.000422 | EIA Prime Mover-level Data | Estimated using an emission factor
2018 | KS | Osawatomie City of | 1314 | 2 | IC | SB | NA | DFO |  | 170 | 0.02635 | 0.31 | EIA Prime Mover-level Data | Estimated using an emission factor
2018 | KS | Osawatomie City of | 1314 | 3 | IC | RE | NA | DFO
2018 | KS | Osawatomie City of | 1314 | 4 | IC | SB | NA | DFO |  | 89 | 0.013795 | 0.31 | EIA Prime Mover-level Data | Estimated using an emission factor
2018 | KS | Osawatomie City of | 1314 | 5 | IC | SB | NA | DFO |  | 230 | 0.03565 | 0.31 | EIA Prime Mover-level Data | Estimated using an emission factor
2018 | KS | Osawatomie Generating Station | 7928 | 1 | GT | OP | CT | NG | 338.0 | 174921 | 0.68354 | 0.0078154 | EPA/CAMD | NEI avg EF - PM, fuel type, firing type | 2003
2018 | KS | Osawatomie Power Plant North Sub | 60751 | CAT1 | IC | OP | NA | DFO
2018 | KS | Osawatomie Power Plant North Sub | 60751 | CAT2 | IC | OP | NA | DFO
2018 | KS | Osawatomie Power Plant North Sub | 60751 | CAT3 | IC | OP | NA | DFO
2018 | KS | Osawatomie Power Plant South Sub | 60750 | CAT4 | IC | OP | NA | DFO |  | 34 | 0.00527 | 0.31 | EIA Prime Mover-level Data | Estimated using an emission factor
2018 | KS | Osawatomie Power Plant South Sub | 60750 | CAT5 | IC | OP | NA | DFO |  | 34 | 0.00527 | 0.31 | EIA Prime Mover-level Data | Estimated using an emission factor
2018 | KS | Osawatomie Power Plant South Sub | 60750 | CAT6 | IC | OP | NA | DFO |  | 34 | 0.00527 | 0.31 | EIA Prime Mover-level Data | Estimated using an emission factor
2018 | KS | Osborne | 1315 | 1 | IC | SB | NA | DFO |  | 35 | 0.005425 | 0.31 | EIA Prime Mover-level Data | Estimated using an emission factor
2018 | KS | Osborne | 1315 | 2 | IC | SB | NA | DFO |  | 30 | 0.00465 | 0.31 | EIA Prime Mover-level Data | Estimated using an emission factor
2018 | KS | Osborne | 1315 | 3 | IC | SB | NA | DFO |  | 17 | 0.002635 | 0.31 | EIA Prime Mover-level Data | Estimated using an emission factor
2018 | KS | Osborne | 1315 | 6 | IC | SB | NA | NG |  | 8 | 1.688e-06 | 0.000422 | EIA Prime Mover-level Data | Estimated using an emission factor
2018 | KS | Osborne | 1315 | 7 | IC | SB | NA | NG |  | 8 | 1.688e-06 | 0.000422 | EIA Prime Mover-level Data | Estimated using an emission factor
2018 | KS | Osborne | 1315 | 8 | IC | SB | NA | NG |  | 11 | 2.321e-06 | 0.000422 | EIA Prime Mover-level Data | Estimated using an emission factor
2018 | KS | Ottawa | 1316 | GT1 | GT | OP | NA | NG |  | 2964 | 0.0081264 | 0.0054834 | EIA Prime Mover-level Data | NEI avg EF - PM, fuel type, firing type
2018 | KS | Ottawa | 1316 | IC3 | IC | OP | NA | NG |  | 4924 | 0.001039 | 0.000422 | EIA Prime Mover-level Data | Estimated using an emission factor
2018 | KS | Ottawa | 1316 | IC4 | IC | OP | NA | NG |  | 4658 | 0.00098284 | 0.000422 | EIA Prime Mover-level Data | Estimated using an emission factor
2018 | KS | Ottawa | 1316 | IC6 | IC | OP | NA | NG |  | 7985 | 0.0016848 | 0.000422 | EIA Prime Mover-level Data | Estimated using an emission factor
2018 | KS | Ottawa | 1316 | IC7 | IC | OP | NA | NG |  | 7985 | 0.0016848 | 0.000422 | EIA Prime Mover-level Data | Estimated using an emission factor
2018 | KS | Oxford (KS) | 7432 | 1 | IC | RE | NA | DFO
2018 | KS | Oxford (KS) | 7432 | 2 | IC | RE | NA | DFO
2018 | KS | Oxford (KS) | 7432 | 3 | IC | RE | NA | DFO
2018 | KS | Oxford (KS) | 7432 | 1A | IC | OP | NA | DFO
2018 | KS | Oxford (KS) | 7432 | 2A | IC | OP | NA | DFO
2018 | KS | Oxford (KS) | 7432 | 3A | IC | OP | NA | DFO
2018 | KS | Post Rock Wind Power Project, LLC | 57678 | 1 | WT | OP | NA | WND |  | 6598460 |  |  | EIA Prime Mover-level Data
2018 | KS | Prairie Horizon Agri Energy | 58183 | T5687 | ST | RE | NA | NG
2018 | KS | Prairie Horizon Agri Energy | 58183 | T5741 | ST | OP | NA | NG |  | 1637506 | 6.593 | 0.0080524 | EIA Prime Mover-level Data | NEI avg EF - PM, fuel type
2018 | KS | Prairie Queen Wind Farm | 62488 | WT | WT | V | NA | WND
2018 | KS | Prairie Sky Solar Farm | 61798 | 1 | PV | OP | NA | SUN |  | 16950 |  |  | EIA Prime Mover-level Data
2018 | KS | Pratt | 1317 | 1 | ST | RE | NA | NG
2018 | KS | Pratt | 1317 | 3 | ST | RE | NA | NG
2018 | KS | Pratt | 1317 | 5 | ST | OP | NA | NG |  | 3953 | 0.015916 | 0.0080524 | EIA Unit-level Data | NEI avg EF - PM, fuel type
2018 | KS | Pratt | 1317 | IC1 | IC | OP | NA | DFO |  | 53 | 0.008215 | 0.31 | EIA Prime Mover-level Data | Estimated using an emission factor
2018 | KS | Pratt 2 | 7447 | IC2 | IC | OP | NA | NG |  | 2193 | 0.00046272 | 0.000422 | EIA Prime Mover-level Data | Estimated using an emission factor
2018 | KS | Pratt 2 | 7447 | IC3 | IC | OP | NA | NG |  | 2193 | 0.00046272 | 0.000422 | EIA Prime Mover-level Data | Estimated using an emission factor
2018 | KS | Pratt Wind, LLC | 61957 | PW | WT | OP | NA | WND |  | 541409 |  |  | EIA Prime Mover-level Data
2018 | KS | Quindaro | 1295 | 1 | ST | OP | CYCLONE | NG | 561.0 | 227698 | 0.78927 | 0.0069326 | EPA/CAMD | EPA/NEI | 1965
2018 | KS | Quindaro | 1295 | 2 | ST | OP | WALL | NG | 568.0 | 296279 | 1.0531 | 0.0071088 | EPA/CAMD | EPA/NEI | 1971
2018 | KS | Quindaro | 1295 | CT2 | GT | OP | CT | DFO | 90.0 | 41460 | 0.22948 | 0.01107 | EPA/CAMD | EPA/NEI | 1969
2018 | KS | Quindaro | 1295 | CT3 | GT | OP | CT | DFO | 94.0 | 40704 | 0.2253 | 0.01107 | EPA/CAMD | EPA/NEI | 1977
2018 | KS | Reading Wind Project | 60999 | READW | WT | P | NA | WND
2018 | KS | Riverton | 1239 | 12 | CT | OP | CC | NG | 6,620.0 | 9718025 | 27.9706 | 0.0057564 | EPA/CAMD | NEI avg EF - PM, fuel type, firing type | 2007
2018 | KS | Rubart | 58255 | 01 | IC | OP | NA | NG |  | 22580 | 0.0047644 | 0.000422 | EIA Prime Mover-level Data | Estimated using an emission factor
2018 | KS | Rubart | 58255 | 02 | IC | OP | NA | NG |  | 22580 | 0.0047644 | 0.000422 | EIA Prime Mover-level Data | Estimated using an emission factor
2018 | KS | Rubart | 58255 | 03 | IC | OP | NA | NG |  | 22580 | 0.0047644 | 0.000422 | EIA Prime Mover-level Data | Estimated using an emission factor
2018 | KS | Rubart | 58255 | 04 | IC | OP | NA | NG |  | 22580 | 0.0047644 | 0.000422 | EIA Prime Mover-level Data | Estimated using an emission factor
2018 | KS | Rubart | 58255 | 05 | IC | OP | NA | NG |  | 22580 | 0.0047644 | 0.000422 | EIA Prime Mover-level Data | Estimated using an emission factor
2018 | KS | Rubart | 58255 | 06 | IC | OP | NA | NG |  | 22580 | 0.0047644 | 0.000422 | EIA Prime Mover-level Data | Estimated using an emission factor
2018 | KS | Rubart | 58255 | 07 | IC | OP | NA | NG |  | 22580 | 0.0047644 | 0.000422 | EIA Prime Mover-level Data | Estimated using an emission factor
2018 | KS | Rubart | 58255 | 08 | IC | OP | NA | NG |  | 22580 | 0.0047644 | 0.000422 | EIA Prime Mover-level Data | Estimated using an emission factor
2018 | KS | Rubart | 58255 | 09 | IC | OP | NA | NG |  | 22580 | 0.0047644 | 0.000422 | EIA Prime Mover-level Data | Estimated using an emission factor
2018 | KS | Rubart | 58255 | 10 | IC | OP | NA | NG |  | 22580 | 0.0047644 | 0.000422 | EIA Prime Mover-level Data | Estimated using an emission factor
2018 | KS | Rubart | 58255 | 11 | IC | OP | NA | NG |  | 22580 | 0.0047644 | 0.000422 | EIA Prime Mover-level Data | Estimated using an emission factor
2018 | KS | Rubart | 58255 | 12 | IC | OP | NA | NG |  | 22580 | 0.0047644 | 0.000422 | EIA Prime Mover-level Data | Estimated using an emission factor
2018 | KS | Russell Downtown | 1319 | 7 | IC | OP | NA | NG |  | 308 | 6.4988e-05 | 0.000422 | EIA Prime Mover-level Data | Estimated using an emission factor
2018 | KS | Russell Downtown | 1319 | 8 | IC | OP | NA | DFO |  | 220 | 0.0341 | 0.31 | EIA Prime Mover-level Data | Estimated using an emission factor
2018 | KS | Russell Downtown | 1319 | 9 | IC | OP | NA | DFO |  | 220 | 0.0341 | 0.31 | EIA Prime Mover-level Data | Estimated using an emission factor
2018 | KS | Russell Downtown | 1319 | 11 | IC | OP | NA | NG |  | 317 | 6.6887e-05 | 0.000422 | EIA Prime Mover-level Data | Estimated using an emission factor
2018 | KS | Russell Downtown | 1319 | 12 | IC | OP | NA | NG |  | 317 | 6.6887e-05 | 0.000422 | EIA Prime Mover-level Data | Estimated using an emission factor
2018 | KS | Russell Energy Center | 7930 | T-1 | GT | OP | NA | NG |  | 7284 | 0.019971 | 0.0054834 | EIA Prime Mover-level Data | NEI avg EF - PM, fuel type, firing type
2018 | KS | Russell Energy Center | 7930 | T-2 | GT | OP | NA | NG |  | 7284 | 0.019971 | 0.0054834 | EIA Prime Mover-level Data | NEI avg EF - PM, fuel type, firing type
2018 | KS | Sabetha Power Plant | 1320 | 2 | IC | OP | NA | DFO |  | 90 | 0.01395 | 0.31 | EIA Prime Mover-level Data | Estimated using an emission factor
2018 | KS | Sabetha Power Plant | 1320 | 3 | IC | OP | NA | DFO |  | 48 | 0.00744 | 0.31 | EIA Prime Mover-level Data | Estimated using an emission factor
2018 | KS | Sabetha Power Plant | 1320 | 4 | IC | OP | NA | DFO |  | 60 | 0.0093 | 0.31 | EIA Prime Mover-level Data | Estimated using an emission factor
2018 | KS | Sabetha Power Plant | 1320 | 5 | IC | OP | NA | DFO |  | 84 | 0.01302 | 0.31 | EIA Prime Mover-level Data | Estimated using an emission factor
2018 | KS | Sabetha Power Plant | 1320 | 6 | IC | OP | NA | DFO |  | 84 | 0.01302 | 0.31 | EIA Prime Mover-level Data | Estimated using an emission factor
2018 | KS | Sabetha Power Plant | 1320 | 7 | IC | OP | NA | DFO |  | 132 | 0.02046 | 0.31 | EIA Prime Mover-level Data | Estimated using an emission factor
2018 | KS | Sabetha Power Plant | 1320 | 8 | IC | OP | NA | DFO |  | 150 | 0.02325 | 0.31 | EIA Prime Mover-level Data | Estimated using an emission factor
2018 | KS | Sabetha Power Plant | 1320 | 11 | IC | OP | NA | DFO |  | 180 | 0.0279 | 0.31 | EIA Prime Mover-level Data | Estimated using an emission factor
2018 | KS | Sabetha Power Plant | 1320 | 12 | IC | OP | NA | NG |  | 264 | 5.5704e-05 | 0.000422 | EIA Prime Mover-level Data | Estimated using an emission factor
2018 | KS | Sabetha Power Plant | 1320 | IC10 | IC | OP | NA | DFO |  | 150 | 0.02325 | 0.31 | EIA Prime Mover-level Data | Estimated using an emission factor
2018 | KS | Sabetha Power Plant | 1320 | IC9 | IC | OP | NA | DFO |  | 66 | 0.01023 | 0.31 | EIA Prime Mover-level Data | Estimated using an emission factor
2018 | KS | Salt Springs Wind Farm | 60807 | WT | WT | CN | NA | WND
2018 | KS | Sharon Spring | 1324 | 1 | IC | OP | NA | NG
2018 | KS | Sharon Spring | 1324 | 2 | IC | OP | NA | NG
2018 | KS | Sharon Spring | 1324 | 3 | IC | OP | NA | NG
2018 | KS | Sharon Spring | 1324 | 4 | IC | OP | NA | NG
2018 | KS | Sharpe | 7973 | 1 | IC | OP | NA | DFO |  | 561 | 0.086955 | 0.31 | EIA Prime Mover-level Data | Estimated using an emission factor
2018 | KS | Sharpe | 7973 | 2 | IC | OP | NA | DFO |  | 561 | 0.086955 | 0.31 | EIA Prime Mover-level Data | Estimated using an emission factor
2018 | KS | Sharpe | 7973 | 3 | IC | OP | NA | DFO |  | 561 | 0.086955 | 0.31 | EIA Prime Mover-level Data | Estimated using an emission factor
2018 | KS | Sharpe | 7973 | 4 | IC | OP | NA | DFO |  | 561 | 0.086955 | 0.31 | EIA Prime Mover-level Data | Estimated using an emission factor
2018 | KS | Sharpe | 7973 | 5 | IC | OP | NA | DFO |  | 561 | 0.086955 | 0.31 | EIA Prime Mover-level Data | Estimated using an emission factor
2018 | KS | Sharpe | 7973 | 6 | IC | OP | NA | DFO |  | 561 | 0.086955 | 0.31 | EIA Prime Mover-level Data | Estimated using an emission factor
2018 | KS | Sharpe | 7973 | 7 | IC | OP | NA | DFO |  | 561 | 0.086955 | 0.31 | EIA Prime Mover-level Data | Estimated using an emission factor
2018 | KS | Sharpe | 7973 | 8 | IC | OP | NA | DFO |  | 561 | 0.086955 | 0.31 | EIA Prime Mover-level Data | Estimated using an emission factor
2018 | KS | Sharpe | 7973 | 9 | IC | OP | NA | DFO |  | 561 | 0.086955 | 0.31 | EIA Prime Mover-level Data | Estimated using an emission factor
2018 | KS | Sharpe | 7973 | 10 | IC | OP | NA | DFO |  | 561 | 0.086955 | 0.31 | EIA Prime Mover-level Data | Estimated using an emission factor
2018 | KS | Shooting Star | 58018 | 1 | WT | OP | NA | WND |  | 3996437 |  |  | EIA Prime Mover-level Data
2018 | KS | Slate Creek Wind Project LLC | 59837 | GEN1 | WT | OP | NA | WND |  | 5541829 |  |  | EIA Prime Mover-level Data
2018 | KS | Smoky Hills Wind Project Phase I | 56488 | 1 | WT | OP | NA | WND |  | 2991461 |  |  | EIA Prime Mover-level Data
2018 | KS | Smoky Hills Wind Project Phase II | 56985 | SMKII | WT | OP | NA | WND |  | 3503465 |  |  | EIA Prime Mover-level Data
2018 | KS | Solomon Forks Wind Project, LLC | 61984 | WTGS | WT | U | NA | WND
2018 | KS | Spearville | 56351 | 1 | WT | OP | NA | WND |  | 2327157 |  |  | EIA Prime Mover-level Data
2018 | KS | Spearville | 56351 | 2 | WT | OP | NA | WND |  | 1111478 |  |  | EIA Prime Mover-level Data
2018 | KS | Spearville 3 LLC | 57975 | GEN1 | WT | OP | NA | WND |  | 3672683 |  |  | EIA Prime Mover-level Data
2018 | KS | St Francis | 1321 | 2 | IC | OP | NA | DFO
2018 | KS | St Francis | 1321 | 3 | IC | RE | NA | DFO
2018 | KS | St Francis | 1321 | 4 | IC | OP | NA | DFO
2018 | KS | St Francis | 1321 | 5 | IC | OP | NA | DFO
2018 | KS | St John | 1322 | 2 | IC | OP | NA | DFO |  | 12 | 0.00186 | 0.31 | EIA Prime Mover-level Data | Estimated using an emission factor
2018 | KS | St John | 1322 | 3 | IC | RE | NA | DFO
2018 | KS | St John | 1322 | 4 | IC | OP | NA | DFO |  | 16 | 0.00248 | 0.31 | EIA Prime Mover-level Data | Estimated using an emission factor
2018 | KS | St John | 1322 | 5 | IC | OP | NA | DFO |  | 19 | 0.002945 | 0.31 | EIA Prime Mover-level Data | Estimated using an emission factor
2018 | KS | Stafford | 1325 | 1 | IC | RE | NA | DFO
2018 | KS | Stafford | 1325 | 2 | IC | RE | NA | DFO
2018 | KS | Stafford | 1325 | 3 | IC | RE | NA | DFO
2018 | KS | Stafford | 1325 | 4 | IC | OP | NA | DFO
2018 | KS | Stafford | 1325 | 5 | IC | OP | NA | DFO
2018 | KS | Sterling | 1326 | 1 | IC | OP | NA | DFO |  | 111 | 0.017205 | 0.31 | EIA Prime Mover-level Data | Estimated using an emission factor
2018 | KS | Sterling | 1326 | 2 | IC | OP | NA | DFO |  | 37 | 0.005735 | 0.31 | EIA Prime Mover-level Data | Estimated using an emission factor
2018 | KS | Sterling | 1326 | 3 | IC | OP | NA | DFO |  | 221 | 0.034255 | 0.31 | EIA Prime Mover-level Data | Estimated using an emission factor
2018 | KS | Sterling | 1326 | 4 | IC | OP | NA | DFO |  | 81 | 0.012555 | 0.31 | EIA Prime Mover-level Data | Estimated using an emission factor
2018 | KS | Sterling | 1326 | 5 | IC | OP | NA | DFO |  | 103 | 0.015965 | 0.31 | EIA Prime Mover-level Data | Estimated using an emission factor
2018 | KS | Sterling | 1326 | 6 | IC | OP | NA | DFO |  | 103 | 0.015965 | 0.31 | EIA Prime Mover-level Data | Estimated using an emission factor
2018 | KS | Sterling | 1326 | 7 | IC | OP | NA | DFO |  | 103 | 0.015965 | 0.31 | EIA Prime Mover-level Data | Estimated using an emission factor
2018 | KS | Stockton | 1327 | 1 | IC | OP | NA | NG |  | 72 | 1.5192e-05 | 0.000422 | EIA Prime Mover-level Data | Estimated using an emission factor
2018 | KS | Stockton | 1327 | 2 | IC | OP | NA | NG |  | 72 | 1.5192e-05 | 0.000422 | EIA Prime Mover-level Data | Estimated using an emission factor
2018 | KS | Stockton | 1327 | 3 | IC | OP | NA | NG |  | 130 | 2.743e-05 | 0.000422 | EIA Prime Mover-level Data | Estimated using an emission factor
2018 | KS | Stockton | 1327 | 4 | IC | OP | NA | NG |  | 33 | 6.963e-06 | 0.000422 | EIA Prime Mover-level Data | Estimated using an emission factor
2018 | KS | Stockton | 1327 | 5 | IC | OP | NA | NG |  | 85 | 1.7935e-05 | 0.000422 | EIA Prime Mover-level Data | Estimated using an emission factor
2018 | KS | Synata Hugoton | 58613 | 2000 | ST | OS | NA | OBS |  | 0 | 0 |  | EIA Unit-level Data | NEI avg EF - PM, fuel type
2018 | KS | Tecumseh Energy Center | 1252 | 9 | ST | OP | TANGENTIAL | SUB | 4,776.0 | 3583990 | 8.9072 | 0.0049706 | EPA/CAMD | EPA/NEI | 1957
2018 | KS | Wamego | 1328 | 1 | IC | OP | NA | NG |  | 239 | 5.0429e-05 | 0.000422 | EIA Prime Mover-level Data | Estimated using an emission factor
2018 | KS | Wamego | 1328 | 3 | IC | OP | NA | NG |  | 239 | 5.0429e-05 | 0.000422 | EIA Prime Mover-level Data | Estimated using an emission factor
2018 | KS | Wamego | 1328 | 4 | IC | OP | NA | NG |  | 202 | 4.2622e-05 | 0.000422 | EIA Prime Mover-level Data | Estimated using an emission factor
2018 | KS | Wamego | 1328 | 5 | IC | OP | NA | NG |  | 368 | 7.7648e-05 | 0.000422 | EIA Prime Mover-level Data | Estimated using an emission factor
2018 | KS | Wamego | 1328 | 6 | IC | OP | NA | NG |  | 441 | 9.3051e-05 | 0.000422 | EIA Prime Mover-level Data | Estimated using an emission factor
2018 | KS | Wamego | 1328 | 7 | IC | OP | NA | NG |  | 239 | 5.0429e-05 | 0.000422 | EIA Prime Mover-level Data | Estimated using an emission factor
2018 | KS | Wamego | 1328 | 8 | IC | OP | NA | NG |  | 239 | 5.0429e-05 | 0.000422 | EIA Prime Mover-level Data | Estimated using an emission factor
2018 | KS | Wamego | 1328 | 9 | IC | OP | NA | NG |  | 239 | 5.0429e-05 | 0.000422 | EIA Prime Mover-level Data | Estimated using an emission factor
2018 | KS | Wamego | 1328 | 10 | IC | OP | NA | NG |  | 588 | 0.00012407 | 0.000422 | EIA Prime Mover-level Data | Estimated using an emission factor
2018 | KS | Washington | 1329 | 1 | IC | OP | NA | DFO |  | 84 | 0.01302 | 0.31 | EIA Prime Mover-level Data | Estimated using an emission factor
2018 | KS | Washington | 1329 | 2 | IC | OP | NA | DFO |  | 70 | 0.01085 | 0.31 | EIA Prime Mover-level Data | Estimated using an emission factor
2018 | KS | Washington | 1329 | 3 | IC | OP | NA | DFO |  | 63 | 0.009765 | 0.31 | EIA Prime Mover-level Data | Estimated using an emission factor
2018 | KS | Washington | 1329 | 5 | IC | OP | NA | DFO |  | 42 | 0.00651 | 0.31 | EIA Prime Mover-level Data | Estimated using an emission factor
2018 | KS | Washington | 1329 | 6 | IC | OP | NA | DFO |  | 105 | 0.016275 | 0.31 | EIA Prime Mover-level Data | Estimated using an emission factor
2018 | KS | Washington | 1329 | 7 | IC | OP | NA | DFO |  | 77 | 0.011935 | 0.31 | EIA Prime Mover-level Data | Estimated using an emission factor
2018 | KS | Washington | 1329 | IC4 | IC | OP | NA | DFO |  | 181 | 0.028055 | 0.31 | EIA Prime Mover-level Data | Estimated using an emission factor
2018 | KS | Waste Management Rolling Meadows LFGTE | 57023 | GEN1 | IC | OP | NA | LFG |  | 80084 | 0.58862 | 0.0147 | EIA Prime Mover-level Data | Estimated using an emission factor
2018 | KS | Waste Management Rolling Meadows LFGTE | 57023 | GEN2 | IC | OP | NA | LFG |  | 80084 | 0.58862 | 0.0147 | EIA Prime Mover-level Data | Estimated using an emission factor
2018 | KS | Waste Management Rolling Meadows LFGTE | 57023 | GEN3 | IC | OP | NA | LFG |  | 80084 | 0.58862 | 0.0147 | EIA Prime Mover-level Data | Estimated using an emission factor
2018 | KS | Waste Management Rolling Meadows LFGTE | 57023 | GEN4 | IC | OP | NA | LFG |  | 80084 | 0.58862 | 0.0147 | EIA Prime Mover-level Data | Estimated using an emission factor
2018 | KS | Waste Management Rolling Meadows LFGTE | 57023 | GEN5 | IC | OP | NA | LFG |  | 80084 | 0.58862 | 0.0147 | EIA Prime Mover-level Data | Estimated using an emission factor
2018 | KS | Waste Management Rolling Meadows LFGTE | 57023 | GEN6 | IC | OP | NA | LFG |  | 80084 | 0.58862 | 0.0147 | EIA Prime Mover-level Data | Estimated using an emission factor
2018 | KS | Waste Management Rolling Meadows LFGTE | 57023 | GEN7 | IC | OP | NA | LFG |  | 80084 | 0.58862 | 0.0147 | EIA Prime Mover-level Data | Estimated using an emission factor
2018 | KS | Waste Water Plant Generator | 56022 | 1 | IC | SB | NA | DFO
2018 | KS | Waverly Wind Farm LLC | 57614 | GEN1 | WT | OP | NA | WND |  | 7142658 |  |  | EIA Prime Mover-level Data
2018 | KS | Wellington 1 | 1330 | 4 | ST | OP | NA | NG |  | 1466 | 0.0059024 | 0.0080524 | EIA Unit-level Data | NEI avg EF - PM, fuel type
2018 | KS | Wellington 1 | 1330 | 5 | IC | RE | NA | DFO
2018 | KS | Wellington 1 | 1330 | 7 | IC | OP | NA | DFO
2018 | KS | Wellington 1 | 1330 | 8 | IC | OP | NA | DFO
2018 | KS | Wellington 2 | 7339 | 6 | GT | OP | NA | NG |  | 28717 | 0.078733 | 0.0054834 | EIA Prime Mover-level Data | NEI avg EF - PM, fuel type, firing type
2018 | KS | West 14th Street | 1332 | GT1 | GT | OA | NA | NG |  | 17680 | 0.048473 | 0.0054834 | EIA Prime Mover-level Data | NEI avg EF - PM, fuel type, firing type
2018 | KS | West 14th Street | 1332 | IC1 | IC | IP | NA | DFO
2018 | KS | West Gardner Generating Station | 7929 | 1 | GT | OP | CT | NG | 308.0 | 165551 | 0.64693 | 0.0078154 | EPA/CAMD | NEI avg EF - PM, fuel type, firing type | 2003
2018 | KS | West Gardner Generating Station | 7929 | 2 | GT | OP | CT | NG | 303.0 | 163385 | 0.63846 | 0.0078154 | EPA/CAMD | NEI avg EF - PM, fuel type, firing type | 2003
2018 | KS | West Gardner Generating Station | 7929 | 3 | GT | OP | CT | NG | 292.0 | 158908 | 0.62097 | 0.0078154 | EPA/CAMD | NEI avg EF - PM, fuel type, firing type | 2003
2018 | KS | West Gardner Generating Station | 7929 | 4 | GT | OP | CT | NG | 143.0 | 79168 | 0.30937 | 0.0078154 | EPA/CAMD | NEI avg EF - PM, fuel type, firing type | 2003
2018 | KS | Westar Cities Solar | 60956 | PV1 | PV | OP | NA | SUN |  | 19532 |  |  | EIA Prime Mover-level Data
2018 | KS | Westar Wind | 56219 | J1 | WT | RE | NA | WND
2018 | KS | Westar Wind | 56219 | J2 | WT | RE | NA | WND
2018 | KS | Western Plains Wind Farm | 60689 | 1 | WT | OP | NA | WND |  | 10038435 |  |  | EIA Prime Mover-level Data
2018 | KS | Wichita Plant | 50169 | GEN1 | GT | SB | NA | NG
2018 | KS | Wolf Creek Generating Station | 210 | 1 | ST | OP | NA | NUC |  | 95932284 |  |  | EIA Prime Mover-level Data
2018 | KS | Wolf Creek Generator | 62590 | WOLF | IC | SB | NA | DFO
2018 | KY | Barkley | 1371 | 1 | HY | OP | NA | WAT |  | 1453826 |  |  | EIA Prime Mover-level Data
2018 | KY | Barkley | 1371 | 2 | HY | OP | NA | WAT |  | 1453826 |  |  | EIA Prime Mover-level Data
2018 | KY | Barkley | 1371 | 3 | HY | OP | NA | WAT |  | 1453826 |  |  | EIA Prime Mover-level Data
2018 | KY | Barkley | 1371 | 4 | HY | OP | NA | WAT |  | 1453826 |  |  | EIA Prime Mover-level Data
2018 | KY | Bavarian LFGTE | 56277 | 1 | IC | OP | NA | LFG |  | 71751 | 0.52737 | 0.0147 | EIA Prime Mover-level Data | Estimated using an emission factor
2018 | KY | Bavarian LFGTE | 56277 | 2 | IC | OP | NA | LFG |  | 71751 | 0.52737 | 0.0147 | EIA Prime Mover-level Data | Estimated using an emission factor
2018 | KY | Bavarian LFGTE | 56277 | 3 | IC | OP | NA | LFG |  | 71751 | 0.52737 | 0.0147 | EIA Prime Mover-level Data | Estimated using an emission factor
2018 | KY | Bavarian LFGTE | 56277 | 4 | IC | OP | NA | LFG |  | 71751 | 0.52737 | 0.0147 | EIA Prime Mover-level Data | Estimated using an emission factor
2018 | KY | Bavarian LFGTE | 56277 | 5 | IC | OP | NA | LFG |  | 143502 | 1.0547 | 0.0147 | EIA Prime Mover-level Data | Estimated using an emission factor
2018 | KY | Big Sandy | 1353 | BSU1 | ST | OP | WALL | NG | 3,857.0 | 6407128 | 55.5686 | 0.017346 | EPA/CAMD | EPA/NEI | 1963
2018 | KY | Blue Ridge Generating | 59392 | GEN1 | IC | OP | NA | LFG |  | 69020 | 0.5073 | 0.0147 | EIA Prime Mover-level Data | Estimated using an emission factor
2018 | KY | Bluebird Solar LLC | 62797 | BBIRD | PV | P | NA | SUN
2018 | KY | Bluegrass Generating Station | 55164 | GTG1 | GT | OP | CT | NG | 174.0 | 248609 | 4.1463 | 0.033356 | EPA/CAMD | EPA/NEI | 2002
2018 | KY | Bluegrass Generating Station | 55164 | GTG2 | GT | OP | CT | NG | 193.0 | 282877 | 3.512 | 0.024831 | EPA/CAMD | EPA/NEI | 2002
2018 | KY | Bluegrass Generating Station | 55164 | GTG3 | GT | OP | CT | NG | 513.0 | 716124 | 9.623 | 0.026875 | EPA/CAMD | EPA/NEI | 2002
2018 | KY | Cane Run | 1363 | 7A | CT | OP | CC | NG | 7,447.0 | 16041082 | 46.1697 | 0.0057564 | EPA/CAMD | NEI avg EF - PM, fuel type, firing type | 2015
2018 | KY | Cane Run | 1363 | 7B | CT | OP | CC | NG | 7,647.0 | 16553934 | 47.6458 | 0.0057564 | EPA/CAMD | NEI avg EF - PM, fuel type, firing type | 2015
2018 | KY | Cannelton Hydroelectric Plant | 57399 | CG1 | HY | OP | NA | WAT |  | 1067280 |  |  | EIA Prime Mover-level Data
2018 | KY | Cannelton Hydroelectric Plant | 57399 | CG2 | HY | OP | NA | WAT |  | 1067280 |  |  | EIA Prime Mover-level Data
2018 | KY | Cannelton Hydroelectric Plant | 57399 | CG3 | HY | OP | NA | WAT |  | 1067280 |  |  | EIA Prime Mover-level Data
2018 | KY | Coleman | 1381 | C1 | ST | OP | WALL | BIT | 0.0 |  | 0 |  |  | EPA/NEI | 1969
2018 | KY | Coleman | 1381 | C2 | ST | OP | WALL | BIT | 0.0 |  | 0 |  |  | EPA/NEI | 1970
2018 | KY | Coleman | 1381 | C3 | ST | OP | WALL | BIT | 0.0 |  | 0 |  |  | EPA/NEI | 1971
2018 | KY | Cooperative Solar One | 60863 | PV1 | PV | OP | NA | SUN |  | 125710 |  |  | EIA Prime Mover-level Data
2018 | KY | Cox Waste to Energy | 54850 | 01 | ST | OP | NA | WDS |  | 556272 | 6.3449 | 0.022812 | EIA Prime Mover-level Data | NEI avg EF - PM, fuel type
2018 | KY | Cox Waste to Energy | 54850 | 02 | ST | OP | NA | WDS |  | 139068 | 1.5862 | 0.022812 | EIA Prime Mover-level Data | NEI avg EF - PM, fuel type
2018 | KY | Crittenden Solar Facility | 61310 | PV1 | PV | OP | NA | SUN |  | 25429 |  |  | EIA Prime Mover-level Data
2018 | KY | D B Wilson | 6823 | W1 | ST | OP | WALL | BIT | 6,013.0 | 26506727 | 3.9907 | 0.00030111 | EPA/CAMD | EPA/NEI | 1984
2018 | KY | Dale | 1385 | 1 | ST | RE | WALL | BIT
2018 | KY | Dale | 1385 | 2 | ST | RE | WALL | BIT
2018 | KY | Dale | 1385 | 3 | ST | RE | WALL | BIT
2018 | KY | Dale | 1385 | 4 | ST | RE | WALL | BIT
2018 | KY | Dix Dam | 1354 | 1 | HY | OP | NA | WAT |  | 464021 |  |  | EIA Prime Mover-level Data
2018 | KY | Dix Dam | 1354 | 2 | HY | OP | NA | WAT |  | 464021 |  |  | EIA Prime Mover-level Data
2018 | KY | Dix Dam | 1354 | 3 | HY | OP | NA | WAT |  | 464021 |  |  | EIA Prime Mover-level Data
2018 | KY | DTE Calvert City, LLC | 55308 | A | ST | OP | OTHER BOILER | NG | 3,093.0 | 273154 | 1.9932 | 0.014594 | EPA/CAMD | EPA/NEI | 1999
2018 | KY | DTE Calvert City, LLC | 55308 | B | ST | OP | OTHER BOILER | NG | 3,103.0 | 283151 | 1.938 | 0.013689 | EPA/CAMD | EPA/NEI | 1999
2018 | KY | DTE Calvert City, LLC | 55308 | C | GT | OP | CT | NG | 2,921.0 | 3098531 | 1.9793 | 0.0012776 | EIA non-ozone season distributed and EPA/CAMD ozone season | EPA/NEI | 2000
2018 | KY | E W Brown | 1355 | 1 | ST | OP | WALL | BIT | 4,022.0 | 2523380 | 285.6466 | 0.2264 | EPA/CAMD | EPA/NEI | 1957
2018 | KY | E W Brown | 1355 | 2 | ST | OP | TANGENTIAL | BIT | 5,703.0 | 6106307 | 691.234 | 0.2264 | EPA/CAMD | EPA/NEI | 1963
2018 | KY | E W Brown | 1355 | 3 | ST | OP | TANGENTIAL | BIT | 6,303.0 | 15127252 | 1712.405 | 0.2264 | EPA/CAMD | EPA/NEI | 1971
2018 | KY | E W Brown | 1355 | 5 | GT | OP | CT | NG | 1,361.0 | 1533572 | 0.55738 | 0.00072691 | EPA/CAMD | EPA/NEI | 2001
2018 | KY | E W Brown | 1355 | 6 | GT | OP | CT | NG | 1,105.0 | 1543214 | 0.93398 | 0.0012104 | EPA/CAMD | EPA/NEI | 1999
2018 | KY | E W Brown | 1355 | 7 | GT | OP | CT | NG | 988.0 | 1366749 | 0.56551 | 0.00082752 | EPA/CAMD | EPA/NEI | 1999
2018 | KY | E W Brown | 1355 | 8 | GT | OP | CT | NG | 593.0 | 568325 | 2.0969 | 0.0073791 | EPA/CAMD | EPA/NEI | 1995
2018 | KY | E W Brown | 1355 | 9 | GT | OP | CT | NG | 440.0 | 464736 | 1.5476 | 0.0066599 | EPA/CAMD | EPA/NEI | 1995
2018 | KY | E W Brown | 1355 | 10 | GT | OP | CT | NG | 436.0 | 443265 | 1.9985 | 0.0090172 | EPA/CAMD | EPA/NEI | 1995
2018 | KY | E W Brown | 1355 | 11 | GT | OP | CT | NG | 273.0 | 275703 | 0.44554 | 0.003232 | EPA/CAMD | EPA/NEI | 1996
2018 | KY | E W Brown | 1355 | SOLAR | PV | OP | NA | SUN |  | 155279 |  |  | EIA Prime Mover-level Data
2018 | KY | East Bend | 6018 | 2 | ST | OP | WALL | BIT | 5,989.0 | 31462686 | 493.9642 | 0.0314 | EPA/CAMD | EPA/NEI | 1981
2018 | KY | Elmer Smith | 1374 | 1 | ST | OP | CYCLONE | BIT | 7,031.0 | 8461019 | 95.6518 | 0.02261 | EPA/CAMD | EPA/NEI | 1964
2018 | KY | Elmer Smith | 1374 | 2 | ST | OP | TANGENTIAL | BIT | 7,308.0 | 16160049 | 253.7128 | 0.0314 | EPA/CAMD | EPA/NEI | 1974
2018 | KY | Evelyn Hydroelectric Project | 62748 | 1 | HY | L | NA | WAT
2018 | KY | Evelyn Hydroelectric Project | 62748 | 2 | HY | L | NA | WAT
2018 | KY | Evelyn Hydroelectric Project | 62748 | 3 | HY | L | NA | WAT
2018 | KY | Evelyn Hydroelectric Project | 62748 | 4 | HY | L | NA | WAT
2018 | KY | Evelyn Hydroelectric Project | 62748 | 5 | HY | L | NA | WAT
2018 | KY | Ghent | 1356 | 1 | ST | OP | TANGENTIAL | RC | 7,823.0 | 32046646 | 503.1323 | 0.0314 | EPA/CAMD | EPA/NEI | 1974
2018 | KY | Ghent | 1356 | 2 | ST | OP | TANGENTIAL | RC | 8,296.0 | 31241594 | 3536.548 | 0.2264 | EPA/CAMD | EPA/NEI | 1977
2018 | KY | Ghent | 1356 | 3 | ST | OP | WALL | RC | 6,831.0 | 21803029 | 342.3076 | 0.0314 | EPA/CAMD | EPA/NEI | 1981
2018 | KY | Ghent | 1356 | 4 | ST | OP | WALL | RC | 8,100.0 | 29195681 | 458.3722 | 0.0314 | EPA/CAMD | EPA/NEI | 1984
2018 | KY | Glasgow LFGTE | 60137 | 1 | IC | OP | NA | LFG |  | 72002 | 0.52921 | 0.0147 | EIA Prime Mover-level Data | Estimated using an emission factor
2018 | KY | Green City Recovery, LLC | 60703 | 1 | IC | OP | NA | LFG |  | 31759 | 0.23343 | 0.0147 | EIA Prime Mover-level Data | Estimated using an emission factor
2018 | KY | Green City Recovery, LLC | 60703 | 2 | IC | TS | NA | LFG
2018 | KY | Green River | 1357 | 1 | ST | RE | NA | BIT
2018 | KY | Green River | 1357 | 2 | ST | RE | NA | BIT
2018 | KY | Green River | 1357 | 3 | ST | RE | NA | BIT
2018 | KY | Green River | 1357 | 4 | ST | RE | WALL | BIT
2018 | KY | Green Valley LFGTE | 56278 | 1 | IC | OP | NA | LFG |  | 54168 | 0.39813 | 0.0147 | EIA Prime Mover-level Data | Estimated using an emission factor
2018 | KY | Green Valley LFGTE | 56278 | 2 | IC | OP | NA | LFG |  | 54168 | 0.39813 | 0.0147 | EIA Prime Mover-level Data | Estimated using an emission factor
2018 | KY | Green Valley LFGTE | 56278 | 3 | IC | OP | NA | LFG |  | 54168 | 0.39813 | 0.0147 | EIA Prime Mover-level Data | Estimated using an emission factor
2018 | KY | Green Valley LFGTE | 56278 | 4 | IC | P | NA | LFG
2018 | KY | H L Spurlock | 6041 | 1 | ST | OP | WALL | BIT | 7,002.0 | 16325835 | 1848.085 | 0.2264 | EPA/CAMD | EPA/NEI | 1977
2018 | KY | H L Spurlock | 6041 | 2 | ST | OP | TANGENTIAL | BIT | 7,315.0 | 32088758 | 210.1814 | 0.0131 | EPA/CAMD | EPA/NEI | 1981
2018 | KY | H L Spurlock | 6041 | 3 | ST | OP | FLUIDIZED | BIT | 7,274.0 | 16236799 | 91.332 | 0.01125 | EPA/CAMD | EPA/NEI | 2005
2018 | KY | H L Spurlock | 6041 | 4 | ST | OP | FLUIDIZED | BIT | 6,336.0 | 14302331 | 150.1745 | 0.021 | EPA/CAMD | EPA/NEI | 2008
2018 | KY | Haefling | 1358 | 1 | GT | OP | NA | NG |  | 321 | 0.00088008 | 0.0054834 | EIA Prime Mover-level Data | NEI avg EF - PM, fuel type, firing type
2018 | KY | Haefling | 1358 | 2 | GT | OP | NA | NG |  | 321 | 0.00088008 | 0.0054834 | EIA Prime Mover-level Data | NEI avg EF - PM, fuel type, firing type
2018 | KY | Haefling | 1358 | 3 | GT | RE | NA | NG
2018 | KY | Hardin County LFGTE | 56280 | 1 | IC | OP | NA | LFG |  | 20334 | 0.14945 | 0.0147 | EIA Prime Mover-level Data | Estimated using an emission factor
2018 | KY | Hardin County LFGTE | 56280 | 2 | IC | OP | NA | LFG |  | 20334 | 0.14945 | 0.0147 | EIA Prime Mover-level Data | Estimated using an emission factor
2018 | KY | Hardin County LFGTE | 56280 | 3 | IC | OP | NA | LFG |  | 20334 | 0.14945 | 0.0147 | EIA Prime Mover-level Data | Estimated using an emission factor
2018 | KY | Hardinsburg Electric Generating Station | 55227 | GT1 | GT | CN | NA | NG
2018 | KY | Hardinsburg Electric Generating Station | 55227 | GT2 | GT | CN | NA | NG
2018 | KY | Hardinsburg Electric Generating Station | 55227 | GT3 | GT | CN | NA | NG
2018 | KY | Hardinsburg Electric Generating Station | 55227 | GT4 | GT | CN | NA | NG
2018 | KY | Hardinsburg Electric Generating Station | 55227 | GT5 | GT | CN | NA | NG
2018 | KY | Hardinsburg Electric Generating Station | 55227 | GT6 | GT | CN | NA | NG
2018 | KY | Hardinsburg Electric Generating Station | 55227 | GT7 | GT | CN | NA | NG
2018 | KY | Hardinsburg Electric Generating Station | 55227 | GT8 | GT | CN | NA | NG
2018 | KY | Heidelberg Hydroelectric Project | 62749 | 1 | HY | T | NA | WAT
2018 | KY | Heidelberg Hydroelectric Project | 62749 | 2 | HY | T | NA | WAT
2018 | KY | Heidelberg Hydroelectric Project | 62749 | 3 | HY | T | NA | WAT
2018 | KY | Heidelberg Hydroelectric Project | 62749 | 4 | HY | T | NA | WAT
2018 | KY | Heidelberg Hydroelectric Project | 62749 | 5 | HY | T | NA | WAT
2018 | KY | HMP and L Station 2 | 1382 | H1 | ST | OP | WALL | BIT | 3,788.0 | 5461875 | 85.7514 | 0.0314 | EPA/CAMD | EPA/NEI | 1973
2018 | KY | HMP and L Station 2 | 1382 | H2 | ST | OP | WALL | BIT | 2,150.0 | 2921969 | 45.8749 | 0.0314 | EPA/CAMD | EPA/NEI | 1974
2018 | KY | John S. Cooper | 1384 | 1 | ST | OP | WALL | BIT | 2,326.0 | 1720905 | 194.8064 | 0.2264 | EPA/CAMD | EPA/NEI | 1965
2018 | KY | John S. Cooper | 1384 | 2 | ST | OP | WALL | BIT | 2,937.0 | 4421339 | 500.4955 | 0.2264 | EPA/CAMD | EPA/NEI | 1969
2018 | KY | Kentucky Dam | 1377 | 1 | HY | OP | NA | WAT |  | 2043097 |  |  | EIA Prime Mover-level Data
2018 | KY | Kentucky Dam | 1377 | 2 | HY | OP | NA | WAT |  | 1942317 |  |  | EIA Prime Mover-level Data
2018 | KY | Kentucky Dam | 1377 | 3 | HY | OP | NA | WAT |  | 1942317 |  |  | EIA Prime Mover-level Data
2018 | KY | Kentucky Dam | 1377 | 4 | HY | OP | NA | WAT |  | 2043097 |  |  | EIA Prime Mover-level Data
2018 | KY | Kentucky Dam | 1377 | 5 | HY | OP | NA | WAT |  | 2043097 |  |  | EIA Prime Mover-level Data
2018 | KY | Kentucky Mills | 55429 | 3REC | ST | OP | NA | BLQ |  | 4191893 | 0.065184 | 3.11e-05 | EIA Unit-level Data | Estimated using an emission factor
2018 | KY | Kentucky Mills | 55429 | 4REC | ST | OP | NA | BLQ |  | 6649941 | 0.10341 | 3.11e-05 | EIA Unit-level Data | Estimated using an emission factor
2018 | KY | Kentucky Mills | 55429 | BFB | ST | OP | NA | WDS |  | 4064807 | 46.3636 | 0.022812 | EIA Unit-level Data | NEI avg EF - PM, fuel type
2018 | KY | KY No. 11 L&D Hydroelectric Project | 62390 | NA1 | HY | P | NA | WAT
2018 | KY | KY No. 11 L&D Hydroelectric Project | 62390 | NA2 | HY | P | NA | WAT
2018 | KY | KY No. 11 L&D Hydroelectric Project | 62390 | NA3 | HY | P | NA | WAT
2018 | KY | KY No. 11 L&D Hydroelectric Project | 62390 | NA4 | HY | P | NA | WAT
2018 | KY | KY No. 11 L&D Hydroelectric Project | 62390 | NA5 | HY | P | NA | WAT
2018 | KY | Laurel Dam | 6171 | 1 | HY | OP | NA | WAT |  | 936984 |  |  | EIA Prime Mover-level Data
2018 | KY | Laurel Ridge LFGTE | 56279 | 1 | IC | OP | NA | LFG |  | 54500 | 0.40058 | 0.0147 | EIA Prime Mover-level Data | Estimated using an emission factor
2018 | KY | Laurel Ridge LFGTE | 56279 | 2 | IC | OP | NA | LFG |  | 54500 | 0.40058 | 0.0147 | EIA Prime Mover-level Data | Estimated using an emission factor
2018 | KY | Laurel Ridge LFGTE | 56279 | 3 | IC | OP | NA | LFG |  | 54500 | 0.40058 | 0.0147 | EIA Prime Mover-level Data | Estimated using an emission factor
2018 | KY | Laurel Ridge LFGTE | 56279 | 4 | IC | OP | NA | LFG |  | 54500 | 0.40058 | 0.0147 | EIA Prime Mover-level Data | Estimated using an emission factor
2018 | KY | Laurel Ridge LFGTE | 56279 | 5 | IC | OP | NA | LFG |  | 54500 | 0.40058 | 0.0147 | EIA Prime Mover-level Data | Estimated using an emission factor
2018 | KY | L'Oreal Solar - Florence | 61744 | 1 | PV | OP | NA | SUN |  | 14197 |  |  | EIA Prime Mover-level Data
2018 | KY | Marshall County | 55232 | CT1 | GT | OP | CT | NG | 510.0 | 478509 | 4.5686 | 0.019095 | EPA/CAMD | EPA/NEI | 2002
2018 | KY | Marshall County | 55232 | CT2 | GT | OP | CT | NG | 301.0 | 241764 | 4.3517 | 0.036 | EPA/CAMD | EPA/NEI | 2002
2018 | KY | Marshall County | 55232 | CT3 | GT | OP | CT | NG | 540.0 | 506940 | 3.9268 | 0.015492 | EPA/CAMD | EPA/NEI | 2002
2018 | KY | Marshall County | 55232 | CT4 | GT | OP | CT | NG | 506.0 | 465322 | 3.7801 | 0.016247 | EPA/CAMD | EPA/NEI | 2002
2018 | KY | Marshall County | 55232 | CT5 | GT | OP | CT | NG | 492.0 | 448310 | 4.5686 | 0.020382 | EPA/CAMD | EPA/NEI | 2002
2018 | KY | Marshall County | 55232 | CT6 | GT | OP | CT | NG | 558.0 | 523574 | 3.7479 | 0.014317 | EPA/CAMD | EPA/NEI | 2002
2018 | KY | Marshall County | 55232 | CT7 | GT | OP | CT | NG | 609.0 | 576396 | 3.9914 | 0.013849 | EPA/CAMD | EPA/NEI | 2002
2018 | KY | Marshall County | 55232 | CT8 | GT | OP | CT | NG | 523.0 | 493109 | 4.4186 | 0.017921 | EPA/CAMD | EPA/NEI | 2002
2018 | KY | Mason County LFGTE | 56977 | 1 | IC | RE | NA | LFG
2018 | KY | Meldahl Hydroelectric Project | 56872 | 1 | HY | OP | NA | WAT |  | 1302387 |  |  | EIA Prime Mover-level Data
2018 | KY | Meldahl Hydroelectric Project | 56872 | 2 | HY | OP | NA | WAT |  | 1302387 |  |  | EIA Prime Mover-level Data
2018 | KY | Meldahl Hydroelectric Project | 56872 | 3 | HY | OP | NA | WAT |  | 1302387 |  |  | EIA Prime Mover-level Data
2018 | KY | Mill Creek | 1364 | 1 | ST | OP | TANGENTIAL | BIT | 8,187.0 | 19837249 | 219.3999 | 0.02212 | EPA/CAMD | EPA/NEI | 1972
2018 | KY | Mill Creek | 1364 | 2 | ST | OP | TANGENTIAL | BIT | 7,121.0 | 15731136 | 173.9864 | 0.02212 | EPA/CAMD | EPA/NEI | 1974
2018 | KY | Mill Creek | 1364 | 3 | ST | OP | WALL | BIT | 7,694.0 | 26218862 | 269.1376 | 0.02053 | EPA/CAMD | EPA/NEI | 1978
2018 | KY | Mill Creek | 1364 | 4 | ST | OP | WALL | BIT | 7,063.0 | 28560203 | 331.0133 | 0.02318 | EPA/CAMD | EPA/NEI | 1982
2018 | KY | Morehead Generating Facility | 62641 | M3516 | IC | P | NA | LFG
2018 | KY | Mother Ann Lee | 1359 | 1 | HY | OP | NA | WAT |  | 31992 |  |  | EIA Prime Mover-level Data
2018 | KY | Mother Ann Lee | 1359 | 2 | HY | OP | NA | WAT |  | 31992 |  |  | EIA Prime Mover-level Data
2018 | KY | Mother Ann Lee | 1359 | 3 | HY | OP | NA | WAT |  | 31992 |  |  | EIA Prime Mover-level Data
2018 | KY | Ohio Falls | 1365 | 1 | HY | OP | NA | WAT |  | 217551 |  |  | EIA Prime Mover-level Data
2018 | KY | Ohio Falls | 1365 | 2 | HY | OP | NA | WAT |  | 217551 |  |  | EIA Prime Mover-level Data
2018 | KY | Ohio Falls | 1365 | 3 | HY | OP | NA | WAT |  | 217551 |  |  | EIA Prime Mover-level Data
2018 | KY | Ohio Falls | 1365 | 4 | HY | OP | NA | WAT |  | 217551 |  |  | EIA Prime Mover-level Data
2018 | KY | Ohio Falls | 1365 | 5 | HY | OP | NA | WAT |  | 217551 |  |  | EIA Prime Mover-level Data
2018 | KY | Ohio Falls | 1365 | 6 | HY | OP | NA | WAT |  | 217551 |  |  | EIA Prime Mover-level Data
2018 | KY | Ohio Falls | 1365 | 7 | HY | OP | NA | WAT |  | 217551 |  |  | EIA Prime Mover-level Data
2018 | KY | Ohio Falls | 1365 | 8 | HY | OP | NA | WAT |  | 217551 |  |  | EIA Prime Mover-level Data
2018 | KY | Paddy's Run | 1366 | 12 | GT | OP | CT | NG | 17.0 | 7446 | 0.00028104 | 7.5486e-05 | EPA/CAMD | EPA/NEI | 1968
2018 | KY | Paddy's Run | 1366 | 13 | GT | OP | CT | NG | 895.0 | 939124 | 0.066745 | 0.00014214 | EPA/CAMD | EPA/NEI | 2001
2018 | KY | Paducah Power Systems Plant 1 | 56556 | EU01A | GT | OP | CT | NG | 637.0 | 125502 | 4.6787 | 0.074559 | EPA/CAMD | EPA/NEI | 2010
2018 | KY | Paducah Power Systems Plant 1 | 56556 | EU01B | GT | OP | CT | NG | 512.0 | 99289 | 4.6787 | 0.094244 | EPA/CAMD | EPA/NEI | 2010
2018 | KY | Paducah Power Systems Plant 1 | 56556 | EU02A | GT | OP | CT | NG | 681.0 | 137429 | 4.6787 | 0.068089 | EPA/CAMD | EPA/NEI | 2010
2018 | KY | Paducah Power Systems Plant 1 | 56556 | EU02B | GT | OP | CT | NG | 655.0 | 133818 | 4.6787 | 0.069926 | EPA/CAMD | EPA/NEI | 2010
2018 | KY | Paradise | 1378 | 3 | ST | OP | CYCLONE | BIT | 5,315.0 | 45954609 | 785.8238 | 0.0342 | EPA/CAMD | EPA/NEI | 1969
2018 | KY | Paradise | 1378 | AUX1 | ST | OP | OTHER BOILER | NG | 860.0 | 108759 | 0.3699 | 0.0068021 | EPA/CAMD | NEI avg EF - PM, fuel type, firing type | 2016
2018 | KY | Paradise | 1378 | AUX2 | ST | OP | OTHER BOILER | NG | 618.0 | 85533 | 0.2909 | 0.0068021 | EPA/CAMD | NEI avg EF - PM, fuel type, firing type | 2016
2018 | KY | Paradise | 1378 | AUX3 | ST | OP | OTHER BOILER | NG | 765.0 | 98006 | 0.33333 | 0.0068021 | EPA/CAMD | NEI avg EF - PM, fuel type, firing type | 2016
2018 | KY | Paradise | 1378 | PCC1 | CT | OP | CC | NG | 7,150.0 | 14338634 | 42.1748 | 0.0058827 | EPA/CAMD | EPA/NEI | 2016
2018 | KY | Paradise | 1378 | PCC2 | CT | OP | CC | NG | 6,920.0 | 14051322 | 42.0615 | 0.0059868 | EPA/CAMD | EPA/NEI | 2016
2018 | KY | Paradise | 1378 | PCC3 | CT | OP | CC | NG | 6,408.0 | 12892207 | 28.1215 | 0.0043626 | EPA/CAMD | EPA/NEI | 2016
2018 | KY | Paris (KY) | 1376 | 1 | IC | OP | NA | DFO
2018 | KY | Paris (KY) | 1376 | 2 | IC | OP | NA | DFO
2018 | KY | Paris (KY) | 1376 | 3 | IC | OP | NA | DFO
2018 | KY | Paris (KY) | 1376 | 4 | IC | OP | NA | DFO
2018 | KY | Paris (KY) | 1376 | 5 | IC | OP | NA | DFO
2018 | KY | Paris (KY) | 1376 | 6 | IC | OP | NA | DFO
2018 | KY | Paris (KY) | 1376 | 7 | IC | OP | NA | DFO
2018 | KY | Pendleton County LFGTE | 56327 | 1 | IC | OP | NA | LFG |  | 45751 | 0.33627 | 0.0147 | EIA Prime Mover-level Data | Estimated using an emission factor
2018 | KY | Pendleton County LFGTE | 56327 | 2 | IC | OP | NA | LFG |  | 45751 | 0.33627 | 0.0147 | EIA Prime Mover-level Data | Estimated using an emission factor
2018 | KY | Pendleton County LFGTE | 56327 | 3 | IC | OP | NA | LFG |  | 45751 | 0.33627 | 0.0147 | EIA Prime Mover-level Data | Estimated using an emission factor
2018 | KY | Pendleton County LFGTE | 56327 | 4 | IC | OP | NA | LFG |  | 45751 | 0.33627 | 0.0147 | EIA Prime Mover-level Data | Estimated using an emission factor
2018 | KY | Pineville | 1360 | 3 | ST | RE | NA | BIT
2018 | KY | R D Green | 6639 | G1 | ST | OP | WALL | BIT | 7,836.0 | 16487936 | 258.8606 | 0.0314 | EPA/CAMD | EPA/NEI | 1979
2018 | KY | R D Green | 6639 | G2 | ST | OP | WALL | BIT | 8,526.0 | 18657270 | 292.9191 | 0.0314 | EPA/CAMD | EPA/NEI | 1980
2018 | KY | Ravenna Hydroelectric Project | 62747 | 1 | HY | U | NA | WAT
2018 | KY | Ravenna Hydroelectric Project | 62747 | 2 | HY | U | NA | WAT
2018 | KY | Ravenna Hydroelectric Project | 62747 | 3 | HY | U | NA | WAT
2018 | KY | Ravenna Hydroelectric Project | 62747 | 4 | HY | U | NA | WAT
2018 | KY | Ravenna Hydroelectric Project | 62747 | 5 | HY | U | NA | WAT
2018 | KY | Riverside Generating Company | 55198 | GTG101 | GT | OP | CT | NG | 1,027.0 | 1514293 | 3.8218 | 0.0050476 | EPA/CAMD | EPA/NEI | 2001
2018 | KY | Riverside Generating Company | 55198 | GTG201 | GT | OP | CT | NG | 1,089.0 | 1620949 | 2.7108 | 0.0033447 | EPA/CAMD | EPA/NEI | 2001
2018 | KY | Riverside Generating Company | 55198 | GTG301 | GT | OP | CT | NG | 1,074.0 | 1607393 | 3.356 | 0.0041757 | EPA/CAMD | EPA/NEI | 2001
2018 | KY | Riverside Generating Company | 55198 | GTG401 | GT | OP | CT | NG | 937.0 | 1402985 | 3.7636 | 0.0053652 | EPA/CAMD | EPA/NEI | 2002
2018 | KY | Riverside Generating Company | 55198 | GTG501 | GT | OP | CT | NG | 1,030.0 | 1514739 | 3.371 | 0.004451 | EPA/CAMD | EPA/NEI | 2002
2018 | KY | Robert Reid | 1383 | R1 | ST | OP | WALL | BIT | 0.0 |  | 0 |  |  | EPA/NEI | 1965
2018 | KY | Robert Reid | 1383 | RT | GT | OP | CT | OG | 161.0 | 56615 | 0.3261 | 0.01152 | EPA/CAMD | EPA/NEI | 1976
2018 | KY | Shawnee | 1379 | 1 | ST | OP | WALL | SUB | 8,434.0 | 9485986 | 1024.012 | 0.2159 | EPA/CAMD | EPA/NEI | 1953
2018 | KY | Shawnee | 1379 | 2 | ST | OP | WALL | SUB | 6,852.0 | 7552761 | 815.3205 | 0.2159 | EPA/CAMD | EPA/NEI | 1953
2018 | KY | Shawnee | 1379 | 3 | ST | OP | WALL | SUB | 7,117.0 | 7943670 | 857.5191 | 0.2159 | EPA/CAMD | EPA/NEI | 1953
2018 | KY | Shawnee | 1379 | 4 | ST | OP | WALL | SUB | 7,725.0 | 8193587 | 884.4977 | 0.2159 | EPA/CAMD | EPA/NEI | 1954
2018 | KY | Shawnee | 1379 | 5 | ST | OP | WALL | SUB | 7,971.0 | 9248685 | 998.3955 | 0.2159 | EPA/CAMD | EPA/NEI | 1954
2018 | KY | Shawnee | 1379 | 6 | ST | OP | WALL | SUB | 6,878.0 | 7508440 | 810.5361 | 0.2159 | EPA/CAMD | EPA/NEI | 1954
2018 | KY | Shawnee | 1379 | 7 | ST | OP | WALL | SUB | 8,577.0 | 9623864 | 1038.896 | 0.2159 | EPA/CAMD | EPA/NEI | 1954
2018 | KY | Shawnee | 1379 | 8 | ST | OP | WALL | SUB | 7,325.0 | 7798563 | 841.8548 | 0.2159 | EPA/CAMD | EPA/NEI | 1955
2018 | KY | Shawnee | 1379 | 9 | ST | OP | WALL | SUB | 8,585.0 | 8862462 | 956.7028 | 0.2159 | EPA/CAMD | EPA/NEI | 1955
2018 | KY | Smith Generating Facility | 54 | SCT1 | GT | OP | CT | NG | 345.0 | 389111 | 0.40122 | 0.0020622 | EPA/CAMD | EPA/NEI | 1995
2018 | KY | Smith Generating Facility | 54 | SCT10 | GT | OP | CT | NG | 1,131.0 | 575366 | 1.4412 | 0.0050096 | EPA/CAMD | EPA/NEI | 2009
2018 | KY | Smith Generating Facility | 54 | SCT2 | GT | OP | CT | NG | 355.0 | 408038 | 0.74073 | 0.0036307 | EPA/CAMD | EPA/NEI | 1995
2018 | KY | Smith Generating Facility | 54 | SCT3 | GT | OP | CT | NG | 332.0 | 373442 | 0.74237 | 0.0039758 | EPA/CAMD | EPA/NEI | 1995
2018 | KY | Smith Generating Facility | 54 | SCT4 | GT | OP | CT | NG | 911.0 | 650008 | 1.4433 | 0.0044409 | EPA/CAMD | EPA/NEI | 2001
2018 | KY | Smith Generating Facility | 54 | SCT5 | GT | OP | CT | NG | 888.0 | 609354 | 1.267 | 0.0041585 | EPA/CAMD | EPA/NEI | 2001
2018 | KY | Smith Generating Facility | 54 | SCT6 | GT | OP | CT | NG | 906.0 | 632074 | 1.1365 | 0.0035962 | EPA/CAMD | EPA/NEI | 2005
2018 | KY | Smith Generating Facility | 54 | SCT7 | GT | OP | CT | NG | 928.0 | 654808 | 1.1627 | 0.0035513 | EPA/CAMD | EPA/NEI | 2005
2018 | KY | Smith Generating Facility | 54 | SCT9 | GT | OP | CT | NG | 1,170.0 | 563953 | 1.4391 | 0.0051036 | EPA/CAMD | EPA/NEI | 2009
2018 | KY | Smithland Hydroelectric Plant | 57400 | SG1 | HY | OP | NA | WAT |  | 665818 |  |  | EIA Prime Mover-level Data
2018 | KY | Smithland Hydroelectric Plant | 57400 | SG2 | HY | OP | NA | WAT |  | 665818 |  |  | EIA Prime Mover-level Data
2018 | KY | Smithland Hydroelectric Plant | 57400 | SG3 | HY | OP | NA | WAT |  | 665818 |  |  | EIA Prime Mover-level Data
2018 | KY | SunCoke Energy South Shore Facility | 60373 | SSST6 | ST | CN | NA | BIT
2018 | KY | Trimble County | 6071 | 1 | ST | OP | TANGENTIAL | BIT | 8,266.0 | 34482575 | 541.3764 | 0.0314 | EPA/CAMD | EPA/NEI | 1990
2018 | KY | Trimble County | 6071 | 2 | ST | OP | WALL | BIT | 6,515.0 | 40145476 | 9.3168 | 0.00046415 | EPA/CAMD | EPA/NEI | 2010
2018 | KY | Trimble County | 6071 | 5 | GT | OP | CT | NG | 1,724.0 | 1957424 | 0.18596 | 0.00019 | EPA/CAMD | EPA/NEI | 2002
2018 | KY | Trimble County | 6071 | 6 | GT | OP | CT | NG | 1,768.0 | 2053741 | 0.19511 | 0.00019 | EPA/CAMD | EPA/NEI | 2002
2018 | KY | Trimble County | 6071 | 7 | GT | OP | CT | NG | 2,307.0 | 2625282 | 6.462 | 0.0049229 | EPA/CAMD | EPA/NEI | 2004
2018 | KY | Trimble County | 6071 | 8 | GT | OP | CT | NG | 2,041.0 | 2405917 | 4.3524 | 0.0036181 | EPA/CAMD | EPA/NEI | 2004
2018 | KY | Trimble County | 6071 | 9 | GT | OP | CT | NG | 1,529.0 | 1709987 | 3.4958 | 0.0040887 | EPA/CAMD | EPA/NEI | 2004
2018 | KY | Trimble County | 6071 | 10 | GT | OP | CT | NG | 435.0 | 475675 | 0.78485 | 0.0032999 | EPA/CAMD | EPA/NEI | 2004
2018 | KY | Tyrone | 1361 | 1 | ST | RE | WALL | DFO
2018 | KY | Tyrone | 1361 | 2 | ST | RE | WALL | DFO
2018 | KY | Tyrone | 1361 | 3 | ST | RE | WALL | BIT
2018 | KY | Unknown | 7894 | 1 | GT | IP | NA | NG
2018 | KY | Unknown | 7894 | 2 | GT | IP | NA | NG
2018 | KY | Unknown | 7894 | 3 | GT | IP | NA | NG
2018 | KY | Unknown | 7894 | 4 | GT | IP | NA | NG
2018 | KY | Unknown | 7894 | 5 | GT | IP | NA | NG
2018 | KY | Unknown | 7894 | 6 | GT | IP | NA | NG
2018 | KY | Unknown | 7894 | 7 | GT | IP | NA | NG
2018 | KY | Unknown | 7894 | 8 | GT | IP | NA | NG
2018 | KY | Walton 1 Solar Facility | 61311 | PV1 | PV | OP | NA | SUN |  | 18655 |  |  | EIA Prime Mover-level Data
2018 | KY | Walton 2 Solar Facility | 61312 | PV1 | PV | OP | NA | SUN |  | 20305 |  |  | EIA Prime Mover-level Data
2018 | KY | Waterside GT | 1367 | 7 | GT | RE | NA | NG
2018 | KY | Waterside GT | 1367 | 8 | GT | RE | NA | NG
2018 | KY | Wolf Creek | 1380 | 1 | HY | OP | NA | WAT |  | 1863447 |  |  | EIA Prime Mover-level Data
2018 | KY | Wolf Creek | 1380 | 2 | HY | OP | NA | WAT |  | 1863447 |  |  | EIA Prime Mover-level Data
2018 | KY | Wolf Creek | 1380 | 3 | HY | OP | NA | WAT |  | 1863447 |  |  | EIA Prime Mover-level Data
2018 | KY | Wolf Creek | 1380 | 4 | HY | OP | NA | WAT |  | 1863447 |  |  | EIA Prime Mover-level Data
2018 | KY | Wolf Creek | 1380 | 5 | HY | OP | NA | WAT |  | 1863447 |  |  | EIA Prime Mover-level Data
2018 | KY | Wolf Creek | 1380 | 6 | HY | OP | NA | WAT |  | 1863447 |  |  | EIA Prime Mover-level Data
2018 | KY | Zorn | 1368 | 1 | GT | OP | NA | NG |  | 3 | 8.2251e-06 | 0.0054834 | EIA Prime Mover-level Data | NEI avg EF - PM, fuel type, firing type
2018 | LA | A B Paterson | 1407 | 3 | ST | RE | NA | NG
2018 | LA | A B Paterson | 1407 | 4 | ST | RE | NA | NG
2018 | LA | A B Paterson | 1407 | 5 | GT | RE | NA | DFO
2018 | LA | Acadia Power Station | 55173 | CT1 | CT | OP | CC | NG | 4,103.0 | 6151329 | 8.2274 | 0.002675 | EPA/CAMD | EPA/NEI | 2002
2018 | LA | Acadia Power Station | 55173 | CT2 | CT | OP | CC | NG | 4,004.0 | 6102150 | 8.153 | 0.0026722 | EPA/CAMD | EPA/NEI | 2002
2018 | LA | Acadia Power Station | 55173 | CT3 | CT | OP | CC | NG | 6,034.0 | 10421196 | 14.2228 | 0.0027296 | EPA/CAMD | EPA/NEI | 2002
2018 | LA | Acadia Power Station | 55173 | CT4 | CT | OP | CC | NG | 6,139.0 | 10192663 | 13.6772 | 0.0026837 | EPA/CAMD | EPA/NEI | 2002
2018 | LA | ADA Carbon Solutions Red River | 57938 | GEN1 | ST | OP | NA | WH |  | 706937 |  |  | EIA Prime Mover-level Data
2018 | LA | Agrilectric Power Partners Ltd | 10593 | BLR1 | ST | OP | NA | AB |  | 1331396 | 6.6703 | 0.01002 | EIA Unit-level Data | Estimated using an emission factor
2018 | LA | Agrilectric Power Partners Ltd | 10593 | GEN2 | ST | RE | NA | AB
2018 | LA | Alliance Refinery | 52031 | B01B3 | ST | OP | NA | OG |  | 406422 | 3.6398 | 0.017912 | EIA Unit-level Data | NEI avg EF - PM, fuel type
2018 | LA | Alliance Refinery | 52031 | GEN1 | OT | OP | NA | OG
2018 | LA | Arsenal Hill Power Plant | 1416 | 5A | ST | OP | TANGENTIAL | NG | 812.0 | 422090 | 1.6 | 0.0075813 | EPA/CAMD | EPA/NEI | 1960
2018 | LA | Arsenal Hill Power Plant | 1416 | CTG-6A | CT | OP | CC | NG | 6,246.0 | 9554937 | 31.5 | 0.0065935 | EPA/CAMD | EPA/NEI | 2010
2018 | LA | Arsenal Hill Power Plant | 1416 | CTG-6B | CT | OP | CC | NG | 6,097.0 | 9193972 | 30.3 | 0.0065913 | EPA/CAMD | EPA/NEI | 2010
2018 | LA | Axiall Plaquemine | 55051 | X773 | GT | OP | NA | NG |  | 6755568 | 18.5217 | 0.0054834 | EIA Prime Mover-level Data | NEI avg EF - PM, fuel type, firing type
2018 | LA | Axiall Plaquemine | 55051 | X774 | GT | OP | NA | NG |  | 6755568 | 18.5217 | 0.0054834 | EIA Prime Mover-level Data | NEI avg EF - PM, fuel type, firing type
2018 | LA | Axiall Plaquemine | 55051 | X775 | GT | OP | NA | NG |  | 6755568 | 18.5217 | 0.0054834 | EIA Prime Mover-level Data | NEI avg EF - PM, fuel type, firing type
2018 | LA | Bayou Cove Peaking Power Plant | 55433 | CTG-1 | GT | OP | CT | NG | 940.0 | 577272 | 1.7175 | 0.0059505 | EPA/CAMD | EPA/NEI | 2002
2018 | LA | Bayou Cove Peaking Power Plant | 55433 | CTG-2 | GT | OP | CT | NG | 476.0 | 272303 | 0.76967 | 0.0056531 | EPA/CAMD | EPA/NEI | 2002
2018 | LA | Bayou Cove Peaking Power Plant | 55433 | CTG-3 | GT | OP | CT | NG | 419.0 | 251206 | 0.82225 | 0.0065464 | EPA/CAMD | EPA/NEI | 2002
2018 | LA | Bayou Cove Peaking Power Plant | 55433 | CTG-4 | GT | OP | CT | NG | 386.0 | 235245 | 0.67483 | 0.0057372 | EPA/CAMD | EPA/NEI | 2002
2018 | LA | Big Cajun 1 | 1464 | 1B1 | ST | OP | WALL | NG | 1,107.0 | 535770 | 5.6956 | 0.021261 | EPA/CAMD | EPA/NEI | 1972
2018 | LA | Big Cajun 1 | 1464 | 1B2 | ST | OP | WALL | NG | 932.0 | 437113 | 4.598 | 0.021038 | EPA/CAMD | EPA/NEI | 1972
2018 | LA | Big Cajun 1 | 1464 | CTG1 | GT | OP | CT | NG | 512.0 | 436756 | 0.073118 | 0.00033482 | EPA/CAMD | EPA/NEI | 2001
2018 | LA | Big Cajun 1 | 1464 | CTG2 | GT | OP | CT | NG | 502.0 | 435353 | 0.077616 | 0.00035657 | EPA/CAMD | EPA/NEI | 2001
2018 | LA | Big Cajun 2 | 6055 | 2B1 | ST | OP | WALL | SUB | 4,045.0 | 15599875 | 8.0901 | 0.0010372 | EPA/CAMD | EPA/NEI | 1980
2018 | LA | Big Cajun 2 | 6055 | 2B2 | ST | OP | WALL | NG | 2,068.0 | 5820807 | 5.2935 | 0.0018188 | EPA/CAMD | EPA/NEI | 1981
2018 | LA | Big Cajun 2 | 6055 | 2B3 | ST | OP | WALL | SUB | 6,315.0 | 30900478 | 31.8616 | 0.0020622 | EPA/CAMD | EPA/NEI | 1984
2018 | LA | Brame Energy Center | 6190 | 1 | ST | OP | WALL | NG | 1,769.0 | 2729018 | 10.37 | 0.0075998 | EPA/CAMD | EPA/NEI | 1972
2018 | LA | Brame Energy Center | 6190 | 2 | ST | OP | WALL | SUB | 7,905.0 | 28845617 | 190.5 | 0.013208 | EPA/CAMD | EPA/NEI | 1975
2018 | LA | Brame Energy Center | 6190 | 3-1 | ST | OP | FLUIDIZED | PC | 7,686.0 | 21480490 | 29.35 | 0.0027327 | EPA/CAMD | EPA/NEI | 2009
2018 | LA | Brame Energy Center | 6190 | 3-2 | ST | OP | FLUIDIZED | PC | 7,544.0 | 21420060 | 40.94 | 0.0038226 | EPA/CAMD | EPA/NEI | 2009
2018 | LA | Buras | 1401 | 8 | GT | RE | NA | NG |  | 62370 | 0.171 | 0.0054834 | EIA Prime Mover-level Data | NEI avg EF - PM, fuel type, firing type
2018 | LA | Burnside Alumina Plant | 58200 | BLR2 | ST | OP | NA | NG |  | 592667 | 2.3862 | 0.0080524 | EIA Unit-level Data | NEI avg EF - PM, fuel type
2018 | LA | Burnside Alumina Plant | 58200 | BLR3 | ST | OP | NA | NG |  | 1019959 | 4.1066 | 0.0080524 | EIA Unit-level Data | NEI avg EF - PM, fuel type
2018 | LA | Burnside Alumina Plant | 58200 | BLR4 | ST | OP | NA | NG |  | 1249191 | 5.0295 | 0.0080524 | EIA Unit-level Data | NEI avg EF - PM, fuel type
2018 | LA | Calcasieu Plant | 55165 | GTG1 | GT | OP | CT | NG | 935.0 | 1363843 | 6.86 | 0.01006 | EPA/CAMD | EPA/NEI | 2000
2018 | LA | Calcasieu Plant | 55165 | GTG2 | GT | OP | CT | NG | 947.0 | 1447851 | 7.09 | 0.0097938 | EPA/CAMD | EPA/NEI | 2001
2018 | LA | Carville Energy Center | 55404 | COG01 | CT | OP | CC | NG | 7,195.0 | 12521984 | 37.47 | 0.0059847 | EPA/CAMD | EPA/NEI | 2003
2018 | LA | Carville Energy Center | 55404 | COG02 | CT | OP | CC | NG | 6,996.0 | 12489616 | 32.85 | 0.0052604 | EPA/CAMD | EPA/NEI | 2003
2018 | LA | Chalmette Refining LLC | 50626 | GEN1 | OT | OP | NA | OTH |  | 4880579 | 1.0298 | 0.000422 | EIA Prime Mover-level Data | Estimated using an emission factor
2018 | LA | CII Carbon LLC | 54677 | TG-2 | ST | OP | NA | WH |  | 145975 |  |  | EIA Prime Mover-level Data
2018 | LA | CII Carbon LLC | 54677 | TG-3 | ST | SB | NA | WH |  | 145975 |  |  | EIA Prime Mover-level Data
2018 | LA | CITGO Refinery Powerhouse | 52175 | B1 | ST | OP | NA | OG |  | 1069008 | 9.5738 | 0.017912 | EIA Unit-level Data | NEI avg EF - PM, fuel type
2018 | LA | CITGO Refinery Powerhouse | 52175 | B1A | ST | OP | NA | OG |  | 3631513 | 32.5231 | 0.017912 | EIA Unit-level Data | NEI avg EF - PM, fuel type
2018 | LA | CITGO Refinery Powerhouse | 52175 | B1B | ST | OP | NA | OG |  | 3603136 | 32.269 | 0.017912 | EIA Unit-level Data | NEI avg EF - PM, fuel type
2018 | LA | CITGO Refinery Powerhouse | 52175 | B1C | ST | OP | NA | OG |  | 4220969 | 37.8022 | 0.017912 | EIA Unit-level Data | NEI avg EF - PM, fuel type
2018 | LA | CITGO Refinery Powerhouse | 52175 | B1D | ST | OP | NA | PRG |  | 3205887 | 92.2318 | 0.057539 | EIA Unit-level Data | NEI avg EF - PM, fuel type
2018 | LA | Coughlin Power Station | 1396 | 6-1 | CT | OP | CC | NG | 6,435.0 | 9537417 | 12.978 | 0.0027215 | EPA/CAMD | EPA/NEI | 2000
2018 | LA | Coughlin Power Station | 1396 | 7-1 | CT | OP | CC | NG | 5,580.0 | 7962730 | 6.01 | 0.0015095 | EPA/CAMD | EPA/NEI | 2000
2018 | LA | Coughlin Power Station | 1396 | 7-2 | CT | OP | CC | NG | 5,574.0 | 7837646 | 4.446 | 0.0011345 | EPA/CAMD | EPA/NEI | 2000
2018 | LA | D G Hunter | 6558 | 1 | ST | RE | NA | NG
2018 | LA | D G Hunter | 6558 | 2 | ST | RE | NA | NG
2018 | LA | D G Hunter | 6558 | 3 | ST | RE | WALL | NG
2018 | LA | D G Hunter | 6558 | 4 | ST | RE | WALL | NG
2018 | LA | D G Hunter | 6558 | 5 | IC | OP | NA | NG |  | 236503 | 0.049902 | 0.000422 | EIA Prime Mover-level Data | Estimated using an emission factor
2018 | LA | D G Hunter | 6558 | 6 | IC | OP | NA | NG |  | 236503 | 0.049902 | 0.000422 | EIA Prime Mover-level Data | Estimated using an emission factor
2018 | LA | D G Hunter | 6558 | 7 | IC | OP | NA | NG |  | 236503 | 0.049902 | 0.000422 | EIA Prime Mover-level Data | Estimated using an emission factor
2018 | LA | D G Hunter | 6558 | 8 | IC | OP | NA | NG |  | 236503 | 0.049902 | 0.000422 | EIA Prime Mover-level Data | Estimated using an emission factor
2018 | LA | D G Hunter | 6558 | 9 | IC | OP | NA | NG |  | 236503 | 0.049902 | 0.000422 | EIA Prime Mover-level Data | Estimated using an emission factor
2018 | LA | D G Hunter | 6558 | 10 | IC | OP | NA | NG |  | 236503 | 0.049902 | 0.000422 | EIA Prime Mover-level Data | Estimated using an emission factor
2018 | LA | D G Hunter | 6558 | 11 | IC | OP | NA | NG |  | 236503 | 0.049902 | 0.000422 | EIA Prime Mover-level Data | Estimated using an emission factor
2018 | LA | DeRidder Mill | 10488 | PB1 | ST | OP | NA | WDS |  | 5246812 | 59.8457 | 0.022812 | EIA Unit-level Data | NEI avg EF - PM, fuel type
2018 | LA | DeRidder Mill | 10488 | PB2 | ST | OP | NA | NG |  | 1482697 | 5.9697 | 0.0080524 | EIA Unit-level Data | NEI avg EF - PM, fuel type
2018 | LA | DeRidder Mill | 10488 | PB3 | ST | OP | NA | NG |  | 619675 | 2.4949 | 0.0080524 | EIA Unit-level Data | NEI avg EF - PM, fuel type
2018 | LA | DeRidder Mill | 10488 | PB4 | ST | OS | NA | WDS |  | 0 | 0 |  | EIA Unit-level Data | NEI avg EF - PM, fuel type
2018 | LA | DeRidder Mill | 10488 | REC | ST | OP | NA | BLQ |  | 9330978 | 4.3529 | 0.000933 | EIA Unit-level Data | Estimated using an emission factor
2018 | LA | Dolet Hills Power Station | 51 | 1 | ST | OP | WALL | LIG | 4,789.0 | 15382580 | 18.1263 | 0.0023567 | EPA/CAMD | EPA/NEI | 1986
2018 | LA | Domino Sugar Arabi Plant | 54512 | 1 | ST | OP | NA | NG |  | 352890 | 1.4208 | 0.0080524 | EIA Unit-level Data | NEI avg EF - PM, fuel type
2018 | LA | Domino Sugar Arabi Plant | 54512 | 2 | ST | OP | NA | NG |  | 90212 | 0.36321 | 0.0080524 | EIA Unit-level Data | NEI avg EF - PM, fuel type
2018 | LA | Domino Sugar Arabi Plant | 54512 | 3 | ST | OS | NA | NG |  | 0 | 0 |  | EIA Unit-level Data | NEI avg EF - PM, fuel type
2018 | LA | Domino Sugar Arabi Plant | 54512 | 4 | ST | OP | NA | NG |  | 240681 | 0.96903 | 0.0080524 | EIA Unit-level Data | NEI avg EF - PM, fuel type
2018 | LA | Domino Sugar Arabi Plant | 54512 | 5 | ST | OP | NA | NG |  | 250885 | 1.0101 | 0.0080524 | EIA Unit-level Data | NEI avg EF - PM, fuel type
2018 | LA | Domino Sugar Arabi Plant | 54512 | 6 | ST | OP | NA | NG |  | 236221 | 0.95108 | 0.0080524 | EIA Unit-level Data | NEI avg EF - PM, fuel type
2018 | LA | Domino Sugar Arabi Plant | 54512 | 7 | ST | OP | NA | NG |  | 739151 | 2.976 | 0.0080524 | EIA Unit-level Data | NEI avg EF - PM, fuel type
2018 | LA | Dow St Charles Operations | 50152 | CGN1 | CT |  | NA | NG |  | 12732575 | 36.6471 | 0.0057564 | EIA Unit-level Data | NEI avg EF - PM, fuel type
2018 | LA | Dow St Charles Operations | 50152 | CGN2 | CT |  | NA | NG |  | 11940048 | 34.366 | 0.0057564 | EIA Unit-level Data | NEI avg EF - PM, fuel type
2018 | LA | Dow St Charles Operations | 50152 | HRSGE | CA | OP | NA | NG |  | 1492573 | 0.31493 | 0.000422 | EIA Unit-level Data | Estimated using an emission factor
2018 | LA | Dow St Charles Operations | 50152 | HRSGW | CA | OP | NA | OG |  | 1175241 | 0.24798 | 0.000422 | EIA Unit-level Data | Estimated using an emission factor
2018 | LA | Dow St Charles Operations | 50152 | IGT | CT | RE | NA | NG
2018 | LA | Enterprise Sugar Factory | 51008 | 1000 | ST | OP | NA | AB
2018 | LA | Enterprise Sugar Factory | 51008 | 2000 | ST | SB | NA | AB
2018 | LA | ExxonMobil Baton Rouge Turbine Generator | 10690 | CTG1 | GT | OP | NA | NG |  | 7143268 | 19.5847 | 0.0054834 | EIA Prime Mover-level Data | NEI avg EF - PM, fuel type, firing type
2018 | LA | ExxonMobil Garden City Gas Plant | 50728 | 1 | ST | RE | NA | NG
2018 | LA | ExxonMobil Garden City Gas Plant | 50728 | 2 | ST | RE | NA | NG
2018 | LA | ExxonMobil Garden City Gas Plant | 50728 | 3 | ST | RE | NA | NG
2018 | LA | ExxonMobil Garden City Gas Plant | 50728 | 4 | GT | RE | NA | NG
2018 | LA | ExxonMobil Garden City Gas Plant | 50728 | 5 | IC | RE | NA | NG
2018 | LA | Formosa Plastics | 54518 | GT1 | GT | RE | NA | NG
2018 | LA | Formosa Plastics | 54518 | GT2 | GT | SB | NA | NG |  | 1570899 | 4.3069 | 0.0054834 | EIA Prime Mover-level Data | NEI avg EF - PM, fuel type, firing type
2018 | LA | Formosa Plastics | 54518 | GT3 | GT | OP | NA | NG |  | 1603970 | 4.3976 | 0.0054834 | EIA Prime Mover-level Data | NEI avg EF - PM, fuel type, firing type
2018 | LA | Formosa Plastics | 54518 | HRSG1 | ST | RE | NA | NG |  | 0 | 0 |  | EIA Unit-level Data | NEI avg EF - PM, fuel type
2018 | LA | Formosa Plastics | 54518 | HRSG2 | ST | OP | NA | NG |  | 63582 | 0.25599 | 0.0080524 | EIA Unit-level Data | NEI avg EF - PM, fuel type
2018 | LA | Formosa Plastics | 54518 | HRSG3 | ST | OP | NA | NG |  | 579102 | 2.3316 | 0.0080524 | EIA Unit-level Data | NEI avg EF - PM, fuel type
2018 | LA | Formosa Plastics | 54518 | RE | ST | RE | NA | NG |  | 0 | 0 |  | EIA Unit-level Data | NEI avg EF - PM, fuel type
2018 | LA | Franklin (LA) | 1435 | GT1 | GT | RE | NA | NG
2018 | LA | Gaylord Container Bogalusa | 54427 | 12 | ST | OP | NA | WDS |  | 5670524 | 64.6786 | 0.022812 | EIA Unit-level Data | NEI avg EF - PM, fuel type
2018 | LA | Gaylord Container Bogalusa | 54427 | 20 | ST | OP | NA | BLQ |  | 4213868 | 0.32763 | 0.0001555 | EIA Unit-level Data | Estimated using an emission factor
2018 | LA | Gaylord Container Bogalusa | 54427 | 21 | ST | OP | NA | BLQ |  | 6168288 | 0.47958 | 0.0001555 | EIA Unit-level Data | Estimated using an emission factor
2018 | LA | Gaylord Container Bogalusa | 54427 | 10C | ST | OP | NA | WDS |  | 2677200 | 30.5364 | 0.022812 | EIA Unit-level Data | NEI avg EF - PM, fuel type
2018 | LA | Geismar | 10319 | GEN1 | GT | OP | NA | NG |  | 3410604 | 9.3508 | 0.0054834 | EIA Prime Mover-level Data | NEI avg EF - PM, fuel type, firing type
2018 | LA | Geismar | 10319 | GEN2 | GT | OP | NA | NG |  | 3936048 | 10.7914 | 0.0054834 | EIA Prime Mover-level Data | NEI avg EF - PM, fuel type, firing type
2018 | LA | Geismar | 10319 | HRSG | ST | OP | NA | NG |  | 1474939 | 5.9384 | 0.0080524 | EIA Unit-level Data | NEI avg EF - PM, fuel type
2018 | LA | Geismar Cogen | 56787 | GTG | GT | OP | NA | NG |  | 6786264 | 18.6059 | 0.0054834 | EIA Prime Mover-level Data | NEI avg EF - PM, fuel type, firing type
2018 | LA | Georgia-Pacific Port Hudson | 10612 | PB5 | ST | OP | WALL | NG |  | 4586191 | 16.4516 | 0.0071744 | EIA Unit-level Data | NEI avg EF - PM, fuel type, firing type
2018 | LA | Georgia-Pacific Port Hudson | 10612 | PB6 | ST | OP | WALL | PC |  | 6670755 | 21.0253 | 0.0063037 | EIA Unit-level Data | NEI avg EF - PM, fuel type
2018 | LA | Georgia-Pacific Port Hudson | 10612 | RB1 | ST | OP | WALL | BLQ |  | 3394061 | 0.052778 | 3.11e-05 | EIA Unit-level Data | Estimated using an emission factor
2018 | LA | Georgia-Pacific Port Hudson | 10612 | RB2 | ST | OP | WALL | BLQ |  | 6192510 | 0.096294 | 3.11e-05 | EIA Unit-level Data | Estimated using an emission factor
2018 | LA | Gramercy Holdings LLC | 50846 | GT1 | GT | RE | NA | NG
2018 | LA | Gramercy Holdings LLC | 50846 | GT2 | GT | RE | NA | NG
2018 | LA | Gramercy Holdings LLC | 50846 | GT3 | GT | OP | NA | NG |  | 825596 | 2.2635 | 0.0054834 | EIA Prime Mover-level Data | NEI avg EF - PM, fuel type, firing type
2018 | LA | Gramercy Holdings LLC | 50846 | GT4 | GT | OA | NA | NG |  | 1274515 | 3.4943 | 0.0054834 | EIA Prime Mover-level Data | NEI avg EF - PM, fuel type, firing type
2018 | LA | Gramercy Holdings LLC | 50846 | PB1 | ST | OP | NA | NG |  | 2367896 | 9.5337 | 0.0080524 | EIA Unit-level Data | NEI avg EF - PM, fuel type
2018 | LA | Gramercy Holdings LLC | 50846 | PB2 | ST | OP | NA | NG |  | 2521078 | 10.1504 | 0.0080524 | EIA Unit-level Data | NEI avg EF - PM, fuel type
2018 | LA | Gramercy Holdings LLC | 50846 | PB3 | ST | OP | NA | NG |  | 2488173 | 10.0179 | 0.0080524 | EIA Unit-level Data | NEI avg EF - PM, fuel type
2018 | LA | Gramercy Holdings LLC | 50846 | PB4 | ST | OP | NA | NG |  | 2209221 | 8.8948 | 0.0080524 | EIA Unit-level Data | NEI avg EF - PM, fuel type
2018 | LA | Grand Isle Gas Plant / Treating Station | 54927 | 1 | IC | OP | NA | NG
2018 | LA | Grand Isle Gas Plant / Treating Station | 54927 | 2 | IC | OP | NA | NG
2018 | LA | Grand Isle Gas Plant / Treating Station | 54927 | 3 | IC | OP | NA | NG
2018 | LA | Hargis-Hebert Electric Generating Statio | 56283 | U-1 | GT | OP | CT | NG | 697.0 | 183058 | 0.287 | 0.0031356 | EPA/CAMD | EPA/NEI | 2006
2018 | LA | Hargis-Hebert Electric Generating Statio | 56283 | U-2 | GT | OP | CT | NG | 689.0 | 172725 | 0.2701 | 0.0031275 | EPA/CAMD | EPA/NEI | 2006
2018 | LA | Houma | 1439 | 15 | ST | OP | WALL | NG | 841.0 | 91047 | 0.35 | 0.0076883 | EPA/CAMD | EPA/NEI | 1969
2018 | LA | Houma | 1439 | 16 | ST | OP | TANGENTIAL | NG | 2,068.0 | 272217 | 0.99 | 0.0072736 | EPA/CAMD | EPA/NEI | 1976
2018 | LA | International Paper Red River Mill | 58108 | 2 HFB | ST | OP | NA | NG |  | 2570846 | 10.3508 | 0.0080524 | EIA Unit-level Data | NEI avg EF - PM, fuel type
2018 | LA | International Paper Red River Mill | 58108 | 3 RB | ST | OP | NA | BLQ |  | 6519226 | 101.374 | 0.0311 | EIA Unit-level Data | Estimated using an emission factor
2018 | LA | LA3 West Baton Rouge Solar Facility | 61646 | LA3WB | PV | P | NA | SUN
2018 | LA | Lake Charles Plant | 58310 | G-1 | ST | OP | NA | WH |  | 1860865 |  |  | EIA Prime Mover-level Data
2018 | LA | Lake Charles Polymers | 57884 | G-900 | GT | OP | NA | NG |  | 1117499 | 3.0638 | 0.0054834 | EIA Prime Mover-level Data | NEI avg EF - PM, fuel type, firing type
2018 | LA | Lake Charles Polymers | 57884 | G-901 | IC | OP | NA | NG |  | 204251 | 0.043097 | 0.000422 | EIA Prime Mover-level Data | Estimated using an emission factor
2018 | LA | Lake Charles Polymers | 57884 | G-902 | IC | OP | NA | NG |  | 204251 | 0.043097 | 0.000422 | EIA Prime Mover-level Data | Estimated using an emission factor
2018 | LA | Lake Charles Power | 60927 | 1A | CT | U | NA | NG
2018 | LA | Lake Charles Power | 60927 | 1B | CT | U | NA | NG
2018 | LA | Lake Charles Power | 60927 | 1C | CA | U | NA | NG
2018 | LA | LaO Energy Systems | 52006 | GEN5 | CT |  | NA | NG |  | 4866077 | 14.0056 | 0.0057564 | EIA Unit-level Data | NEI avg EF - PM, fuel type
2018 | LA | LaO Energy Systems | 52006 | GEN6 | CT |  | NA | NG |  | 2960856 | 8.522 | 0.0057564 | EIA Unit-level Data | NEI avg EF - PM, fuel type
2018 | LA | LaO Energy Systems | 52006 | GEN7 | CT | RE | NA | NG
2018 | LA | LaO Energy Systems | 52006 | GEN8 | CT | RE | NA | NG
2018 | LA | LaO Energy Systems | 52006 | HRU100 | CA | OP | DUCTBURNER | OG |  | 32184231 | 6.7909 | 0.000422 | EIA Unit-level Data | Estimated using an emission factor
2018 | LA | LaO Energy Systems | 52006 | HRU200 | CA | OP | DUCTBURNER | OG |  | 17296654 | 3.6496 | 0.000422 | EIA Unit-level Data | Estimated using an emission factor
2018 | LA | LEPA Unit No. 1 | 58478 | CC01 | CT | OP | CC | NG | 5,514.0 | 2494783 | 8.23 | 0.0065978 | EPA/CAMD | EPA/NEI | 2015
2018 | LA | Lieberman Power Plant | 1417 | 3 | ST | OP | TANGENTIAL | NG | 1,011.0 | 360257 | 0.08 | 0.00044413 | EPA/CAMD | EPA/NEI | 1957
2018 | LA | Lieberman Power Plant | 1417 | 4 | ST | OP | TANGENTIAL | NG | 1,030.0 | 352095 | 0.08 | 0.00045442 | EPA/CAMD | EPA/NEI | 1959
2018 | LA | Little Gypsy | 1402 | 2 | ST | OP | WALL | NG | 6,822.0 | 9360498 | 59.92 | 0.012803 | EPA/CAMD | EPA/NEI | 1965
2018 | LA | Little Gypsy | 1402 | 3 | ST | OP | WALL | NG | 3,099.0 | 7772870 | 36.21 | 0.009317 | EPA/CAMD | EPA/NEI | 1969
2018 | LA | Louis Doc Bonin | 1443 | 1 | ST | RE | WALL | NG
2018 | LA | Louis Doc Bonin | 1443 | 2 | ST | RE | TANGENTIAL | NG
2018 | LA | Louis Doc Bonin | 1443 | 3 | ST | RE | WALL | NG
2018 | LA | Louisiana 1 | 1391 | 1A | ST | OP | TANGENTIAL | PRG | 8,635.0 | 2691721 | 10.39 | 0.00772 | EPA/CAMD | EPA/NEI | 1951
2018 | LA | Louisiana 1 | 1391 | 2A | ST | OP | TANGENTIAL | PRG | 8,754.0 | 2462040 | 9.39 | 0.0076278 | EPA/CAMD | EPA/NEI | 1951
2018 | LA | Louisiana 1 | 1391 | 3A | ST | OP | TANGENTIAL | PRG | 8,692.0 | 2733194 | 10.59 | 0.0077492 | EPA/CAMD | EPA/NEI | 1951
2018 | LA | Louisiana 1 | 1391 | 4A | CT | OP | CC | PRG | 7,934.0 | 11772607 | 20.02 | 0.0034011 | EPA/CAMD | EPA/NEI | 1988
2018 | LA | Louisiana 1 | 1391 | 5A | CT | OP | CC | PRG | 8,534.0 | 17654090 | 58.28 | 0.0066024 | EPA/CAMD | EPA/NEI | 1999
2018 | LA | Louisiana 2 | 1392 | 10 | ST | OS | WALL | NG
2018 | LA | Louisiana 2 | 1392 | 11 | ST | OS | WALL | NG
2018 | LA | Louisiana 2 | 1392 | 12 | ST | OS | WALL | NG
2018 | LA | Louisiana Sugar Refining | 10301 | GEN1 | ST | RE | NA | NG
2018 | LA | Louisiana Sugar Refining | 10301 | GEN2 | ST | OP | NA | NG |  | 1015338 | 4.088 | 0.0080524 | EIA Prime Mover-level Data | NEI avg EF - PM, fuel type
2018 | LA | Louisiana Sugar Refining | 10301 | GEN3 | ST | SB | NA | NG
2018 | LA | Louisiana Sugar Refining | 10301 | GEN4 | ST | OP | NA | NG |  | 1015338 | 4.088 | 0.0080524 | EIA Prime Mover-level Data | NEI avg EF - PM, fuel type
2018 | LA | Louisiana Tech University Power Plant | 54240 | TG1 | ST | RE | NA | NG
2018 | LA | Louisiana Tech University Power Plant | 54240 | TG2 | ST | RE | NA | NG
2018 | LA | Louisiana Tech University Power Plant | 54240 | TG3 | GT | OP | NA | NG |  | 672324 | 1.8433 | 0.0054834 | EIA Prime Mover-level Data | NEI avg EF - PM, fuel type, firing type
2018 | LA | LSU Cogen | 58428 | 1-02 | GT | OP | NA | NG |  | 1482831 | 4.0655 | 0.0054834 | EIA Prime Mover-level Data | NEI avg EF - PM, fuel type, firing type
2018 | LA | Mansfield Mill | 54091 | GEN4 | GT | OP | NA | NG |  | 2482801 | 6.8071 | 0.0054834 | EIA Prime Mover-level Data | NEI avg EF - PM, fuel type, firing type
2018 | LA | Mansfield Mill | 54091 | HRSG | ST | OP | DUCTBURNER | NG |  | 1151306 | 4.6354 | 0.0080524 | EIA Unit-level Data | NEI avg EF - PM, fuel type
2018 | LA | Mansfield Mill | 54091 | PB1 | ST | OP | WALL | WDS |  | 1025932 | 11.7019 | 0.022812 | EIA Unit-level Data | NEI avg EF - PM, fuel type
2018 | LA | Mansfield Mill | 54091 | PB2 | ST | OP | WALL | WDS |  | 877138 | 10.0047 | 0.022812 | EIA Unit-level Data | NEI avg EF - PM, fuel type
2018 | LA | Mansfield Mill | 54091 | RB1 | ST | OP | WALL | BLQ |  | 1434078 | 0.1115 | 0.0001555 | EIA Unit-level Data | Estimated using an emission factor
2018 | LA | Mansfield Mill | 54091 | RB2 | ST | OP | WALL | BLQ |  | 1376897 | 0.10705 | 0.0001555 | EIA Unit-level Data | Estimated using an emission factor
2018 | LA | Michoud | 1409 | 1 | ST | RE | WALL | NG
2018 | LA | Michoud | 1409 | 2 | ST | RE | WALL | NG
2018 | LA | Michoud | 1409 | 3 | ST | RE | WALL | NG
2018 | LA | Monroe (LA) | 1448 | 10 | ST | RE | WALL | NG
2018 | LA | Monroe (LA) | 1448 | 11 | ST | RE | WALL | NG
2018 | LA | Monroe (LA) | 1448 | 12 | ST | RE | WALL | NG
2018 | LA | Morgan City | 1449 | 1 | ST | RE | NA | NG
2018 | LA | Morgan City | 1449 | 2 | ST | RE | NA | NG
2018 | LA | Morgan City | 1449 | 3 | ST | RE | NA | NG
2018 | LA | Morgan City | 1449 | 4 | ST | RE | NA | NG
2018 | LA | Mosaic Phosphates Uncle Sam | 10198 | GEN1 | ST | RE | NA | OTH
2018 | LA | Mosaic Phosphates Uncle Sam | 10198 | GEN2 | ST | OP | NA | WH |  | 0 |  |  | EIA Prime Mover-level Data
2018 | LA | Mosaic Phosphates Uncle Sam | 10198 | GEN3 | ST | OP | NA | WH |  | 0 |  |  | EIA Prime Mover-level Data
2018 | LA | Nelson Industrial Steam Company | 50030 | 1A | ST | OP | FLUIDIZED | PC | 7,887.0 | 9591348 | 66.42 | 0.01385 | EPA/CAMD | EPA/NEI | 1992
2018 | LA | Nelson Industrial Steam Company | 50030 | 2A | ST | OP | FLUIDIZED | PC | 7,755.0 | 9482503 | 65.3 | 0.013773 | EPA/CAMD | EPA/NEI | 1992
2018 | LA | Neptune Gas Processing Plant | 56139 | NPCG | OT | OP | NA | OTH |  | 2233039 | 0.47117 | 0.000422 | EIA Prime Mover-level Data | Estimated using an emission factor
2018 | LA | New Orleans | 10639 | GEN1 | GT | RE | NA | NG
2018 | LA | New Orleans | 10639 | GEN2 | ST | RE | NA | NG
2018 | LA | New Orleans Power | 60928 | 1 | GT | L | NA | NG
2018 | LA | New Orleans Solar Power Plant | 61647 | NOSPB | BA | OP | NA | MWH
2018 | LA | New Orleans Solar Power Plant | 61647 | NOSPS | PV | OP | NA | SUN |  | 13842 |  |  | EIA Prime Mover-level Data
2018 | LA | New Roads | 1453 | 1 | IC | OP | NA | NG |  | 15 | 3.165e-06 | 0.000422 | EIA Prime Mover-level Data | Estimated using an emission factor
2018 | LA | New Roads | 1453 | 2 | IC | OP | NA | NG |  | 4 | 8.44e-07 | 0.000422 | EIA Prime Mover-level Data | Estimated using an emission factor
2018 | LA | New Roads | 1453 | 3 | IC | OP | NA | NG |  | 7 | 1.477e-06 | 0.000422 | EIA Prime Mover-level Data | Estimated using an emission factor
2018 | LA | New Roads | 1453 | 4 | IC | OP | NA | NG |  | 11 | 2.321e-06 | 0.000422 | EIA Prime Mover-level Data | Estimated using an emission factor
2018 | LA | New Roads | 1453 | 5 | IC | OP | NA | NG |  | 11 | 2.321e-06 | 0.000422 | EIA Prime Mover-level Data | Estimated using an emission factor
2018 | LA | New Roads | 1453 | 6 | IC | OP | NA | NG |  | 13 | 2.743e-06 | 0.000422 | EIA Prime Mover-level Data | Estimated using an emission factor
2018 | LA | Ninemile Point | 1403 | 4 | ST | OP | TANGENTIAL | NG | 7,177.0 | 29550245 | 109.07 | 0.007382 | EPA/CAMD | EPA/NEI | 1971
2018 | LA | Ninemile Point | 1403 | 5 | ST | OP | TANGENTIAL | NG | 4,195.0 | 17715126 | 65.47 | 0.0073914 | EPA/CAMD | EPA/NEI | 1973
2018 | LA | Ninemile Point | 1403 | 6A | CT | OP | CC | NG | 8,325.0 | 14401547 | 189.64 | 0.026336 | EPA/CAMD | EPA/NEI | 2014
2018 | LA | Ninemile Point | 1403 | 6B | CT | OP | CC | NG | 8,478.0 | 14727325 | 189.64 | 0.025753 | EPA/CAMD | EPA/NEI | 2014
2018 | LA | NRG Sterlington Power | 55099 | 01 | GT | OP | NA | NG |  | 3365 | 0.0092258 | 0.0054834 | EIA Prime Mover-level Data | NEI avg EF - PM, fuel type, firing type
2018 | LA | NRG Sterlington Power | 55099 | 02 | GT | OS | NA | NG |  | 3365 | 0.0092258 | 0.0054834 | EIA Prime Mover-level Data | NEI avg EF - PM, fuel type, firing type
2018 | LA | NRG Sterlington Power | 55099 | 03 | GT | OS | NA | NG |  | 3365 | 0.0092258 | 0.0054834 | EIA Prime Mover-level Data | NEI avg EF - PM, fuel type, firing type
2018 | LA | NRG Sterlington Power | 55099 | 04 | GT | OP | NA | NG |  | 3365 | 0.0092258 | 0.0054834 | EIA Prime Mover-level Data | NEI avg EF - PM, fuel type, firing type
2018 | LA | NRG Sterlington Power | 55099 | 06 | GT | OP | NA | NG |  | 2934 | 0.0080441 | 0.0054834 | EIA Prime Mover-level Data | NEI avg EF - PM, fuel type, firing type
2018 | LA | NRG Sterlington Power | 55099 | 07 | GT | OP | NA | NG |  | 3862 | 0.010588 | 0.0054834 | EIA Prime Mover-level Data | NEI avg EF - PM, fuel type, firing type
2018 | LA | NRG Sterlington Power | 55099 | 08 | GT | OS | NA | NG |  | 3365 | 0.0092258 | 0.0054834 | EIA Prime Mover-level Data | NEI avg EF - PM, fuel type, firing type
2018 | LA | NRG Sterlington Power | 55099 | 09 | GT | OP | NA | NG |  | 2288 | 0.006273 | 0.0054834 | EIA Prime Mover-level Data | NEI avg EF - PM, fuel type, firing type
2018 | LA | NRG Sterlington Power | 55099 | 10 | GT | OP | NA | NG |  | 2153 | 0.0059029 | 0.0054834 | EIA Prime Mover-level Data | NEI avg EF - PM, fuel type, firing type
2018 | LA | Oak Point Cogen | 55857 | 5121 | GT | OP | NA | NG |  | 322731 | 0.88483 | 0.0054834 | EIA Prime Mover-level Data | NEI avg EF - PM, fuel type, firing type
2018 | LA | Oak Point Cogen | 55857 | 5131 | GT | OP | NA | NG |  | 322731 | 0.88483 | 0.0054834 | EIA Prime Mover-level Data | NEI avg EF - PM, fuel type, firing type
2018 | LA | Oak Point Cogen | 55857 | 5141 | GT | OP | NA | NG |  | 322731 | 0.88483 | 0.0054834 | EIA Prime Mover-level Data | NEI avg EF - PM, fuel type, firing type
2018 | LA | Oak Point Cogen | 55857 | 5151 | GT | OP | NA | NG |  | 322731 | 0.88483 | 0.0054834 | EIA Prime Mover-level Data | NEI avg EF - PM, fuel type, firing type
2018 | LA | Oak Point Cogen | 55857 | 5161 | GT | OP | NA | NG |  | 322731 | 0.88483 | 0.0054834 | EIA Prime Mover-level Data | NEI avg EF - PM, fuel type, firing type
2018 | LA | Ouachita Plant | 55467 | CTGEN1 | CT | OP | CC | NG | 6,535.0 | 10565365 | 76.14 | 0.014413 | EPA/CAMD | EPA/NEI | 2002
2018 | LA | Ouachita Plant | 55467 | CTGEN2 | CT | OP | CC | NG | 4,772.0 | 7628700 | 56.66 | 0.014854 | EPA/CAMD | EPA/NEI | 2002
2018 | LA | Ouachita Plant | 55467 | CTGEN3 | CT | OP | CC | NG | 5,697.0 | 9184926 | 68.14 | 0.014837 | EPA/CAMD | EPA/NEI | 2002
2018 | LA | Overton Hydroelectric Project | 62391 | NA1 | HY | P | NA | WAT
2018 | LA | Overton Hydroelectric Project | 62391 | NA2 | HY | P | NA | WAT
2018 | LA | Overton Hydroelectric Project | 62391 | NA3 | HY | P | NA | WAT
2018 | LA | Overton Hydroelectric Project | 62391 | NA4 | HY | P | NA | WAT
2018 | LA | Overton Hydroelectric Project | 62391 | NA5 | HY | P | NA | WAT
2018 | LA | Overton Hydroelectric Project | 62391 | NA6 | HY | P | NA | WAT
2018 | LA | PCS Nitrogen Fertilizer LP | 50341 | GEN1 | GT | RE | NA | NG
2018 | LA | PCS Nitrogen Fertilizer LP | 50341 | GEN2 | ST | OS | NA | WH
2018 | LA | PCS Nitrogen Fertilizer LP | 50341 | GEN3 | IC | SB | NA | DFO
2018 | LA | PCS Nitrogen Fertilizer LP | 50341 | GEN4 | IC | SB | NA | DFO
2018 | LA | Perryville Power Station | 55620 | 1-1 | CT | OP | CC | NG | 7,500.0 | 12989780 | 91.31 | 0.014059 | EPA/CAMD | EPA/NEI | 2002
2018 | LA | Perryville Power Station | 55620 | 1-2 | CT | OP | CC | NG | 8,006.0 | 14035533 | 97.4 | 0.013879 | EPA/CAMD | EPA/NEI | 2001
2018 | LA | Perryville Power Station | 55620 | 2-1 | GT | OP | CT | NG | 412.0 | 526661 | 3.26 | 0.01238 | EPA/CAMD | EPA/NEI | 2001
2018 | LA | Plant 31 Paper Mill | 50028 | 1FW | ST | OP | NA | NG |  | 722311 | 2.9082 | 0.0080524 | EIA Unit-level Data | NEI avg EF - PM, fuel type
2018 | LA | Plant 31 Paper Mill | 50028 | 1HP | ST | OP | NA | WDS |  | 8019326 | 91.4692 | 0.022812 | EIA Unit-level Data | NEI avg EF - PM, fuel type
2018 | LA | Plant 31 Paper Mill | 50028 | 2FW | ST | OP | NA | WDS |  | 0 | 0 |  | EIA Unit-level Data | NEI avg EF - PM, fuel type
2018 | LA | Plant 31 Paper Mill | 50028 | 4BW | ST | OP | NA | BLQ |  | 63815078 | 6.9463 | 0.0002177 | EIA Unit-level Data | Estimated using an emission factor
2018 | LA | Plant 31 Paper Mill | 50028 | 5CE | ST | OP | NA | BLQ |  | 44918297 | 4.8894 | 0.0002177 | EIA Unit-level Data | Estimated using an emission factor
2018 | LA | Plant 31 Paper Mill | 50028 | GEN7 | GT | OP | NA | NG |  | 2491846 | 6.8319 | 0.0054834 | EIA Prime Mover-level Data | NEI avg EF - PM, fuel type, firing type
2018 | LA | Plant 31 Paper Mill | 50028 | HRSG | ST | OP | NA | NG |  | 2277639 | 9.1703 | 0.0080524 | EIA Unit-level Data | NEI avg EF - PM, fuel type
2018 | LA | Plaquemine | 1455 | 1 | ST | RE | NA | NG
2018 | LA | Plaquemine | 1455 | 2 | ST | RE | NA | NG
2018 | LA | Plaquemine Cogen Facility | 55419 | 500 | CT | OP | CC | NG | 8,177.0 | 15644339 | 92.84 | 0.011869 | EPA/CAMD | EPA/NEI | 2004
2018 | LA | Plaquemine Cogen Facility | 55419 | 600 | CT | OP | CC | NG | 6,969.0 | 12091804 | 71.51 | 0.011828 | EPA/CAMD | EPA/NEI | 2004
2018 | LA | Plaquemine Cogen Facility | 55419 | 700 | CT | OP | CC | NG | 8,083.0 | 14500877 | 86.06 | 0.01187 | EPA/CAMD | EPA/NEI | 2004
2018 | LA | Plaquemine Cogen Facility | 55419 | 800 | CT | OP | CC | NG | 6,977.0 | 12552350 | 74.49 | 0.011869 | EPA/CAMD | EPA/NEI | 2004
2018 | LA | Plaquemine Operations | 52005 | GEN1 | CS | RE | NA | NG
2018 | LA | Plaquemine Operations | 52005 | GEN2 | CS | RE | NA | NG
2018 | LA | Port Allen (LA) | 50389 | GEN1 | GT | OP | NA | NG |  | 341027 | 0.93499 | 0.0054834 | EIA Prime Mover-level Data | NEI avg EF - PM, fuel type, firing type
2018 | LA | Port Allen (LA) | 50389 | GEN2 | GT | OP | NA | NG |  | 341027 | 0.93499 | 0.0054834 | EIA Prime Mover-level Data | NEI avg EF - PM, fuel type, firing type
2018 | LA | PPG Plant C Caustic | 50490 | TE | ST | OP | NA | NG |  | 51482 | 0.20728 | 0.0080524 | EIA Prime Mover-level Data | NEI avg EF - PM, fuel type
2018 | LA | PPG Powerhouse A | 50487 | A1 | ST | OS | NA | PUR
2018 | LA | PPG Powerhouse A | 50487 | A2 | ST | OS | NA | PUR
2018 | LA | PPG Powerhouse A | 50487 | A4 | ST | OS | NA | PUR
2018 | LA | PPG Powerhouse A | 50487 | A7 | ST | OS | NA | PUR
2018 | LA | PPG Powerhouse A | 50487 | A9 | ST | OS | NA | PUR
2018 | LA | PPG Powerhouse C | 50489 | C1 | ST | OP | TANGENTIAL | NG |  | 2142844 | 10.0688 | 0.0093976 | EIA Unit-level Data | NEI avg EF - PM, fuel type, firing type
2018 | LA | PPG Powerhouse C | 50489 | C2 | ST | OP | TANGENTIAL | NG |  | 2335616 | 10.9746 | 0.0093976 | EIA Unit-level Data | NEI avg EF - PM, fuel type, firing type
2018 | LA | PPG Powerhouse C | 50489 | C4 | ST | OP | NA | OG |  | 0 | 0 |  | EIA Unit-level Data | NEI avg EF - PM, fuel type
2018 | LA | PPG Powerhouse C | 50489 | C5 | ST | OP | NA | OG |  | 0 | 0 |  | EIA Unit-level Data | NEI avg EF - PM, fuel type
2018 | LA | PPG Riverside | 50488 | GEN1 | ST | OS | NA | PUR |  | 598637 |  |  | EIA Prime Mover-level Data
2018 | LA | PPG Riverside | 50488 | GEN2 | ST | OP | NA | PUR |  | 769676 |  |  | EIA Prime Mover-level Data
2018 | LA | PPG Riverside | 50488 | GEN3 | ST | OP | NA | PUR |  | 1402520 |  |  | EIA Prime Mover-level Data
2018 | LA | R S Cogen LLC | 55117 | RS-5 | CT | OP | CC | NG | 8,216.0 | 13780177 | 63.75 | 0.0092524 | EPA/CAMD | EPA/NEI | 2002
2018 | LA | R S Cogen LLC | 55117 | RS-6 | CT | OP | CC | NG | 7,921.0 | 13199709 | 67.56 | 0.010237 | EPA/CAMD | EPA/NEI | 2002
2018 | LA | Rayne | 1456 | 8 | IC | OS | NA | DFO
2018 | LA | Rayne | 1456 | 9 | IC | OP | NA | DFO
2018 | LA | River Bend | 6462 | 1 | ST | OP | NA | NUC |  | 73182498 |  |  | EIA Prime Mover-level Data
2018 | LA | Rodemacher | 1445 | 3 | ST | RE | NA | NG
2018 | LA | Rodemacher | 1445 | 4 | ST | RE | NA | NG
2018 | LA | Shell Chemical | 56248 | 101G | GT | OP | NA | NG |  | 4067233 | 11.1511 | 0.0054834 | EIA Prime Mover-level Data | NEI avg EF - PM, fuel type, firing type
2018 | LA | Shell Chemical | 56248 | 201G | GT | OP | NA | NG |  | 4067233 | 11.1511 | 0.0054834 | EIA Prime Mover-level Data | NEI avg EF - PM, fuel type, firing type
2018 | LA | Sidney A Murray Jr Hydroelectric | 54678 | 01 | HY | OP | NA | WAT |  | 1344740 |  |  | EIA Prime Mover-level Data
2018 | LA | Sidney A Murray Jr Hydroelectric | 54678 | 02 | HY | OP | NA | WAT |  | 1344740 |  |  | EIA Prime Mover-level Data
2018 | LA | Sidney A Murray Jr Hydroelectric | 54678 | 03 | HY | OP | NA | WAT |  | 1344740 |  |  | EIA Prime Mover-level Data
2018 | LA | Sidney A Murray Jr Hydroelectric | 54678 | 04 | HY | OP | NA | WAT |  | 1344740 |  |  | EIA Prime Mover-level Data
2018 | LA | Sidney A Murray Jr Hydroelectric | 54678 | 05 | HY | OP | NA | WAT |  | 1344740 |  |  | EIA Prime Mover-level Data
2018 | LA | Sidney A Murray Jr Hydroelectric | 54678 | 06 | HY | OP | NA | WAT |  | 1344740 |  |  | EIA Prime Mover-level Data
2018 | LA | Sidney A Murray Jr Hydroelectric | 54678 | 07 | HY | OP | NA | WAT |  | 1344740 |  |  | EIA Prime Mover-level Data
2018 | LA | Sidney A Murray Jr Hydroelectric | 54678 | 08 | HY | OP | NA | WAT |  | 1344740 |  |  | EIA Prime Mover-level Data
2018 | LA | St Francisville Mill | 10697 | GEN1 | GT | RE | NA | NG
2018 | LA | St Francisville Mill | 10697 | RB | ST | OP | NA | BLQ |  | 4997937 | 77.7179 | 0.0311 | EIA Unit-level Data | Estimated using an emission factor
2018 | LA | St. Charles Power Station (LA) | 60926 | 1A | CT | V | NA | NG
2018 | LA | St. Charles Power Station (LA) | 60926 | 1B | CT | V | NA | NG
2018 | LA | St. Charles Power Station (LA) | 60926 | 1C | CA | V | NA | NG
2018 | LA | St. James Solar (LA) | 62854 | SJS | PV | L | NA | SUN
2018 | LA | St. Mary Clean Energy Center | 60610 | 1 | OT | V | NA | WH
2018 | LA | Sterlington | 1404 | 7AB | CT | OP | CC | NG | 151.0 | 81725 | 0.502 | 0.012285 | EPA/CAMD | EPA/NEI | 1974
2018 | LA | Stingray Facility | 54531 | 1S72 | GT | OP | NA | NG |  | 232 | 0.00063607 | 0.0054834 | EIA Prime Mover-level Data | NEI avg EF - PM, fuel type, firing type
2018 | LA | T J Labbe Electric Generating Station | 56108 | U-1 | GT | OP | CT | NG | 548.0 | 133236 | 0.3521 | 0.0052854 | EPA/CAMD | EPA/NEI | 2005
2018 | LA | T J Labbe Electric Generating Station | 56108 | U-2 | GT | OP | CT | NG | 387.0 | 90350 | 0.2387 | 0.0052839 | EPA/CAMD | EPA/NEI | 2005
2018 | LA | Taft Cogeneration Facility | 55089 | CT1 | CT | OP | CC | NG | 7,780.0 | 13402294 | 33.2 | 0.0049544 | EPA/CAMD | EPA/NEI | 2002
2018 | LA | Taft Cogeneration Facility | 55089 | CT2 | CT | OP | CC | NG | 8,527.0 | 14684129 | 37.41 | 0.0050953 | EPA/CAMD | EPA/NEI | 2002
2018 | LA | Taft Cogeneration Facility | 55089 | CT3 | CT | OP | CC | NG | 7,772.0 | 13413336 | 34.1 | 0.0050845 | EPA/CAMD | EPA/NEI | 2002
2018 | LA | Teche Power Station | 1400 | 3 | ST | OP | WALL | NG | 6,455.0 | 9252370 | 36.59 | 0.0079093 | EPA/CAMD | EPA/NEI | 1971
2018 | LA | Teche Power Station | 1400 | 4 | GT | OP | CT | NG | 100.0 | 51370 | 0.2 | 0.0077866 | EPA/CAMD | EPA/NEI | 2011
2018 | LA | Thibodaux | 6706 | 9 | ST | RE | NA | NG
2018 | LA | Toca Plant | 54705 | EG-1 | IC | SB | NA | NG
2018 | LA | Toca Plant | 54705 | EG2A | IC | SB | NA | NG
2018 | LA | Toca Plant | 54705 | EG-3 | IC | SB | NA | NG
2018 | LA | Toca Plant | 54705 | EG-4 | IC | SB | NA | NG
2018 | LA | Washington Parish Energy Center | 55486 | CTG1 | GT | CN | NA | NG
2018 | LA | Washington Parish Energy Center | 55486 | CTG2 | GT | CN | NA | NG
2018 | LA | Washington Parish Energy Center | 55486 | ST1 | CA | CN | NA | NG
2018 | LA | Waterford 1 & 2 | 8056 | 1 | ST | OP | WALL | NG | 4,151.0 | 7598314 | 15.12 | 0.0039798 | EPA/CAMD | EPA/NEI | 1974
2018 | LA | Waterford 1 & 2 | 8056 | 2 | ST | OP | WALL | NG | 4,153.0 | 9265201 | 11.46 | 0.0024738 | EPA/CAMD | EPA/NEI | 1975
2018 | LA | Waterford 1 & 2 | 8056 | 4 | GT | OP | CT | DFO | 336.0 | 120730 | 3.04 | 0.05036 | EPA/CAMD | EPA/NEI | 2009
2018 | LA | Waterford 3 | 4270 | 3 | ST | OP | NA | NUC |  | 106141720 |  |  | EIA Prime Mover-level Data
2018 | LA | Westrock Hodge (LA) | 50810 | 2RB | ST | OP | NA | BLQ |  | 7336402 | 1.1408 | 0.000311 | EIA Unit-level Data | Estimated using an emission factor
2018 | LA | Westrock Hodge (LA) | 50810 | 3RB | ST | OP | NA | BLQ |  | 4144216 | 0.64443 | 0.000311 | EIA Unit-level Data | Estimated using an emission factor
2018 | LA | Westrock Hodge (LA) | 50810 | CB | ST | OP | NA | WDS |  | 4381625 | 49.9773 | 0.022812 | EIA Unit-level Data | NEI avg EF - PM, fuel type
2018 | LA | Westrock Hodge (LA) | 50810 | PB | ST | OP | NA | NG |  | 3465515 | 13.9529 | 0.0080524 | EIA Unit-level Data | NEI avg EF - PM, fuel type
2018 | LA | Willow Glen | 1394 | 1 | ST | RE | TANGENTIAL | NG
2018 | LA | Willow Glen | 1394 | 2 | ST | RE | TANGENTIAL | NG
2018 | LA | Willow Glen | 1394 | 3 | ST | RE | WALL | NG
2018 | LA | Willow Glen | 1394 | 4 | ST | RE | WALL | NG
2018 | LA | Willow Glen | 1394 | 5 | ST | RE | TANGENTIAL | NG
2018 | MA | 126 Grove Solar LLC | 60858 | PV1 | PV | OP | NA | SUN |  | 20014 |  |  | EIA Prime Mover-level Data
2018 | MA | 201 Sturbridge B | 59822 | STURB | PV | OP | NA | SUN |  | 25221 |  |  | EIA Prime Mover-level Data
2018 | MA | 205 Sturbridge A | 59821 | STURA | PV | OP | NA | SUN |  | 44869 |  |  | EIA Prime Mover-level Data
2018 | MA | 265 Pleasant Solar NG, LLC | 59485 | PV2 | PV | OP | NA | SUN |  | 11988 |  |  | EIA Prime Mover-level Data
2018 | MA | 301 Chestnut Solar NG | 61518 | 3010 | PV | OP | NA | SUN |  | 20571 |  |  | EIA Prime Mover-level Data
2018 | MA | 433 Purchase Solar NG, LLC | 61237 | 5402 | PV | OP | NA | SUN |  | 32642 |  |  | EIA Prime Mover-level Data
2018 | MA | 651 Chase Solar NG | 59046 | PV1 | PV | OP | NA | SUN |  | 35514 |  |  | EIA Prime Mover-level Data
2018 | MA | Acton Solar Landfill | 59543 | ACTON | PV | OP | NA | SUN |  | 16287 |  |  | EIA Prime Mover-level Data
2018 | MA | Acushnet AD Makepeace | 58270 | 1 | PV | OP | NA | SUN |  | 49564 |  |  | EIA Prime Mover-level Data
2018 | MA | Acushnet Ball Plant 2 | 62835 | ESS-1 | BA | V | NA | MWH
2018 | MA | Acushnet Ball Plant 2 | 62835 | ESS-2 | BA | V | NA | MWH
2018 | MA | Acushnet Hawes Reed Road | 58271 | 1 | PV | OP | NA | SUN |  | 15290 |  |  | EIA Prime Mover-level Data
2018 | MA | Acushnet- High Hill | 59128 | 57449 | PV | OP | NA | SUN |  | 35733 |  |  | EIA Prime Mover-level Data
2018 | MA | Acushnet-Braley Road 1 | 59121 | 57449 | PV | OP | NA | SUN |  | 21981 |  |  | EIA Prime Mover-level Data
2018 | MA | Adams Farm Solar | 59775 | ADAMS | PV | OP | NA | SUN |  | 34604 |  |  | EIA Prime Mover-level Data
2018 | MA | Agawam Solar | 59028 | 0028 | PV | OP | NA | SUN |  | 18546 |  |  | EIA Prime Mover-level Data
2018 | MA | AIS Solar Project | 60986 | SO212 | PV | OP | NA | SUN |  | 32398 |  |  | EIA Prime Mover-level Data
2018 | MA | Ajax Solar, LLC (MA) | 62827 | AJAXS | PV | OP | NA | SUN
2018 | MA | Ameresco Chicopee Energy | 56426 | Unit1 | IC | OP | NA | LFG |  | 121333 | 0.8918 | 0.0147 | EIA Prime Mover-level Data | Estimated using an emission factor
2018 | MA | Ameresco Chicopee Energy | 56426 | Unit2 | IC | OP | NA | LFG |  | 121333 | 0.8918 | 0.0147 | EIA Prime Mover-level Data | Estimated using an emission factor
2018 | MA | Ameresco Chicopee Energy | 56426 | Unit3 | IC | OP | NA | LFG |  | 121333 | 0.8918 | 0.0147 | EIA Prime Mover-level Data | Estimated using an emission factor
2018 | MA | Ameresco Chicopee Energy | 56426 | UNIT4 | IC | OP | NA | LFG |  | 134105 | 0.98567 | 0.0147 | EIA Prime Mover-level Data | Estimated using an emission factor
2018 | MA | Amherst College Co Gen | 58185 | CTG | GT | OP | NA | NG |  | 145343 | 0.39849 | 0.0054834 | EIA Prime Mover-level Data | NEI avg EF - PM, fuel type, firing type
2018 | MA | Amherst College Co Gen | 58185 | STG | ST | OP | NA | NG |  | 94691 | 0.38125 | 0.0080524 | EIA Prime Mover-level Data | NEI avg EF - PM, fuel type
2018 | MA | Anderson Power Products Division | 10553 | 3622 | IC | OS | NA | DFO |  | 30 | 0.00465 | 0.31 | EIA Prime Mover-level Data | Estimated using an emission factor
2018 | MA | Anderson Power Products Division | 10553 | 6033 | IC | SB | NA | DFO |  | 91 | 0.014105 | 0.31 | EIA Prime Mover-level Data | Estimated using an emission factor
2018 | MA | Anderson Power Products Division | 10553 | 6035 | IC | SB | NA | DFO |  | 91 | 0.014105 | 0.31 | EIA Prime Mover-level Data | Estimated using an emission factor
2018 | MA | Anderson Power Products Division | 10553 | 6046 | IC | SB | NA | DFO |  | 91 | 0.014105 | 0.31 | EIA Prime Mover-level Data | Estimated using an emission factor
2018 | MA | ANP Bellingham Energy Company, LLC | 55211 | 1 | CT | OP | CC | NG | 6,206.0 | 8542743 | 1.5548 | 0.00036401 | EPA/CAMD | EPA/NEI | 2002
2018 | MA | ANP Bellingham Energy Company, LLC | 55211 | 2 | CT | OP | CC | NG | 6,161.0 | 8238127 | 1.4993 | 0.00036399 | EPA/CAMD | EPA/NEI | 2002
2018 | MA | ANP Blackstone Energy Company, LLC | 55212 | 1 | CT | OP | CC | NG | 5,586.0 | 7510497 | 1.3668 | 0.00036398 | EPA/CAMD | EPA/NEI | 2001
2018 | MA | ANP Blackstone Energy Company, LLC | 55212 | 2 | CT | OP | CC | NG | 5,618.0 | 7988916 | 1.454 | 0.000364 | EPA/CAMD | EPA/NEI | 2001
2018 | MA | Antanavica Solar | 61526 | GEN1 | PV | OP | NA | SUN |  | 2982 |  |  | EIA Prime Mover-level Data
2018 | MA | Ashburnham Energy Storage Project | 62219 | AMLPB | BA | V | NA | MWH
2018 | MA | Ashby Duffy CSG Solar Farm | 61399 | DU183 | PV | OP | NA | SUN |  | 27317 |  |  | EIA Prime Mover-level Data
2018 | MA | Ashby Solar, LLC | 62199 | 4472 | PV | OP | NA | SUN |  | 10614 |  |  | EIA Prime Mover-level Data
2018 | MA | Axio Green LLC | 58702 | 1 | PV | OP | NA | SUN |  | 20195 |  |  | EIA Prime Mover-level Data
2018 | MA | Ayers Village Solar | 59463 | 1 | PV | OP | NA | SUN |  | 25642 |  |  | EIA Prime Mover-level Data
2018 | MA | Barnstable Landfill | 59081 | HAR1 | PV | OP | NA | SUN |  | 43082 |  |  | EIA Prime Mover-level Data
2018 | MA | Barre | 55776 | BA1 | IC | RE | NA | LFG
2018 | MA | Barre | 55776 | BA2 | IC | RE | NA | LFG
2018 | MA | Barre II Solar Project | 59766 | BII | PV | OP | NA | SUN |  | 20169 |  |  | EIA Prime Mover-level Data
2018 | MA | Barre Solar III LLC | 62363 | BSPV | PV | OP | NA | SUN |  | 11899 |  |  | EIA Prime Mover-level Data
2018 | MA | Barrett PV | 61342 | MSBW2 | PV | OP | NA | SUN |  | 150400 |  |  | EIA Prime Mover-level Data
2018 | MA | Bashaw Solar CSG 1, LLC | 60866 | 4MID | PV | OP | NA | SUN |  | 27465 |  |  | EIA Prime Mover-level Data
2018 | MA | Beacon Power Flywheel System 1 | 57711 | TYN1 | FW | RE | NA | MWH
2018 | MA | Beacon Power Flywheel System 2 | 57712 | TYN2 | FW | RE | NA | MWH
2018 | MA | Bear Swamp | 8005 | GEN1 | PS | OP | NA | WAT |  | 0 |  |  | EIA Prime Mover-level Data
2018 | MA | Bear Swamp | 8005 | GEN2 | PS | OP | NA | WAT |  | 0 |  |  | EIA Prime Mover-level Data
2018 | MA | Beebe Substation Battery Storage | 62585 | WAKFD | BA | U | NA | MWH
2018 | MA | Belchertown | 60653 | PV1 | PV | OP | NA | SUN |  | 12637 |  |  | EIA Prime Mover-level Data
2018 | MA | Belchertown Renewables Community Solar | 61295 | 02675 | PV | OP | NA | SUN |  | 44432 |  |  | EIA Prime Mover-level Data
2018 | MA | Bellingham | 10307 | 1 | CT | OP | CC | NG | 502.0 | 506365 | 1.816 | 0.0071727 | EPA/CAMD | EPA/NEI | 1991
2018 | MA | Bellingham | 10307 | 2 | CT | OP | CC | NG | 595.0 | 601203 | 1.567 | 0.005213 | EPA/CAMD | EPA/NEI | 1991
2018 | MA | Bellingham PV | 58403 | SO032 | PV | OP | NA | SUN |  | 37813 |  |  | EIA Prime Mover-level Data
2018 | MA | Berkley East Solar LLC | 58871 | 1 | PV | OP | NA | SUN |  | 42701 |  |  | EIA Prime Mover-level Data
2018 | MA | Berkshire 1 | 58624 | BER1 | PV | OP | NA | SUN |  | 20187 |  |  | EIA Prime Mover-level Data
2018 | MA | Berkshire Power | 55041 | 1 | CT | OP | CC | NG | 3,449.0 | 4777452 | 26.0988 | 0.010926 | EPA/CAMD | EPA/NEI | 1999
2018 | MA | Berkshire Wind Power Project | 57721 | BWP | WT | OP | NA | WND |  | 409131 |  |  | EIA Prime Mover-level Data
2018 | MA | Berkshire Wind Power Project | 57721 | HN-8 | WT | U | NA | WND
2018 | MA | Berkshire Wind Power Project | 57721 | HN-9 | WT | U | NA | WND
2018 | MA | Beverly | 59242 | BVRLY | PV | OP | NA | SUN |  | 29845 |  |  | EIA Prime Mover-level Data
2018 | MA | Big George PV CSG | 61429 | 12344 | PV | OP | NA | SUN |  | 1869 |  |  | EIA Prime Mover-level Data
2018 | MA | Bird Machine Solar Farm | 60854 | BRDMA | PV | OP | NA | SUN |  | 49657 |  |  | EIA Prime Mover-level Data
2018 | MA | BJ's Wholesale Club, Inc- Uxbridge | 60116 | PV1 | PV | OP | NA | SUN |  | 9911 |  |  | EIA Prime Mover-level Data
2018 | MA | BlueWave Capital - Grafton (SREC II) | 59752 | 1 | PV | OP | NA | SUN |  | 17186 |  |  | EIA Prime Mover-level Data
2018 | MA | Boatlock | 1603 | 1 | HY | OP | NA | WAT |  | 33879 |  |  | EIA Prime Mover-level Data
2018 | MA | Boatlock | 1603 | 2 | HY | OP | NA | WAT |  | 58078 |  |  | EIA Prime Mover-level Data
2018 | MA | Boatlock | 1603 | 3 | HY | OP | NA | WAT |  | 58078 |  |  | EIA Prime Mover-level Data
2018 | MA | Bolton PV | 59014 | BLT | PV | OP | NA | SUN |  | 62322 |  |  | EIA Prime Mover-level Data
2018 | MA | Boott Hydropower | 10556 | GEN1 | HY | OP | NA | WAT |  | 283786 |  |  | EIA Prime Mover-level Data
2018 | MA | Boott Hydropower | 10556 | GEN2 | HY | OP | NA | WAT |  | 283786 |  |  | EIA Prime Mover-level Data
2018 | MA | Boott Hydropower | 10556 | GEN3 | HY | OP | NA | WAT |  | 298921 |  |  | EIA Prime Mover-level Data
2018 | MA | Boston Medical Center CHP Plant | 61186 | BATT | BA | U | NA | MWH
2018 | MA | Boston Medical Center CHP Plant | 61186 | COGEN | IC | OP | NA | NG |  | 148519 | 0.031338 | 0.000422 | EIA Prime Mover-level Data | Estimated using an emission factor
2018 | MA | Boston Scientific Solar | 57992 | BSMA | PV | OP | NA | SUN |  | 13650 |  |  | EIA Prime Mover-level Data
2018 | MA | Bourne (MA) - Holliston I | 59750 | 1 | PV | OP | NA | SUN |  | 28539 |  |  | EIA Prime Mover-level Data
2018 | MA | Braintree Landfill Solar | 61538 | BRAIN | PV | OP | NA | SUN |  | 14041 |  |  | EIA Prime Mover-level Data
2018 | MA | Braley Road 2 | 58680 | PV1 | PV | OP | NA | SUN |  | 39864 |  |  | EIA Prime Mover-level Data
2018 | MA | Brewster Landfill | 59075 | BRE1 | PV | OP | NA | SUN |  | 11516 |  |  | EIA Prime Mover-level Data
2018 | MA | Bridgewater Complex Co-Generation Plant | 62757 | CG1 | GT | OP | NA | NG
2018 | MA | Bridgewater Solar CSG | 60730 | PV1 | PV | OP | NA | SUN |  | 18078 |  |  | EIA Prime Mover-level Data
2018 | MA | Bridgewater Solar CSG | 60730 | PV2 | PV | OP | NA | SUN |  | 13906 |  |  | EIA Prime Mover-level Data
2018 | MA | Brockelman | 59241 | BROCK | PV | OP | NA | SUN |  | 30034 |  |  | EIA Prime Mover-level Data
2018 | MA | Brook Street Solar 1 CSG | 61008 | BROOK | PV | OP | NA | SUN |  | 53193 |  |  | EIA Prime Mover-level Data
2018 | MA | Brookfield Solar 2013 LLC | 60613 | NBKFD | PV | OP | NA | SUN |  | 26186 |  |  | EIA Prime Mover-level Data
2018 | MA | Browne Solar LLC | 59361 | PV1 | PV | OP | NA | SUN |  | 13885 |  |  | EIA Prime Mover-level Data
2018 | MA | Bullock Road Solar 1 | 61010 | BULLO | PV | OP | NA | SUN |  | 23777 |  |  | EIA Prime Mover-level Data
2018 | MA | BWC Gibbs Brook | 62369 | 62595 | PV | OP | NA | SUN
2018 | MA | BWC Harlow Brook | 62371 | 62592 | PV | OP | NA | SUN
2018 | MA | BWC Origination 18 | 62368 | 62591 | PV | OP | NA | SUN
2018 | MA | BWC Pocasset River | 62372 | 62594 | PV | OP | NA | SUN
2018 | MA | BWC Swan Pond River CSG | 60067 | SPRMA | PV | OP | NA | SUN |  | 24609 |  |  | EIA Prime Mover-level Data
2018 | MA | BWC Wading River One, Two, Three CSG | 61069 | 62381 | PV | OP | NA | SUN |  | 41713 |  |  | EIA Prime Mover-level Data
2018 | MA | BWC Wareham River | 62370 | 62593 | PV | OP | NA | SUN
2018 | MA | Cabot | 1629 | 1 | HY | OP | NA | WAT |  | 505801 |  |  | EIA Prime Mover-level Data
2018 | MA | Cabot | 1629 | 2 | HY | OP | NA | WAT |  | 505801 |  |  | EIA Prime Mover-level Data
2018 | MA | Cabot | 1629 | 3 | HY | OP | NA | WAT |  | 505801 |  |  | EIA Prime Mover-level Data
2018 | MA | Cabot | 1629 | 4 | HY | OP | NA | WAT |  | 505801 |  |  | EIA Prime Mover-level Data
2018 | MA | Cabot | 1629 | 5 | HY | OP | NA | WAT |  | 505801 |  |  | EIA Prime Mover-level Data
2018 | MA | Cabot | 1629 | 6 | HY | OP | NA | WAT |  | 505801 |  |  | EIA Prime Mover-level Data
2018 | MA | Cabot Holyoke | 9864 | 1 | HY | OP | NA | WAT |  | 7042 |  |  | EIA Prime Mover-level Data
2018 | MA | Cabot Holyoke | 9864 | 2 | HY | OP | NA | WAT |  | 7042 |  |  | EIA Prime Mover-level Data
2018 | MA | Cabot Holyoke | 9864 | 3 | HY | OP | NA | WAT |  | 3521 |  |  | EIA Prime Mover-level Data
2018 | MA | Cabot Holyoke | 9864 | 4 | HY | OP | NA | WAT |  | 5281 |  |  | EIA Prime Mover-level Data
2018 | MA | Cabot Holyoke | 9864 | 6 | ST | RE | NA | NG
2018 | MA | Cabot Holyoke | 9864 | 8 | ST | RE | NA | NG
2018 | MA | Cabot Holyoke | 9864 | 9 | ST | RE | NA | NG
2018 | MA | Camelot Wind LLC | 58958 | CMLTW | WT | OP | NA | WND |  | 24291 |  |  | EIA Prime Mover-level Data
2018 | MA | Canal Station | 1599 | 1 | ST | OP | WALL | RFO | 254.0 | 920217 | 1.1535 | 0.0025069 | EPA/CAMD | EPA/NEI | 1968
2018 | MA | Canal Station | 1599 | 2 | ST | OP | WALL | NG | 260.0 | 683870 | 0.58564 | 0.0017127 | EPA/CAMD | EPA/NEI | 1976
2018 | MA | Cape Cod Air Force Station - 6 SWS | 58661 | GE-3 | WT | OP | NA | WND |  | 36455 |  |  | EIA Prime Mover-level Data
2018 | MA | Cape Cod Air Force Station - 6 SWS | 58661 | GE-4 | WT | OP | NA | WND |  | 36455 |  |  | EIA Prime Mover-level Data
2018 | MA | Carver CSG | 62763 | CR | PV | T | NA | SUN
2018 | MA | Carver MA 1 Community Solar | 60442 | CMA1 | PV | OP | NA | SUN |  | 25238 |  |  | EIA Prime Mover-level Data
2018 | MA | CED Chicopee Solar | 61602 | CSMA | PV | OP | NA | SUN |  | 41996 |  |  | EIA Prime Mover-level Data
2018 | MA | CED Northampton Solar LLC | 62695 | NSMA | PV | T | NA | SUN
2018 | MA | CED Westfield Solar, LLC | 60274 | WFMA | PV | OP | NA | SUN |  | 27574 |  |  | EIA Prime Mover-level Data
2018 | MA | Cedarville CSG | 60757 | PV1 | PV | OP | NA | SUN |  | 7083 |  |  | EIA Prime Mover-level Data
2018 | MA | Cedarville CSG | 60757 | PV2 | PV | OP | NA | SUN |  | 14165 |  |  | EIA Prime Mover-level Data
2018 | MA | Cedarville CSG | 60757 | PV3 | PV | OP | NA | SUN |  | 14165 |  |  | EIA Prime Mover-level Data
2018 | MA | Centaurus Solar - MA | 61371 | ASH24 | PV | OP | NA | SUN |  | 29313 |  |  | EIA Prime Mover-level Data
2018 | MA | CES Sterling LLC | 58387 | 1 | PV | OP | NA | SUN |  | 26741 |  |  | EIA Prime Mover-level Data
2018 | MA | Charlestown Wind Turbine | 58065 | CWT1 | WT | OP | NA | WND |  | 11525 |  |  | EIA Prime Mover-level Data
2018 | MA | Charlton Solar I | 59636 | 37021 | PV | OP | NA | SUN |  | 25267 |  |  | EIA Prime Mover-level Data
2018 | MA | Chatham Landfill | 59077 | CHA | PV | OP | NA | SUN |  | 15528 |  |  | EIA Prime Mover-level Data
2018 | MA | Chemical | 1604 | 1 | HY | OP | NA | WAT |  | 15911 |  |  | EIA Prime Mover-level Data
2018 | MA | Chemical | 1604 | 2 | HY | OP | NA | WAT |  | 15911 |  |  | EIA Prime Mover-level Data
2018 | MA | Cherry Street | 9038 | 7 | IC | OP | NA | DFO |  | 863 | 0.13376 | 0.31 | EIA Prime Mover-level Data | Estimated using an emission factor
2018 | MA | Cherry Street | 9038 | 8 | IC | OP | NA | DFO |  | 1046 | 0.16213 | 0.31 | EIA Prime Mover-level Data | Estimated using an emission factor
2018 | MA | Cherry Street | 9038 | 9 | IC | RE | NA | DFO
2018 | MA | Cherry Street | 9038 | 10 | IC | OP | NA | DFO |  | 575 | 0.089125 | 0.31 | EIA Prime Mover-level Data | Estimated using an emission factor
2018 | MA | Cherry Street | 9038 | 11 | IC | OP | NA | DFO |  | 575 | 0.089125 | 0.31 | EIA Prime Mover-level Data | Estimated using an emission factor
2018 | MA | Cherry Street | 9038 | 12 | IC | OP | NA | DFO |  | 1464 | 0.22692 | 0.31 | EIA Prime Mover-level Data | Estimated using an emission factor
2018 | MA | Chester Solar Farm | 59767 | CHSTR | PV | OP | NA | SUN |  | 57278 |  |  | EIA Prime Mover-level Data
2018 | MA | Chicopee Electric | 55590 | 1 | IC | RE | NA | LFG
2018 | MA | Chicopee Electric | 55590 | 2 | IC | RE | NA | LFG
2018 | MA | Chicopee Granby Road Solar | 59626 | PV1 | PV | OP | NA | SUN |  | 21765 |  |  | EIA Prime Mover-level Data
2018 | MA | Chicopee Hydroelectric Station | 50832 | 1 | HY | OP | NA | WAT |  | 22198 |  |  | EIA Prime Mover-level Data
2018 | MA | Chicopee Hydroelectric Station | 50832 | 2 | HY | OP | NA | WAT |  | 22198 |  |  | EIA Prime Mover-level Data
2018 | MA | Chicopee River Solar | 59625 | PV1 | PV | OP | NA | SUN |  | 27509 |  |  | EIA Prime Mover-level Data
2018 | MA | Chicopee Solar | 59030 | 0036 | PV | OP | NA | SUN |  | 41569 |  |  | EIA Prime Mover-level Data
2018 | MA | Chocksett Rd Energy Storage Project | 60959 | BA1 | BA | OP | NA | MWH |  | 0 |  |  | EIA Prime Mover-level Data
2018 | MA | Citizens Agawam Landfill Solar | 61596 | PV1 | PV | OP | NA | SUN |  | 26005 |  |  | EIA Prime Mover-level Data
2018 | MA | Clark University | 10408 | GEN1 | IC | RE | NA | NG
2018 | MA | Clark University | 10408 | GEN2 | IC | OP | NA | NG
2018 | MA | Cleary Flood | 1682 | 8 | ST | OP | WALL | RFO | 163.0 | 35545 | 0.52211 | 0.029378 | EPA/CAMD | EPA/NEI | 1966
2018 | MA | Cleary Flood | 1682 | 9 | ST | OP | WALL | NG | 1,373.0 | 848237 | 1.8884 | 0.0044526 | EPA/CAMD | EPA/NEI | 1975
2018 | MA | Cobble Mountain | 1630 | 1 | HY | OP | NA | WAT |  | 104734 |  |  | EIA Prime Mover-level Data
2018 | MA | Cobble Mountain | 1630 | 2 | HY | OP | NA | WAT |  | 56395 |  |  | EIA Prime Mover-level Data
2018 | MA | Cobble Mountain | 1630 | 3 | HY | OP | NA | WAT |  | 104734 |  |  | EIA Prime Mover-level Data
2018 | MA | Collins Facility | 52166 | 1 | HY | OP | NA | WAT |  | 21934 |  |  | EIA Prime Mover-level Data
2018 | MA | Collins Facility | 52166 | 2 | HY | OP | NA | WAT |  | 21934 |  |  | EIA Prime Mover-level Data
2018 | MA | Commercial Street | 6585 | 2 | IC | RE | NA | DFO
2018 | MA | Concord Solar Farm | 59768 | CMLP | PV | OP | NA | SUN |  | 18136 |  |  | EIA Prime Mover-level Data
2018 | MA | Cosgrove Intake and Power Station | 10825 | UNI1 | HY | OP | NA | WAT |  | 18117 |  |  | EIA Prime Mover-level Data
2018 | MA | Cosgrove Intake and Power Station | 10825 | UNI2 | HY | OP | NA | WAT |  | 18117 |  |  | EIA Prime Mover-level Data
2018 | MA | Cottage Street Solar Facility | 58568 | PV-3 | PV | OP | NA | SUN |  | 41624 |  |  | EIA Prime Mover-level Data
2018 | MA | Covanta Haverhill | 50661 | A | ST | OP | NA | MSW |  | 2664070 | 0.2078 | 0.000156 | EIA Unit-level Data | Estimated using an emission factor
2018 | MA | Covanta Haverhill | 50661 | B | ST | OP | NA | MSW |  | 2699093 | 0.21053 | 0.000156 | EIA Unit-level Data | Estimated using an emission factor
2018 | MA | Cranberry Point Energy Storage | 62844 | NA | BA | P | NA | MWH
2018 | MA | Curtis Hill Solar CSG | 60851 | PV1 | PV | OP | NA | SUN |  | 29304 |  |  | EIA Prime Mover-level Data
2018 | MA | Dartmouth | 58682 | PV1 | PV | OP | NA | SUN |  | 75260 |  |  | EIA Prime Mover-level Data
2018 | MA | Dartmouth II Solar | 57838 | D2MA | PV | OP | NA | SUN |  | 28793 |  |  | EIA Prime Mover-level Data
2018 | MA | Dartmouth Landfill | 59131 | 57449 | PV | OP | NA | SUN |  | 14708 |  |  | EIA Prime Mover-level Data
2018 | MA | Dartmouth Power | 52026 | 1 | CT | OP | CC | NG | 1,223.0 | 465592 | 1.4916 | 0.0064073 | EPA/CAMD | EPA/NEI | 1992
2018 | MA | Dartmouth Power | 52026 | 2 | GT | OP | CT | NG | 717.0 | 137469 | 1.2549 | 0.018257 | EPA/CAMD | EPA/NEI | 2009
2018 | MA | Dartmouth Solar | 57473 | DSMA | PV | OP | NA | SUN |  | 19402 |  |  | EIA Prime Mover-level Data
2018 | MA | DDR Shoppers World | 60754 | PV1 | PV | OP | NA | SUN |  | 15563 |  |  | EIA Prime Mover-level Data
2018 | MA | Deer Island Treatment | 10823 | 6ENT | IC |  | NA | OBG
2018 | MA | Deer Island Treatment | 10823 | 7ENT | IC |  | NA | OBG
2018 | MA | Deer Island Treatment | 10823 | B101 | ST | OP | NA | OBG |  | 597726 | 0.8667 | 0.0029 | EIA Unit-level Data | Estimated using an emission factor
2018 | MA | Deer Island Treatment | 10823 | B201 | ST | OP | NA | OBG |  | 502190 | 0.72818 | 0.0029 | EIA Unit-level Data | Estimated using an emission factor
2018 | MA | Deer Island Treatment | 10823 | H101 | HY | OP | NA | WAT |  | 17967 |  |  | EIA Prime Mover-level Data
2018 | MA | Deer Island Treatment | 10823 | H201 | HY | OP | NA | WAT |  | 17967 |  |  | EIA Prime Mover-level Data
2018 | MA | Deer Island Treatment | 10823 | PV101 | PV | OP | NA | SUN |  | 7285 |  |  | EIA Prime Mover-level Data
2018 | MA | Deer Island Treatment | 10823 | S42 | GT | OP | CT | DFO | 310.0 | 44251 | 0.52478 | 0.023718 | EPA/CAMD | NEI avg EF - PM, fuel type, firing type | 1995
2018 | MA | Deer Island Treatment | 10823 | S43 | GT | OP | CT | DFO | 231.0 | 29359 | 0.34818 | 0.023718 | EPA/CAMD | NEI avg EF - PM, fuel type, firing type | 1995
2018 | MA | Deer Island Treatment | 10823 | WT101 | WT | OP | NA | WND |  | 8169 |  |  | EIA Prime Mover-level Data
2018 | MA | Deer Island Treatment | 10823 | WT102 | WT | OP | NA | WND |  | 8169 |  |  | EIA Prime Mover-level Data
2018 | MA | Deerfield 2 | 6047 | GEN1 | HY | OP | NA | WAT |  | 108154 |  |  | EIA Prime Mover-level Data
2018 | MA | Deerfield 2 | 6047 | GEN2 | HY | OP | NA | WAT |  | 108154 |  |  | EIA Prime Mover-level Data
2018 | MA | Deerfield 2 | 6047 | GEN3 | HY | OP | NA | WAT |  | 108154 |  |  | EIA Prime Mover-level Data
2018 | MA | Deerfield 3 | 6083 | GEN1 | HY | OP | NA | WAT |  | 101307 |  |  | EIA Prime Mover-level Data
2018 | MA | Deerfield 3 | 6083 | GEN2 | HY | OP | NA | WAT |  | 101307 |  |  | EIA Prime Mover-level Data
2018 | MA | Deerfield 3 | 6083 | GEN3 | HY | OP | NA | WAT |  | 101307 |  |  | EIA Prime Mover-level Data
2018 | MA | Deerfield 4 | 6119 | GEN1 | HY | OP | NA | WAT |  | 84864 |  |  | EIA Prime Mover-level Data
2018 | MA | Deerfield 4 | 6119 | GEN2 | HY | OP | NA | WAT |  | 84864 |  |  | EIA Prime Mover-level Data
2018 | MA | Deerfield 4 | 6119 | GEN3 | HY | OP | NA | WAT |  | 84864 |  |  | EIA Prime Mover-level Data
2018 | MA | Deerfield 5 | 1620 | GEN1 | HY | OP | NA | WAT |  | 579694 |  |  | EIA Prime Mover-level Data
2018 | MA | Deerfield CSG Solar | 60775 | PV1 | PV | OP | NA | SUN |  | 43192 |  |  | EIA Prime Mover-level Data
2018 | MA | Dennis Landfill | 59082 | DEN1 | PV | OP | NA | SUN |  | 54343 |  |  | EIA Prime Mover-level Data
2018 | MA | Depot Hill Solar CSG | 60852 | PV1 | PV | OP | NA | SUN |  | 30509 |  |  | EIA Prime Mover-level Data
2018 | MA | Dept of Corrections NCCI Wind | 58992 | WND-1 | WT | OP | NA | WND |  | 33632 |  |  | EIA Prime Mover-level Data
2018 | MA | Dept of Corrections NCCI Wind | 58992 | WND-2 | WT | OP | NA | WND |  | 33632 |  |  | EIA Prime Mover-level Data
2018 | MA | Devens | 59358 | MA2 | PV | OP | NA | SUN |  | 40309 |  |  | EIA Prime Mover-level Data
2018 | MA | Dighton | 55026 | 1 | CT | OP | CC | NG | 2,639.0 | 2933196 | 5.0722 | 0.0034585 | EPA/CAMD | EPA/NEI | 1999
2018 | MA | Dorchester Solar Site | 57265 | 1 | PV | OP | NA | SUN |  | 13650 |  |  | EIA Prime Mover-level Data
2018 | MA | Doreen | 1631 | 10 | GT | OP | CT | DFO | 28.0 | 7321 | 0.0022 | 0.00060101 | EIA non-ozone season distributed and EPA/CAMD ozone season | EPA/NEI | 1969
2018 | MA | Douglas Solar | 57934 | DOMA | PV | OP | NA | SUN |  | 28311 |  |  | EIA Prime Mover-level Data
2018 | MA | Dudley Solar | 62201 | 02419 | PV | OP | NA | SUN |  | 24336 |  |  | EIA Prime Mover-level Data
2018 | MA | Dwight | 6378 | DW2 | HY | OP | NA | WAT |  | 19361 |  |  | EIA Prime Mover-level Data
2018 | MA | Dwight | 6378 | DW3 | HY | OP | NA | WAT |  | 19361 |  |  | EIA Prime Mover-level Data
2018 | MA | Dwight | 6378 | DW4 | HY | OP | NA | WAT |  | 19361 |  |  | EIA Prime Mover-level Data
2018 | MA | Dynamic - Walpole | 62324 | WAL01 | PV | OP | NA | SUN |  | 26425 |  |  | EIA Prime Mover-level Data
2018 | MA | East Acres Solar NG, LLC | 61755 | EA | PV | OP | NA | SUN |  | 38277 |  |  | EIA Prime Mover-level Data
2018 | MA | East Bridgewater | 55584 | 1 | IC | RE | NA | LFG
2018 | MA | East Bridgewater | 55584 | 2 | IC | RE | NA | LFG
2018 | MA | East Bridgewater | 55584 | 3 | IC | RE | NA | LFG
2018 | MA | East Bridgewater | 55584 | 4 | IC | RE | NA | LFG
2018 | MA | East Bridgewater | 55584 | 5 | IC | RE | NA | LFG
2018 | MA | East Bridgewater | 55584 | 6 | IC | RE | NA | LFG
2018 | MA | East Bridgewater Solar | 62197 | EBRID | PV | OP | NA | SUN |  | 30691 |  |  | EIA Prime Mover-level Data
2018 | MA | East Longmeadow Solar PV | 62059 | LG400 | PV | TS | NA | SUN
2018 | MA | East Springfield Solar PV | 62093 | REC34 | PV | OP | NA | SUN |  | 2170 |  |  | EIA Prime Mover-level Data
2018 | MA | Easthampton Landfill-City of Easthampton | 58272 | 1 | PV | OP | NA | SUN |  | 20588 |  |  | EIA Prime Mover-level Data
2018 | MA | Easton Landfill | 59134 | 57449 | PV | OP | NA | SUN |  | 21334 |  |  | EIA Prime Mover-level Data
2018 | MA | EBZ Solar | 59032 | 0031 | PV | OP | NA | SUN |  | 32096 |  |  | EIA Prime Mover-level Data
2018 | MA | EDF Lancaster | 59140 | INV-1 | PV | OP | NA | SUN |  | 53193 |  |  | EIA Prime Mover-level Data
2018 | MA | Equity Industrial Turbines | 60865 | WT1 | WT | OP | NA | WND |  | 60469 |  |  | EIA Prime Mover-level Data
2018 | MA | Erving Paper Mills | 54228 | 1 | ST | RE | NA | RFO
2018 | MA | Erving Paper Mills | 54228 | 2 | ST | OP | NA | OTH |  | 0 | 0 |  | EIA Unit-level Data | Estimated using an emission factor
2018 | MA | Erving Paper Mills | 54228 | 3 | GT | OP | NA | NG |  | 523285 | 1.4347 | 0.0054834 | EIA Prime Mover-level Data | NEI avg EF - PM, fuel type, firing type
2018 | MA | Exelon Edgar LLC | 1585 | GT1 | GT | RE | NA | DFO
2018 | MA | Exelon Edgar LLC | 1585 | GT2 | GT | RE | NA | DFO
2018 | MA | Exelon L Street | 1587 | GT1 | GT | RE | NA | DFO
2018 | MA | Exelon West Medway II LLC | 59882 | 4 | GT | V | NA | NG
2018 | MA | Exelon West Medway II LLC | 59882 | 5 | GT | V | NA | NG
2018 | MA | Fairhaven C | 60423 | FCPV | PV | OP | NA | SUN |  | 20169 |  |  | EIA Prime Mover-level Data
2018 | MA | Fairhaven Wind | 59725 | FHWTG | WT | OP | NA | WND |  | 55336 |  |  | EIA Prime Mover-level Data
2018 | MA | Fairview Farms Solar | 58974 | PV1 | PV | OP | NA | SUN |  | 25301 |  |  | EIA Prime Mover-level Data
2018 | MA | Fall River Solar CSG | 60738 | PV1 | PV | OP | NA | SUN |  | 23369 |  |  | EIA Prime Mover-level Data
2018 | MA | Falmouth Landfill Solar | 61562 | FAL1 | PV | OP | NA | SUN |  | 44358 |  |  | EIA Prime Mover-level Data
2018 | MA | Farley Road Community Solar | 61294 | 02419 | PV | OP | NA | SUN |  | 13880 |  |  | EIA Prime Mover-level Data
2018 | MA | Federal Road Solar 1, LLC CSG | 60065 | FEDRD | PV | OP | NA | SUN |  | 58812 |  |  | EIA Prime Mover-level Data
2018 | MA | Fife Brook | 8004 | GEN1 | HY | OP | NA | WAT |  | 309565 |  |  | EIA Prime Mover-level Data
2018 | MA | Fisher Road Solar | 60075 | SYFRS | PV | OP | NA | SUN |  | 68912 |  |  | EIA Prime Mover-level Data
2018 | MA | Fitchburg Gas Recovery | 56527 | GEN1 | IC | OP | NA | LFG |  | 142355 | 1.0463 | 0.0147 | EIA Prime Mover-level Data | Estimated using an emission factor
2018 | MA | Fitchburg Gas Recovery | 56527 | GEN2 | IC | OP | NA | LFG |  | 142355 | 1.0463 | 0.0147 | EIA Prime Mover-level Data | Estimated using an emission factor
2018 | MA | Fitchburg Gas Recovery | 56527 | GEN3 | IC | OP | NA | LFG |  | 142355 | 1.0463 | 0.0147 | EIA Prime Mover-level Data | Estimated using an emission factor
2018 | MA | Fore River Energy Center | 55317 | 11 | CT | OP | CC | NG | 5,916.0 | 12879862 | 16.3486 | 0.0025386 | EPA/CAMD | EPA/NEI | 2003
2018 | MA | Fore River Energy Center | 55317 | 12 | CT | OP | CC | NG | 4,919.0 | 11339616 | 15.2459 | 0.002689 | EPA/CAMD | EPA/NEI | 2003
2018 | MA | Framingham State University Plant | 59717 | ACPV | PV | OP | NA | SUN |  | 490 |  |  | EIA Prime Mover-level Data
2018 | MA | Framingham State University Plant | 59717 | CCPV | PV | OP | NA | SUN |  | 210 |  |  | EIA Prime Mover-level Data
2018 | MA | Framingham State University Plant | 59717 | HA | IC | SB | NA | DFO |  | 18 | 0.00279 | 0.31 | EIA Prime Mover-level Data | Estimated using an emission factor
2018 | MA | Framingham State University Plant | 59717 | LIB | IC | SB | NA | DFO |  | 27 | 0.004185 | 0.31 | EIA Prime Mover-level Data | Estimated using an emission factor
2018 | MA | Framingham State University Plant | 59717 | MSC | IC | RE | NA | NG
2018 | MA | Framingham State University Plant | 59717 | MSC2 | IC | SB | NA | DFO |  | 18 | 0.00279 | 0.31 | EIA Prime Mover-level Data | Estimated using an emission factor
2018 | MA | Framingham State University Plant | 59717 | NORTH | IC | SB | NA | DFO |  | 18 | 0.00279 | 0.31 | EIA Prime Mover-level Data | Estimated using an emission factor
2018 | MA | Framingham State University Plant | 59717 | OC | IC | SB | NA | DFO |  | 9 | 0.001395 | 0.31 | EIA Prime Mover-level Data | Estimated using an emission factor
2018 | MA | Framingham State University Plant | 59717 | PP | IC | SB | NA | DFO |  | 36 | 0.00558 | 0.31 | EIA Prime Mover-level Data | Estimated using an emission factor
2018 | MA | Framingham State University Plant | 59717 | TOW1 | IC | SB | NA | DFO |  | 18 | 0.00279 | 0.31 | EIA Prime Mover-level Data | Estimated using an emission factor
2018 | MA | Framingham State University Plant | 59717 | TOW2 | IC | SB | NA | DFO |  | 36 | 0.00558 | 0.31 | EIA Prime Mover-level Data | Estimated using an emission factor
2018 | MA | Framingham State University Plant | 59717 | WEST | IC | SB | NA | DFO |  | 18 | 0.00279 | 0.31 | EIA Prime Mover-level Data | Estimated using an emission factor
2018 | MA | Framingham Station | 1586 | FJ-1 | GT | OP | CT | DFO | 32.0 | 6503 | 0.00807 | 0.0024819 | EIA non-ozone season distributed and EPA/CAMD ozone season | EPA/NEI | 1969
2018 | MA | Framingham Station | 1586 | FJ-2 | GT | OP | CT | DFO | 33.0 | 6003 | 0.0074244 | 0.0024736 | EIA non-ozone season distributed and EPA/CAMD ozone season | EPA/NEI | 1969
2018 | MA | Framingham Station | 1586 | FJ-3 | GT | OP | CT | DFO | 43.0 | 8445 | 0.0093612 | 0.002217 | EIA non-ozone season distributed and EPA/CAMD ozone season | EPA/NEI | 1969
2018 | MA | Franklin 1 | 59178 | KRS04 | PV | OP | NA | SUN |  | 36208 |  |  | EIA Prime Mover-level Data
2018 | MA | Franklin 2 | 59179 | KRS05 | PV | OP | NA | SUN |  | 50741 |  |  | EIA Prime Mover-level Data
2018 | MA | Freetown Solar | 58283 | 1 | PV | OP | NA | SUN |  | 65195 |  |  | EIA Prime Mover-level Data
2018 | MA | Front Street | 7396 | 1 | IC | OP | NA | DFO |  | 2855 | 0.44253 | 0.31 | EIA Prime Mover-level Data | Estimated using an emission factor
2018 | MA | Front Street | 7396 | 2 | IC | OP | NA | DFO |  | 2855 | 0.44253 | 0.31 | EIA Prime Mover-level Data | Estimated using an emission factor
2018 | MA | Front Street | 7396 | 3 | IC | OP | NA | DFO |  | 2855 | 0.44253 | 0.31 | EIA Prime Mover-level Data | Estimated using an emission factor
2018 | MA | Future Generation Wind | 59622 | FGMA | WT | OP | NA | WND |  | 165501 |  |  | EIA Prime Mover-level Data
2018 | MA | Gardner - Otter River Road | 62870 | 79711 | PV | T | NA | SUN
2018 | MA | Gardner Solar 1 | 58937 | GRDN1 | PV | OP | NA | SUN |  | 24007 |  |  | EIA Prime Mover-level Data
2018 | MA | Gardners Falls | 1634 | GF2 | HY | OA | NA | WAT |  | 9869 |  |  | EIA Prime Mover-level Data
2018 | MA | Gardners Falls | 1634 | GF3 | HY | OP | NA | WAT |  | 22206 |  |  | EIA Prime Mover-level Data
2018 | MA | Gardners Falls | 1634 | GF4 | HY | OP | NA | WAT |  | 22206 |  |  | EIA Prime Mover-level Data
2018 | MA | Gardners Falls | 1634 | GF5 | HY | OP | NA | WAT |  | 32075 |  |  | EIA Prime Mover-level Data
2018 | MA | GELD Solar Farm | 61539 | GELD | PV | OP | NA | SUN |  | 31119 |  |  | EIA Prime Mover-level Data
2018 | MA | General Electric Aircraft | 10029 | 3 | ST | OP | WALL | NG | 5,679.0 | 1022058 | 3.6663 | 0.0071744 | EPA/CAMD | NEI avg EF - PM, fuel type, firing type | 1968
2018 | MA | General Electric Aircraft | 10029 | PV | PV | OP | NA | SUN |  | 20423 |  |  | EIA Prime Mover-level Data
2018 | MA | Gillette SBMC | 54225 | 2 | ST | OP | NA | NG |  | 3344 | 0.013464 | 0.0080524 | EIA Unit-level Data | NEI avg EF - PM, fuel type
2018 | MA | Gillette SBMC | 54225 | 3 | ST | OP | NA | DFO |  | 0 | 0 |  | EIA Unit-level Data | NEI avg EF - PM, fuel type
2018 | MA | Gillette SBMC | 54225 | CTG3 | GT | OP | NA | NG |  | 882772 | 2.4203 | 0.0054834 | EIA Prime Mover-level Data | NEI avg EF - PM, fuel type, firing type
2018 | MA | Gillette SBMC | 54225 | DG | IC | SB | NA | DFO
2018 | MA | Gillette SBMC | 54225 | DG2 | IC | SB | NA | DFO
2018 | MA | Gillette SBMC | 54225 | DG3 | IC | SB | NA | DFO
2018 | MA | Golden Hills Solar | 61315 | 02196 | PV | OP | NA | SUN |  | 66215 |  |  | EIA Prime Mover-level Data
2018 | MA | Grafton PV | 61341 | MSBW1 | PV | OP | NA | SUN |  | 38442 |  |  | EIA Prime Mover-level Data
2018 | MA | Grafton Solar | 59394 | KRS03 | PV | OP | NA | SUN |  | 18847 |  |  | EIA Prime Mover-level Data
2018 | MA | Granby LFG | 59815 | GLFG1 | IC | OP | NA | LFG |  | 209101 | 1.5369 | 0.0147 | EIA Prime Mover-level Data | Estimated using an emission factor
2018 | MA | Greater New Bedford LFG Utiliz. Facility | 61702 | 11052 | IC | OP | NA | LFG |  | 182000 | 1.3377 | 0.0147 | EIA Prime Mover-level Data | Estimated using an emission factor
2018 | MA | Green Meadows | 58097 | 1 | PV | OP | NA | SUN |  | 46538 |  |  | EIA Prime Mover-level Data
2018 | MA | Greenfield Solar PV | 62063 | LG400 | PV | V | NA | SUN
2018 | MA | Griffin Road Solar, LLC | 62198 | 2639 | PV | OP | NA | SUN |  | 25047 |  |  | EIA Prime Mover-level Data
2018 | MA | Groveland Solar | 57989 | GSMA | PV | OP | NA | SUN |  | 39388 |  |  | EIA Prime Mover-level Data
2018 | MA | GRS Fall River | 55589 | 1 | IC | RE | NA | LFG
2018 | MA | GRS Fall River | 55589 | 2 | IC | RE | NA | LFG
2018 | MA | GRS Fall River | 55589 | 3 | GT | OP | NA | LFG |  | 418340 | 4.5181 | 0.0216 | EIA Prime Mover-level Data | Estimated using an emission factor
2018 | MA | GSPP Raynham TMLP, LLC CSG | 62826 | RAYN | PV | T | NA | SUN
2018 | MA | GSPP Boxborough Littleton (MA) | 62890 | BOXBR | PV | T | NA | SUN
2018 | MA | GSPP Devens, LLC | 62824 | DEVEN | PV | T | NA | SUN
2018 | MA | GSPP Terrawatt Westfield LLC CSG | 62825 | WESTF | PV | T | NA | SUN
2018 | MA | Hadley 2 Solar, LLC | 62196 | 2368 | PV | OP | NA | SUN |  | 23524 |  |  | EIA Prime Mover-level Data
2018 | MA | Hadley Falls | 1605 | 1 | HY | OP | NA | WAT |  | 857220 |  |  | EIA Prime Mover-level Data
2018 | MA | Hadley Falls | 1605 | 2 | HY | OP | NA | WAT |  | 769549 |  |  | EIA Prime Mover-level Data
2018 | MA | Hadley Falls | 1605 | 3 | HY | IP | NA | WAT
2018 | MA | Hadley Solar NG, LLC | 59484 | PV1 | PV | OP | NA | SUN |  | 31540 |  |  | EIA Prime Mover-level Data
2018 | MA | Halifax Electric | 55586 | 1 | IC | RE | NA | LFG
2018 | MA | Halifax Electric | 55586 | 2 | IC | RE | NA | LFG
2018 | MA | Halifax Electric | 55586 | 3 | IC | RE | NA | LFG
2018 | MA | Hampden | 60494 | 1 | PV | OP | NA | SUN |  | 44405 |  |  | EIA Prime Mover-level Data
2018 | MA | Hampden Solar PV | 62073 | LG390 | PV | V | NA | SUN
2018 | MA | Hampshire College | 60815 | BA1 | BA | OP | NA | MWH
2018 | MA | Hampshire College | 60815 | BA2 | BA | OP | NA | MWH
2018 | MA | Hampshire College | 60815 | PV1 | PV | OP | NA | SUN |  | 7125 |  |  | EIA Prime Mover-level Data
2018 | MA | Hampshire College | 60815 | PV2 | PV | OP | NA | SUN |  | 7125 |  |  | EIA Prime Mover-level Data
2018 | MA | Happy Hollow CSG | 62652 | HHESS | BA | T | NA | MWH
2018 | MA | Happy Hollow CSG | 62652 | HHPV | PV | T | NA | SUN
2018 | MA | Hardwick-Athol & Eagle Hill | 60458 | HAEH | PV | OP | NA | SUN |  | 37529 |  |  | EIA Prime Mover-level Data
2018 | MA | Harris Energy Realty | 54981 | ALBA | HY | OP | NA | WAT
2018 | MA | Harris Energy Realty | 54981 | ALBD | HY | OP | NA | WAT
2018 | MA | Harris Energy Realty | 54981 | C-AB | HY | RE | NA | WAT
2018 | MA | Harris Energy Realty | 54981 | C-C | HY | RE | NA | WAT
2018 | MA | Harris Energy Realty | 54981 | GILA | HY | RE | NA | WAT
2018 | MA | Harris Energy Realty | 54981 | GILD | HY | RE | NA | WAT
2018 | MA | Harris Energy Realty | 54981 | NONO | HY | OP | NA | WAT
2018 | MA | Harris Energy Realty | 54981 | TOM | HY | RE | NA | WAT
2018 | MA | Harwich Landfill | 59078 | HAR1 | PV | OP | NA | SUN |  | 48908 |  |  | EIA Prime Mover-level Data
2018 | MA | Hatfield Renewables Community Solar | 61299 | 02599 | PV | OP | NA | SUN |  | 23615 |  |  | EIA Prime Mover-level Data
2018 | MA | Hatfield Solar PV | 62091 | LG395 | PV | OP | NA | SUN |  | 7468 |  |  | EIA Prime Mover-level Data
2018 | MA | Haverhill Solar Power Project | 57269 | 1 | PV | OP | NA | SUN |  | 10586 |  |  | EIA Prime Mover-level Data
2018 | MA | Hewlett-Packard (HP) - Andover, MA | 60099 | PV1 | PV | OP | NA | SUN |  | 16074 |  |  | EIA Prime Mover-level Data
2018 | MA | High Street Station | 1670 | 1 | IC | OP | NA | NG |  | 299 | 6.3089e-05 | 0.000422 | EIA Prime Mover-level Data | Estimated using an emission factor
2018 | MA | High Street Station | 1670 | 2 | IC | OP | NA | NG |  | 324 | 6.8364e-05 | 0.000422 | EIA Prime Mover-level Data | Estimated using an emission factor
2018 | MA | High Street Station | 1670 | 3 | IC | RE | NA | DFO
2018 | MA | High Street Station | 1670 | 4 | IC | RE | NA | DFO
2018 | MA | High Street Station | 1670 | 6 | IC | OP | NA | NG |  | 274 | 5.7814e-05 | 0.000422 | EIA Prime Mover-level Data | Estimated using an emission factor
2018 | MA | High Street Station | 1670 | 7 | IC | OP | NA | DFO |  | 324 | 0.05022 | 0.31 | EIA Prime Mover-level Data | Estimated using an emission factor
2018 | MA | High Street Station | 1670 | 8 | IC | SB | NA | DFO |  | 274 | 0.04247 | 0.31 | EIA Prime Mover-level Data | Estimated using an emission factor
2018 | MA | High Street Station | 1670 | 9 | IC | OP | NA | NG |  | 324 | 6.8364e-05 | 0.000422 | EIA Prime Mover-level Data | Estimated using an emission factor
2018 | MA | High Street Station | 1670 | 10 | IC | OP | NA | NG |  | 299 | 6.3089e-05 | 0.000422 | EIA Prime Mover-level Data | Estimated using an emission factor
2018 | MA | High Street Station | 1670 | 11 | IC | OP | NA | NG |  | 299 | 6.3089e-05 | 0.000422 | EIA Prime Mover-level Data | Estimated using an emission factor
2018 | MA | High Street Station | 1670 | 12 | IC | OP | NA | NG |  | 299 | 6.3089e-05 | 0.000422 | EIA Prime Mover-level Data | Estimated using an emission factor
2018 | MA | Hinsdale Solar PV | 62064 | LG400 | PV | V | NA | SUN
2018 | MA | Holiday Hill Community Wind | 62897 | HHCW1 | WT | U | NA | WND
2018 | MA | Holliston Solar CSG | 60731 | PV1 | PV | OP | NA | SUN |  | 13904 |  |  | EIA Prime Mover-level Data
2018 | MA | Holyoke Solar Cooperative at Mueller | 57931 | PV1 | PV | OP | NA | SUN |  | 34412 |  |  | EIA Prime Mover-level Data
2018 | MA | Hopkinton CSG | 62760 | WT | PV | T | NA | SUN
2018 | MA | Hull Wind II | 56800 | HW2 | WT | OP | NA | WND |  | 44878 |  |  | EIA Prime Mover-level Data
2018 | MA | Hunt Farm Solar | 59820 | HUNTF | PV | OP | NA | SUN |  | 33563 |  |  | EIA Prime Mover-level Data
2018 | MA | Hunt Road Solar | 59927 | PV1 | PV | OP | NA | SUN |  | 67345 |  |  | EIA Prime Mover-level Data
2018 | MA | Indian Hill Solar LLC | 59362 | PV1 | PV | OP | NA | SUN |  | 14041 |  |  | EIA Prime Mover-level Data
2018 | MA | Indian Orchard | 6379 | IO3 | HY | OP | NA | WAT |  | 24719 |  |  | EIA Prime Mover-level Data
2018 | MA | Indian Orchard | 6379 | IO4 | HY | OP | NA | WAT |  | 36254 |  |  | EIA Prime Mover-level Data
2018 | MA | Indian Orchard Plant 1 | 10417 | TG | ST | OP | NA | NG |  | 1545532 | 6.2226 | 0.0080524 | EIA Prime Mover-level Data | NEI avg EF - PM, fuel type
2018 | MA | Indian Orchard PV Facility | 57674 | 1 | PV | OP | NA | SUN |  | 24187 |  |  | EIA Prime Mover-level Data
2018 | MA | Integrys MA Solar, LLC - Ashburnham Site | 58934 | ASH10 | PV | OP | NA | SUN |  | 3589 |  |  | EIA Prime Mover-level Data
2018 | MA | Integrys MA Solar, LLC - Ashburnham Site | 58934 | ASH-R | PV | OP | NA | SUN |  | 31104 |  |  | EIA Prime Mover-level Data
2018 | MA | International Paper Woronoco Mill | 50166 | GEN1 | HY | OP | NA | WAT
2018 | MA | International Paper Woronoco Mill | 50166 | GEN2 | HY | OP | NA | WAT
2018 | MA | International Paper Woronoco Mill | 50166 | GEN2A | HY | OP | NA | WAT
2018 | MA | Ipswich Wind Independence | 59023 | GEN 1 | WT | OA | NA | WND |  | 25695 |  |  | EIA Prime Mover-level Data
2018 | MA | Ipswich Wind Turbine | 57855 | 1 | WT | OP | NA | WND |  | 36271 |  |  | EIA Prime Mover-level Data
2018 | MA | Iron Horse Solar 4, LLC | 60799 | PV1 | PV | OP | NA | SUN |  | 63954 |  |  | EIA Prime Mover-level Data
2018 | MA | Iron Horse Solar I CSG | 60855 | DOW | PV | OP | NA | SUN |  | 37512 |  |  | EIA Prime Mover-level Data
2018 | MA | Jiminy Peak Wind QF | 62570 | 32651 | WT | OP | NA | WND
2018 | MA | Katama Farm | 59079 | KAT1 | PV | OP | NA | SUN |  | 11179 |  |  | EIA Prime Mover-level Data
2018 | MA | Kearsarge Bellingham PV | 61373 | BELL | PV | OP | NA | SUN |  | 43603 |  |  | EIA Prime Mover-level Data
2018 | MA | Kearsarge Concord II | 61814 | CII | PV | OP | NA | SUN |  | 60945 |  |  | EIA Prime Mover-level Data
2018 | MA | Kearsarge GB | 62550 | GB123 | PV | OP | NA | SUN |  | 8517 |  |  | EIA Prime Mover-level Data
2018 | MA | Kearsarge Gill | 62911 | GILL | PV | OP | NA | SUN
2018 | MA | Kearsarge Granby | 61815 | KSG1 | PV | OP | NA | SUN |  | 6609 |  |  | EIA Prime Mover-level Data
2018 | MA | Kearsarge Granby | 61815 | KSG2 | PV | OP | NA | SUN |  | 6609 |  |  | EIA Prime Mover-level Data
2018 | MA | Kearsarge Granby | 61815 | KSG5 | PV | OP | NA | SUN |  | 6609 |  |  | EIA Prime Mover-level Data
2018 | MA | Kearsarge Granby | 61815 | KSG6 | PV | OP | NA | SUN |  | 6609 |  |  | EIA Prime Mover-level Data
2018 | MA | Kearsarge Granby | 61815 | KSG7 | PV | OP | NA | SUN |  | 6609 |  |  | EIA Prime Mover-level Data
2018 | MA | Kearsarge Montague | 62557 | MONTA | PV | OP | NA | SUN |  | 17115 |  |  | EIA Prime Mover-level Data
2018 | MA | Kearsarge Southwick LLC | 60867 | SOU | PV | OP | NA | SUN |  | 50941 |  |  | EIA Prime Mover-level Data
2018 | MA | Kearsarge Uxbridge | 62552 | UX680 | PV | OP | NA | SUN |  | 5908 |  |  | EIA Prime Mover-level Data
2018 | MA | Kearsarge Wilmington | 62559 | WILM1 | PV | OP | NA | SUN
2018 | MA | Kendall Green Energy LLC | 1595 | 2 | ST | OP | WALL | NG | 1,510.0 | 69038 | 0.16588 | 0.0048055 | EPA/CAMD | EPA/NEI | 1949
2018 | MA | Kendall Green Energy LLC | 1595 | 3 | ST | OP | WALL | NG | 2,583.0 | 325964 | 0.78364 | 0.0048081 | EPA/CAMD | EPA/NEI | 1954
2018 | MA | Kendall Green Energy LLC | 1595 | 4 | CT | OP | CC | NG | 6,402.0 | 11002013 | 19.0699 | 0.0034666 | EPA/CAMD | EPA/NEI | 2002
2018 | MA | Kendall Green Energy LLC | 1595 | S6 | GT | OP | CT | DFO | 28.0 | 6178 | 0.015132 | 0.0048988 | EPA/CAMD | EPA/NEI | 1970
2018 | MA | Kingston Wind Independence | 59022 | 1 | WT | OP | NA | WND |  | 18694 |  |  | EIA Prime Mover-level Data
2018 | MA | KS Solar Six LLC | 59468 | HUBB | PV | OP | NA | SUN |  | 26096 |  |  | EIA Prime Mover-level Data
2018 | MA | Lawrence Hydroelectric Associates | 50545 | GEN1 | HY | OP | NA | WAT |  | 336067 |  |  | EIA Prime Mover-level Data
2018 | MA | Lawrence Hydroelectric Associates | 50545 | GEN2 | HY | OP | NA | WAT |  | 336067 |  |  | EIA Prime Mover-level Data
2018 | MA | Lee Site 31 Solar | 62265 | LG370 | PV | OP | NA | SUN |  | 3812 |  |  | EIA Prime Mover-level Data
2018 | MA | Leicester One MA Solar LLC | 58282 | 1 | PV | OP | NA | SUN |  | 58000 |  |  | EIA Prime Mover-level Data
2018 | MA | Leominster | 60073 | SNLEO | PV | OP | NA | SUN |  | 27269 |  |  | EIA Prime Mover-level Data
2018 | MA | Leominster (MA)-South Street-R&D | 59745 | 1 | PV | OP | NA | SUN |  | 34867 |  |  | EIA Prime Mover-level Data
2018 | MA | Lepomis PV Energy LLC | 59085 | INV-1 | PV | OP | NA | SUN |  | 65286 |  |  | EIA Prime Mover-level Data
2018 | MA | Lightolier Wind I Turbine | 59639 | LIGHT | WT | OP | NA | WND |  | 27218 |  |  | EIA Prime Mover-level Data
2018 | MA | Lowell Solar Landfill | 59873 | PV | PV | OP | NA | SUN |  | 13586 |  |  | EIA Prime Mover-level Data
2018 | MA | Ludlow Landfill | 59135 | 57449 | PV | OP | NA | SUN |  | 19476 |  |  | EIA Prime Mover-level Data
2018 | MA | Ludlow Site 72 - Conti | 62097 | LG390 | PV | OP | NA | SUN |  | 4705 |  |  | EIA Prime Mover-level Data
2018 | MA | MA Military Reservation Wind Project | 57253 | 1 | WT | OP | NA | WND |  | 31372 |  |  | EIA Prime Mover-level Data
2018 | MA | MA Military Reservation Wind Project | 57253 | 2 | WT | OP | NA | WND |  | 31372 |  |  | EIA Prime Mover-level Data
2018 | MA | MA Military Reservation Wind Project | 57253 | 3 | WT | OP | NA | WND |  | 31372 |  |  | EIA Prime Mover-level Data
2018 | MA | MA Solar Storage 1 | 61730 | 61730 | BA | OP | NA | MWH |  | 0 |  |  | EIA Prime Mover-level Data
2018 | MA | MA Solar Storage 1 | 61730 | SCSS1 | PV | OP | NA | SUN |  | 7732 |  |  | EIA Prime Mover-level Data
2018 | MA | Mansfield | 55046 | GEN1 | IC | RE | NA | NG
2018 | MA | Mansfield | 55046 | GEN2 | IC | RE | NA | NG
2018 | MA | Mansfield | 55046 | GEN3 | IC | RE | NA | NG
2018 | MA | Marshfield PV | 58410 | SO032 | PV | OP | NA | SUN |  | 42983 |  |  | EIA Prime Mover-level Data
2018 | MA | Martha's Vineyard Community Battery | 62605 | MVESS | BA | L | NA | MWH
2018 | MA | Mashpee Landfill Solar | 59980 | MASH | PV | OP | NA | SUN |  | 20243 |  |  | EIA Prime Mover-level Data
2018 | MA | Mass Midstate Solar 1 | 58279 | 1 | PV | OP | NA | SUN |  | 57946 |  |  | EIA Prime Mover-level Data
2018 | MA | Mass Midstate Solar 2 | 58276 | 1 | PV | OP | NA | SUN |  | 59287 |  |  | EIA Prime Mover-level Data
2018 | MA | Mass Midstate Solar 3 | 58275 | 1 | PV | OP | NA | SUN |  | 53679 |  |  | EIA Prime Mover-level Data
2018 | MA | MASSPOWER | 10726 | 1 | CT | OP | CC | NG | 2,693.0 | 2244961 | 3.6773 | 0.0032761 | EPA/CAMD | EPA/NEI | 1993
2018 | MA | MASSPOWER | 10726 | 2 | CT | OP | CC | NG | 2,449.0 | 2035446 | 3.3341 | 0.003276 | EPA/CAMD | EPA/NEI | 1993
2018 | MA | Maynard PV | 58412 | SO026 | PV | OP | NA | SUN |  | 11170 |  |  | EIA Prime Mover-level Data
2018 | MA | MDFA Devens-Saratoga | 61350 | SO145 | PV | OP | NA | SUN |  | 30965 |  |  | EIA Prime Mover-level Data
2018 | MA | Meadow Solar | 60756 | PV1 | PV | OP | NA | SUN |  | 37739 |  |  | EIA Prime Mover-level Data
2018 | MA | Medical Area Total Energy Plant | 10883 | CT1 | GT | OP | NA | NG |  | 977769 | 2.6807 | 0.0054834 | EIA Prime Mover-level Data | NEI avg EF - PM, fuel type, firing type
2018 | MA | Medical Area Total Energy Plant | 10883 | CT2 | GT | OP | NA | NG |  | 977769 | 2.6807 | 0.0054834 | EIA Prime Mover-level Data | NEI avg EF - PM, fuel type, firing type
2018 | MA | Medical Area Total Energy Plant | 10883 | CT3 | GT | OP | NA | NG |  | 1079457 | 2.9595 | 0.0054834 | EIA Prime Mover-level Data | NEI avg EF - PM, fuel type, firing type
2018 | MA | Medical Area Total Energy Plant | 10883 | DEG1 | IC | SB | NA | DFO |  | 6115 | 0.94783 | 0.31 | EIA Prime Mover-level Data | Estimated using an emission factor
2018 | MA | Medical Area Total Energy Plant | 10883 | DEG2 | IC | SB | NA | DFO |  | 6115 | 0.94783 | 0.31 | EIA Prime Mover-level Data | Estimated using an emission factor
2018 | MA | Medical Area Total Energy Plant | 10883 | DEG3 | IC | SB | NA | DFO |  | 6115 | 0.94783 | 0.31 | EIA Prime Mover-level Data | Estimated using an emission factor
2018 | MA | Medical Area Total Energy Plant | 10883 | DEG4 | IC | SB | NA | DFO |  | 6115 | 0.94783 | 0.31 | EIA Prime Mover-level Data | Estimated using an emission factor
2018 | MA | Medical Area Total Energy Plant | 10883 | DEG5 | IC | SB | NA | DFO |  | 6115 | 0.94783 | 0.31 | EIA Prime Mover-level Data | Estimated using an emission factor
2018 | MA | Medical Area Total Energy Plant | 10883 | DEG6 | IC | SB | NA | DFO |  | 6115 | 0.94783 | 0.31 | EIA Prime Mover-level Data | Estimated using an emission factor
2018 | MA | Medical Area Total Energy Plant | 10883 | GTHSG1 | ST | OP | NA | NG |  | 1244116 | 5.0091 | 0.0080524 | EIA Unit-level Data | NEI avg EF - PM, fuel type
2018 | MA | Medical Area Total Energy Plant | 10883 | GTHSG2 | ST | OP | NA | NG |  | 1219086 | 4.9083 | 0.0080524 | EIA Unit-level Data | NEI avg EF - PM, fuel type
2018 | MA | Medical Area Total Energy Plant | 10883 | GTHSG3 | ST | OP | NA | NG |  | 1251858 | 5.0403 | 0.0080524 | EIA Unit-level Data | NEI avg EF - PM, fuel type
2018 | MA | Medical Area Total Energy Plant | 10883 | HSG1 | ST | OP | NA | NG |  | 173087 | 0.69689 | 0.0080524 | EIA Unit-level Data | NEI avg EF - PM, fuel type
2018 | MA | Medical Area Total Energy Plant | 10883 | HSG2 | ST | OP | NA | NG |  | 125298 | 0.50448 | 0.0080524 | EIA Unit-level Data | NEI avg EF - PM, fuel type
2018 | MA | Medical Area Total Energy Plant | 10883 | PSG1 | ST | OP | NA | NG |  | 405067 | 1.6309 | 0.0080524 | EIA Unit-level Data | NEI avg EF - PM, fuel type
2018 | MA | Medical Area Total Energy Plant | 10883 | PSG2 | ST | OP | NA | NG |  | 145267 | 0.58488 | 0.0080524 | EIA Unit-level Data | NEI avg EF - PM, fuel type
2018 | MA | Medical Area Total Energy Plant | 10883 | PSG3 | ST | OP | NA | NG |  | 283102 | 1.1398 | 0.0080524 | EIA Unit-level Data | NEI avg EF - PM, fuel type
2018 | MA | Medway Station | 1592 | J1T1 | GT | OP | CT | DFO | 85.0 | 22075 | 0.029052 | 0.0026321 | EPA/CAMD | EPA/NEI | 1970
2018 | MA | Medway Station | 1592 | J1T2 | GT | OP | CT | DFO | 72.0 | 18061 | 0.025824 | 0.0028596 | EPA/CAMD | EPA/NEI | 1970
2018 | MA | Medway Station | 1592 | J2T1 | GT | OP | CT | DFO | 51.0 | 10659 | 0.01614 | 0.0030284 | EPA/CAMD | EPA/NEI | 1970
2018 | MA | Medway Station | 1592 | J2T2 | GT | OP | CT | DFO | 42.0 | 10384 | 0.017216 | 0.0033159 | EPA/CAMD | EPA/NEI | 1970
2018 | MA | Medway Station | 1592 | J3T1 | GT | OP | CT | DFO | 88.0 | 25437 | 0.044116 | 0.0034686 | EPA/CAMD | EPA/NEI | 1970
2018 | MA | Medway Station | 1592 | J3T2 | GT | OP | CT | DFO | 79.0 | 21412 | 0.038736 | 0.0036182 | EPA/CAMD | EPA/NEI | 1970
2018 | MA | Merrimac Solar | 58561 | MSMA | PV | OP | NA | SUN |  | 20224 |  |  | EIA Prime Mover-level Data
2018 | MA | Methuen Landfill | 59136 | 57449 | PV | OP | NA | SUN |  | 14498 |  |  | EIA Prime Mover-level Data
2018 | MA | Milford Power, LLC | 54805 | 1 | CT | OP | CC | NG | 1,998.0 | 2062626 | 1.6893 | 0.001638 | EPA/CAMD | EPA/NEI | 1993
2018 | MA | Millbury Solar | 58280 | 1 | PV | OP | NA | SUN |  | 39416 |  |  | EIA Prime Mover-level Data
2018 | MA | Millennium Power Partners | 55079 | 1 | CT | OP | CC | NG | 3,777.0 | 7971858 | 11.011 | 0.0027625 | EPA/CAMD | EPA/NEI | 2000
2018 | MA | Minuteman Energy Storage | 62644 | MMES | BA | P | NA | MWH
2018 | MA | MIT Central Utility Plant | 54907 | 1 | GT | OP | CT | NG | 7,238.0 | 1709432 | 6.68 | 0.0078154 | EPA/CAMD | NEI avg EF - PM, fuel type, firing type | 1995
2018 | MA | MM Taunton Energy | 55093 | UNT1 | IC | OP | NA | LFG |  | 35434 | 0.26044 | 0.0147 | EIA Prime Mover-level Data | Estimated using an emission factor
2018 | MA | MM Taunton Energy | 55093 | UNT2 | IC | OP | NA | LFG |  | 35434 | 0.26044 | 0.0147 | EIA Prime Mover-level Data | Estimated using an emission factor
2018 | MA | MM Taunton Energy | 55093 | UNT3 | IC | OP | NA | LFG |  | 35434 | 0.26044 | 0.0147 | EIA Prime Mover-level Data | Estimated using an emission factor
2018 | MA | MM Taunton Energy | 55093 | UNT4 | IC | OP | NA | LFG |  | 35434 | 0.26044 | 0.0147 | EIA Prime Mover-level Data | Estimated using an emission factor
2018 | MA | Monson Solar | 59464 | 2 | PV | OP | NA | SUN |  | 40630 |  |  | EIA Prime Mover-level Data
2018 | MA | Monson Solar, LLC | 62203 | 2701 | PV | OP | NA | SUN |  | 28164 |  |  | EIA Prime Mover-level Data
2018 | MA | Montague Site 36-Grosolar | 62092 | REC34 | PV | OP | NA | SUN |  | 5552 |  |  | EIA Prime Mover-level Data
2018 | MA | Morin Solar 2013 LLC | 60612 | MORIN | PV | OP | NA | SUN |  | 56120 |  |  | EIA Prime Mover-level Data
2018 | MA | Mount Tom | 1606 | 1 | ST | RE | WALL | BIT
2018 | MA | Mt Wachusett Community College | 58025 | WTG1 | WT | OP | NA | WND |  | 20919 |  |  | EIA Prime Mover-level Data
2018 | MA | Mt Wachusett Community College | 58025 | WTG2 | WT | OP | NA | WND |  | 20919 |  |  | EIA Prime Mover-level Data
2018 | MA | Mt. Tom Solar Project | 60906 | BA1 | BA | TS | NA | MWH
2018 | MA | Mt. Tom Solar Project | 60906 | PV1 | PV | OP | NA | SUN |  | 52702 |  |  | EIA Prime Mover-level Data
2018 | MA | Mystic | 1588 | 7 | ST | OP | TANGENTIAL | NG | 838.0 | 1771890 | 1.623 | 0.0018319 | EPA/CAMD | EPA/NEI | 1975
2018 | MA | Mystic | 1588 | 81 | CT | OP | CC | NG | 3,833.0 | 8169737 | 9.282 | 0.0022723 | EPA/CAMD | EPA/NEI | 2002
2018 | MA | Mystic | 1588 | 82 | CT | OP | CC | NG | 3,811.0 | 8082447 | 8.554 | 0.0021167 | EPA/CAMD | EPA/NEI | 2002
2018 | MA | Mystic | 1588 | 93 | CT | OP | CC | NG | 4,102.0 | 8782297 | 8.554 | 0.001948 | EPA/CAMD | EPA/NEI | 2003
2018 | MA | Mystic | 1588 | 94 | CT | OP | CC | NG | 4,002.0 | 8493975 | 11.284 | 0.0026569 | EPA/CAMD | EPA/NEI | 2003
2018 | MA | Mystic | 1588 | MJ-1 | GT | OP | CT | DFO | 44.0 | 6001 | 0.014634 | 0.0048771 | EPA/CAMD | EPA/NEI | 1969
2018 | MA | Nantucket | 1615 | 10 | IC | RE | NA | DFO
2018 | MA | Nantucket | 1615 | 11 | IC | RE | NA | DFO
2018 | MA | Nantucket | 1615 | 12 | GT | SB | NA | DFO |  | 1175 | 0.01014 | 0.017259 | EIA Prime Mover-level Data | NEI avg EF - PM, fuel type, firing type
2018 | MA | Nantucket | 1615 | 13 | GT | SB | NA | DFO |  | 1175 | 0.01014 | 0.017259 | EIA Prime Mover-level Data | NEI avg EF - PM, fuel type, firing type
2018 | MA | Nantucket | 1615 | 14 | IC | RE | NA | DFO
2018 | MA | Nantucket | 1615 | 15 | IC | RE | NA | DFO
2018 | MA | Nantucket | 1615 | 16 | IC | RE | NA | DFO
2018 | MA | Nantucket | 1615 | 17 | IC | RE | NA | DFO
2018 | MA | Nantucket | 1615 | 18 | GT | V | NA | DFO
2018 | MA | Nantucket | 1615 | 19 | IC | V | NA | DFO
2018 | MA | NECCO Co-Generation | 55999 | GEN1 | IC | OS | NA | NG
2018 | MA | NECCO Co-Generation | 55999 | GEN2 | IC | OS | NA | NG
2018 | MA | NEDC Solar Site | 57270 | 1 | PV | OP | NA | SUN |  | 9063 |  |  | EIA Prime Mover-level Data
2018 | MA | New Bedford (MA) Plymouth | 59780 | 1 | PV | OP | NA | SUN |  | 61454 |  |  | EIA Prime Mover-level Data
2018 | MA | New Boston Generating Station | 1589 | 1 | ST | RE | NA | NG
2018 | MA | New Boston Generating Station | 1589 | 2 | ST | RE | NA | NG
2018 | MA | New England Wind LLC | 57380 | 1 | WT | OP | NA | WND |  | 705058 |  |  | EIA Prime Mover-level Data
2018 | MA | Newark America Mill | 57103 | 2 | ST | OP | NA | DFO |  | 0 | 0 |  | EIA Unit-level Data | NEI avg EF - PM, fuel type
2018 | MA | Nexamp Peak CSG | 60879 | 02731 | PV | OP | NA | SUN |  | 17525 |  |  | EIA Prime Mover-level Data
2018 | MA | Nextsun Energy Littleton | 62842 | 1-003 | PV | OP | NA | SUN
2018 | MA | NFM Solar Power LLC | 58210 | 1 | PV | OP | NA | SUN |  | 14961 |  |  | EIA Prime Mover-level Data
2018 | MA | North Adams Landfill | 60074 | SNNOA | PV | OP | NA | SUN |  | 27818 |  |  | EIA Prime Mover-level Data
2018 | MA | North Brookfield | 58650 | PV1 | PV | OP | NA | SUN |  | 38187 |  |  | EIA Prime Mover-level Data
2018 | MA | Northampton Landfill Solar PV | 60908 | 62380 | PV | OP | NA | SUN |  | 31494 |  |  | EIA Prime Mover-level Data
2018 | MA | Northbridge Solar | 58385 | NSMA | PV | OP | NA | SUN |  | 28833 |  |  | EIA Prime Mover-level Data
2018 | MA | Northfield Mountain | 547 | 1 | PS | OP | NA | WAT |  | 0 |  |  | EIA Prime Mover-level Data
2018 | MA | Northfield Mountain | 547 | 2 | PS | OP | NA | WAT |  | 0 |  |  | EIA Prime Mover-level Data
2018 | MA | Northfield Mountain | 547 | 3 | PS | OP | NA | WAT |  | 0 |  |  | EIA Prime Mover-level Data
2018 | MA | Northfield Mountain | 547 | 4 | PS | OP | NA | WAT |  | 0 |  |  | EIA Prime Mover-level Data
2018 | MA | Norton Landfill Solar | 61597 | PV1 | PV | OP | NA | SUN |  | 21362 |  |  | EIA Prime Mover-level Data
2018 | MA | Norton Powerhouse | 50041 | GEN1 | ST | OP | NA | NG |  | 442071 | 1.7799 | 0.0080524 | EIA Prime Mover-level Data | NEI avg EF - PM, fuel type
2018 | MA | Norton Powerhouse | 50041 | GEN2 | ST | OP | NA | NG |  | 548167 | 2.207 | 0.0080524 | EIA Prime Mover-level Data | NEI avg EF - PM, fuel type
2018 | MA | Notus Wind 1 | 57414 | 1 | WT | OP | NA | WND |  | 38934 |  |  | EIA Prime Mover-level Data
2018 | MA | NRG DG Crystal Spring CSG | 61555 | SPRIN | PV | OP | NA | SUN |  | 165760 |  |  | EIA Prime Mover-level Data
2018 | MA | NRG DG Dighton LLC CSG | 61634 | DIGHT | PV | OP | NA | SUN |  | 42380 |  |  | EIA Prime Mover-level Data
2018 | MA | NRG DG Foxborough Elm CSG | 61590 | FOXEL | PV | OP | NA | SUN |  | 28164 |  |  | EIA Prime Mover-level Data
2018 | MA | NRG DG Haverhill CSG | 61550 | HAVER | PV | OP | NA | SUN |  | 129707 |  |  | EIA Prime Mover-level Data
2018 | MA | NRG DG Tufts Knoll LLC CSG | 61635 | KNOLL | PV | OP | NA | SUN |  | 24554 |  |  | EIA Prime Mover-level Data
2018 | MA | NRG DG Tufts Science LLC CSG | 61633 | SCIEN | PV | OP | NA | SUN |  | 10952 |  |  | EIA Prime Mover-level Data
2018 | MA | NRG DG Webster LLC CSG | 61636 | WEBST | PV | OP | NA | SUN |  | 66964 |  |  | EIA Prime Mover-level Data
2018 | MA | NRG Renew Canal 1 CSG LLC | 60625 | CANAL | PV | OP | NA | SUN |  | 16147 |  |  | EIA Prime Mover-level Data
2018 | MA | Nunnepog | 59080 | NUN1 | PV | OP | NA | SUN |  | 12882 |  |  | EIA Prime Mover-level Data
2018 | MA | Oak Bluffs Diesel Generating Facility | 1597 | UN1 | IC | OP | NA | DFO |  | 4988 | 0.77314 | 0.31 | EIA Prime Mover-level Data | Estimated using an emission factor
2018 | MA | Oak Bluffs Diesel Generating Facility | 1597 | UN2 | IC | OP | NA | DFO |  | 4988 | 0.77314 | 0.31 | EIA Prime Mover-level Data | Estimated using an emission factor
2018 | MA | Oak Bluffs Diesel Generating Facility | 1597 | UN3 | IC | OP | NA | DFO |  | 4988 | 0.77314 | 0.31 | EIA Prime Mover-level Data | Estimated using an emission factor
2018 | MA | Oakdale Power Station | 10824 | OAKD | HY | OP | NA | WAT |  | 78974 |  |  | EIA Prime Mover-level Data
2018 | MA | Old Wardour Solar | 61243 | 5406 | PV | OP | NA | SUN |  | 60241 |  |  | EIA Prime Mover-level Data
2018 | MA | Onset East Community Solar Facility | 61163 | ONSE | PV | OP | NA | SUN |  | 15882 |  |  | EIA Prime Mover-level Data
2018 | MA | Onset West Community Solar Facility | 61164 | ONSW | PV | OP | NA | SUN |  | 15630 |  |  | EIA Prime Mover-level Data
2018 | MA | Onyx - Brockton Thatcher Landfill Solar CSG | 61727 | 10238 | PV | OP | NA | SUN |  | 48435 |  |  | EIA Prime Mover-level Data
2018 | MA | Onyx - Pembroke Landfill Solar | 61726 | 10244 | PV | OP | NA | SUN |  | 31549 |  |  | EIA Prime Mover-level Data
2018 | MA | Orange PV | 58411 | SO023 | PV | OP | NA | SUN |  | 23762 |  |  | EIA Prime Mover-level Data
2018 | MA | Outer Cape Community Battery | 62604 | OCESS | BA | L | NA | MWH
2018 | MA | Oxford | 60022 | OXFRD | PV | OP | NA | SUN |  | 35724 |  |  | EIA Prime Mover-level Data
2018 | MA | Padelford Solar | 58032 | PSMA | PV | OP | NA | SUN |  | 29960 |  |  | EIA Prime Mover-level Data
2018 | MA | Palmer | 62135 | PAL01 | PV | V | NA | SUN
2018 | MA | Palmer Landfill | 60076 | SYNPL | PV | OP | NA | SUN |  | 53276 |  |  | EIA Prime Mover-level Data
2018 | MA | Palmer Renewable Energy | 59336 | PRE | ST | T | NA | WDS
2018 | MA | Palmer Solar LLC | 59866 | 11111 | PV | OP | NA | SUN |  | 26341 |  |  | EIA Prime Mover-level Data
2018 | MA | Pepperell Hydro Power Plant | 10694 | 2121 | HY | OP | NA | WAT |  | 25123 |  |  | EIA Prime Mover-level Data
2018 | MA | Pepperell Hydro Power Plant | 10694 | 8281 | HY | OP | NA | WAT |  | 25123 |  |  | EIA Prime Mover-level Data
2018 | MA | Pepperell Hydro Power Plant | 10694 | G3 | HY | OP | NA | WAT |  | 18842 |  |  | EIA Prime Mover-level Data
2018 | MA | Peterson Road Solar | 61307 | 02076 | PV | OP | NA | SUN |  | 37247 |  |  | EIA Prime Mover-level Data
2018 | MA | Pilgrim Nuclear Power Station | 1590 | 1 | ST | OP | NA | NUC |  | 46434980 |  |  | EIA Prime Mover-level Data
2018 | MA | Pinetree Power Fitchburg, LLC | 54620 | B1 | ST | OP | NA | WDS |  | 1966680 | 22.4321 | 0.022812 | EIA Unit-level Data | NEI avg EF - PM, fuel type
2018 | MA | Pioneer Valley Resource Recovery | 50273 | DLV1 | ST | OP | NA | MSW |  | 1179848 | 92.0281 | 0.156 | EIA Prime Mover-level Data | Estimated using an emission factor
2018 | MA | Pittsfield 44 - M&W PV | 62264 | LG400 | PV | OP | NA | SUN |  | 3648 |  |  | EIA Prime Mover-level Data
2018 | MA | Pittsfield Generating | 50002 | 1 | CT | OP | CC | NG | 918.0 | 326900 | 0.63387 | 0.0038781 | EPA/CAMD | EPA/NEI | 1990
2018 | MA | Pittsfield Generating | 50002 | 2 | CT | OP | CC | NG | 987.0 | 362914 | 0.65505 | 0.0036099 | EPA/CAMD | EPA/NEI | 1990
2018 | MA | Pittsfield Generating | 50002 | 3 | CT | OP | CC | NG | 955.0 | 351763 | 0.69381 | 0.0039448 | EPA/CAMD | EPA/NEI | 1990
2018 | MA | Plainfield Community Solar LLC | 62579 | 2999 | PV | U | NA | SUN
2018 | MA | Pleasantdale Road Community Solar | 61298 | 02112 | PV | OP | NA | SUN |  | 12592 |  |  | EIA Prime Mover-level Data
2018 | MA | Plymouth Site 1 | 59137 | 57449 | PV | OP | NA | SUN |  | 54077 |  |  | EIA Prime Mover-level Data
2018 | MA | Plymouth Solar | 62266 | LG400 | PV | OP | NA | SUN |  | 6948 |  |  | EIA Prime Mover-level Data
2018 | MA | Potter | 1660 | 3 | CT | OP | CC | NG | 144.0 | 89301 | 0.53685 | 0.012023 | EPA/CAMD | EPA/NEI | 1977
2018 | MA | Potter | 1660 | 4 | GT | OP | CT | NG | 539.0 | 185226 | 0.45811 | 0.0049465 | EPA/CAMD | EPA/NEI | 2009
2018 | MA | Potter | 1660 | 5 | GT | OP | CT | NG | 576.0 | 195178 | 0.48302 | 0.0049495 | EPA/CAMD | EPA/NEI | 2009
2018 | MA | Princeton Wind Farm | 7501 | 1 | WT | RE | NA | WND
2018 | MA | Princeton Wind Farm | 7501 | 2 | WT | OP | NA | WND |  | 35733 |  |  | EIA Prime Mover-level Data
2018 | MA | Putts Bridge | 1637 | PB2 | HY | OP | NA | WAT |  | 102916 |  |  | EIA Prime Mover-level Data
2018 | MA | Putts Bridge | 1637 | PB3 | HY | OP | NA | WAT |  | 102916 |  |  | EIA Prime Mover-level Data
2018 | MA | Quittacas Pond Solar | 58362 | QPMA | PV | OP | NA | SUN |  | 45615 |  |  | EIA Prime Mover-level Data
2018 | MA | Rail Trail | 60492 | PV1 | PV | OP | NA | SUN |  | 25839 |  |  | EIA Prime Mover-level Data
2018 | MA | Randolph | 61732 | RAND | PV | OP | NA | SUN |  | 51078 |  |  | EIA Prime Mover-level Data
2018 | MA | Randolph Electric | 55585 | 1 | IC | RE | NA | LFG
2018 | MA | Randolph Electric | 55585 | 2 | IC | RE | NA | LFG
2018 | MA | Randolph Electric | 55585 | 3 | IC | RE | NA | LFG
2018 | MA | Redbridge | 1638 | RB3 | HY | OP | NA | WAT |  | 103910 |  |  | EIA Prime Mover-level Data
2018 | MA | Redbridge | 1638 | RB4 | HY | OP | NA | WAT |  | 103910 |  |  | EIA Prime Mover-level Data
2018 | MA | Redbrook Community Solar 1 | 61007 | REDBR | PV | OP | NA | SUN |  | 59030 |  |  | EIA Prime Mover-level Data
2018 | MA | Rehoboth Solar | 59029 | 0040 | PV | OP | NA | SUN |  | 28486 |  |  | EIA Prime Mover-level Data
2018 | MA | RGS-Rutland VNM SREC II Project (MA) | 59777 | 1 | PV | OP | NA | SUN |  | 23130 |  |  | EIA Prime Mover-level Data
2018 | MA | Rising Paper | 60493 | 1 | PV | OP | NA | SUN |  | 29889 |  |  | EIA Prime Mover-level Data
2018 | MA | Riverside Holyoke | 1607 | 4 | HY | OP | NA | WAT |  | 34896 |  |  | EIA Prime Mover-level Data
2018 | MA | Riverside Holyoke | 1607 | 5 | HY | OP | NA | WAT |  | 26172 |  |  | EIA Prime Mover-level Data
2018 | MA | Riverside Holyoke | 1607 | 6 | HY | IP | NA | WAT
2018 | MA | Riverside Holyoke | 1607 | 7 | HY | OP | NA | WAT |  | 65430 |  |  | EIA Prime Mover-level Data
2018 | MA | Riverside Holyoke | 1607 | 8 | HY | OP | NA | WAT |  | 174481 |  |  | EIA Prime Mover-level Data
2018 | MA | Rockland Solar CSG | 59090 | GEN1 | PV | OP | NA | SUN |  | 25631 |  |  | EIA Prime Mover-level Data
2018 | MA | Rousselot Inc | 50955 | GEN1 | ST | SB | NA | NG |  | 219542 | 0.88392 | 0.0080524 | EIA Prime Mover-level Data | NEI avg EF - PM, fuel type
2018 | MA | Rousselot Inc | 50955 | GEN2 | ST | SB | NA | NG
2018 | MA | Rousselot Inc | 50955 | GEN3 | ST | OP | NA | NG |  | 541538 | 2.1804 | 0.0080524 | EIA Prime Mover-level Data | NEI avg EF - PM, fuel type
2018 | MA | Route 57 Solar | 59031 | 0027 | PV | OP | NA | SUN |  | 19048 |  |  | EIA Prime Mover-level Data
2018 | MA | Salem Harbor | 1626 | 1 | ST | RE | WALL | BIT
2018 | MA | Salem Harbor | 1626 | 2 | ST | RE | WALL | BIT
2018 | MA | Salem Harbor | 1626 | 3 | ST | RE | WALL | BIT
2018 | MA | Salem Harbor | 1626 | 4 | ST | RE | WALL | RFO
2018 | MA | Salem Harbor Station NGCC | 60903 | 1 | CT | OP | CC | NG | 1,964.0 | 3311768 | 4.2548 | 0.0025695 | EPA/CAMD | EPA/NEI | 2017
2018 | MA | Salem Harbor Station NGCC | 60903 | 2 | CT | OP | CC | NG | 1,522.0 | 2605122 | 3.3859 | 0.0025994 | EPA/CAMD | EPA/NEI | 2018
2018 | MA | Sampson Road Community Solar | 61308 | 02696 | PV | OP | NA | SUN |  | 25457 |  |  | EIA Prime Mover-level Data
2018 | MA | Savoy Solar PV | 62065 | LG400 | PV | V | NA | SUN
2018 | MA | Scituate PV | 59013 | SCT | PV | OP | NA | SUN |  | 30645 |  |  | EIA Prime Mover-level Data
2018 | MA | Scituate Wind | 59724 | SCIWT | WT | OP | NA | WND |  | 25675 |  |  | EIA Prime Mover-level Data
2018 | MA | SEMASS Resource Recovery | 50290 | 1 | ST | OP | NA | MSW |  | 3435361 | 267.9582 | 0.156 | EIA Unit-level Data | Estimated using an emission factor
2018 | MA | SEMASS Resource Recovery | 50290 | 2 | ST | OP | NA | MSW |  | 3592628 | 280.225 | 0.156 | EIA Unit-level Data | Estimated using an emission factor
2018 | MA | SEMASS Resource Recovery | 50290 | 3 | ST | OP | NA | MSW |  | 3716779 | 289.9088 | 0.156 | EIA Unit-level Data | Estimated using an emission factor
2018 | MA | Shaffer | 59396 | SHF01 | PV | OP | NA | SUN |  | 63288 |  |  | EIA Prime Mover-level Data
2018 | MA | Sherman | 6012 | GEN1 | HY | OP | NA | WAT |  | 321208 |  |  | EIA Prime Mover-level Data
2018 | MA | Shirley Landfill | 60753 | PV1 | PV | OP | NA | SUN |  | 12754 |  |  | EIA Prime Mover-level Data
2018 | MA | Shirley Water | 60498 | 1 | PV | OP | NA | SUN |  | 12117 |  |  | EIA Prime Mover-level Data
2018 | MA | Shrewsbury | 6125 | 1 | IC | OP | NA | DFO |  | 2654 | 0.41137 | 0.31 | EIA Prime Mover-level Data | Estimated using an emission factor
2018 | MA | Shrewsbury | 6125 | 2 | IC | OP | NA | DFO |  | 2654 | 0.41137 | 0.31 | EIA Prime Mover-level Data | Estimated using an emission factor
2018 | MA | Shrewsbury | 6125 | 3 | IC | OP | NA | DFO |  | 2654 | 0.41137 | 0.31 | EIA Prime Mover-level Data | Estimated using an emission factor
2018 | MA | Shrewsbury | 6125 | 4 | IC | OP | NA | DFO |  | 2654 | 0.41137 | 0.31 | EIA Prime Mover-level Data | Estimated using an emission factor
2018 | MA | Shrewsbury | 6125 | 5 | IC | OP | NA | DFO |  | 2654 | 0.41137 | 0.31 | EIA Prime Mover-level Data | Estimated using an emission factor
2018 | MA | Shrewsbury Solar | 57990 | SSMA | PV | OP | NA | SUN |  | 35979 |  |  | EIA Prime Mover-level Data
2018 | MA | Shuman Solar | 61244 | 5404 | PV | OP | NA | SUN |  | 19539 |  |  | EIA Prime Mover-level Data
2018 | MA | Silver Lake Solar Photovoltaic Facility | 57676 | 1 | PV | OP | NA | SUN |  | 17963 |  |  | EIA Prime Mover-level Data
2018 | MA | Simonds | 58945 | GEN 1 | IC | OP | NA | NG |  | 43309 | 0.0091382 | 0.000422 | EIA Prime Mover-level Data | Estimated using an emission factor
2018 | MA | Simonds | 58945 | GEN 2 | IC | OP | NA | NG |  | 43309 | 0.0091382 | 0.000422 | EIA Prime Mover-level Data | Estimated using an emission factor
2018 | MA | Simonds | 58945 | GEN 3 | IC | OP | NA | NG |  | 43309 | 0.0091382 | 0.000422 | EIA Prime Mover-level Data | Estimated using an emission factor
2018 | MA | SJA Solar LLC-Solterra Monastery CSG | 60391 | SJAPV | PV | OP | NA | SUN |  | 201070 |  |  | EIA Prime Mover-level Data
2018 | MA | Smith & Wesson at Springfield MA PV | 61367 | PV1 | PV | OP | NA | SUN |  | 24136 |  |  | EIA Prime Mover-level Data
2018 | MA | Smith College Central Heating Plant | 58166 | GT-1 | GT | OP | NA | NG |  | 240306 | 0.65885 | 0.0054834 | EIA Prime Mover-level Data | NEI avg EF - PM, fuel type, firing type
2018 | MA | Solten Plainville 6000, LLC | 61731 | PLAIN | PV | OP | NA | SUN |  | 66489 |  |  | EIA Prime Mover-level Data
2018 | MA | South Boston Combustion Turbines | 10176 | A | GT | OP | CT | KER | 28.0 | 7540 | 0.0318 | 0.008435 | EPA/CAMD | EPA/NEI | 1979
2018 | MA | South Boston Combustion Turbines | 10176 | B | GT | OP | CT | KER | 37.0 | 10189 | 0.040929 | 0.008034 | EPA/CAMD | EPA/NEI | 1979
2018 | MA | Southampton Solar PV | 62066 | LG400 | PV | V | NA | SUN
2018 | MA | Southbridge Landfill Gas-to-Energy | 59011 | CAT | IC | OP | NA | LFG |  | 95677 | 0.70323 | 0.0147 | EIA Prime Mover-level Data | Estimated using an emission factor
2018 | MA | Southbridge Landfill Gas-to-Energy | 59011 | CAT2 | IC | IP | NA | LFG
2018 | MA | Southbridge PV | 58423 | SO022 | PV | OP | NA | SUN |  | 31858 |  |  | EIA Prime Mover-level Data
2018 | MA | Southbridge Solar | 60278 | SBRDG | PV | OP | NA | SUN |  | 26969 |  |  | EIA Prime Mover-level Data
2018 | MA | Southern Sky Renew Energy Berkley LLC | 60615 | BRKLY | PV | OP | NA | SUN |  | 36655 |  |  | EIA Prime Mover-level Data
2018 | MA | Southwick Solar PV | 62082 | REC34 | PV | TS | NA | SUN
2018 | MA | Spring Hill Road | 59839 | SHRD1 | PV | OP | NA | SUN |  | 25585 |  |  | EIA Prime Mover-level Data
2018 | MA | Spring Street Solar 1 CSG | 61009 | SPRIN | PV | OP | NA | SUN |  | 28094 |  |  | EIA Prime Mover-level Data
2018 | MA | Springfield Solar PV | 62072 | LG395 | PV | V | NA | SUN
2018 | MA | Stafford St 2 Community Solar | 61017 | STAF2 | PV | OP | NA | SUN |  | 18381 |  |  | EIA Prime Mover-level Data
2018 | MA | Stafford St Solar 1 CSG | 61016 | STAF1 | PV | OP | NA | SUN |  | 30955 |  |  | EIA Prime Mover-level Data
2018 | MA | Stafford St Solar 3 CSG | 61018 | STAF3 | PV | OP | NA | SUN |  | 9529 |  |  | EIA Prime Mover-level Data
2018 | MA | State Street Solar LLC | 59363 | PV1 | PV | OP | NA | SUN |  | 14041 |  |  | EIA Prime Mover-level Data
2018 | MA | Station 9 Energy Storage System | 62257 | ESS1 | BA | OP | NA | MWH |  | 0 |  |  | EIA Prime Mover-level Data
2018 | MA | Stetson Road Solar - Barre I | 59765 | BI | PV | OP | NA | SUN |  | 26261 |  |  | EIA Prime Mover-level Data
2018 | MA | Stone Hill Solar CSG | 60710 | PV1 | PV | OP | NA | SUN |  | 27537 |  |  | EIA Prime Mover-level Data
2018 | MA | Stony Brook Energy Center | 6081 | 001 | CT | OP | CC | DFO | 510.0 | 392368 | 9.3999 | 0.047913 | EPA/CAMD | EPA/NEI | 1981
2018 | MA | Stony Brook Energy Center | 6081 | 002 | CT | OP | CC | DFO | 127.0 | 99241 | 4.5105 | 0.0909 | EPA/CAMD | EPA/NEI | 1981
2018 | MA | Stony Brook Energy Center | 6081 | 003 | CT | OP | CC | DFO | 609.0 | 467803 | 9.6957 | 0.041452 | EPA/CAMD | EPA/NEI | 1981
2018 | MA | Stony Brook Energy Center | 6081 | 004 | GT | OP | CT | DFO | 68.0 | 45707 | 2.2679 | 0.099236 | EPA/CAMD | EPA/NEI | 1982
2018 | MA | Stony Brook Energy Center | 6081 | 005 | GT | OP | CT | DFO | 70.0 | 47120 | 2.3417 | 0.099393 | EPA/CAMD | EPA/NEI | 1982
2018 | MA | Stow PV | 59015 | STW | PV | OP | NA | SUN |  | 22103 |  |  | EIA Prime Mover-level Data
2018 | MA | Sudbury Landfill | 58839 | INV1 | PV | OP | NA | SUN |  | 6078 |  |  | EIA Prime Mover-level Data
2018 | MA | Sudbury Landfill | 58839 | INV2 | PV | OP | NA | SUN |  | 3647 |  |  | EIA Prime Mover-level Data
2018 | MA | Sudbury Landfill | 58839 | INV3 | PV | OP | NA | SUN |  | 6078 |  |  | EIA Prime Mover-level Data
2018 | MA | Sullivan Solar | 59465 | 1 | PV | OP | NA | SUN |  | 21244 |  |  | EIA Prime Mover-level Data
2018 | MA | Sunderland Solar PV | 62090 | REC34 | PV | OP | NA | SUN |  | 1487 |  |  | EIA Prime Mover-level Data
2018 | MA | Sutton Solar CSG | 60878 | 54508 | PV | OP | NA | SUN |  | 27444 |  |  | EIA Prime Mover-level Data
2018 | MA | Syncarpha Freetown | 61097 | SYNFR | PV | OP | NA | SUN |  | 57643 |  |  | EIA Prime Mover-level Data
2018 | MA | Syncarpha Hancock I CSG | 61769 | SYNH1 | PV | OP | NA | SUN |  | 23679 |  |  | EIA Prime Mover-level Data
2018 | MA | Syncarpha Hancock II CSG | 61770 | SYNH2 | PV | OP | NA | SUN |  | 23659 |  |  | EIA Prime Mover-level Data
2018 | MA | Syncarpha Hancock III CSG | 61771 | SYNH3 | PV | OP | NA | SUN |  | 12738 |  |  | EIA Prime Mover-level Data
2018 | MA | Syncarpha Palmer, LLC | 60056 | SYNPA | PV | OP | NA | SUN |  | 65822 |  |  | EIA Prime Mover-level Data
2018 | MA | Syncarpha Still River, LLC CSG | 61774 | SYNBO | PV | OP | NA | SUN |  | 30763 |  |  | EIA Prime Mover-level Data
2018 | MA | Tanglewood Circle Solar 1 LLC | 62583 | 5823 | PV | OP | NA | SUN |  | 1824 |  |  | EIA Prime Mover-level Data
2018 | MA | Tanner Street Generation, LLC | 54586 | 2 | CT | OP | CC | NG | 699.0 | 333484 | 0.9266 | 0.0055571 | EPA/CAMD | EPA/NEI | 2008
2018 | MA | Templeton | 59731 | TEMPL | PV | OP | NA | SUN |  | 43128 |  |  | EIA Prime Mover-level Data
2018 | MA | Texon Hydroelectric Project | 61640 | 1 | HY | OP | NA | WAT |  | 57144 |  |  | EIA Prime Mover-level Data
2018 | MA | Theodore Drive Community Solar | 61296 | 02529 | PV | OP | NA | SUN |  | 19832 |  |  | EIA Prime Mover-level Data
2018 | MA | Tihonet Solar | 58749 | TSMA | PV | OP | NA | SUN |  | 15161 |  |  | EIA Prime Mover-level Data
2018 | MA | Tisbury Landfill Solar | 59573 | TIS1 | PV | OP | NA | SUN |  | 10220 |  |  | EIA Prime Mover-level Data
2018 | MA | Tolland Solar NG LLC | 62581 | 3011 | PV | OP | NA | SUN
2018 | MA | Town of East Bridgewater CSG | 58586 | 1 | PV | OP | NA | SUN |  | 20132 |  |  | EIA Prime Mover-level Data
2018 | MA | Town of Foxborough - Landfill (SREC II) CSG | 61591 | FOXLA | PV | OP | NA | SUN |  | 50126 |  |  | EIA Prime Mover-level Data
2018 | MA | Town of Lexington Solar | 60816 | PV1 | PV | OP | NA | SUN |  | 22329 |  |  | EIA Prime Mover-level Data
2018 | MA | Town of Needham VNEM CSG | 60110 | PV1 | PV | OP | NA | SUN |  | 36079 |  |  | EIA Prime Mover-level Data
2018 | MA | Town of Norfolk MA at Medway Branch | 57942 | PV1 | PV | OP | NA | SUN |  | 17296 |  |  | EIA Prime Mover-level Data
2018 | MA | Town of Otis Wind Energy Project | 61775 | OT196 | WT | OP | NA | WND |  | 28 |  |  | EIA Prime Mover-level Data
2018 | MA | Town of Uxbridge MA at Commerce Dr | 57941 | PV1 | PV | OP | NA | SUN |  | 23945 |  |  | EIA Prime Mover-level Data
2018 | MA | True North | 59390 | TNE1 | PV | OP | NA | SUN |  | 61473 |  |  | EIA Prime Mover-level Data
2018 | MA | Turners Falls | 6388 | 1 | HY | OP | NA | WAT |  | 46288 |  |  | EIA Prime Mover-level Data
2018 | MA | Turners Falls | 6388 | 2 | HY | OP | NA | WAT |  | 13225 |  |  | EIA Prime Mover-level Data
2018 | MA | Turners Falls | 6388 | 3 | HY | OP | NA | WAT |  | 42982 |  |  | EIA Prime Mover-level Data
2018 | MA | Turners Falls | 6388 | 5 | HY | OP | NA | WAT |  | 42982 |  |  | EIA Prime Mover-level Data
2018 | MA | Turners Falls | 6388 | 7 | HY | OP | NA | WAT |  | 42982 |  |  | EIA Prime Mover-level Data
2018 | MA | Twiss Street Solar | 59624 | PV1 | PV | OP | NA | SUN |  | 20917 |  |  | EIA Prime Mover-level Data
2018 | MA | Tyngsborough Solar | 61598 | PV1 | PV | OP | NA | SUN |  | 38048 |  |  | EIA Prime Mover-level Data
2018 | MA | UMASS | 61603 | UMASS | PV | OP | NA | SUN |  | 52119 |  |  | EIA Prime Mover-level Data
2018 | MA | Univ of Massachusetts Medical Center | 50087 | 1 | ST | OP | NA | NG |  | 25611 | 0.10312 | 0.0080524 | EIA Unit-level Data | NEI avg EF - PM, fuel type
2018 | MA | Univ of Massachusetts Medical Center | 50087 | 2 | ST | OP | NA | NG |  | 8718 | 0.035101 | 0.0080524 | EIA Unit-level Data | NEI avg EF - PM, fuel type
2018 | MA | Univ of Massachusetts Medical Center | 50087 | 3 | ST | OP | NA | NG |  | 243443 | 0.98015 | 0.0080524 | EIA Unit-level Data | NEI avg EF - PM, fuel type
2018 | MA | Univ of Massachusetts Medical Center | 50087 | 4 | ST | OP | NA | NG |  | 293387 | 1.1812 | 0.0080524 | EIA Unit-level Data | NEI avg EF - PM, fuel type
2018 | MA | Univ of Massachusetts Medical Center | 50087 | GEN4 | GT | OP | NA | NG |  | 458087 | 1.2559 | 0.0054834 | EIA Prime Mover-level Data | NEI avg EF - PM, fuel type, firing type
2018 | MA | Univ of Massachusetts Medical Center | 50087 | HRSG | ST | OP | NA | NG |  | 298869 | 1.2033 | 0.0080524 | EIA Unit-level Data | NEI avg EF - PM, fuel type
2018 | MA | Upper Blackstone (MA) Treasure Valley | 59781 | 1 | PV | OP | NA | SUN |  | 59878 |  |  | EIA Prime Mover-level Data
2018 | MA | Upton Community Solar | 61297 | 02567 | PV | OP | NA | SUN |  | 29943 |  |  | EIA Prime Mover-level Data
2018 | MA | Vuelta Solar | 61245 | 5405 | PV | OP | NA | SUN |  | 60241 |  |  | EIA Prime Mover-level Data
2018 | MA | Walpole Solar 2 | 58936 | WLPL1 | PV | OP | NA | SUN |  | 31976 |  |  | EIA Prime Mover-level Data
2018 | MA | Wareham MA 1 Community Solar | 60443 | WMA1 | PV | OP | NA | SUN |  | 25457 |  |  | EIA Prime Mover-level Data
2018 | MA | Wareham Solar PV | 62055 | LG395 | PV | OP | NA | SUN |  | 1577 |  |  | EIA Prime Mover-level Data
2018 | MA | Washburn Road Solar | 62646 | WASHB | PV | OP | NA | SUN |  | 757 |  |  | EIA Prime Mover-level Data
2018 | MA | Waste Water Treatment Plant | 59060 | WWPV | PV | OP | NA | SUN |  | 4925 |  |  | EIA Prime Mover-level Data
2018 | MA | Waters River | 1678 | 1 | GT | OP | CT | NG | 175.0 | 26462 | 0.052839 | 0.0039935 | EPA/CAMD | EPA/NEI | 1971
2018 | MA | Waters River | 1678 | 2 | GT | OP | CT | NG | 122.0 | 31591 | 0.051698 | 0.003273 | EPA/CAMD | EPA/NEI | 1990
2018 | MA | Wellesley College Central Utility Plant | 54937 | 1118 | IC | OP | NA | NG |  | 14950 | 0.0031545 | 0.000422 | EIA Prime Mover-level Data | Estimated using an emission factor
2018 | MA | Wellesley College Central Utility Plant | 54937 | 1119 | IC | OP | NA | NG |  | 14950 | 0.0031545 | 0.000422 | EIA Prime Mover-level Data | Estimated using an emission factor
2018 | MA | Wellesley College Central Utility Plant | 54937 | 1120 | IC | OP | NA | NG |  | 14950 | 0.0031545 | 0.000422 | EIA Prime Mover-level Data | Estimated using an emission factor
2018 | MA | Wellesley College Central Utility Plant | 54937 | 1121 | IC | OS | NA | NG |  | 14950 | 0.0031545 | 0.000422 | EIA Prime Mover-level Data | Estimated using an emission factor
2018 | MA | Wellesley College Central Utility Plant | 54937 | 8187 | IC | OP | NA | NG |  | 21849 | 0.0046101 | 0.000422 | EIA Prime Mover-level Data | Estimated using an emission factor
2018 | MA | Wellesley College Central Utility Plant | 54937 | SB1 | IC | SB | NA | DFO |  | 34499 | 5.3473 | 0.31 | EIA Prime Mover-level Data | Estimated using an emission factor
2018 | MA | West Boylston Community Shared Solar | 61415 | CS1 | PV | OP | NA | SUN |  | 21145 |  |  | EIA Prime Mover-level Data
2018 | MA | West Bridgewater AB CSG | 60424 | WBAB | PV | OP | NA | SUN |  | 22247 |  |  | EIA Prime Mover-level Data
2018 | MA | West Brookfield Solar - Gilbertsville Rd CSG | 61629 | WB | PV | OP | NA | SUN |  | 51089 |  |  | EIA Prime Mover-level Data
2018 | MA | West Brookfield Solar, LLC | 60644 | WBRK | PV | OP | NA | SUN |  | 17005 |  |  | EIA Prime Mover-level Data
2018 | MA | West Groton CHP | 60276 | G1 | GT | OP | NA | NG |  | 417149 | 1.1437 | 0.0054834 | EIA Prime Mover-level Data | NEI avg EF - PM, fuel type, firing type
2018 | MA | West Springfield | 1642 | 3 | ST | OP | TANGENTIAL | RFO | 123.0 | 43146 | 0.09386 | 0.0043508 | EPA/CAMD | EPA/NEI | 1957
2018 | MA | West Springfield | 1642 | 10 | GT | OP | CT | DFO | 16.0 | 2660 | 0.031546 | 0.023718 | EPA/CAMD | NEI avg EF - PM, fuel type, firing type | 1968
2018 | MA | West Springfield | 1642 | CTG1 | GT | OP | CT | NG | 325.0 | 81980 | 0.85453 | 0.020847 | EPA/CAMD | EPA/NEI | 2002
2018 | MA | West Springfield | 1642 | CTG2 | GT | OP | CT | NG | 309.0 | 86309 | 0.84644 | 0.019614 | EPA/CAMD | EPA/NEI | 2002
2018 | MA | West Tisbury Generating Facility | 6049 | UN1 | IC | OP | NA | DFO |  | 3640 | 0.5642 | 0.31 | EIA Prime Mover-level Data | Estimated using an emission factor
2018 | MA | West Tisbury Generating Facility | 6049 | UN2 | IC | OP | NA | DFO |  | 3640 | 0.5642 | 0.31 | EIA Prime Mover-level Data | Estimated using an emission factor
2018 | MA | West Water Street | 62625 | G1 | IC | OP | NA | DFO |  | 1888 | 0.29264 | 0.31 | EIA Prime Mover-level Data | Estimated using an emission factor
2018 | MA | West Water Street | 62625 | G2 | IC | OP | NA | DFO |  | 1888 | 0.29264 | 0.31 | EIA Prime Mover-level Data | Estimated using an emission factor
2018 | MA | West Water Street | 62625 | G3 | IC | OP | NA | DFO |  | 1888 | 0.29264 | 0.31 | EIA Prime Mover-level Data | Estimated using an emission factor
2018 | MA | West Water Street | 62625 | G4 | IC | OP | NA | DFO |  | 1888 | 0.29264 | 0.31 | EIA Prime Mover-level Data | Estimated using an emission factor
2018 | MA | Westborough Solar LLC | 59368 | PV1 | PV | OP | NA | SUN |  | 22704 |  |  | EIA Prime Mover-level Data
2018 | MA | Westford Solar Park | 58534 | 1 | PV | OP | NA | SUN |  | 46858 |  |  | EIA Prime Mover-level Data
2018 | MA | Westminster Renewables, LLC | 62226 | 2479 | PV | OP | NA | SUN |  | 3592 |  |  | EIA Prime Mover-level Data
2018 | MA | Weston Landfill Solar | 61537 | WESTO | PV | OP | NA | SUN |  | 25319 |  |  | EIA Prime Mover-level Data
2018 | MA | Westport MA 1 Community Solar | 60473 | WPMA1 | PV | OP | NA | SUN |  | 17953 |  |  | EIA Prime Mover-level Data
2018 | MA | Westport MA 2 Community Solar | 60476 | WPMA2 | PV | OP | NA | SUN |  | 15701 |  |  | EIA Prime Mover-level Data
2018 | MA | Whately Solar | 59033 | 0024 | PV | OP | NA | SUN |  | 19330 |  |  | EIA Prime Mover-level Data
2018 | MA | Wheelabrator Millbury Facility | 50878 | UNIT1 | ST | OP | NA | MSW |  | 2443567 | 0.1906 | 0.000156 | EIA Unit-level Data | Estimated using an emission factor
2018 | MA | Wheelabrator Millbury Facility | 50878 | UNIT2 | ST | OP | NA | MSW |  | 2541430 | 0.19823 | 0.000156 | EIA Unit-level Data | Estimated using an emission factor
2018 | MA | Wheelabrator North Andover | 50877 | B1 | ST | OP | NA | MSW |  | 2372984 | 0.18509 | 0.000156 | EIA Unit-level Data | Estimated using an emission factor
2018 | MA | Wheelabrator North Andover | 50877 | B2 | ST | OP | NA | MSW |  | 2361829 | 0.18422 | 0.000156 | EIA Unit-level Data | Estimated using an emission factor
2018 | MA | Wheelabrator Saugus | 50880 | UNIT1 | ST | OP | NA | MSW |  | 2198310 | 24.0055 | 0.02184 | EIA Unit-level Data | Estimated using an emission factor
2018 | MA | Wheelabrator Saugus | 50880 | UNIT2 | ST | OP | NA | MSW |  | 2280204 | 24.8998 | 0.02184 | EIA Unit-level Data | Estimated using an emission factor
2018 | MA | Wilkins Station | 6586 | 1 | IC | OP | NA | DFO |  | 293 | 0.045415 | 0.31 | EIA Prime Mover-level Data | Estimated using an emission factor
2018 | MA | Wilkins Station | 6586 | 2 | IC | OP | NA | DFO |  | 293 | 0.045415 | 0.31 | EIA Prime Mover-level Data | Estimated using an emission factor
2018 | MA | Williams College - Campus CHP | 58160 | GEN2 | ST | OP | NA | NG |  | 180215 | 0.72558 | 0.0080524 | EIA Prime Mover-level Data | NEI avg EF - PM, fuel type
2018 | MA | Williams College - Campus CHP | 58160 | GEN3 | IC | CN | NA | NG
2018 | MA | Williams College - Campus CHP | 58160 | GEN4 | IC | OP | NA | DFO |  | 29 | 0.004495 | 0.31 | EIA Prime Mover-level Data | Estimated using an emission factor
2018 | MA | Williams College - Campus CHP | 58160 | GEN5 | IC | OP | NA | DFO |  | 29 | 0.004495 | 0.31 | EIA Prime Mover-level Data | Estimated using an emission factor
2018 | MA | Williams College - Campus CHP | 58160 | GEN6 | IC | CN | NA | DFO
2018 | MA | Williamsburg | 62202 | WIL01 | PV | V | NA | SUN
2018 | MA | Williamsburg Solar LLC VNEM CSG | 60111 | PV1 | PV | OP | NA | SUN |  | 20278 |  |  | EIA Prime Mover-level Data
2018 | MA | Wilmington Solar | 60736 | PV1 | PV | OP | NA | SUN |  | 25413 |  |  | EIA Prime Mover-level Data
2018 | MA | Wilson Solar | 58174 | WSMA | PV | OP | NA | SUN |  | 24938 |  |  | EIA Prime Mover-level Data
2018 | MA | Winchendon Landfill Solar | 62503 | 10237 | PV | OP | NA | SUN |  | 3546 |  |  | EIA Prime Mover-level Data
2018 | MA | Winchendon Solar | 59466 | 3 | PV | OP | NA | SUN |  | 25046 |  |  | EIA Prime Mover-level Data
2018 | MA | Winsor Dam Power Station | 10826 | WINS | HY | RE | NA | WAT
2018 | MA | Woodland Road | 1643 | 10 | GT | OP | CT | DFO | 21.0 | 6628 | 0.014 | 0.0042245 | EIA non-ozone season distributed and EPA/CAMD ozone season | EPA/NEI | 1969
2018 | MA | Worcester Landfill | 60621 | WL | PV | OP | NA | SUN |  | 74028 |  |  | EIA Prime Mover-level Data
2018 | MA | WYM 1250 Palmer LLC | 60614 | PALMR | PV | OP | NA | SUN |  | 13021 |  |  | EIA Prime Mover-level Data
2018 | MD | AES Warrior Run | 10678 | 001 | ST | OP | FLUIDIZED | BIT | 7,305.0 | 12924469 | 95.133 | 0.014721 | EPA/CAMD | EPA/NEI | 2000
2018 | MD | AES Warrior Run Energy Storage Project | 59949 | BESS1 | BA | OP | NA | MWH |  | 0 |  |  | EIA Prime Mover-level Data
2018 | MD | Alpha Ridge LFG | 58252 | JEN1 | IC | OP | NA | LFG |  | 40393 | 0.29689 | 0.0147 | EIA Prime Mover-level Data | Estimated using an emission factor
2018 | MD | Amazon Maryland DCA1 | 62876 | DCA1 | PV | T | NA | SUN
2018 | MD | American Sugar Refining, Inc. | 54795 | C6 | ST | OP | WALL | NG | 1,808.0 | 335420 | 1.2032 | 0.0071744 | EPA/CAMD | NEI avg EF - PM, fuel type, firing type | 2000
2018 | MD | Annapolis Solar Park, LLC | 60681 | ASP12 | PV | OP | NA | SUN |  | 92875 |  |  | EIA Prime Mover-level Data
2018 | MD | Anne Arundel County Public Schools | 62407 | X0001 | PV | OP | NA | SUN
2018 | MD | APG Combined Heat and Power Plant | 61282 | GEN1 | GT | OP | NA | NG |  | 882847 | 2.4205 | 0.0054834 | EIA Prime Mover-level Data | NEI avg EF - PM, fuel type, firing type
2018 | MD | APG New Chesapeake | 62629 | 10115 | PV | OP | NA | SUN |  | 2854 |  |  | EIA Prime Mover-level Data
2018 | MD | APG Old Bayside | 62628 | 10115 | PV | OP | NA | SUN |  | 3802 |  |  | EIA Prime Mover-level Data
2018 | MD | Archdiocese of Baltimore J | 60662 | PV1 | PV | OP | NA | SUN |  | 31030 |  |  | EIA Prime Mover-level Data
2018 | MD | Archdiocese of Baltimore L | 60663 | PV1 | PV | OP | NA | SUN |  | 31393 |  |  | EIA Prime Mover-level Data
2018 | MD | Back River Waste Water Treatment | 59026 | CHP 1 | IC | OP | NA | OBG |  | 41615 | 0.30587 | 0.0147 | EIA Prime Mover-level Data | Estimated using an emission factor
2018 | MD | Back River Waste Water Treatment | 59026 | CHP 2 | IC | OP | NA | OBG |  | 41615 | 0.30587 | 0.0147 | EIA Prime Mover-level Data | Estimated using an emission factor
2018 | MD | Back River Waste Water Treatment | 59026 | SOLAR | PV | OP | NA | SUN |  | 12445 |  |  | EIA Prime Mover-level Data
2018 | MD | Baker Point | 61519 | GEN1 | PV | OP | NA | SUN |  | 119354 |  |  | EIA Prime Mover-level Data
2018 | MD | Baltimore City B | 60664 | PV1 | PV | OP | NA | SUN |  | 27872 |  |  | EIA Prime Mover-level Data
2018 | MD | Baltimore City D | 60665 | PV1 | PV | OP | NA | SUN |  | 27574 |  |  | EIA Prime Mover-level Data
2018 | MD | Baltimore City F | 60666 | PV1 | PV | OP | NA | SUN |  | 27829 |  |  | EIA Prime Mover-level Data
2018 | MD | Baltimore City G | 60667 | PV1 | PV | OP | NA | SUN |  | 27928 |  |  | EIA Prime Mover-level Data
2018 | MD | Bd of Educ of Queen Anne's Cnty, Cnty HS | 62074 | PV1 | PV | TS | NA | SUN
2018 | MD | Berlin | 6565 | 1A | IC | OP | NA | DFO |  | 586 | 0.09083 | 0.31 | EIA Prime Mover-level Data | Estimated using an emission factor
2018 | MD | Berlin | 6565 | 2A | IC | OP | NA | DFO |  | 958 | 0.14849 | 0.31 | EIA Prime Mover-level Data | Estimated using an emission factor
2018 | MD | Berlin | 6565 | 3A | IC | OS | NA | DFO |  | 958 | 0.14849 | 0.31 | EIA Prime Mover-level Data | Estimated using an emission factor
2018 | MD | Berlin | 6565 | 4A | IC | OP | NA | DFO |  | 958 | 0.14849 | 0.31 | EIA Prime Mover-level Data | Estimated using an emission factor
2018 | MD | Berlin | 6565 | 5A | IC | OP | NA | DFO |  | 1331 | 0.20631 | 0.31 | EIA Prime Mover-level Data | Estimated using an emission factor
2018 | MD | Berlin | 6565 | 6A | IC | IP | NA | DFO
2018 | MD | Berlin | 6565 | 7A | IC | IP | NA | DFO
2018 | MD | Biggs Ford Solar Center | 61321 | BFSC | PV | P | NA | SUN
2018 | MD | Blue Star | 62332 | BLUES | PV | L | NA | SUN
2018 | MD | Bowie State Solar | 61915 | SO285 | PV | OP | NA | SUN |  | 10512 |  |  | EIA Prime Mover-level Data
2018 | MD | Brandon Shores | 602 | 1 | ST | OP | WALL | BIT | 5,336.0 | 25237519 | 72.4899 | 0.0057446 | EPA/CAMD | EPA/NEI | 1984
2018 | MD | Brandon Shores | 602 | 2 | ST | OP | WALL | BIT | 6,140.0 | 28596941 | 115.1033 | 0.00805 | EPA/CAMD | EPA/NEI | 1991
2018 | MD | Brandywine Power Facility | 54832 | 1 | CT | OP | CC | NG | 6,117.0 | 4663233 | 15.792 | 0.006773 | EPA/CAMD | EPA/NEI | 1996
2018 | MD | Brandywine Power Facility | 54832 | 2 | CT | OP | CC | NG | 6,303.0 | 4487628 | 15.3725 | 0.0068511 | EPA/CAMD | EPA/NEI | 1996
2018 | MD | Brown Station Road Plant I | 50060 | 3972 | IC | OP | NA | LFG |  | 69967 | 0.51426 | 0.0147 | EIA Prime Mover-level Data | Estimated using an emission factor
2018 | MD | Brown Station Road Plant I | 50060 | 9314 | IC | OP | NA | LFG |  | 69967 | 0.51426 | 0.0147 | EIA Prime Mover-level Data | Estimated using an emission factor
2018 | MD | Brown Station Road Plant I | 50060 | 9340 | IC | OP | NA | LFG |  | 69967 | 0.51426 | 0.0147 | EIA Prime Mover-level Data | Estimated using an emission factor
2018 | MD | Brown Station Road Plant II | 55964 | 1 | IC | OP | NA | LFG |  | 58814 | 0.43228 | 0.0147 | EIA Prime Mover-level Data | Estimated using an emission factor
2018 | MD | Brown Station Road Plant II | 55964 | 2 | IC | OP | NA | LFG |  | 58814 | 0.43228 | 0.0147 | EIA Prime Mover-level Data | Estimated using an emission factor
2018 | MD | Brown Station Road Plant II | 55964 | 3 | IC | OP | NA | LFG |  | 58814 | 0.43228 | 0.0147 | EIA Prime Mover-level Data | Estimated using an emission factor
2018 | MD | Brown Station Road Plant II | 55964 | 4 | IC | OP | NA | LFG |  | 58814 | 0.43228 | 0.0147 | EIA Prime Mover-level Data | Estimated using an emission factor
2018 | MD | C P Crane | 1552 | 1 | ST | OP | CYCLONE | SUB | 865.0 | 1004441 | 20.3975 | 0.040615 | EPA/CAMD | EPA/NEI | 1961
2018 | MD | C P Crane | 1552 | 2 | ST | OP | CYCLONE | SUB | 1,240.0 | 1310713 | 19.684 | 0.030036 | EPA/CAMD | EPA/NEI | 1963
2018 | MD | Calvert Cliffs Nuclear Power Plant | 6011 | 1 | ST | OP | NA | NUC |  | 76207770 |  |  | EIA Prime Mover-level Data
2018 | MD | Calvert Cliffs Nuclear Power Plant | 6011 | 2 | ST | OP | NA | NUC |  | 80485782 |  |  | EIA Prime Mover-level Data
2018 | MD | Casper Solar Center | 61320 | CSPSC | PV | P | NA | SUN
2018 | MD | CCBC-Catonsville | 60036 | PV1 | PV | OP | NA | SUN |  | 24062 |  |  | EIA Prime Mover-level Data
2018 | MD | Cecil County CCVT HS | 60353 | CCVT | PV | OP | NA | SUN |  | 30063 |  |  | EIA Prime Mover-level Data
2018 | MD | Central Utility Plant at White Oak | 58207 | G1 | IC | OP | NA | NG |  | 11440 | 0.0024138 | 0.000422 | EIA Prime Mover-level Data | Estimated using an emission factor
2018 | MD | Central Utility Plant at White Oak | 58207 | G10 | IC | OP | NA | DFO |  | 4616 | 0.71548 | 0.31 | EIA Prime Mover-level Data | Estimated using an emission factor
2018 | MD | Central Utility Plant at White Oak | 58207 | G11 | IC | OP | NA | DFO |  | 4616 | 0.71548 | 0.31 | EIA Prime Mover-level Data | Estimated using an emission factor
2018 | MD | Central Utility Plant at White Oak | 58207 | G12 | CA | OP | NA | NG |  | 30012 | 0.0063325 | 0.000422 | EIA Prime Mover-level Data | Estimated using an emission factor
2018 | MD | Central Utility Plant at White Oak | 58207 | G2 | IC | SB | NA | DFO |  | 4616 | 0.71548 | 0.31 | EIA Prime Mover-level Data | Estimated using an emission factor
2018 | MD | Central Utility Plant at White Oak | 58207 | G3 | GT | OP | NA | NG |  | 195746 | 0.53668 | 0.0054834 | EIA Prime Mover-level Data | NEI avg EF - PM, fuel type, firing type
2018 | MD | Central Utility Plant at White Oak | 58207 | G4 | GT | OP | NA | NG |  | 195746 | 0.53668 | 0.0054834 | EIA Prime Mover-level Data | NEI avg EF - PM, fuel type, firing type
2018 | MD | Central Utility Plant at White Oak | 58207 | G5 | GT | OP | NA | NG |  | 195746 | 0.53668 | 0.0054834 | EIA Prime Mover-level Data | NEI avg EF - PM, fuel type, firing type
2018 | MD | Central Utility Plant at White Oak | 58207 | G6 | GT | OP | NA | NG |  | 195746 | 0.53668 | 0.0054834 | EIA Prime Mover-level Data | NEI avg EF - PM, fuel type, firing type
2018 | MD | Central Utility Plant at White Oak | 58207 | G7 | CT |  | NA | NG |  | 237749 | 0.68429 | 0.0057564 | EIA Unit-level Data | NEI avg EF - PM, fuel type
2018 | MD | Central Utility Plant at White Oak | 58207 | G8 | CT |  | NA | NG |  | 366307 | 1.0543 | 0.0057564 | EIA Unit-level Data | NEI avg EF - PM, fuel type
2018 | MD | Central Utility Plant at White Oak | 58207 | G9 | CT | OP | NA | NG
2018 | MD | CES VMT Solar | 60029 | VMMD | PV | OP | NA | SUN |  | 13395 |  |  | EIA Prime Mover-level Data
2018 | MD | Chalk Point | 1571 | 1 | ST | OP | WALL | BIT | 2,219.0 | 6245088 | 24.3945 | 0.0078124 | EPA/CAMD | EPA/NEI | 1964
2018 | MD | Chalk Point | 1571 | 2 | ST | OP | WALL | BIT | 1,823.0 | 5345276 | 22.5 | 0.0084186 | EPA/CAMD | EPA/NEI | 1965
2018 | MD | Chalk Point | 1571 | 3 | ST | OP | TANGENTIAL | NG | 665.0 | 3074974 | 11.02 | 0.0071675 | EPA/CAMD | EPA/NEI | 1975
2018 | MD | Chalk Point | 1571 | 4 | ST | OP | TANGENTIAL | NG | 632.0 | 3637471 | 13.23 | 0.0072743 | EPA/CAMD | EPA/NEI | 1981
2018 | MD | Chalk Point | 1571 | **GT3 | GT | OP | CT | NG | 77.0 | 60409 | 0.282 | 0.0093364 | EPA/CAMD | EPA/NEI | 1991
2018 | MD | Chalk Point | 1571 | **GT4 | GT | OP | CT | NG | 86.0 | 53916 | 0.306 | 0.011351 | EPA/CAMD | EPA/NEI | 1991
2018 | MD | Chalk Point | 1571 | **GT5 | GT | OP | CT | NG | 89.0 | 72591 | 0.572 | 0.01576 | EPA/CAMD | EPA/NEI | 1991
2018 | MD | Chalk Point | 1571 | **GT6 | GT | OP | CT | NG | 57.0 | 44463 | 0.242 | 0.010885 | EPA/CAMD | EPA/NEI | 1991
2018 | MD | Chalk Point | 1571 | GT2 | GT | OP | CT | DFO | 28.0 | 5665 | 0.0325 | 0.011474 | EPA/CAMD | EPA/NEI | 1974
2018 | MD | Chalk Point | 1571 | SMECO | GT | OP | CT | NG | 78.0 | 53156 | 0.20772 | 0.0078154 | EPA/CAMD | NEI avg EF - PM, fuel type, firing type | 1990
2018 | MD | Chesapeake College | 60465 | PV1 | PV | OP | NA | SUN |  | 20805 |  |  | EIA Prime Mover-level Data
2018 | MD | Chester Woods Point Solar, LLC CSG | 62720 | 5540 | PV | T | NA | SUN
2018 | MD | Chimes West Friendship (Nixon Farms) | 59743 | 1 | PV | OP | NA | SUN |  | 15628 |  |  | EIA Prime Mover-level Data
2018 | MD | Church Hill | 60737 | PV1 | PV | OP | NA | SUN |  | 87934 |  |  | EIA Prime Mover-level Data
2018 | MD | City of Havre De Grace C | 60668 | PV1 | PV | OP | NA | SUN |  | 29990 |  |  | EIA Prime Mover-level Data
2018 | MD | CNE at Cambridge MD | 59842 | PV1 | PV | OP | NA | SUN |  | 53450 |  |  | EIA Prime Mover-level Data
2018 | MD | Conowingo | 1574 | 1 | HY | OP | NA | WAT |  | 2155448 |  |  | EIA Prime Mover-level Data
2018 | MD | Conowingo | 1574 | 2 | HY | OP | NA | WAT |  | 1724358 |  |  | EIA Prime Mover-level Data
2018 | MD | Conowingo | 1574 | 3 | HY | OP | NA | WAT |  | 2299144 |  |  | EIA Prime Mover-level Data
2018 | MD | Conowingo | 1574 | 4 | HY | OP | NA | WAT |  | 2284775 |  |  | EIA Prime Mover-level Data
2018 | MD | Conowingo | 1574 | 5 | HY | OP | NA | WAT |  | 1724358 |  |  | EIA Prime Mover-level Data
2018 | MD | Conowingo | 1574 | 6 | HY | OP | NA | WAT |  | 2284775 |  |  | EIA Prime Mover-level Data
2018 | MD | Conowingo | 1574 | 7 | HY | OP | NA | WAT |  | 2299144 |  |  | EIA Prime Mover-level Data
2018 | MD | Conowingo | 1574 | 8 | HY | OP | NA | WAT |  | 2663176 |  |  | EIA Prime Mover-level Data
2018 | MD | Conowingo | 1574 | 9 | HY | OP | NA | WAT |  | 2663176 |  |  | EIA Prime Mover-level Data
2018 | MD | Conowingo | 1574 | 10 | HY | OP | NA | WAT |  | 2663176 |  |  | EIA Prime Mover-level Data
2018 | MD | Conowingo | 1574 | 11 | HY | OP | NA | WAT |  | 2663176 |  |  | EIA Prime Mover-level Data
2018 | MD | Cove Point LNG Terminal | 59073 | 214JA | GT | OP | CT | NG | 4,270.0 | 942228 | 3.682 | 0.0078154 | EPA/CAMD | NEI avg EF - PM, fuel type, firing type | 2009
2018 | MD | Cove Point LNG Terminal | 59073 | 214JB | GT | OP | CT | NG | 3,773.0 | 876576 | 3.4254 | 0.0078154 | EPA/CAMD | NEI avg EF - PM, fuel type, firing type | 2009
2018 | MD | Cove Point LNG Terminal | 59073 | B921A | ST | OP | OTHER BOILER | NG | 5,896.0 | 844093 | 2.8708 | 0.0068021 | EPA/CAMD | NEI avg EF - PM, fuel type, firing type | 2018
2018 | MD | Cove Point LNG Terminal | 59073 | B921B | ST | OP | OTHER BOILER | NG | 5,984.0 | 866852 | 2.9482 | 0.0068021 | EPA/CAMD | NEI avg EF - PM, fuel type, firing type | 2018
2018 | MD | Cove Point LNG Terminal | 59073 | GT501A | GT | OP | CT | NG | 5,150.0 | 4536017 | 17.7255 | 0.0078154 | EPA/CAMD | NEI avg EF - PM, fuel type, firing type | 2018
2018 | MD | Cove Point LNG Terminal | 59073 | GT501B | GT | OP | CT | NG | 5,781.0 | 5122195 | 20.0161 | 0.0078154 | EPA/CAMD | NEI avg EF - PM, fuel type, firing type | 2018
2018 | MD | CPV St. Charles Energy Center | 56846 | GT1 | CT | OP | CC | NG | 6,939.0 | 14575312 | 10.0323 | 0.0013766 | EPA/CAMD | EPA/NEI | 2016
2018 | MD | CPV St. Charles Energy Center | 56846 | GT2 | CT | OP | CC | NG | 7,026.0 | 15121660 | 22.9788 | 0.0030392 | EPA/CAMD | EPA/NEI | 2016
2018 | MD | Crisfield | 1563 | CRIS | IC | SB | NA | DFO |  | 12748 | 1.9759 | 0.31 | EIA Prime Mover-level Data | Estimated using an emission factor
2018 | MD | Crisfield | 1563 | CRS2 | IC | SB | NA | DFO |  | 12748 | 1.9759 | 0.31 | EIA Prime Mover-level Data | Estimated using an emission factor
2018 | MD | Crisfield | 1563 | CRS3 | IC | SB | NA | DFO |  | 12748 | 1.9759 | 0.31 | EIA Prime Mover-level Data | Estimated using an emission factor
2018 | MD | Crisfield | 1563 | CRS4 | IC | SB | NA | DFO |  | 12748 | 1.9759 | 0.31 | EIA Prime Mover-level Data | Estimated using an emission factor
2018 | MD | Criterion | 57300 | 1 | WT | OP | NA | WND |  | 1772656 |  |  | EIA Prime Mover-level Data
2018 | MD | Deep Creek | 1567 | 1 | HY | OP | NA | WAT |  | 193658 |  |  | EIA Prime Mover-level Data
2018 | MD | Deep Creek | 1567 | 2 | HY | OP | NA | WAT |  | 193658 |  |  | EIA Prime Mover-level Data
2018 | MD | Dickerson | 1572 | 1 | ST | OP | TANGENTIAL | BIT | 795.0 | 774607 | 1.1247 | 0.0029038 | EPA/CAMD | EPA/NEI | 1959
2018 | MD | Dickerson | 1572 | 2 | ST | OP | TANGENTIAL | BIT | 959.0 | 966278 | 1.4508 | 0.0030029 | EPA/CAMD | EPA/NEI | 1960
2018 | MD | Dickerson | 1572 | 3 | ST | OP | TANGENTIAL | BIT | 1,237.0 | 1107477 | 1.7093 | 0.0030869 | EPA/CAMD | EPA/NEI | 1962
2018 | MD | Dickerson | 1572 | GT2 | GT | OP | CT | NG | 576.0 | 765977 | 2.5801 | 0.0067368 | EPA/CAMD | EPA/NEI | 1992
2018 | MD | Dickerson | 1572 | GT3 | GT | OP | CT | NG | 430.0 | 775635 | 2.2499 | 0.0058014 | EPA/CAMD | EPA/NEI | 1993
2018 | MD | Eastern Correctional Institute | 10693 | 1147 | ST | OP | NA | WDS |  | 324142 | 3.6972 | 0.022812 | EIA Prime Mover-level Data | NEI avg EF - PM, fuel type
2018 | MD | Eastern Correctional Institute | 10693 | 1148 | ST | OP | NA | WDS |  | 324142 | 3.6972 | 0.022812 | EIA Prime Mover-level Data | NEI avg EF - PM, fuel type
2018 | MD | Eastern Correctional Institute | 10693 | DG1 | IC | SB | NA | DFO |  | 816 | 0.12648 | 0.31 | EIA Prime Mover-level Data | Estimated using an emission factor
2018 | MD | Eastern Correctional Institute | 10693 | DG2 | IC | SB | NA | DFO |  | 816 | 0.12648 | 0.31 | EIA Prime Mover-level Data | Estimated using an emission factor
2018 | MD | Eastern Landfill Gas LLC | 56571 | 1 | IC | OP | NA | LFG |  | 40219 | 0.29561 | 0.0147 | EIA Prime Mover-level Data | Estimated using an emission factor
2018 | MD | Eastern Landfill Gas LLC | 56571 | 2 | IC | OP | NA | LFG |  | 40219 | 0.29561 | 0.0147 | EIA Prime Mover-level Data | Estimated using an emission factor
2018 | MD | Eastern Landfill Gas LLC | 56571 | 3 | IC | OP | NA | LFG |  | 40219 | 0.29561 | 0.0147 | EIA Prime Mover-level Data | Estimated using an emission factor
2018 | MD | Easton | 1580 | 7 | IC | OP | NA | DFO |  | 1071 | 0.166 | 0.31 | EIA Prime Mover-level Data | Estimated using an emission factor
2018 | MD | Easton | 1580 | 8 | IC | OP | NA | DFO |  | 1071 | 0.166 | 0.31 | EIA Prime Mover-level Data | Estimated using an emission factor
2018 | MD | Easton | 1580 | 9 | IC | OP | NA | DFO |  | 1285 | 0.19918 | 0.31 | EIA Prime Mover-level Data | Estimated using an emission factor
2018 | MD | Easton | 1580 | 10 | IC | OP | NA | DFO |  | 1500 | 0.2325 | 0.31 | EIA Prime Mover-level Data | Estimated using an emission factor
2018 | MD | Easton | 1580 | 11 | IC | OP | NA | DFO |  | 1628 | 0.25234 | 0.31 | EIA Prime Mover-level Data | Estimated using an emission factor
2018 | MD | Easton | 1580 | 12 | IC | OP | NA | DFO |  | 1757 | 0.27233 | 0.31 | EIA Prime Mover-level Data | Estimated using an emission factor
2018 | MD | Easton | 1580 | 13 | IC | OP | NA | DFO |  | 2399 | 0.37184 | 0.31 | EIA Prime Mover-level Data | Estimated using an emission factor
2018 | MD | Easton | 1580 | 14 | IC | OP | NA | DFO |  | 2399 | 0.37184 | 0.31 | EIA Prime Mover-level Data | Estimated using an emission factor
2018 | MD | Easton | 1580 | 101 | IC | OP | NA | DFO |  | 643 | 0.099665 | 0.31 | EIA Prime Mover-level Data | Estimated using an emission factor
2018 | MD | Easton | 1580 | 102 | IC | OP | NA | DFO |  | 643 | 0.099665 | 0.31 | EIA Prime Mover-level Data | Estimated using an emission factor
2018 | MD | Easton 2 | 4257 | 21 | IC | OP | NA | DFO |  | 8082 | 1.2527 | 0.31 | EIA Prime Mover-level Data | Estimated using an emission factor
2018 | MD | Easton 2 | 4257 | 22 | IC | OP | NA | DFO |  | 8082 | 1.2527 | 0.31 | EIA Prime Mover-level Data | Estimated using an emission factor
2018 | MD | Easton 2 | 4257 | 23 | IC | OP | NA | RFO |  | 8212 | 1.2729 | 0.31 | EIA Prime Mover-level Data | Estimated using an emission factor
2018 | MD | Easton 2 | 4257 | 24 | IC | OP | NA | RFO |  | 8212 | 1.2729 | 0.31 | EIA Prime Mover-level Data | Estimated using an emission factor
2018 | MD | Easton 2 | 4257 | 201 | IC | OP | NA | DFO |  | 1955 | 0.30302 | 0.31 | EIA Prime Mover-level Data | Estimated using an emission factor
2018 | MD | Easton 2 | 4257 | 202 | IC | OP | NA | DFO |  | 1955 | 0.30302 | 0.31 | EIA Prime Mover-level Data | Estimated using an emission factor
2018 | MD | Easton 2 | 4257 | 203 | GT | OP | NA | DFO |  | 3600 | 0.031067 | 0.017259 | EIA Prime Mover-level Data | NEI avg EF - PM, fuel type, firing type
2018 | MD | Easton 2 | 4257 | 204 | GT | OP | NA | DFO |  | 3600 | 0.031067 | 0.017259 | EIA Prime Mover-level Data | NEI avg EF - PM, fuel type, firing type
2018 | MD | Elkton Solar | 60089 | ELKTN | PV | OP | NA | SUN |  | 24072 |  |  | EIA Prime Mover-level Data
2018 | MD | Emmitsburg Solar Arrays | 60849 | 87353 | PV | OP | NA | SUN |  | 21876 |  |  | EIA Prime Mover-level Data
2018 | MD | ESS Fairgrounds | 60215 | ESSFG | BA | CN | NA | MWH
2018 | MD | ESS Wesel | 60214 | ESSWL | BA | CN | NA | MWH
2018 | MD | Fair Wind | 59147 | 1 | WT | OP | NA | WND |  | 991866 |  |  | EIA Prime Mover-level Data
2018 | MD | FC Landfill Energy | 57786 | UNIT1 | IC | RE | NA | LFG |  | 22413 | 0.16474 | 0.0147 | EIA Prime Mover-level Data | Estimated using an emission factor
2018 | MD | FC Landfill Energy | 57786 | UNIT2 | IC | RE | NA | LFG |  | 22413 | 0.16474 | 0.0147 | EIA Prime Mover-level Data | Estimated using an emission factor
2018 | MD | FedEx Field Solar Facility | 57747 | 1 | PV | OP | NA | SUN |  | 16304 |  |  | EIA Prime Mover-level Data
2018 | MD | First Baptist Church of Glenarden | 62043 | FBCG1 | PV | OP | NA | SUN |  | 18172 |  |  | EIA Prime Mover-level Data
2018 | MD | FirstEnergy R Paul Smith Power Station | 1570 | 9 | ST | RE | WALL | BIT
2018 | MD | FirstEnergy R Paul Smith Power Station | 1570 | 11 | ST | RE | TANGENTIAL | BIT
2018 | MD | Fort Detrick Solar PV | 61552 | FDSPV | PV | OP | NA | SUN |  | 193293 |  |  | EIA Prime Mover-level Data
2018 | MD | Fourmile Ridge | 58904 | 1 | WT | OP | NA | WND |  | 1189743 |  |  | EIA Prime Mover-level Data
2018 | MD | Garrett County - DPU Treatment Plant | 60847 | PV1 | PV | OP | NA | SUN |  | 5517 |  |  | EIA Prime Mover-level Data
2018 | MD | Gateway Solar | 61794 | GTWYN | PV | V | NA | SUN
2018 | MD | Gateway Solar | 61794 | GTWYS | PV | V | NA | SUN
2018 | MD | General Motors Corp at White Marsh MD | 59841 | PV1 | PV | OP | NA | SUN |  | 13559 |  |  | EIA Prime Mover-level Data
2018 | MD | Gould Street | 1553 | 3 | ST | OP | WALL | NG | 494.0 | 196765 | 0.644 | 0.0065459 | EPA/CAMD | EPA/NEI | 1952
2018 | MD | Great Bay Solar 1 | 59851 | GBS01 | PV | OP | NA | SUN |  | 977285 |  |  | EIA Prime Mover-level Data
2018 | MD | Green Machine | 59282 | BBX00 | FC | RE | NA | NG
2018 | MD | GWCC PV Solar Farm | 61738 | SOLAR | PV | OP | NA | SUN |  | 18071 |  |  | EIA Prime Mover-level Data
2018 | MD | Havre de Grace II - E at Perryman | 60708 | PV1 | PV | OP | NA | SUN |  | 17962 |  |  | EIA Prime Mover-level Data
2018 | MD | Herbert A Wagner | 1554 | 1 | ST | OP | WALL | NG | 1,385.0 | 255562 | 0.89708 | 0.0070204 | EPA/CAMD | EPA/NEI | 1955
2018 | MD | Herbert A Wagner | 1554 | 2 | ST | OP | WALL | RC | 1,997.0 | 592559 | 8.05 | 0.02717 | EPA/CAMD | EPA/NEI | 1958
2018 | MD | Herbert A Wagner | 1554 | 3 | ST | OP | WALL | RC | 2,357.0 | 4189270 | 69.5415 | 0.0332 | EPA/CAMD | EPA/NEI | 1966
2018 | MD | Herbert A Wagner | 1554 | 4 | ST | OP | WALL | RFO | 257.0 | 639024 | 1.302 | 0.004075 | EPA/CAMD | EPA/NEI | 1972
2018 | MD | Herbert Farm Solar | 58463 | 1 | PV | OP | NA | SUN |  | 73765 |  |  | EIA Prime Mover-level Data
2018 | MD | IGS Solar I - BWI2 | 61465 | BWI2 | PV | OP | NA | SUN |  | 22657 |  |  | EIA Prime Mover-level Data
2018 | MD | IGS Solar I - BWI5 | 61358 | BWI5 | PV | OP | NA | SUN |  | 16074 |  |  | EIA Prime Mover-level Data
2018 | MD | IKEA College Park 411 | 58015 | PV | PV | OP | NA | SUN |  | 12491 |  |  | EIA Prime Mover-level Data
2018 | MD | IKEA Perryville 460 | 58014 | PV | PV | OP | NA | SUN |  | 48463 |  |  | EIA Prime Mover-level Data
2018 | MD | Inner Harbor East Heating | 56050 | 1 | IC | SB | NA | NG |  | 96 | 2.0256e-05 | 0.000422 | EIA Prime Mover-level Data | Estimated using an emission factor
2018 | MD | Kent County - Worton Complex | 58243 | WRTN | PV | OP | NA | SUN |  | 15135 |  |  | EIA Prime Mover-level Data
2018 | MD | Kent County-Kennedyville | 58239 | PVKV | PV | OP | NA | SUN |  | 14378 |  |  | EIA Prime Mover-level Data
2018 | MD | Keys Energy Center | 60302 | 11 | CT | OP | CC | NG | 1,974.0 | 4654512 | 0 | 0 | EPA/CAMD | EPA/NEI | 2018
2018 | MD | Keys Energy Center | 60302 | 12 | CT | OP | CC | NG | 2,041.0 | 4868833 | 0 | 0 | EPA/CAMD | EPA/NEI | 2018
2018 | MD | LeGore Bridge Solar Center | 61796 | LGBSC | PV | P | NA | SUN
2018 | MD | Longview Solar | 60735 | PV1 | PV | OP | NA | SUN |  | 208074 |  |  | EIA Prime Mover-level Data
2018 | MD | Luke Paper Company | 50282 | 2RB | ST | OP | NA | WO |  | 0
2018 | MD | Luke Paper Company | 50282 | 3RB | ST | OP | NA | BLQ |  | 6680761 | 0.10389 | 3.11e-05 | EIA Unit-level Data | Estimated using an emission factor
2018 | MD | Luke Paper Company | 50282 | PR003 | ST | OP | CYCLONE | BIT | 8,442.0 | 2008142 | 64.4245 | 0.064163 | EIA Prime Mover-level Data | EPA/NEI | 1959
2018 | MD | Luke Paper Company | 50282 | PR004 | ST | OP | TANGENTIAL | BIT | 8,344.0 | 2008142 | 49.0126 | 0.048814 | EIA Prime Mover-level Data | EPA/NEI | 1965
2018 | MD | Luke Paper Company | 50282 | PR005 | ST | OP | OTHER BOILER | NG | 2,354.0 | 2777997 | 0.6669 | 0.00048013 | EIA Prime Mover-level Data | EPA/NEI | 1970
2018 | MD | Macy's MD Joppa Solar Project | 62323 | MMDJ | PV | OP | NA | SUN |  | 24654 |  |  | EIA Prime Mover-level Data
2018 | MD | Maryland Solar | 58408 | MSH1 | PV | OP | NA | SUN |  | 312136 |  |  | EIA Prime Mover-level Data
2018 | MD | Mason Dixon Solar Center | 61797 | PV | PV | P | NA | SUN
2018 | MD | Mattawoman Energy Center | 59662 | CGT11 | CC | P | NA | NG
2018 | MD | Mattawoman Energy Center | 59662 | CGT12 | CC | P | NA | NG
2018 | MD | Mattawoman Energy Center | 59662 | STG11 | CC | P | NA | NG
2018 | MD | McCormick & Co. Inc. at Belcamp | 57646 | PV1 | PV | OP | NA | SUN |  | 20559 |  |  | EIA Prime Mover-level Data
2018 | MD | MEBA | 60496 | 1 | PV | OP | NA | SUN |  | 23152 |  |  | EIA Prime Mover-level Data
2018 | MD | Millersville LFG | 58246 | CAT1 | IC | OP | NA | LFG |  | 142220 | 1.0453 | 0.0147 | EIA Prime Mover-level Data | Estimated using an emission factor
2018 | MD | Millersville LFG | 58246 | CAT2 | IC | OP | NA | LFG |  | 142220 | 1.0453 | 0.0147 | EIA Prime Mover-level Data | Estimated using an emission factor
2018 | MD | MNCPPC Germantown Solar | 62910 | X0008 | PV | OP | NA | SUN
2018 | MD | Montgomery County Correctional Facility | 60820 | PV1 | PV | OP | NA | SUN |  | 12829 |  |  | EIA Prime Mover-level Data
2018 | MD | Montgomery County Oaks LFGE Plant | 55885 | CAT35 | IC | OP | NA | LFG |  | 153663 | 1.1294 | 0.0147 | EIA Prime Mover-level Data | Estimated using an emission factor
2018 | MD | Montgomery County Oaks LFGE Plant | 55885 | GEJGC | IC | OP | NA | LFG |  | 76831 | 0.56471 | 0.0147 | EIA Prime Mover-level Data | Estimated using an emission factor
2018 | MD | Montgomery County Oaks LFGE Plant | 55885 | N01 | GT | IP | NA | LFG
2018 | MD | Montgomery County Oaks LFGE Plant | 55885 | N02 | GT | IP | NA | LFG
2018 | MD | Montgomery County Resource Recovery | 50657 | 1 | ST | OP | NA | MSW |  | 2052879 | 1.6012 | 0.00156 | EIA Unit-level Data | Estimated using an emission factor
2018 | MD | Montgomery County Resource Recovery | 50657 | 2 | ST | OP | NA | MSW |  | 1986379 | 1.5494 | 0.00156 | EIA Unit-level Data | Estimated using an emission factor
2018 | MD | Montgomery County Resource Recovery | 50657 | 3 | ST | OP | NA | MSW |  | 2032960 | 1.5857 | 0.00156 | EIA Unit-level Data | Estimated using an emission factor
2018 | MD | Montgomery County Solar | 61608 | 1 | PV | OP | NA | SUN |  | 11743 |  |  | EIA Prime Mover-level Data
2018 | MD | Morgantown | 1573 | 1 | ST | OP | TANGENTIAL | BIT | 3,638.0 | 12030681 | 19.1083 | 0.0031766 | EPA/CAMD | EPA/NEI | 1970
2018 | MD | Morgantown | 1573 | 2 | ST | OP | TANGENTIAL | BIT | 4,023.0 | 13039485 | 94.0024 | 0.014418 | EPA/CAMD | EPA/NEI | 1971
2018 | MD | Morgantown | 1573 | GT3 | GT | OP | CT | DFO | 120.0 | 66736 | 0.38325 | 0.011486 | EPA/CAMD | EPA/NEI | 1973
2018 | MD | Morgantown | 1573 | GT4 | GT | OP | CT | DFO | 121.0 | 71026 | 0.41017 | 0.01155 | EPA/CAMD | EPA/NEI | 1973
2018 | MD | Morgantown | 1573 | GT5 | GT | OP | CT | DFO | 101.0 | 58881 | 0.33735 | 0.011459 | EPA/CAMD | EPA/NEI | 1973
2018 | MD | Morgantown | 1573 | GT6 | GT | OP | CT | DFO | 106.0 | 56221 | 0.322 | 0.011455 | EPA/CAMD | EPA/NEI | 1973
2018 | MD | Mount Saint Mary's | 57758 | PV1 | PV | OP | NA | SUN |  | 179132 |  |  | EIA Prime Mover-level Data
2018 | MD | NA 1(Hagerstown) | 60213 | MPSHG | BA | OP | NA | MWH |  | 0 |  |  | EIA Prime Mover-level Data
2018 | MD | NIH Cogeneration Facility | 56668 | CGT | GT | OP | NA | NG |  | 1135061 | 3.112 | 0.0054834 | EIA Prime Mover-level Data | NEI avg EF - PM, fuel type, firing type
2018 | MD | NIH Cogeneration Facility | 56668 | CGTG | GT | RE | NA | NG |  | 891833 | 2.4451 | 0.0054834 | EIA Prime Mover-level Data | NEI avg EF - PM, fuel type, firing type
2018 | MD | NIST Solar | 62208 | PV1 | PV | OP | NA | SUN
2018 | MD | Notch Cliff | 1555 | GT1 | GT | OP | NA | NG |  | 51390 | 0.1409 | 0.0054834 | EIA Prime Mover-level Data | NEI avg EF - PM, fuel type, firing type
2018 | MD | Notch Cliff | 1555 | GT2 | GT | OP | NA | NG |  | 51390 | 0.1409 | 0.0054834 | EIA Prime Mover-level Data | NEI avg EF - PM, fuel type, firing type
2018 | MD | Notch Cliff | 1555 | GT3 | GT | OP | NA | NG |  | 51390 | 0.1409 | 0.0054834 | EIA Prime Mover-level Data | NEI avg EF - PM, fuel type, firing type
2018 | MD | Notch Cliff | 1555 | GT4 | GT | OP | NA | NG |  | 51390 | 0.1409 | 0.0054834 | EIA Prime Mover-level Data | NEI avg EF - PM, fuel type, firing type
2018 | MD | Notch Cliff | 1555 | GT5 | GT | OP | NA | NG |  | 51390 | 0.1409 | 0.0054834 | EIA Prime Mover-level Data | NEI avg EF - PM, fuel type, firing type
2018 | MD | Notch Cliff | 1555 | GT6 | GT | OP | NA | NG |  | 51390 | 0.1409 | 0.0054834 | EIA Prime Mover-level Data | NEI avg EF - PM, fuel type, firing type
2018 | MD | Notch Cliff | 1555 | GT7 | GT | OP | NA | NG |  | 51390 | 0.1409 | 0.0054834 | EIA Prime Mover-level Data | NEI avg EF - PM, fuel type, firing type
2018 | MD | Notch Cliff | 1555 | GT8 | GT | OP | NA | NG |  | 51390 | 0.1409 | 0.0054834 | EIA Prime Mover-level Data | NEI avg EF - PM, fuel type, firing type
2018 | MD | NRG Chalk Point CT | 61890 | SGT1 | GT | OP | NA | DFO |  | 6624 | 0.057163 | 0.017259 | EIA Prime Mover-level Data | NEI avg EF - PM, fuel type, firing type
2018 | MD | Perdue Salisbury Photovoltaic | 57879 | SALI | PV | OP | NA | SUN |  | 11203 |  |  | EIA Prime Mover-level Data
2018 | MD | Perryman | 1556 | 6-1 | GT | OP | CT | NG | 1,866.0 | 864228 | 3.9767 | 0.0092029 | EPA/CAMD | EPA/NEI | 2015
2018 | MD | Perryman | 1556 | 6-2 | GT | OP | CT | NG | 1,812.0 | 828634 | 3.8311 | 0.0092468 | EPA/CAMD | EPA/NEI | 2015
2018 | MD | Perryman | 1556 | **51 | GT | OP | CT | NG | 970.0 | 1199506 | 3.8728 | 0.0064573 | EPA/CAMD | EPA/NEI | 1995
2018 | MD | Perryman | 1556 | CT1 | GT | OP | CT | DFO | 131.0 | 78700 | 0.45449 | 0.01155 | EPA/CAMD | EPA/NEI | 1972
2018 | MD | Perryman | 1556 | CT3 | GT | OP | CT | DFO | 134.0 | 83935 | 0.48472 | 0.01155 | EPA/CAMD | EPA/NEI | 1972
2018 | MD | Perryman | 1556 | CT4 | GT | OP | CT | DFO | 125.0 | 74037 | 0.42756 | 0.01155 | EPA/CAMD | EPA/NEI | 1970
2018 | MD | Pfeffers | 61185 | SO147 | PV | OP | NA | SUN |  | 17332 |  |  | EIA Prime Mover-level Data
2018 | MD | Philadelphia | 1557 | GT1 | GT | OP | NA | DFO |  | 19957 | 0.17222 | 0.017259 | EIA Prime Mover-level Data | NEI avg EF - PM, fuel type, firing type
2018 | MD | Philadelphia | 1557 | GT2 | GT | OP | NA | DFO |  | 19957 | 0.17222 | 0.017259 | EIA Prime Mover-level Data | NEI avg EF - PM, fuel type, firing type
2018 | MD | Philadelphia | 1557 | GT3 | GT | OP | NA | DFO |  | 19957 | 0.17222 | 0.017259 | EIA Prime Mover-level Data | NEI avg EF - PM, fuel type, firing type
2018 | MD | Philadelphia | 1557 | GT4 | GT | OP | NA | DFO |  | 19957 | 0.17222 | 0.017259 | EIA Prime Mover-level Data | NEI avg EF - PM, fuel type, firing type
2018 | MD | Presbyterian Senior Living Service | 60447 | PSLS | PV | OP | NA | SUN |  | 12227 |  |  | EIA Prime Mover-level Data
2018 | MD | Queen Anne's County | 58631 | 1 | PV | OP | NA | SUN |  | 21602 |  |  | EIA Prime Mover-level Data
2018 | MD | Riverside (MD) | 1559 | 4 | ST | RE | NA | NG
2018 | MD | Riverside (MD) | 1559 | GT6 | GT | RE | NA | NG
2018 | MD | Riverside (MD) | 1559 | GT7 | GT | OP | NA | DFO |  | 36249 | 0.31282 | 0.017259 | EIA Prime Mover-level Data | NEI avg EF - PM, fuel type, firing type
2018 | MD | Riverside (MD) | 1559 | GT8 | GT | OP | NA | DFO |  | 36249 | 0.31282 | 0.017259 | EIA Prime Mover-level Data | NEI avg EF - PM, fuel type, firing type
2018 | MD | Rock Hall | 58241 | RCKHL | PV | OP | NA | SUN |  | 15208 |  |  | EIA Prime Mover-level Data
2018 | MD | Rock Springs Generating Facility | 7835 | 1 | GT | OP | CT | NG | 856.0 | 1296130 | 5.0649 | 0.0078154 | EPA/CAMD | NEI avg EF - PM, fuel type, firing type | 2003
2018 | MD | Rock Springs Generating Facility | 7835 | 2 | GT | OP | CT | NG | 789.0 | 1174249 | 4.5886 | 0.0078154 | EPA/CAMD | NEI avg EF - PM, fuel type, firing type | 2003
2018 | MD | Rock Springs Generating Facility | 7835 | 3 | GT | OP | CT | NG | 676.0 | 1032656 | 4.0353 | 0.0078154 | EPA/CAMD | NEI avg EF - PM, fuel type, firing type | 2002
2018 | MD | Rock Springs Generating Facility | 7835 | 4 | GT | OP | CT | NG | 717.0 | 1076185 | 4.2054 | 0.0078154 | EPA/CAMD | NEI avg EF - PM, fuel type, firing type | 2002
2018 | MD | Rockfish Solar LLC | 59811 | GEN1 | PV | OP | NA | SUN |  | 171555 |  |  | EIA Prime Mover-level Data
2018 | MD | Roth Rock North Wind Farm, LLC | 57240 | SRRNW | WT | OP | NA | WND |  | 248120 |  |  | EIA Prime Mover-level Data
2018 | MD | Roth Rock Wind Farm LLC | 57239 | SRRW1 | WT | OP | NA | WND |  | 994729 |  |  | EIA Prime Mover-level Data
2018 | MD | Smith Island | 6391 | 2 | IC | OP | NA | DFO |  | 335 | 0.051925 | 0.31 | EIA Prime Mover-level Data | Estimated using an emission factor
2018 | MD | Smith Island | 6391 | 3 | IC | OP | NA | DFO |  | 804 | 0.12462 | 0.31 | EIA Prime Mover-level Data | Estimated using an emission factor
2018 | MD | Sod Run WTP A | 60669 | PV1 | PV | OP | NA | SUN |  | 31138 |  |  | EIA Prime Mover-level Data
2018 | MD | Sol Phoenix | 62331 | SOLPH | PV | L | NA | SUN
2018 | MD | Solar Hagerstown | 62912 | 137 | PV | L | NA | SUN
2018 | MD | Synergen Panorama, LLC CSG | 62327 | SP | PV | U | NA | SUN
2018 | MD | Terrapin Hills Wind Farm | 60211 | 1 | WT | IP | NA | WND
2018 | MD | The Clorox Company | 60461 | PV1 | PV | OP | NA | SUN |  | 23060 |  |  | EIA Prime Mover-level Data
2018 | MD | Town of Chestertown- Chestertown WWTP | 60096 | PV1 | PV | OP | NA | SUN |  | 15252 |  |  | EIA Prime Mover-level Data
2018 | MD | UMCES Ground Mount | 62405 | X0009 | PV | OP | NA | SUN |  | 32549 |  |  | EIA Prime Mover-level Data
2018 | MD | UMCP CHP Plant | 56038 | 1 | GT | OP | NA | NG |  | 727778 | 1.9953 | 0.0054834 | EIA Prime Mover-level Data | NEI avg EF - PM, fuel type, firing type
2018 | MD | UMCP CHP Plant | 56038 | 2 | GT | OP | NA | NG |  | 727778 | 1.9953 | 0.0054834 | EIA Prime Mover-level Data | NEI avg EF - PM, fuel type, firing type
2018 | MD | UMCP CHP Plant | 56038 | 3 | ST | OP | NA | NG |  | 0 | 0 |  | EIA Prime Mover-level Data | NEI avg EF - PM, fuel type
2018 | MD | UMES (MD) - Princess Anne | 59749 | 1 | PV | OP | NA | SUN |  | 28530 |  |  | EIA Prime Mover-level Data
2018 | MD | UMMS at Pocomoke | 58329 | PV1 | PV | OP | NA | SUN |  | 44085 |  |  | EIA Prime Mover-level Data
2018 | MD | Vienna | 1564 | 8 | ST | OP | TANGENTIAL | RFO | 143.0 | 113748 | 1.5796 | 0.027774 | EPA/CAMD | EPA/NEI | 1971
2018 | MD | Westport | 1560 | CT5 | GT | OP | CT | NG | 430.0 | 495458 | 1.9361 | 0.0078154 | EPA/CAMD | NEI avg EF - PM, fuel type, firing type | 1969
2018 | MD | Wheelabrator Baltimore Refuse | 10629 | BLR1 | ST | OP | NA | MSW |  | 2393446 | 11.2013 | 0.00936 | EIA Unit-level Data | Estimated using an emission factor
2018 | MD | Wheelabrator Baltimore Refuse | 10629 | BLR2 | ST | OP | NA | MSW |  | 2366208 | 11.0739 | 0.00936 | EIA Unit-level Data | Estimated using an emission factor
2018 | MD | Wheelabrator Baltimore Refuse | 10629 | BLR3 | ST | OP | NA | MSW |  | 2415613 | 11.3051 | 0.00936 | EIA Unit-level Data | Estimated using an emission factor
2018 | MD | Wicomico | 56680 | 1 | IC | OP | NA | LFG |  | 9749 | 0.071655 | 0.0147 | EIA Prime Mover-level Data | Estimated using an emission factor
2018 | MD | Wicomico | 56680 | 2 | IC | OP | NA | LFG |  | 9749 | 0.071655 | 0.0147 | EIA Prime Mover-level Data | Estimated using an emission factor
2018 | MD | Wicomico | 56680 | 3 | IC | OP | NA | LFG |  | 9749 | 0.071655 | 0.0147 | EIA Prime Mover-level Data | Estimated using an emission factor
2018 | MD | Wicomico | 56680 | 4 | IC | OP | NA | LFG |  | 9749 | 0.071655 | 0.0147 | EIA Prime Mover-level Data | Estimated using an emission factor
2018 | MD | Wicomico | 56680 | 5 | IC | OP | NA | LFG |  | 9749 | 0.071655 | 0.0147 | EIA Prime Mover-level Data | Estimated using an emission factor
2018 | MD | Wicomico | 56680 | 6 | IC | OP | NA | LFG |  | 9749 | 0.071655 | 0.0147 | EIA Prime Mover-level Data | Estimated using an emission factor
2018 | MD | Wicomico | 56680 | 7 | IC | OP | NA | LFG |  | 9749 | 0.071655 | 0.0147 | EIA Prime Mover-level Data | Estimated using an emission factor
2018 | MD | Wicomico | 56680 | 8 | IC | OP | NA | LFG |  | 9749 | 0.071655 | 0.0147 | EIA Prime Mover-level Data | Estimated using an emission factor
2018 | MD | Wicomico | 56680 | 9 | IC | OP | NA | LFG |  | 9749 | 0.071655 | 0.0147 | EIA Prime Mover-level Data | Estimated using an emission factor
2018 | MD | Wicomico | 56680 | 10 | IC | OP | NA | LFG |  | 9749 | 0.071655 | 0.0147 | EIA Prime Mover-level Data | Estimated using an emission factor
2018 | MD | Wicomico | 56680 | 11 | IC | OP | NA | LFG |  | 9749 | 0.071655 | 0.0147 | EIA Prime Mover-level Data | Estimated using an emission factor
2018 | MD | Wicomico | 56680 | 12 | IC | OP | NA | LFG |  | 9749 | 0.071655 | 0.0147 | EIA Prime Mover-level Data | Estimated using an emission factor
2018 | MD | Wicomico | 56680 | 13 | IC | OP | NA | LFG |  | 9749 | 0.071655 | 0.0147 | EIA Prime Mover-level Data | Estimated using an emission factor
2018 | MD | Wicomico | 56680 | 14 | IC | OP | NA | LFG |  | 9749 | 0.071655 | 0.0147 | EIA Prime Mover-level Data | Estimated using an emission factor
2018 | MD | Wicomico | 56680 | 15 | IC | OP | NA | LFG |  | 9749 | 0.071655 | 0.0147 | EIA Prime Mover-level Data | Estimated using an emission factor
2018 | MD | Wicomico | 56680 | 16 | IC | OP | NA | LFG |  | 9749 | 0.071655 | 0.0147 | EIA Prime Mover-level Data | Estimated using an emission factor
2018 | MD | Wicomico | 56680 | 17 | IC | OP | NA | LFG |  | 9749 | 0.071655 | 0.0147 | EIA Prime Mover-level Data | Estimated using an emission factor
2018 | MD | Wicomico | 56680 | 18 | IC | OP | NA | LFG |  | 9749 | 0.071655 | 0.0147 | EIA Prime Mover-level Data | Estimated using an emission factor
2018 | MD | Wildcat Point Generation Facility | 59220 | CT1 | CT | OP | CC | NG | 5,216.0 | 12842520 | 36.9635 | 0.0057564 | EPA/CAMD | NEI avg EF - PM, fuel type, firing type | 2017
2018 | MD | Wildcat Point Generation Facility | 59220 | CT2 | CT | OP | CC | NG | 5,287.0 | 13058228 | 37.5844 | 0.0057564 | EPA/CAMD | NEI avg EF - PM, fuel type, firing type | 2017
2018 | MD | Wye Mills VNEM CSG | 60604 | PV1 | PV | OP | NA | SUN |  | 162865 |  |  | EIA Prime Mover-level Data
2018 | ME | Androscoggin 3 | 1480 | 328 | HY | OP | NA | WAT
2018 | ME | Androscoggin Energy | 55031 | CT01 | GT | OP | CT | NG | 1,035.0 | 423082 | 0.67661 | 0.0031985 | EPA/CAMD | EPA/NEI | 1999
2018 | ME | Androscoggin Energy | 55031 | CT02 | GT | OP | CT | NG | 2,258.0 | 1049132 | 1.6905 | 0.0032226 | EPA/CAMD | EPA/NEI | 1999
2018 | ME | Androscoggin Energy | 55031 | CT03 | GT | OP | CT | NG | 5,122.0 | 2423697 | 3.9156 | 0.0032311 | EPA/CAMD | EPA/NEI | 2000
2018 | ME | Androscoggin Mill | 54085 | PB1 | ST | RE | NA | WDS |  | 0 | 0 |  | EIA Unit-level Data | NEI avg EF - PM, fuel type
2018 | ME | Androscoggin Mill | 54085 | PB2 | ST | RE | NA | WDS |  | 0 | 0 |  | EIA Unit-level Data | NEI avg EF - PM, fuel type
2018 | ME | Androscoggin Mill | 54085 | RB1 | ST | OP | NA | BLQ |  | 1788935 | 0.16691 | 0.0001866 | EIA Unit-level Data | Estimated using an emission factor
2018 | ME | Androscoggin Mill | 54085 | RB2 | ST | OP | NA | BLQ |  | 4534043 | 0.42303 | 0.0001866 | EIA Unit-level Data | Estimated using an emission factor
2018 | ME | Androscoggin Mill | 54085 | WFI | ST | OP | NA | WDS |  | 1906130 | 21.7415 | 0.022812 | EIA Unit-level Data | NEI avg EF - PM, fuel type
2018 | ME | Anson Abenaki Hydros | 10186 | AB1 | HY | OP | NA | WAT |  | 125659 |  |  | EIA Prime Mover-level Data
2018 | ME | Anson Abenaki Hydros | 10186 | AB2 | HY | OP | NA | WAT |  | 113093 |  |  | EIA Prime Mover-level Data
2018 | ME | Anson Abenaki Hydros | 10186 | AB3 | HY | OP | NA | WAT |  | 125659 |  |  | EIA Prime Mover-level Data
2018 | ME | Anson Abenaki Hydros | 10186 | AB4 | HY | OP | NA | WAT |  | 125659 |  |  | EIA Prime Mover-level Data
2018 | ME | Anson Abenaki Hydros | 10186 | AB5 | HY | OP | NA | WAT |  | 104715 |  |  | EIA Prime Mover-level Data
2018 | ME | Anson Abenaki Hydros | 10186 | AB6 | HY | OP | NA | WAT |  | 125659 |  |  | EIA Prime Mover-level Data
2018 | ME | Anson Abenaki Hydros | 10186 | AB7 | HY | OP | NA | WAT |  | 104715 |  |  | EIA Prime Mover-level Data
2018 | ME | Anson Abenaki Hydros | 10186 | AB8 | HY | OP | NA | WAT |  | 12566 |  |  | EIA Prime Mover-level Data
2018 | ME | Anson Abenaki Hydros | 10186 | AN1 | HY | OP | NA | WAT |  | 75395 |  |  | EIA Prime Mover-level Data
2018 | ME | Anson Abenaki Hydros | 10186 | AN2 | HY | OP | NA | WAT |  | 75395 |  |  | EIA Prime Mover-level Data
2018 | ME | Anson Abenaki Hydros | 10186 | AN3 | HY | OP | NA | WAT |  | 75395 |  |  | EIA Prime Mover-level Data
2018 | ME | Anson Abenaki Hydros | 10186 | AN4 | HY | OP | NA | WAT |  | 75395 |  |  | EIA Prime Mover-level Data
2018 | ME | Anson Abenaki Hydros | 10186 | AN5 | HY | OP | NA | WAT |  | 75395 |  |  | EIA Prime Mover-level Data
2018 | ME | Anson Abenaki Hydros | 10186 | STG1 | ST | RE | NA | NG
2018 | ME | Athens Energy | 60457 | 1 | OT | OP | NA | WDS |  | 992490 | 87.8354 | 0.177 | EIA Prime Mover-level Data | Estimated using an emission factor
2018 | ME | Aziscohos Hydroelectric Project | 50999 | GEN1 | HY | OP | NA | WAT |  | 316732 |  |  | EIA Prime Mover-level Data
2018 | ME | Bar Harbor | 1466 | 1 | IC | RE | NA | DFO
2018 | ME | Bar Harbor | 1466 | 2 | IC | RE | NA | DFO
2018 | ME | Bar Harbor | 1466 | 3 | IC | RE | NA | DFO
2018 | ME | Bar Harbor | 1466 | 4 | IC | RE | NA | DFO
2018 | ME | Bar Mills | 1481 | 1 | HY | OP | NA | WAT
2018 | ME | Bar Mills | 1481 | 2 | HY | OP | NA | WAT
2018 | ME | Barker Lower | 10728 | GEN1 | HY | OP | NA | WAT |  | 22678 |  |  | EIA Prime Mover-level Data
2018 | ME | Basin Mills | 783 | 1 | HY | IP | NA | WAT
2018 | ME | Basin Mills | 783 | 2 | HY | IP | NA | WAT
2018 | ME | Basin Mills | 783 | 3 | HY | IP | NA | WAT
2018 | ME | Bates Mill Upper | 7044 | BU1 | HY | RE | NA | WAT
2018 | ME | Bates Mill Upper | 7044 | BU2 | HY | RE | NA | WAT
2018 | ME | Bates Mill Upper | 7044 | BU3 | HY | RE | NA | WAT
2018 | ME | Beaver Ridge Wind | 57130 | BR1 | WT | OP | NA | WND |  | 108194 |  |  | EIA Prime Mover-level Data
2018 | ME | Benton Falls Associates | 10523 | GEN1 | HY | OP | NA | WAT |  | 113633 |  |  | EIA Prime Mover-level Data
2018 | ME | Benton Falls Associates | 10523 | GEN2 | HY | OP | NA | WAT |  | 22727 |  |  | EIA Prime Mover-level Data
2018 | ME | Bingham Wind | 57531 | 1 | WT | OP | NA | WND |  | 4552791 |  |  | EIA Prime Mover-level Data
2018 | ME | Bonny Eagle | 1482 | 1 | HY | OP | NA | WAT |  | 53397 |  |  | EIA Prime Mover-level Data
2018 | ME | Bonny Eagle | 1482 | 2 | HY | OP | NA | WAT |  | 53397 |  |  | EIA Prime Mover-level Data
2018 | ME | Bonny Eagle | 1482 | 3 | HY | OP | NA | WAT |  | 53397 |  |  | EIA Prime Mover-level Data
2018 | ME | Bonny Eagle | 1482 | 4 | HY | OP | NA | WAT |  | 53397 |  |  | EIA Prime Mover-level Data
2018 | ME | Bonny Eagle | 1482 | 5 | HY | OP | NA | WAT |  | 53397 |  |  | EIA Prime Mover-level Data
2018 | ME | Bonny Eagle | 1482 | 6 | HY | OP | NA | WAT |  | 53397 |  |  | EIA Prime Mover-level Data
2018 | ME | Bowers Wind Project | 57088 | 1 | WT | IP | NA | WND
2018 | ME | Brassua Hydroelectric Project | 10555 | 1 | HY | OP | NA | WAT |  | 148978 |  |  | EIA Prime Mover-level Data
2018 | ME | Brunswick Hydro | 1483 | B1 | HY | OP | NA | WAT |  | 496687 |  |  | EIA Prime Mover-level Data
2018 | ME | Brunswick Hydro | 1483 | B2 | HY | OP | NA | WAT |  | 137969 |  |  | EIA Prime Mover-level Data
2018 | ME | Brunswick Hydro | 1483 | B3 | HY | OP | NA | WAT |  | 137969 |  |  | EIA Prime Mover-level Data
2018 | ME | Bucksport Generation LLC | 50243 | GEN4 | CT | OP | CC | NG | 118.0 | 127346 | 0.20987 | 0.0032961 | EPA/CAMD | EPA/NEI | 2000
2018 | ME | Bull Hill Wind Project | 57083 | 1 | WT | OP | NA | WND |  | 979957 |  |  | EIA Prime Mover-level Data
2018 | ME | Canton Mountain Wind | 58620 | 1 | WT | OP | NA | WND |  | 523591 |  |  | EIA Prime Mover-level Data
2018 | ME | Cape Gas Turbine | 1484 | GT4 | GT | OP | NA | DFO |  | 8002 | 0.069055 | 0.017259 | EIA Prime Mover-level Data | NEI avg EF - PM, fuel type, firing type
2018 | ME | Cape Gas Turbine | 1484 | GT5 | GT | OP | NA | DFO |  | 8002 | 0.069055 | 0.017259 | EIA Prime Mover-level Data | NEI avg EF - PM, fuel type, firing type
2018 | ME | Caribou Generation Station | 1513 | 1 | ST | OS | NA | RFO
2018 | ME | Caribou Generation Station | 1513 | CD2 | IC | SB | NA | DFO
2018 | ME | Caribou Generation Station | 1513 | CD3 | IC | SB | NA | DFO
2018 | ME | Caribou Generation Station | 1513 | CD4 | IC | SB | NA | DFO
2018 | ME | Caribou Generation Station | 1513 | CD5 | IC | SB | NA | DFO
2018 | ME | Caribou Generation Station | 1513 | CH1 | HY | OP | NA | WAT |  | 2517 |  |  | EIA Prime Mover-level Data
2018 | ME | Caribou Generation Station | 1513 | CH2 | HY | OP | NA | WAT |  | 2517 |  |  | EIA Prime Mover-level Data
2018 | ME | Caribou Generation Station | 1513 | ST2 | ST | OS | NA | RFO
2018 | ME | Cataract Hydro | 1486 | 1 | HY | OP | NA | WAT |  | 181329 |  |  | EIA Prime Mover-level Data
2018 | ME | Charles E Monty | 805 | M-1 | HY | OP | NA | WAT |  | 634708 |  |  | EIA Prime Mover-level Data
2018 | ME | Charles E Monty | 805 | M2 | HY | OP | NA | WAT |  | 634708 |  |  | EIA Prime Mover-level Data
2018 | ME | Continental Mills | 1487 | CM1 | HY | RE | NA | WAT
2018 | ME | Continental Mills | 1487 | CM2 | HY | RE | NA | WAT
2018 | ME | Continental Mills | 1487 | CM3 | HY | RE | NA | WAT
2018 | ME | Continental Mills | 1487 | CM5 | HY | RE | NA | WAT
2018 | ME | Continental Mills | 1487 | CM6 | HY | RE | NA | WAT
2018 | ME | Deer Rips | 1488 | DR1 | HY | OP | NA | WAT |  | 29170 |  |  | EIA Prime Mover-level Data
2018 | ME | Deer Rips | 1488 | DR2 | HY | OP | NA | WAT |  | 29170 |  |  | EIA Prime Mover-level Data
2018 | ME | Deer Rips | 1488 | DR3 | HY | OP | NA | WAT |  | 43754 |  |  | EIA Prime Mover-level Data
2018 | ME | Deer Rips | 1488 | DR4 | HY | OP | NA | WAT |  | 38893 |  |  | EIA Prime Mover-level Data
2018 | ME | Deer Rips | 1488 | DR5 | HY | OP | NA | WAT |  | 38893 |  |  | EIA Prime Mover-level Data
2018 | ME | Deer Rips | 1488 | DR6 | HY | OP | NA | WAT |  | 87509 |  |  | EIA Prime Mover-level Data
2018 | ME | Deer Rips | 1488 | DR7 | HY | OP | NA | WAT |  | 48616 |  |  | EIA Prime Mover-level Data
2018 | ME | Domtar - Woodland Mill | 10613 | 3RB | ST | OP | NA | BLQ |  | 7034992 | 4.9227 | 0.0013995 | EIA Unit-level Data | Estimated using an emission factor
2018 | ME | Domtar - Woodland Mill | 10613 | 9PB | ST | OP | NA | WDS |  | 2943156 | 33.5699 | 0.022812 | EIA Unit-level Data | NEI avg EF - PM, fuel type
2018 | ME | Domtar - Woodland Mill | 10613 | HG1 | HY | OP | NA | WAT |  | 121824 |  |  | EIA Prime Mover-level Data
2018 | ME | Domtar - Woodland Mill | 10613 | HG10 | HY | SB | NA | WAT |  | 48730 |  |  | EIA Prime Mover-level Data
2018 | ME | Domtar - Woodland Mill | 10613 | HG2 | HY | SB | NA | WAT |  | 121824 |  |  | EIA Prime Mover-level Data
2018 | ME | Domtar - Woodland Mill | 10613 | HG3 | HY | OP | NA | WAT |  | 134007 |  |  | EIA Prime Mover-level Data
2018 | ME | Domtar - Woodland Mill | 10613 | HG4 | HY | SB | NA | WAT |  | 32487 |  |  | EIA Prime Mover-level Data
2018 | ME | Domtar - Woodland Mill | 10613 | HG5 | HY | SB | NA | WAT |  | 32487 |  |  | EIA Prime Mover-level Data
2018 | ME | Domtar - Woodland Mill | 10613 | HG6 | HY | SB | NA | WAT |  | 32487 |  |  | EIA Prime Mover-level Data
2018 | ME | Domtar - Woodland Mill | 10613 | HG7 | HY | OP | NA | WAT |  | 64973 |  |  | EIA Prime Mover-level Data
2018 | ME | Domtar - Woodland Mill | 10613 | HG8 | HY | OP | NA | WAT |  | 81216 |  |  | EIA Prime Mover-level Data
2018 | ME | Domtar - Woodland Mill | 10613 | HG9 | HY | OP | NA | WAT |  | 81216 |  |  | EIA Prime Mover-level Data
2018 | ME | East Millinocket Mill | 55830 | M2S1 | ST | OS | NA | WDS
2018 | ME | East Millinocket Mill | 55830 | M2S2 | ST | OS | NA | WDS
2018 | ME | East Millinocket Mill | 55830 | M2S3 | ST | OS | NA | WDS
2018 | ME | Eastern Maine Medical Center | 58153 | COGE | GT | OP | NA | NG |  | 429787 | 1.1783 | 0.0054834 | EIA Prime Mover-level Data | NEI avg EF - PM, fuel type, firing type
2018 | ME | Eastport | 1468 | 1 | IC | RE | NA | DFO
2018 | ME | Eastport | 1468 | 2 | IC | RE | NA | DFO
2018 | ME | Eastport | 1468 | 3 | IC | OS | NA | DFO |  | 197 | 0.030535 | 0.31 | EIA Prime Mover-level Data | Estimated using an emission factor
2018 | ME | Ellsworth Hydro Station | 1469 | EL01 | HY | OP | NA | WAT |  | 66403 |  |  | EIA Prime Mover-level Data
2018 | ME | Ellsworth Hydro Station | 1469 | EL02 | HY | OP | NA | WAT |  | 53122 |  |  | EIA Prime Mover-level Data
2018 | ME | Ellsworth Hydro Station | 1469 | EL03 | HY | OP | NA | WAT |  | 53122 |  |  | EIA Prime Mover-level Data
2018 | ME | Ellsworth Hydro Station | 1469 | EL04 | HY | OP | NA | WAT |  | 63747 |  |  | EIA Prime Mover-level Data
2018 | ME | Flos Inn Diesel | 1514 | FID1 | IC | OS | NA | DFO
2018 | ME | Flos Inn Diesel | 1514 | FID2 | IC | OS | NA | DFO
2018 | ME | Flos Inn Diesel | 1514 | FID3 | IC | OS | NA | DFO
2018 | ME | Fort Halifax | 1490 | FH1 | HY | RE | NA | WAT
2018 | ME | Fort Halifax | 1490 | FH2 | HY | RE | NA | WAT
2018 | ME | Fox Island Wind LLC | 57354 | 1 | WT | OP | NA | WND |  | 96798 |  |  | EIA Prime Mover-level Data
2018 | ME | Gardiner | 50688 | GEN1 | HY | OP | NA | WAT |  | 33910 |  |  | EIA Prime Mover-level Data
2018 | ME | Great Lakes Hydro America - ME | 54134 | DOH2 | HY | OP | NA | WAT |  | 56216 |  |  | EIA Prime Mover-level Data
2018 | ME | Great Lakes Hydro America - ME | 54134 | DOH3 | HY | OS | NA | WAT |  | 56216 |  |  | EIA Prime Mover-level Data
2018 | ME | Great Lakes Hydro America - ME | 54134 | DOH4 | HY | OS | NA | WAT |  | 77838 |  |  | EIA Prime Mover-level Data
2018 | ME | Great Lakes Hydro America - ME | 54134 | DOH5 | HY | OP | NA | WAT |  | 229189 |  |  | EIA Prime Mover-level Data
2018 | ME | Great Lakes Hydro America - ME | 54134 | DOH6 | HY | OP | NA | WAT |  | 177297 |  |  | EIA Prime Mover-level Data
2018 | ME | Great Lakes Hydro America - ME | 54134 | DOH7 | HY | OP | NA | WAT |  | 177297 |  |  | EIA Prime Mover-level Data
2018 | ME | Great Lakes Hydro America - ME | 54134 | DOH8 | HY | OP | NA | WAT |  | 129729 |  |  | EIA Prime Mover-level Data
2018 | ME | Great Lakes Hydro America - ME | 54134 | EMH1 | HY | OP | NA | WAT |  | 69189 |  |  | EIA Prime Mover-level Data
2018 | ME | Great Lakes Hydro America - ME | 54134 | EMH2 | HY | OP | NA | WAT |  | 69189 |  |  | EIA Prime Mover-level Data
2018 | ME | Great Lakes Hydro America - ME | 54134 | EMH3 | HY | OP | NA | WAT |  | 69189 |  |  | EIA Prime Mover-level Data
2018 | ME | Great Lakes Hydro America - ME | 54134 | EMH4 | HY | OP | NA | WAT |  | 69189 |  |  | EIA Prime Mover-level Data
2018 | ME | Great Lakes Hydro America - ME | 54134 | EMH5 | HY | OP | NA | WAT |  | 69189 |  |  | EIA Prime Mover-level Data
2018 | ME | Great Lakes Hydro America - ME | 54134 | EMH6 | HY | OP | NA | WAT |  | 69189 |  |  | EIA Prime Mover-level Data
2018 | ME | Great Lakes Hydro America - ME | 54134 | MCH1 | HY | OP | NA | WAT |  | 527566 |  |  | EIA Prime Mover-level Data
2018 | ME | Great Lakes Hydro America - ME | 54134 | MCH2 | HY | OP | NA | WAT |  | 527566 |  |  | EIA Prime Mover-level Data
2018 | ME | Great Lakes Hydro America - ME | 54134 | MCH3 | HY | OP | NA | WAT |  | 570809 |  |  | EIA Prime Mover-level Data
2018 | ME | Great Lakes Hydro America - ME | 54134 | MIH2 | HY | OP | NA | WAT |  | 237837 |  |  | EIA Prime Mover-level Data
2018 | ME | Great Lakes Hydro America - ME | 54134 | MIH3 | HY | OP | NA | WAT |  | 237837 |  |  | EIA Prime Mover-level Data
2018 | ME | Great Lakes Hydro America - ME | 54134 | MIH4 | HY | OP | NA | WAT |  | 220540 |  |  | EIA Prime Mover-level Data
2018 | ME | Great Lakes Hydro America - ME | 54134 | MIH5 | HY | OP | NA | WAT |  | 220540 |  |  | EIA Prime Mover-level Data
2018 | ME | Great Lakes Hydro America - ME | 54134 | MIH6 | HY | OP | NA | WAT |  | 220540 |  |  | EIA Prime Mover-level Data
2018 | ME | Great Lakes Hydro America - ME | 54134 | MIH7 | HY | OP | NA | WAT |  | 172972 |  |  | EIA Prime Mover-level Data
2018 | ME | Great Lakes Hydro America - ME | 54134 | MIH8 | HY | OP | NA | WAT |  | 233513 |  |  | EIA Prime Mover-level Data
2018 | ME | Great Lakes Hydro America - ME | 54134 | MIHI | HY | OP | NA | WAT |  | 233513 |  |  | EIA Prime Mover-level Data
2018 | ME | Great Lakes Hydro America - ME | 54134 | NOH1 | HY | OP | NA | WAT |  | 138378 |  |  | EIA Prime Mover-level Data
2018 | ME | Great Lakes Hydro America - ME | 54134 | NOH2 | HY | OP | NA | WAT |  | 138378 |  |  | EIA Prime Mover-level Data
2018 | ME | Great Lakes Hydro America - ME | 54134 | NOH3 | HY | OP | NA | WAT |  | 138378 |  |  | EIA Prime Mover-level Data
2018 | ME | Great Lakes Hydro America - ME | 54134 | WEH1 | HY | OP | NA | WAT |  | 207567 |  |  | EIA Prime Mover-level Data
2018 | ME | Great Lakes Hydro America - ME | 54134 | WEH2 | HY | OP | NA | WAT |  | 207567 |  |  | EIA Prime Mover-level Data
2018 | ME | Great Lakes Hydro America - ME | 54134 | WEH3 | HY | OP | NA | WAT |  | 207567 |  |  | EIA Prime Mover-level Data
2018 | ME | Great Lakes Hydro America - ME | 54134 | WEH4 | HY | OP | NA | WAT |  | 207567 |  |  | EIA Prime Mover-level Data
2018 | ME | Gulf Island | 1491 | GI1 | HY | OP | NA | WAT |  | 430032 |  |  | EIA Prime Mover-level Data
2018 | ME | Gulf Island | 1491 | GI2 | HY | OP | NA | WAT |  | 430032 |  |  | EIA Prime Mover-level Data
2018 | ME | Gulf Island | 1491 | GI3 | HY | OP | NA | WAT |  | 430032 |  |  | EIA Prime Mover-level Data
2018 | ME | Hancock Wind Plant | 58686 | HANC1 | WT | OP | NA | WND |  | 1284326 |  |  | EIA Prime Mover-level Data
2018 | ME | Harris Hydro | 1492 | HA1 | HY | OP | NA | WAT |  | 340224 |  |  | EIA Prime Mover-level Data
2018 | ME | Harris Hydro | 1492 | HA2 | HY | OP | NA | WAT |  | 680448 |  |  | EIA Prime Mover-level Data
2018 | ME | Harris Hydro | 1492 | HA3 | HY | OP | NA | WAT |  | 680448 |  |  | EIA Prime Mover-level Data
2018 | ME | Harris Hydro | 1492 | HA4 | HY | OP | NA | WAT |  | 31754 |  |  | EIA Prime Mover-level Data
2018 | ME | Hill Mill | 7048 | HM1 | HY | RE | NA | WAT
2018 | ME | Hill Mill | 7048 | HM2 | HY | RE | NA | WAT
2018 | ME | Hill Mill | 7048 | HM3 | HY | RE | NA | WAT
2018 | ME | Hill Mill | 7048 | HM4 | HY | RE | NA | WAT
2018 | ME | Hill Mill | 7048 | HM5 | HY | RE | NA | WAT
2018 | ME | Hill Mill | 7048 | HM6 | HY | RE | NA | WAT
2018 | ME | Hiram | 1493 | 1 | HY | OP | NA | WAT |  | 83321 |  |  | EIA Prime Mover-level Data
2018 | ME | Hiram | 1493 | 2 | HY | OP | NA | WAT |  | 281207 |  |  | EIA Prime Mover-level Data
2018 | ME | Howland Hydro Station | 1472 | HL01 | HY | RE | NA | WAT
2018 | ME | Howland Hydro Station | 1472 | HL02 | HY | RE | NA | WAT
2018 | ME | Howland Hydro Station | 1472 | HL03 | HY | RE | NA | WAT
2018 | ME | Hydro Kennebec Project | 54148 | GEN1 | HY | OP | NA | WAT |  | 378593 |  |  | EIA Prime Mover-level Data
2018 | ME | Hydro Kennebec Project | 54148 | GEN2 | HY | OP | NA | WAT |  | 378593 |  |  | EIA Prime Mover-level Data
2018 | ME | Indeck Jonesboro Energy Center | 10765 | CFB002 | ST | SB | NA | WDS |  | 213131 | 2.431 | 0.022812 | EIA Unit-level Data | NEI avg EF - PM, fuel type
2018 | ME | Indeck West Enfield Energy Center | 10766 | CFB001 | ST | OP | NA | WDS |  | 599141 | 6.8339 | 0.022812 | EIA Unit-level Data | NEI avg EF - PM, fuel type
2018 | ME | International Paper Jay Hydro | 50047 | GEN1 | HY | OP | NA | WAT |  | 24280 |  |  | EIA Prime Mover-level Data
2018 | ME | International Paper Jay Hydro | 50047 | GEN2 | HY | OP | NA | WAT |  | 24280 |  |  | EIA Prime Mover-level Data
2018 | ME | International Paper Jay Hydro | 50047 | GEN3 | HY | OP | NA | WAT |  | 24280 |  |  | EIA Prime Mover-level Data
2018 | ME | International Paper Jay Hydro | 50047 | GEN4 | HY | OP | NA | WAT |  | 24280 |  |  | EIA Prime Mover-level Data
2018 | ME | International Paper Jay Hydro | 50047 | GEN5 | HY | OP | NA | WAT |  | 24280 |  |  | EIA Prime Mover-level Data
2018 | ME | International Paper Jay Hydro | 50047 | GEN6 | HY | OP | NA | WAT |  | 29136 |  |  | EIA Prime Mover-level Data
2018 | ME | International Paper Livermore Hydro | 50082 | GEN1 | HY | OP | NA | WAT |  | 38802 |  |  | EIA Prime Mover-level Data
2018 | ME | International Paper Livermore Hydro | 50082 | GEN2 | HY | OP | NA | WAT |  | 38802 |  |  | EIA Prime Mover-level Data
2018 | ME | International Paper Livermore Hydro | 50082 | GEN3 | HY | OP | NA | WAT |  | 38802 |  |  | EIA Prime Mover-level Data
2018 | ME | International Paper Livermore Hydro | 50082 | GEN4 | HY | OP | NA | WAT |  | 42330 |  |  | EIA Prime Mover-level Data
2018 | ME | International Paper Livermore Hydro | 50082 | GEN5 | HY | OP | NA | WAT |  | 38802 |  |  | EIA Prime Mover-level Data
2018 | ME | International Paper Livermore Hydro | 50082 | GEN6 | HY | OP | NA | WAT |  | 24692 |  |  | EIA Prime Mover-level Data
2018 | ME | International Paper Livermore Hydro | 50082 | GEN7 | HY | OP | NA | WAT |  | 31747 |  |  | EIA Prime Mover-level Data
2018 | ME | International Paper Livermore Hydro | 50082 | GEN8 | HY | OS | NA | WAT |  | 35275 |  |  | EIA Prime Mover-level Data
2018 | ME | International Paper Livermore Hydro | 50082 | GEN9 | HY | OP | NA | WAT |  | 35275 |  |  | EIA Prime Mover-level Data
2018 | ME | International Paper Riley Hydro | 50081 | GEN1 | HY | OP | NA | WAT |  | 39870 |  |  | EIA Prime Mover-level Data
2018 | ME | International Paper Riley Hydro | 50081 | GEN2 | HY | OP | NA | WAT |  | 39870 |  |  | EIA Prime Mover-level Data
2018 | ME | International Paper Riley Hydro | 50081 | GEN3 | HY | OP | NA | WAT |  | 39870 |  |  | EIA Prime Mover-level Data
2018 | ME | International Paper Riley Hydro | 50081 | GEN4 | HY | OP | NA | WAT |  | 39870 |  |  | EIA Prime Mover-level Data
2018 | ME | International Paper Riley Hydro | 50081 | GEN5 | HY | OP | NA | WAT |  | 39870 |  |  | EIA Prime Mover-level Data
2018 | ME | International Paper Riley Hydro | 50081 | GEN6 | HY | OP | NA | WAT |  | 39870 |  |  | EIA Prime Mover-level Data
2018 | ME | IOS - MEW Phase 1 | 61460 | MEW1 | PV | OP | NA | SUN |  | 52501 |  |  | EIA Prime Mover-level Data
2018 | ME | Kibby Wind Facility | 56829 | 1 | WT | OP | NA | WND |  | 1323478 |  |  | EIA Prime Mover-level Data
2018 | ME | Kibby Wind Facility | 56829 | 2 | WT | OP | NA | WND |  | 1323478 |  |  | EIA Prime Mover-level Data
2018 | ME | Lockwood Hydroelectric Facility | 10066 | GEN1 | HY | OP | NA | WAT |  | 27961 |  |  | EIA Prime Mover-level Data
2018 | ME | Lockwood Hydroelectric Facility | 10066 | GEN2 | HY | OP | NA | WAT |  | 27961 |  |  | EIA Prime Mover-level Data
2018 | ME | Lockwood Hydroelectric Facility | 10066 | GEN3 | HY | OP | NA | WAT |  | 27961 |  |  | EIA Prime Mover-level Data
2018 | ME | Lockwood Hydroelectric Facility | 10066 | GEN4 | HY | OP | NA | WAT |  | 27961 |  |  | EIA Prime Mover-level Data
2018 | ME | Lockwood Hydroelectric Facility | 10066 | GEN5 | HY | OP | NA | WAT |  | 27961 |  |  | EIA Prime Mover-level Data
2018 | ME | Lockwood Hydroelectric Facility | 10066 | GEN6 | HY | OP | NA | WAT |  | 27961 |  |  | EIA Prime Mover-level Data
2018 | ME | Lockwood Hydroelectric Facility | 10066 | GEN7 | HY | OP | NA | WAT |  | 83882 |  |  | EIA Prime Mover-level Data
2018 | ME | Maine Independence Station | 55068 | 1 | CT | OP | CC | NG | 812.0 | 957252 | 1.6489 | 0.0034451 | EPA/CAMD | EPA/NEI | 2000
2018 | ME | Maine Independence Station | 55068 | 2 | CT | OP | CC | NG | 672.0 | 797868 | 1.3741 | 0.0034444 | EPA/CAMD | EPA/NEI | 2000
2018 | ME | Mars Hill Wind Farm Project | 56448 | 1 | WT | OP | NA | WND |  | 1283388 |  |  | EIA Prime Mover-level Data
2018 | ME | Mead Rumford Cogen | 10491 | 3 | ST | SB | NA | NG |  | 341047 | 1.3731 | 0.0080524 | EIA Unit-level Data | NEI avg EF - PM, fuel type
2018 | ME | Mead Rumford Cogen | 10491 | 5 | ST | re | NA | SLW |  | 0 | 0 |  | EIA Unit-level Data | Estimated using an emission factor
2018 | ME | Mechanic Falls | 54123 | GEN1 | HY | OP | NA | WAT |  | 11848 |  |  | EIA Prime Mover-level Data
2018 | ME | Mechanic Falls | 54123 | GEN2 | HY | OP | NA | WAT |  | 4739 |  |  | EIA Prime Mover-level Data
2018 | ME | Medway | 1474 | IC1 | IC | RE | NA | DFO
2018 | ME | Medway | 1474 | IC2 | IC | RE | NA | DFO
2018 | ME | Medway | 1474 | IC3 | IC | RE | NA | DFO
2018 | ME | Medway | 1474 | IC4 | IC | RE | NA | DFO
2018 | ME | Medway Hydro | 55288 | MW01 | HY | OP | NA | WAT |  | 54773 |  |  | EIA Prime Mover-level Data
2018 | ME | Medway Hydro | 55288 | MW02 | HY | OP | NA | WAT |  | 54773 |  |  | EIA Prime Mover-level Data
2018 | ME | Medway Hydro | 55288 | MW03 | HY | OP | NA | WAT |  | 54773 |  |  | EIA Prime Mover-level Data
2018 | ME | Medway Hydro | 55288 | MW04 | HY | OP | NA | WAT |  | 54773 |  |  | EIA Prime Mover-level Data
2018 | ME | Medway Hydro | 55288 | MW05 | HY | OP | NA | WAT |  | 54773 |  |  | EIA Prime Mover-level Data
2018 | ME | Messalonskee 2 (Oakland) | 1497 | 1 | HY | OP | NA | WAT |  | 78761 |  |  | EIA Prime Mover-level Data
2018 | ME | Messalonskee 3 | 1498 | 1 | HY | OP | NA | WAT |  | 44816 |  |  | EIA Prime Mover-level Data
2018 | ME | Messalonskee 5 | 1500 | 1 | HY | OP | NA | WAT |  | 42518 |  |  | EIA Prime Mover-level Data
2018 | ME | Milford Hydro Station | 1475 | MF01 | HY | OP | NA | WAT |  | 29854 |  |  | EIA Prime Mover-level Data
2018 | ME | Milford Hydro Station | 1475 | MF02 | HY | OP | NA | WAT |  | 29854 |  |  | EIA Prime Mover-level Data
2018 | ME | Milford Hydro Station | 1475 | MF03 | HY | OP | NA | WAT |  | 68238 |  |  | EIA Prime Mover-level Data
2018 | ME | Milford Hydro Station | 1475 | MF04 | HY | OP | NA | WAT |  | 68238 |  |  | EIA Prime Mover-level Data
2018 | ME | Milford Hydro Station | 1475 | MF05 | HY | OP | NA | WAT |  | 68238 |  |  | EIA Prime Mover-level Data
2018 | ME | Milford Hydro Station | 1475 | MF06 | HY | OP | NA | WAT |  | 68238 |  |  | EIA Prime Mover-level Data
2018 | ME | MMWAC Resource Recovery Facility | 50035 | ST1 | ST | OP | NA | MSW |  | 752758 | 58.7151 | 0.156 | EIA Prime Mover-level Data | Estimated using an emission factor
2018 | ME | North Gorham | 1501 | 1 | HY | OP | NA | WAT |  | 46917 |  |  | EIA Prime Mover-level Data
2018 | ME | North Gorham | 1501 | 2 | HY | OP | NA | WAT |  | 46917 |  |  | EIA Prime Mover-level Data
2018 | ME | NRG Solar Mule, LLC | 60640 | COLBY | PV | OP | NA | SUN |  | 57204 |  |  | EIA Prime Mover-level Data
2018 | ME | Number Nine Wind Farm | 57612 | GEN1 | WT | IP | NA | WND
2018 | ME | Oakfield Wind Project | 57002 | 1 | WT | OP | NA | WND |  | 3209672 |  |  | EIA Prime Mover-level Data
2018 | ME | Orono B | 59438 | ORB-1 | HY | OP | NA | WAT |  | 72740 |  |  | EIA Prime Mover-level Data
2018 | ME | Orono B | 59438 | ORB-2 | HY | OP | NA | WAT |  | 72740 |  |  | EIA Prime Mover-level Data
2018 | ME | Orono B | 59438 | ORB-3 | HY | OP | NA | WAT |  | 72740 |  |  | EIA Prime Mover-level Data
2018 | ME | Orono Hydro Station | 57184 | 1 | HY | OP | NA | WAT |  | 12159 |  |  | EIA Prime Mover-level Data
2018 | ME | Orono Hydro Station | 57184 | 2 | HY | OP | NA | WAT |  | 14591 |  |  | EIA Prime Mover-level Data
2018 | ME | Orono Hydro Station | 57184 | 3 | HY | OP | NA | WAT |  | 19454 |  |  | EIA Prime Mover-level Data
2018 | ME | Orono Hydro Station | 57184 | 4 | HY | OP | NA | WAT |  | 19454 |  |  | EIA Prime Mover-level Data
2018 | ME | Otis Hydro | 50080 | GEN1 | HY | OP | NA | WAT |  | 233499 |  |  | EIA Prime Mover-level Data
2018 | ME | Otis Hydro | 50080 | GEN2 | HY | OP | NA | WAT |  | 233499 |  |  | EIA Prime Mover-level Data
2018 | ME | Passadumkeag Windpark LLC | 59222 | Q357 | WT | OP | NA | WND |  | 1356311 |  |  | EIA Prime Mover-level Data
2018 | ME | Pejepscot Hydroelectric Project | 50758 | GEN1 | HY | OP | NA | WAT |  | 350820 |  |  | EIA Prime Mover-level Data
2018 | ME | Pejepscot Hydroelectric Project | 50758 | GEN2 | HY | OP | NA | WAT |  | 11409 |  |  | EIA Prime Mover-level Data
2018 | ME | Pejepscot Hydroelectric Project | 50758 | GEN3 | HY | OP | NA | WAT |  | 8557 |  |  | EIA Prime Mover-level Data
2018 | ME | Pejepscot Hydroelectric Project | 50758 | GEN4 | HY | OP | NA | WAT |  | 14261 |  |  | EIA Prime Mover-level Data
2018 | ME | Penobscot Energy Recovery | 50051 | BLR A | ST | OP | NA | MSW |  | 1065025 | 0.083072 | 0.000156 | EIA Unit-level Data | Estimated using an emission factor
2018 | ME | Penobscot Energy Recovery | 50051 | BLR B | ST | OP | NA | MSW |  | 1164965 | 0.090867 | 0.000156 | EIA Unit-level Data | Estimated using an emission factor
2018 | ME | Pine Tree Landfill Gas to Energy | 58993 | 3201 | IC | OP | NA | LFG |  | 28645 | 0.21054 | 0.0147 | EIA Prime Mover-level Data | Estimated using an emission factor
2018 | ME | Pine Tree Landfill Gas to Energy | 58993 | 3202 | IC | OP | NA | LFG |  | 28645 | 0.21054 | 0.0147 | EIA Prime Mover-level Data | Estimated using an emission factor
2018 | ME | Pine Tree Landfill Gas to Energy | 58993 | 3203 | IC | OP | NA | LFG |  | 28645 | 0.21054 | 0.0147 | EIA Prime Mover-level Data | Estimated using an emission factor
2018 | ME | Pisgah Mountain Wind | 60404 | PISGA | WT | OP | NA | WND |  | 278502 |  |  | EIA Prime Mover-level Data
2018 | ME | Pittsfield Hydro | 54124 | GEN1 | HY | OP | NA | WAT |  | 10962 |  |  | EIA Prime Mover-level Data
2018 | ME | Pittsfield Hydro | 54124 | GEN2 | HY | OP | NA | WAT |  | 8221 |  |  | EIA Prime Mover-level Data
2018 | ME | Pittsfield Hydro | 54124 | GEN3 | HY | OP | NA | WAT |  | 10962 |  |  | EIA Prime Mover-level Data
2018 | ME | Pumpkin Hill | 50699 | GEN1 | HY | OP | NA | WAT |  | 40121 |  |  | EIA Prime Mover-level Data
2018 | ME | Record Hill Wind | 57568 | RHW | WT | OP | NA | WND |  | 1093139 |  |  | EIA Prime Mover-level Data
2018 | ME | Red Shield Envir Old Town Facility | 10700 | BLR1 | ST | OS | NA | WDS |  | 0 | 0 |  | EIA Unit-level Data | NEI avg EF - PM, fuel type
2018 | ME | Red Shield Envir Old Town Facility | 10700 | RB4 | ST | OP | NA | RFO |  | 0 | 0 |  | EIA Unit-level Data | NEI avg EF - PM, fuel type
2018 | ME | Red Shield Envir Old Town Facility | 10700 | TG1 | ST | RE | NA | RFO
2018 | ME | Red Shield Envir Old Town Facility | 10700 | TG2 | ST | RE | NA | RFO
2018 | ME | Red Shield Envir Old Town Facility | 10700 | TG5 | GT | RE | NA | NG
2018 | ME | ReEnergy Ashland | 10356 | BOIL1 | ST | OP | NA | WDS |  | 3785816 | 43.1814 | 0.022812 | EIA Unit-level Data | NEI avg EF - PM, fuel type
2018 | ME | ReEnergy Fort Fairfield | 7513 | BOIL1 | ST | OP | NA | WDS |  | 2797470 | 31.9082 | 0.022812 | EIA Unit-level Data | NEI avg EF - PM, fuel type
2018 | ME | ReEnergy Livermore Falls | 10354 | 1 | ST | OP | NA | WDS |  | 3314619 | 37.8069 | 0.022812 | EIA Unit-level Data | NEI avg EF - PM, fuel type
2018 | ME | ReEnergy Stratton LLC | 50650 | BLR1 | ST | OP | NA | WDS |  | 3160520 | 36.0492 | 0.022812 | EIA Unit-level Data | NEI avg EF - PM, fuel type
2018 | ME | Regional Waste Systems | 50225 | 1SG1A | ST | OP | NA | MSW |  | 880725 | 0.68697 | 0.00156 | EIA Unit-level Data | Estimated using an emission factor
2018 | ME | Regional Waste Systems | 50225 | 1SG1B | ST | OP | NA | MSW |  | 893518 | 0.69694 | 0.00156 | EIA Unit-level Data | Estimated using an emission factor
2018 | ME | Robbins Lumber | 50230 | CAT | IC | SB | NA | DFO |  | 694 | 0.10757 | 0.31 | EIA Prime Mover-level Data | Estimated using an emission factor
2018 | ME | Robbins Lumber | 50230 | WEG | ST | TS | NA | WDS
2018 | ME | Robbins Lumber | 50230 | WEST | ST | OS | NA | WDS
2018 | ME | Rollins Wind Project | 56990 | 1 | WT | OP | NA | WND |  | 1377885 |  |  | EIA Prime Mover-level Data
2018 | ME | RoxWind | 62857 | WIND1 | WT | L | NA | WND
2018 | ME | Rumford Cogeneration | 10495 | 6 | ST | OP | FLUIDIZED | TDF |  | 4205713 |  |  | EIA Unit-level Data
2018 | ME | Rumford Cogeneration | 10495 | 7 | ST | OP | FLUIDIZED | TDF |  | 3507212 |  |  | EIA Unit-level Data
2018 | ME | Rumford Cogeneration | 10495 | CRECV | ST | OP | FLUIDIZED | BLQ |  | 8639240 | 134.3402 | 0.0311 | EIA Unit-level Data | Estimated using an emission factor
2018 | ME | Rumford Falls Hydro Facility | 10493 | GEN1 | HY | OP | NA | WAT |  | 436780 |  |  | EIA Prime Mover-level Data
2018 | ME | Rumford Falls Hydro Facility | 10493 | GEN2 | HY | OP | NA | WAT |  | 436780 |  |  | EIA Prime Mover-level Data
2018 | ME | Rumford Falls Hydro Facility | 10493 | GEN3 | HY | OP | NA | WAT |  | 474526 |  |  | EIA Prime Mover-level Data
2018 | ME | Rumford Falls Hydro Facility | 10493 | GEN4 | HY | SB | NA | WAT |  | 231871 |  |  | EIA Prime Mover-level Data
2018 | ME | Rumford Falls Hydro Facility | 10493 | GEN5 | HY | OP | NA | WAT |  | 409818 |  |  | EIA Prime Mover-level Data
2018 | ME | Rumford Falls Hydro Facility | 10493 | GEN6 | HY | OP | NA | WAT |  | 409818 |  |  | EIA Prime Mover-level Data
2018 | ME | Rumford Power | 55100 | 1 | CT | OP | CC | NG | 935.0 | 1173963 | 0.16983 | 0.00028932 | EPA/CAMD | EPA/NEI | 2000
2018 | ME | S D Warren Westbrook | 50447 | 17 | ST | SB | NA | RFO |  | 5166 | 0.023633 | 0.0091493 | EIA Unit-level Data | NEI avg EF - PM, fuel type
2018 | ME | S D Warren Westbrook | 50447 | 18 | ST | SB | NA | RFO |  | 4227 | 0.019337 | 0.0091493 | EIA Unit-level Data | NEI avg EF - PM, fuel type
2018 | ME | S D Warren Westbrook | 50447 | 20 | ST | RE | NA | WDS |  | 0 | 0 |  | EIA Unit-level Data | NEI avg EF - PM, fuel type
2018 | ME | S D Warren Westbrook | 50447 | 21 | ST | OP | NA | WDS |  | 3292810 | 37.5581 | 0.022812 | EIA Unit-level Data | NEI avg EF - PM, fuel type
2018 | ME | S D Warren Westbrook | 50447 | GEN1 | HY | OP | NA | WAT |  | 20876 |  |  | EIA Prime Mover-level Data
2018 | ME | S D Warren Westbrook | 50447 | GEN2 | HY | OP | NA | WAT |  | 20876 |  |  | EIA Prime Mover-level Data
2018 | ME | S D Warren Westbrook | 50447 | GEN3 | HY | OP | NA | WAT |  | 20876 |  |  | EIA Prime Mover-level Data
2018 | ME | S D Warren Westbrook | 50447 | GEN4 | HY | OP | NA | WAT |  | 27835 |  |  | EIA Prime Mover-level Data
2018 | ME | S D Warren Westbrook | 50447 | GEN5 | HY | OP | NA | WAT |  | 27835 |  |  | EIA Prime Mover-level Data
2018 | ME | S D Warren Westbrook | 50447 | GEN6 | HY | OP | NA | WAT |  | 27835 |  |  | EIA Prime Mover-level Data
2018 | ME | S D Warren Westbrook | 50447 | GEN7 | HY | OP | NA | WAT |  | 20876 |  |  | EIA Prime Mover-level Data
2018 | ME | S D Warren Westbrook | 50447 | GEN8 | ST | RE | NA | WDS
2018 | ME | S D Warren Westbrook | 50447 | GN11 | HY | OP | NA | WAT |  | 20876 |  |  | EIA Prime Mover-level Data
2018 | ME | S D Warren Westbrook | 50447 | GN12 | HY | OP | NA | WAT |  | 6959 |  |  | EIA Prime Mover-level Data
2018 | ME | S D Warren Westbrook | 50447 | GN13 | HY | OP | NA | WAT |  | 6959 |  |  | EIA Prime Mover-level Data
2018 | ME | S D Warren Westbrook | 50447 | GN14 | HY | OP | NA | WAT |  | 6959 |  |  | EIA Prime Mover-level Data
2018 | ME | S D Warren Westbrook | 50447 | GN15 | HY | OP | NA | WAT |  | 6959 |  |  | EIA Prime Mover-level Data
2018 | ME | S D Warren Westbrook | 50447 | GN16 | HY | OP | NA | WAT |  | 17397 |  |  | EIA Prime Mover-level Data
2018 | ME | S D Warren Westbrook | 50447 | GN17 | HY | OP | NA | WAT |  | 17397 |  |  | EIA Prime Mover-level Data
2018 | ME | S D Warren Westbrook | 50447 | GN18 | HY | OP | NA | WAT |  | 13918 |  |  | EIA Prime Mover-level Data
2018 | ME | S D Warren Westbrook | 50447 | GN19 | HY | OP | NA | WAT |  | 13918 |  |  | EIA Prime Mover-level Data
2018 | ME | S D Warren Westbrook | 50447 | GN20 | HY | OP | NA | WAT |  | 13918 |  |  | EIA Prime Mover-level Data
2018 | ME | Saddleback Ridge Wind Farm | 58608 | SRW1 | WT | OP | NA | WND |  | 215094 |  |  | EIA Prime Mover-level Data
2018 | ME | Saddleback Ridge Wind Farm | 58608 | SRW2 | WT | OP | NA | WND |  | 650342 |  |  | EIA Prime Mover-level Data
2018 | ME | Salmon Falls | 50702 | GEN1 | HY | OP | NA | WAT |  | 12771 |  |  | EIA Prime Mover-level Data
2018 | ME | Salmon Falls | 50702 | GEN2 | HY | OP | NA | WAT |  | 12771 |  |  | EIA Prime Mover-level Data
2018 | ME | Salmon Falls | 50702 | GEN3 | HY | OP | NA | WAT |  | 12771 |  |  | EIA Prime Mover-level Data
2018 | ME | Shawmut | 1504 | SH1 | HY | OP | NA | WAT |  | 32725 |  |  | EIA Prime Mover-level Data
2018 | ME | Shawmut | 1504 | SH2 | HY | OP | NA | WAT |  | 32725 |  |  | EIA Prime Mover-level Data
2018 | ME | Shawmut | 1504 | SH3 | HY | OP | NA | WAT |  | 32725 |  |  | EIA Prime Mover-level Data
2018 | ME | Shawmut | 1504 | SH4 | HY | OP | NA | WAT |  | 32725 |  |  | EIA Prime Mover-level Data
2018 | ME | Shawmut | 1504 | SH5 | HY | OP | NA | WAT |  | 32725 |  |  | EIA Prime Mover-level Data
2018 | ME | Shawmut | 1504 | SH6 | HY | OP | NA | WAT |  | 42074 |  |  | EIA Prime Mover-level Data
2018 | ME | Shawmut | 1504 | SH7 | HY | OP | NA | WAT |  | 102849 |  |  | EIA Prime Mover-level Data
2018 | ME | Shawmut | 1504 | SH8 | HY | OP | NA | WAT |  | 102849 |  |  | EIA Prime Mover-level Data
2018 | ME | Skelton | 1505 | 1 | HY | OP | NA | WAT |  | 501331 |  |  | EIA Prime Mover-level Data
2018 | ME | Skelton | 1505 | 2 | HY | OP | NA | WAT |  | 501331 |  |  | EIA Prime Mover-level Data
2018 | ME | Somerset Plant | 50406 | 1HFB | ST | OP | WALL | WDS |  | 4353223 | 49.6533 | 0.022812 | EIA Unit-level Data | NEI avg EF - PM, fuel type
2018 | ME | Somerset Plant | 50406 | 2HFB | ST | OP | TANGENTIAL | WDS |  | 4697529 | 53.5805 | 0.022812 | EIA Unit-level Data | NEI avg EF - PM, fuel type
2018 | ME | Somerset Plant | 50406 | REC | ST | OP | OTHER BOILER | BLQ |  | 10314793 | 0.48119 | 9.33e-05 | EIA Unit-level Data | Estimated using an emission factor
2018 | ME | Spruce Mountain WInd | 58026 | 1 | WT | OP | NA | WND |  | 539111 |  |  | EIA Prime Mover-level Data
2018 | ME | Squa Pan Hydro Station | 1516 | SP1 | HY | SB | NA | WAT |  | 8753 |  |  | EIA Prime Mover-level Data
2018 | ME | Stetson Wind I | 56989 | 1 | WT | OP | NA | WND |  | 1060087 |  |  | EIA Prime Mover-level Data
2018 | ME | Stetson Wind II | 56991 | 1 | WT | OP | NA | WND |  | 483864 |  |  | EIA Prime Mover-level Data
2018 | ME | Stillwater B | 59437 | SWB-1 | HY | OP | NA | WAT |  | 35058 |  |  | EIA Prime Mover-level Data
2018 | ME | Stillwater B | 59437 | SWB-2 | HY | OP | NA | WAT |  | 35058 |  |  | EIA Prime Mover-level Data
2018 | ME | Stillwater B | 59437 | SWB-3 | HY | OP | NA | WAT |  | 35058 |  |  | EIA Prime Mover-level Data
2018 | ME | Stillwater Hydro Station | 1478 | SW01 | HY | OP | NA | WAT |  | 17592 |  |  | EIA Prime Mover-level Data
2018 | ME | Stillwater Hydro Station | 1478 | SW02 | HY | OP | NA | WAT |  | 17592 |  |  | EIA Prime Mover-level Data
2018 | ME | Stillwater Hydro Station | 1478 | SW03 | HY | OP | NA | WAT |  | 17592 |  |  | EIA Prime Mover-level Data
2018 | ME | Stillwater Hydro Station | 1478 | SW04 | HY | OP | NA | WAT |  | 26388 |  |  | EIA Prime Mover-level Data
2018 | ME | Twin Rivers Paper Co LLC | 58146 | GEN5 | ST | OP | NA | PUR |  | 973841 |  |  | EIA Prime Mover-level Data
2018 | ME | Upper Androscoggin | 54202 | 1 | HY | OS | NA | WAT
2018 | ME | Upper Androscoggin | 54202 | 2 | HY | OS | NA | WAT
2018 | ME | Upper Androscoggin | 54202 | 3 | HY | OS | NA | WAT
2018 | ME | Upper Barker | 52171 | GEN1 | HY | OP | NA | WAT |  | 39197 |  |  | EIA Prime Mover-level Data
2018 | ME | Veazie C | 784 | 1 | HY | IP | NA | WAT
2018 | ME | Waste Management Crossroads LFGTE | 57016 | GEN1 | IC | OP | NA | LFG |  | 122174 | 0.89798 | 0.0147 | EIA Prime Mover-level Data | Estimated using an emission factor
2018 | ME | Waste Management Crossroads LFGTE | 57016 | GEN2 | IC | OP | NA | LFG |  | 122174 | 0.89798 | 0.0147 | EIA Prime Mover-level Data | Estimated using an emission factor
2018 | ME | West Buxton | 1508 | WB1 | HY | OP | NA | WAT |  | 13831 |  |  | EIA Prime Mover-level Data
2018 | ME | West Buxton | 1508 | WB2 | HY | OP | NA | WAT |  | 13831 |  |  | EIA Prime Mover-level Data
2018 | ME | West Buxton | 1508 | WB3 | HY | OP | NA | WAT |  | 25357 |  |  | EIA Prime Mover-level Data
2018 | ME | West Buxton | 1508 | WB4 | HY | OP | NA | WAT |  | 16136 |  |  | EIA Prime Mover-level Data
2018 | ME | West Buxton | 1508 | WB5 | HY | OP | NA | WAT |  | 16136 |  |  | EIA Prime Mover-level Data
2018 | ME | West Buxton | 1508 | WB6 | HY | OP | NA | WAT |  | 92207 |  |  | EIA Prime Mover-level Data
2018 | ME | West Enfield Hydro | 10255 | GEN1 | HY | OP | NA | WAT |  | 377918 |  |  | EIA Prime Mover-level Data
2018 | ME | West Enfield Hydro | 10255 | GEN2 | HY | OP | NA | WAT |  | 377918 |  |  | EIA Prime Mover-level Data
2018 | ME | Westbrook Energy Center | 55294 | 1 | CT | OP | CC | NG | 4,147.0 | 5396757 | 9.555 | 0.003541 | EPA/CAMD | EPA/NEI | 2001
2018 | ME | Westbrook Energy Center | 55294 | 2 | CT | OP | CC | NG | 3,785.0 | 4971577 | 3.5308 | 0.0014204 | EPA/CAMD | EPA/NEI | 2001
2018 | ME | Weston Hydro | 1509 | WE1 | HY | OP | NA | WAT |  | 194685 |  |  | EIA Prime Mover-level Data
2018 | ME | Weston Hydro | 1509 | WE2 | HY | OP | NA | WAT |  | 194685 |  |  | EIA Prime Mover-level Data
2018 | ME | Weston Hydro | 1509 | WE3 | HY | OP | NA | WAT |  | 194685 |  |  | EIA Prime Mover-level Data
2018 | ME | Weston Hydro | 1509 | WE4 | HY | OP | NA | WAT |  | 194685 |  |  | EIA Prime Mover-level Data
2018 | ME | William F Wyman | 1507 | 1 | ST | OP | WALL | RFO | 302.0 | 64378 | 0.22584 | 0.0070161 | EPA/CAMD | EPA/NEI | 1957
2018 | ME | William F Wyman | 1507 | 2 | ST | OP | WALL | RFO | 224.0 | 47943 | 0.1559 | 0.0065036 | EPA/CAMD | EPA/NEI | 1958
2018 | ME | William F Wyman | 1507 | 3 | ST | OP | TANGENTIAL | RFO | 1,001.0 | 245506 | 0.91565 | 0.0074593 | EPA/CAMD | EPA/NEI | 1965
2018 | ME | William F Wyman | 1507 | 4 | ST | OP | WALL | RFO | 553.0 | 1387022 | 0.1898 | 0.00027368 | EPA/CAMD | EPA/NEI | 1978
2018 | ME | Williams Hydro | 1510 | WI1 | HY | OP | NA | WAT |  | 402678 |  |  | EIA Prime Mover-level Data
2018 | ME | Williams Hydro | 1510 | WI2 | HY | OP | NA | WAT |  | 345152 |  |  | EIA Prime Mover-level Data
2018 | ME | Worumbo Hydro Station | 50278 | GEN1 | HY | OP | NA | WAT |  | 393200 |  |  | EIA Prime Mover-level Data
2018 | ME | Worumbo Hydro Station | 50278 | GEN2 | HY | OP | NA | WAT |  | 393200 |  |  | EIA Prime Mover-level Data
2018 | ME | Wyman Hydro | 1511 | WY1 | HY | OP | NA | WAT |  | 1072761 |  |  | EIA Prime Mover-level Data
2018 | ME | Wyman Hydro | 1511 | WY2 | HY | OP | NA | WAT |  | 1072761 |  |  | EIA Prime Mover-level Data
2018 | ME | Wyman Hydro | 1511 | WY3 | HY | OP | NA | WAT |  | 1072761 |  |  | EIA Prime Mover-level Data
2018 | MI | 48th Street Peaking Station | 7258 | 9 | GT | OP | CT | NG | 781.0 | 477448 | 1.7295 | 0.0072448 | EPA/CAMD | EPA/NEI | 2000
2018 | MI | 48th Street Peaking Station | 7258 | **7 | GT | OP | CT | NG | 142.0 | 37762 | 0.1469 | 0.0077803 | EPA/CAMD | EPA/NEI | 1992
2018 | MI | 48th Street Peaking Station | 7258 | **8 | GT | OP | CT | NG | 308.0 | 79428 | 0.30816 | 0.0077595 | EPA/CAMD | EPA/NEI | 1992
2018 | MI | A.J. Mihm Generating Station | 61391 | M1 | IC | V | NA | NG
2018 | MI | A.J. Mihm Generating Station | 61391 | M2 | IC | V | NA | NG
2018 | MI | A.J. Mihm Generating Station | 61391 | M3 | IC | V | NA | NG
2018 | MI | Ada Cogeneration LP | 10819 | GEN1 | CT |  | NA | NG |  | 1673969 | 4.818 | 0.0057564 | EIA Unit-level Data | NEI avg EF - PM, fuel type
2018 | MI | Ada Cogeneration LP | 10819 | HRSG1 | CA | OP | NA | NG |  | 227639 | 0.048032 | 0.000422 | EIA Unit-level Data | Estimated using an emission factor
2018 | MI | Ada Dam | 50433 | ADA1 | HY | OP | NA | WAT |  | 53267 |  |  | EIA Prime Mover-level Data
2018 | MI | Adrian Energy Associates LLC | 54903 | UNT1 | IC | OP | NA | LFG |  | 65743 | 0.48321 | 0.0147 | EIA Prime Mover-level Data | Estimated using an emission factor
2018 | MI | Adrian Energy Associates LLC | 54903 | UNT2 | IC | OP | NA | LFG |  | 65743 | 0.48321 | 0.0147 | EIA Prime Mover-level Data | Estimated using an emission factor
2018 | MI | Adrian Energy Associates LLC | 54903 | UNT3 | IC | OP | NA | LFG |  | 65743 | 0.48321 | 0.0147 | EIA Prime Mover-level Data | Estimated using an emission factor
2018 | MI | Alcona | 1693 | 1 | HY | OP | NA | WAT |  | 140253 |  |  | EIA Prime Mover-level Data
2018 | MI | Alcona | 1693 | 2 | HY | OP | NA | WAT |  | 140253 |  |  | EIA Prime Mover-level Data
2018 | MI | Allegan Dam | 1694 | 1 | HY | OP | NA | WAT |  | 24712 |  |  | EIA Prime Mover-level Data
2018 | MI | Allegan Dam | 1694 | 2 | HY | OP | NA | WAT |  | 44481 |  |  | EIA Prime Mover-level Data
2018 | MI | Allegan Dam | 1694 | 3 | HY | OP | NA | WAT |  | 59308 |  |  | EIA Prime Mover-level Data
2018 | MI | Alpena Cement Plant | 50305 | K19 | ST | OP | NA | PC |  | 1385415 | 4.3666 | 0.0063037 | EIA Unit-level Data | NEI avg EF - PM, fuel type
2018 | MI | Alpena Cement Plant | 50305 | K20 | ST | OP | NA | PC |  | 1432965 | 4.5165 | 0.0063037 | EIA Unit-level Data | NEI avg EF - PM, fuel type
2018 | MI | Alpena Cement Plant | 50305 | K21 | ST | OP | NA | PC |  | 1465380 | 4.6187 | 0.0063037 | EIA Unit-level Data | NEI avg EF - PM, fuel type
2018 | MI | Alpena Cement Plant | 50305 | K22 | ST | OP | NA | PC |  | 1567447 | 4.9404 | 0.0063037 | EIA Unit-level Data | NEI avg EF - PM, fuel type
2018 | MI | Alpena Cement Plant | 50305 | K23 | ST | OP | NA | PC |  | 1644523 | 5.1833 | 0.0063037 | EIA Unit-level Data | NEI avg EF - PM, fuel type
2018 | MI | Alpine Power Plant | 59926 | AL1 | GT | OP | CT | NG | 2,038.0 | 3202141 | 3.0875 | 0.0019284 | EPA/CAMD | EPA/NEI | 2016
2018 | MI | Alpine Power Plant | 59926 | AL2 | GT | OP | CT | NG | 2,666.0 | 4342722 | 4.076 | 0.0018772 | EPA/CAMD | EPA/NEI | 2016
2018 | MI | Apple Blossom Wind Farm | 58690 | APLB1 | WT | OP | NA | WND |  | 1544345 |  |  | EIA Prime Mover-level Data
2018 | MI | Assembly Solar Project | 62422 | ASP01 | PV | P | NA | SUN
2018 | MI | B C Cobb | 1695 | 1 | ST | RE | TANGENTIAL | NG
2018 | MI | B C Cobb | 1695 | 2 | ST | RE | TANGENTIAL | NG
2018 | MI | B C Cobb | 1695 | 3 | ST | RE | TANGENTIAL | NG
2018 | MI | B C Cobb | 1695 | 4 | ST | RE | TANGENTIAL | SUB
2018 | MI | B C Cobb | 1695 | 5 | ST | RE | TANGENTIAL | SUB
2018 | MI | B E Morrow | 1696 | A | GT | RE | NA | NG
2018 | MI | B E Morrow | 1696 | B | GT | RE | NA | NG
2018 | MI | Battle Creek Mill | 58052 | 1TG | ST | OP | NA | NG |  | 1172740 | 4.7217 | 0.0080524 | EIA Prime Mover-level Data | NEI avg EF - PM, fuel type
2018 | MI | Battle Creek Mill | 58052 | 2TG | ST | OS | NA | NG
2018 | MI | Bay Windpower I | 55944 | BAY | WT | OP | NA | WND |  | 19906 |  |  | EIA Prime Mover-level Data
2018 | MI | Beaver Island | 7831 | 1 | IC | SB | NA | DFO |  | 860 | 0.1333 | 0.31 | EIA Prime Mover-level Data | Estimated using an emission factor
2018 | MI | Beaver Island | 7831 | 2 | IC | SB | NA | DFO |  | 860 | 0.1333 | 0.31 | EIA Prime Mover-level Data | Estimated using an emission factor
2018 | MI | Beaver Island | 7831 | 3 | IC | SB | NA | DFO |  | 645 | 0.099975 | 0.31 | EIA Prime Mover-level Data | Estimated using an emission factor
2018 | MI | Beebe 1B | 58908 | 1 | WT | OP | NA | WND |  | 1265396 |  |  | EIA Prime Mover-level Data
2018 | MI | Beebe Renewable Energy LLC | 58020 | 1 | WT | OP | NA | WND |  | 1946073 |  |  | EIA Prime Mover-level Data
2018 | MI | Belle River | 6034 | 1 | ST | OP | WALL | RC | 6,828.0 | 37768164 | 0.76197 | 4.035e-05 | EPA/CAMD | EPA/NEI | 1984
2018 | MI | Belle River | 6034 | 2 | ST | OP | WALL | RC | 7,422.0 | 42085337 | 5.336 | 0.00025358 | EPA/CAMD | EPA/NEI | 1985
2018 | MI | Belle River | 6034 | CTG121 | GT | OP | CT | NG | 1,174.0 | 920483 | 3.5435 | 0.0076992 | EPA/CAMD | EPA/NEI | 1999
2018 | MI | Belle River | 6034 | CTG122 | GT | OP | CT | NG | 1,334.0 | 980417 | 3.7625 | 0.0076753 | EPA/CAMD | EPA/NEI | 1999
2018 | MI | Belle River | 6034 | CTG131 | GT | OP | CT | NG | 1,936.0 | 1447124 | 5.6 | 0.0077395 | EPA/CAMD | EPA/NEI | 1999
2018 | MI | Berrien Springs | 1753 | 5 | HY | OP | NA | WAT |  | 28802 |  |  | EIA Prime Mover-level Data
2018 | MI | Berrien Springs | 1753 | 6 | HY | OP | NA | WAT |  | 28802 |  |  | EIA Prime Mover-level Data
2018 | MI | Berrien Springs | 1753 | 7 | HY | OP | NA | WAT |  | 28802 |  |  | EIA Prime Mover-level Data
2018 | MI | Berrien Springs | 1753 | 8 | HY | OP | NA | WAT |  | 28802 |  |  | EIA Prime Mover-level Data
2018 | MI | Berrien Springs | 1753 | 9 | HY | OP | NA | WAT |  | 28802 |  |  | EIA Prime Mover-level Data
2018 | MI | Berrien Springs | 1753 | 10 | HY | OP | NA | WAT |  | 28802 |  |  | EIA Prime Mover-level Data
2018 | MI | Berrien Springs | 1753 | 11 | HY | OP | NA | WAT |  | 28802 |  |  | EIA Prime Mover-level Data
2018 | MI | Berrien Springs | 1753 | 12 | HY | OP | NA | WAT |  | 28802 |  |  | EIA Prime Mover-level Data
2018 | MI | Berrien Springs | 1753 | 1A | HY | OP | NA | WAT |  | 28802 |  |  | EIA Prime Mover-level Data
2018 | MI | Berrien Springs | 1753 | 2A | HY | OP | NA | WAT |  | 28802 |  |  | EIA Prime Mover-level Data
2018 | MI | Berrien Springs | 1753 | 3A | HY | OP | NA | WAT |  | 28802 |  |  | EIA Prime Mover-level Data
2018 | MI | Berrien Springs | 1753 | 4A | HY | OP | NA | WAT |  | 28802 |  |  | EIA Prime Mover-level Data
2018 | MI | Big Quinnesec 61 | 7821 | 4 | HY | OP | NA | WAT |  | 31034 |  |  | EIA Prime Mover-level Data
2018 | MI | Big Quinnesec 61 | 7821 | 5 | HY | OP | NA | WAT |  | 31034 |  |  | EIA Prime Mover-level Data
2018 | MI | Big Quinnesec 92 | 7820 | 1 | HY | OP | NA | WAT |  | 536011 |  |  | EIA Prime Mover-level Data
2018 | MI | Big Quinnesec 92 | 7820 | 2 | HY | OP | NA | WAT |  | 536011 |  |  | EIA Prime Mover-level Data
2018 | MI | Big Turtle Wind Farm, LLC | 58891 | BTWF1 | WT | OP | NA | WND |  | 669036 |  |  | EIA Prime Mover-level Data
2018 | MI | Big Turtle Wind Farm, LLC | 58891 | BTWF2 | WT | OP | NA | WND |  | 983483 |  |  | EIA Prime Mover-level Data
2018 | MI | Blue Water Energy Center | 62192 | 11 | CT | U | NA | NG
2018 | MI | Blue Water Energy Center | 62192 | 12 | CT | U | NA | NG
2018 | MI | Blue Water Energy Center | 62192 | 1S | CA | U | NA | NG
2018 | MI | Blue Water Renewables Inc | 57706 | 1 | IC | OP | NA | LFG |  | 137661 | 1.0118 | 0.0147 | EIA Prime Mover-level Data | Estimated using an emission factor
2018 | MI | Blue Water Renewables Inc | 57706 | 2 | IC | OP | NA | LFG |  | 137661 | 1.0118 | 0.0147 | EIA Prime Mover-level Data | Estimated using an emission factor
2018 | MI | Brent Run Generating Station | 54910 | 7-1 | IC | OP | NA | LFG |  | 82994 | 0.61001 | 0.0147 | EIA Prime Mover-level Data | Estimated using an emission factor
2018 | MI | Brent Run Generating Station | 54910 | 7-2 | IC | OP | NA | LFG |  | 82994 | 0.61001 | 0.0147 | EIA Prime Mover-level Data | Estimated using an emission factor
2018 | MI | Brent Run Generating Station | 54910 | 7-3 | IC | OP | NA | LFG |  | 62246 | 0.45751 | 0.0147 | EIA Prime Mover-level Data | Estimated using an emission factor
2018 | MI | Brent Run Generating Station | 54910 | 7-4 | IC | OP | NA | LFG |  | 165988 | 1.22 | 0.0147 | EIA Prime Mover-level Data | Estimated using an emission factor
2018 | MI | Brent Run Generating Station | 54910 | 7-5 | IC | OP | NA | LFG |  | 165988 | 1.22 | 0.0147 | EIA Prime Mover-level Data | Estimated using an emission factor
2018 | MI | Brookfield | 58719 | WPH2 | WT | OP | NA | WND |  | 2289674 |  |  | EIA Prime Mover-level Data
2018 | MI | Bryon Center | 56851 | 1 | IC | OP | NA | LFG |  | 115084 | 0.84587 | 0.0147 | EIA Prime Mover-level Data | Estimated using an emission factor
2018 | MI | Bryon Center | 56851 | 2 | IC | OP | NA | LFG |  | 115084 | 0.84587 | 0.0147 | EIA Prime Mover-level Data | Estimated using an emission factor
2018 | MI | Buchanan (MI) | 1754 | 1 | HY | OP | NA | WAT |  | 13261 |  |  | EIA Prime Mover-level Data
2018 | MI | Buchanan (MI) | 1754 | 2 | HY | OP | NA | WAT |  | 13261 |  |  | EIA Prime Mover-level Data
2018 | MI | Buchanan (MI) | 1754 | 3 | HY | OP | NA | WAT |  | 13261 |  |  | EIA Prime Mover-level Data
2018 | MI | Buchanan (MI) | 1754 | 4 | HY | OP | NA | WAT |  | 13261 |  |  | EIA Prime Mover-level Data
2018 | MI | Buchanan (MI) | 1754 | 5 | HY | OP | NA | WAT |  | 13261 |  |  | EIA Prime Mover-level Data
2018 | MI | Buchanan (MI) | 1754 | 6 | HY | OP | NA | WAT |  | 13261 |  |  | EIA Prime Mover-level Data
2018 | MI | Buchanan (MI) | 1754 | 7 | HY | OP | NA | WAT |  | 16576 |  |  | EIA Prime Mover-level Data
2018 | MI | Buchanan (MI) | 1754 | 8 | HY | OP | NA | WAT |  | 16576 |  |  | EIA Prime Mover-level Data
2018 | MI | Buchanan (MI) | 1754 | 9 | HY | OP | NA | WAT |  | 16576 |  |  | EIA Prime Mover-level Data
2018 | MI | Buchanan (MI) | 1754 | 10 | HY | OP | NA | WAT |  | 16576 |  |  | EIA Prime Mover-level Data
2018 | MI | C W Tippy | 1698 | 1 | HY | OP | NA | WAT |  | 186517 |  |  | EIA Prime Mover-level Data
2018 | MI | C W Tippy | 1698 | 2 | HY | OP | NA | WAT |  | 186517 |  |  | EIA Prime Mover-level Data
2018 | MI | C W Tippy | 1698 | 3 | HY | OP | NA | WAT |  | 186517 |  |  | EIA Prime Mover-level Data
2018 | MI | Cadillac Renewable Energy | 54415 | EUBLR | ST | OP | STOKER | WDS | 8,262.0 | 2871340 | 4.8042 | 0.0033463 | EPA/CAMD | EPA/NEI | 1993
2018 | MI | Cargill Salt | 54965 | ACTG | ST | OS | NA | NG |  | 1364760 | 5.4948 | 0.0080524 | EIA Prime Mover-level Data | NEI avg EF - PM, fuel type
2018 | MI | Cargill Salt | 54965 | DCT | ST | RE | NA | BIT
2018 | MI | Cargill Salt | 54965 | DCTG | ST | RE | NA | BIT
2018 | MI | Cargill Salt | 54965 | EACTG | ST | OA | NA | NG
2018 | MI | Cargill Salt Hersey | 58196 | ST1 | ST | OP | NA | NG |  | 36795 | 0.14814 | 0.0080524 | EIA Prime Mover-level Data | NEI avg EF - PM, fuel type
2018 | MI | Caro | 1874 | 1 | IC | OP | NA | DFO |  | 13 | 0.002015 | 0.31 | EIA Prime Mover-level Data | Estimated using an emission factor
2018 | MI | Caro | 1874 | 2 | IC | OP | NA | DFO |  | 13 | 0.002015 | 0.31 | EIA Prime Mover-level Data | Estimated using an emission factor
2018 | MI | Caro | 1874 | 3 | IC | OP | NA | DFO |  | 13 | 0.002015 | 0.31 | EIA Prime Mover-level Data | Estimated using an emission factor
2018 | MI | Caro | 1874 | 4 | IC | OP | NA | DFO |  | 15 | 0.002325 | 0.31 | EIA Prime Mover-level Data | Estimated using an emission factor
2018 | MI | Caro | 1874 | 5 | IC | OP | NA | DFO |  | 20 | 0.0031 | 0.31 | EIA Prime Mover-level Data | Estimated using an emission factor
2018 | MI | Caro | 1874 | 6 | IC | OP | NA | DFO |  | 20 | 0.0031 | 0.31 | EIA Prime Mover-level Data | Estimated using an emission factor
2018 | MI | Cascade Dam | 50436 | CAS1 | HY | OP | NA | WAT |  | 73891 |  |  | EIA Prime Mover-level Data
2018 | MI | Cataract (MI) | 7118 | 1 | HY | OP | NA | WAT |  | 57024 |  |  | EIA Prime Mover-level Data
2018 | MI | Central Michigan University | 56190 | GT1 | GT | OP | NA | NG |  | 383255 | 1.0508 | 0.0054834 | EIA Prime Mover-level Data | NEI avg EF - PM, fuel type, firing type
2018 | MI | Central Michigan University | 56190 | STM1 | ST | OP | NA | NG |  | 94333 | 0.37981 | 0.0080524 | EIA Prime Mover-level Data | NEI avg EF - PM, fuel type
2018 | MI | Chalk Hill | 1776 | 1 | HY | OP | NA | WAT |  | 117352 |  |  | EIA Prime Mover-level Data
2018 | MI | Chalk Hill | 1776 | 2 | HY | OP | NA | WAT |  | 117352 |  |  | EIA Prime Mover-level Data
2018 | MI | Chalk Hill | 1776 | 3 | HY | OP | NA | WAT |  | 117352 |  |  | EIA Prime Mover-level Data
2018 | MI | Chatham | 58254 | CT02R | GT | OP | NA | NG |  | 433 | 0.0011872 | 0.0054834 | EIA Prime Mover-level Data | NEI avg EF - PM, fuel type, firing type
2018 | MI | Chatham | 58254 | CTOIS | GT | OP | NA | NG |  | 446 | 0.0012228 | 0.0054834 | EIA Prime Mover-level Data | NEI avg EF - PM, fuel type, firing type
2018 | MI | Cheboygan | 50461 | GEN1 | HY | OP | NA | WAT |  | 40484 |  |  | EIA Prime Mover-level Data
2018 | MI | Claude Vandyke | 1880 | 5 | IC | RE | NA | NG
2018 | MI | Claude Vandyke | 1880 | 6 | CS |  | NA | NG |  | 85530 | 0.018047 | 0.000422 | EIA Unit-level Data | Estimated using an emission factor
2018 | MI | Claude Vandyke | 1880 | 8 | GT | OP | NA | NG |  | 26477 | 0.072592 | 0.0054834 | EIA Prime Mover-level Data | NEI avg EF - PM, fuel type, firing type
2018 | MI | Clinton | 1818 | 1 | IC | SB | NA | DFO |  | 9 | 0.001395 | 0.31 | EIA Prime Mover-level Data | Estimated using an emission factor
2018 | MI | Clinton | 1818 | 2 | IC | SB | NA | DFO |  | 9 | 0.001395 | 0.31 | EIA Prime Mover-level Data | Estimated using an emission factor
2018 | MI | Clinton | 1818 | 3 | IC | RE | NA | DFO
2018 | MI | Clinton | 1818 | 4 | IC | RE | NA | DFO
2018 | MI | Clinton | 1818 | 5 | IC | RE | NA | DFO
2018 | MI | Clinton | 1818 | 6 | IC | OP | NA | DFO |  | 37 | 0.005735 | 0.31 | EIA Prime Mover-level Data | Estimated using an emission factor
2018 | MI | Coldwater Peaking Plant | 59467 | GEN1 | IC | OP | NA | NG |  | 17907 | 0.0037784 | 0.000422 | EIA Prime Mover-level Data | Estimated using an emission factor
2018 | MI | Coldwater Peaking Plant | 59467 | GEN2 | IC | OP | NA | NG |  | 17907 | 0.0037784 | 0.000422 | EIA Prime Mover-level Data | Estimated using an emission factor
2018 | MI | Coldwater Peaking Plant | 59467 | GEN3 | IC | OP | NA | NG |  | 17907 | 0.0037784 | 0.000422 | EIA Prime Mover-level Data | Estimated using an emission factor
2018 | MI | Colfax | 1725 | 1 | IC | OP | NA | DFO |  | 822 | 0.12741 | 0.31 | EIA Prime Mover-level Data | Estimated using an emission factor
2018 | MI | Colfax | 1725 | 2 | IC | OP | NA | DFO |  | 822 | 0.12741 | 0.31 | EIA Prime Mover-level Data | Estimated using an emission factor
2018 | MI | Colfax | 1725 | 3 | IC | OP | NA | DFO |  | 822 | 0.12741 | 0.31 | EIA Prime Mover-level Data | Estimated using an emission factor
2018 | MI | Colfax | 1725 | 4 | IC | OP | NA | DFO |  | 822 | 0.12741 | 0.31 | EIA Prime Mover-level Data | Estimated using an emission factor
2018 | MI | Colfax | 1725 | 5 | IC | OP | NA | DFO |  | 822 | 0.12741 | 0.31 | EIA Prime Mover-level Data | Estimated using an emission factor
2018 | MI | Conners Creek | 1726 | 1 | IC | RE | NA | DFO
2018 | MI | Conners Creek | 1726 | 2 | IC | RE | NA | DFO
2018 | MI | Conners Creek | 1726 | 15 | ST | RE | WALL | NG
2018 | MI | Conners Creek | 1726 | 16 | ST | RE | WALL | NG
2018 | MI | Constantine | 1760 | 1 | HY | OP | NA | WAT |  | 9864 |  |  | EIA Prime Mover-level Data
2018 | MI | Constantine | 1760 | 2 | HY | OP | NA | WAT |  | 9864 |  |  | EIA Prime Mover-level Data
2018 | MI | Constantine | 1760 | 3 | HY | OP | NA | WAT |  | 9864 |  |  | EIA Prime Mover-level Data
2018 | MI | Constantine | 1760 | 4 | HY | OP | NA | WAT |  | 9864 |  |  | EIA Prime Mover-level Data
2018 | MI | Cooke | 1700 | 1 | HY | OP | NA | WAT |  | 86196 |  |  | EIA Prime Mover-level Data
2018 | MI | Cooke | 1700 | 2 | HY | OP | NA | WAT |  | 86196 |  |  | EIA Prime Mover-level Data
2018 | MI | Cooke | 1700 | 3 | HY | OP | NA | WAT |  | 86196 |  |  | EIA Prime Mover-level Data
2018 | MI | Coopersville | 54756 | 3-1 | IC | OP | NA | LFG |  | 55430 | 0.40741 | 0.0147 | EIA Prime Mover-level Data | Estimated using an emission factor
2018 | MI | Coopersville | 54756 | 3-2 | IC | OP | NA | LFG |  | 55430 | 0.40741 | 0.0147 | EIA Prime Mover-level Data | Estimated using an emission factor
2018 | MI | Coopersville | 54756 | 3-3 | IC | OP | NA | LFG |  | 55430 | 0.40741 | 0.0147 | EIA Prime Mover-level Data | Estimated using an emission factor
2018 | MI | Coopersville | 54756 | 3-4 | IC | OP | NA | LFG |  | 55430 | 0.40741 | 0.0147 | EIA Prime Mover-level Data | Estimated using an emission factor
2018 | MI | Coopersville | 54756 | 3-5 | IC | OP | NA | LFG |  | 55430 | 0.40741 | 0.0147 | EIA Prime Mover-level Data | Estimated using an emission factor
2018 | MI | Coopersville | 54756 | 3-6 | IC | OP | NA | LFG |  | 55430 | 0.40741 | 0.0147 | EIA Prime Mover-level Data | Estimated using an emission factor
2018 | MI | Coopersville | 54756 | 3-7 | IC | OP | NA | LFG |  | 110859 | 0.81481 | 0.0147 | EIA Prime Mover-level Data | Estimated using an emission factor
2018 | MI | Cross Winds Energy Park | 58830 | CWEP | WT | OP | NA | WND |  | 3216624 |  |  | EIA Prime Mover-level Data
2018 | MI | Cross Winds Energy Park | 58830 | CWEP2 | WT | OP | NA | WND |  | 1275058 |  |  | EIA Prime Mover-level Data
2018 | MI | Croswell | 7497 | 1 | IC | SB | NA | DFO
2018 | MI | Croswell | 7497 | 2 | IC | SB | NA | DFO
2018 | MI | Croswell | 7497 | 3 | IC | SB | NA | DFO
2018 | MI | Croswell | 7497 | 4 | IC | SB | NA | DFO
2018 | MI | Croswell | 7497 | 5 | IC | SB | NA | DFO
2018 | MI | Croton | 1701 | 1 | HY | OP | NA | WAT |  | 108389 |  |  | EIA Prime Mover-level Data
2018 | MI | Croton | 1701 | 2 | HY | OP | NA | WAT |  | 108389 |  |  | EIA Prime Mover-level Data
2018 | MI | Croton | 1701 | 3 | HY | OP | NA | WAT |  | 50582 |  |  | EIA Prime Mover-level Data
2018 | MI | Croton | 1701 | 4 | HY | OP | NA | WAT |  | 54195 |  |  | EIA Prime Mover-level Data
2018 | MI | Crystal Falls | 1821 | 1 | HY | OP | NA | WAT |  | 17113 |  |  | EIA Prime Mover-level Data
2018 | MI | Crystal Falls | 1821 | 2 | HY | OP | NA | WAT |  | 17113 |  |  | EIA Prime Mover-level Data
2018 | MI | Crystal Falls | 1821 | 3 | HY | OP | NA | WAT |  | 22817 |  |  | EIA Prime Mover-level Data
2018 | MI | Dafter | 1868 | 1 | IC | OP | NA | DFO |  | 539 | 0.083545 | 0.31 | EIA Prime Mover-level Data | Estimated using an emission factor
2018 | MI | Dafter | 1868 | 2 | IC | RE | NA | DFO
2018 | MI | Dafter | 1868 | 3 | IC | OP | NA | DFO |  | 539 | 0.083545 | 0.31 | EIA Prime Mover-level Data | Estimated using an emission factor
2018 | MI | Dafter | 1868 | 4 | IC | OP | NA | DFO |  | 1616 | 0.25048 | 0.31 | EIA Prime Mover-level Data | Estimated using an emission factor
2018 | MI | Dafter | 1868 | 5 | IC | OP | NA | DFO |  | 1616 | 0.25048 | 0.31 | EIA Prime Mover-level Data | Estimated using an emission factor
2018 | MI | Dan E Karn | 1702 | 1 | ST | OP | TANGENTIAL | SUB | 5,950.0 | 13020033 | 10.241 | 0.0015731 | EPA/CAMD | EPA/NEI | 1956
2018 | MI | Dan E Karn | 1702 | 2 | ST | OP | WALL | SUB | 6,551.0 | 14743050 | 10.241 | 0.0013893 | EPA/CAMD | EPA/NEI | 1956
2018 | MI | Dan E Karn | 1702 | 3 | ST | OP | WALL | NG | 474.0 | 602062 | 4.856 | 0.016131 | EPA/CAMD | EPA/NEI | 1974
2018 | MI | Dan E Karn | 1702 | 4 | ST | OP | WALL | NG | 363.0 | 539832 | 4.856 | 0.017991 | EPA/CAMD | EPA/NEI | 1977
2018 | MI | Dan E Karn | 1702 | A | ST | OP | WALL | NG | 1,233.0 | 91799 | 1.3675 | 0.029793 | EPA/CAMD | EPA/NEI | 1975
2018 | MI | Dan E Karn | 1702 | B | ST | OP | WALL | NG | 2,227.0 | 158426 | 1.3675 | 0.017264 | EPA/CAMD | EPA/NEI | 1975
2018 | MI | Dayton (MI) | 1727 | 1 | IC | RE | NA | DFO
2018 | MI | Dayton (MI) | 1727 | 2 | IC | RE | NA | DFO
2018 | MI | Dayton (MI) | 1727 | 3 | IC | RE | NA | DFO
2018 | MI | Dayton (MI) | 1727 | 4 | IC | RE | NA | DFO
2018 | MI | Dayton (MI) | 1727 | 5 | IC | RE | NA | DFO
2018 | MI | Dearborn Energy Center | 62289 | GTG-1 | CT | U | NA | NG
2018 | MI | Dearborn Energy Center | 62289 | GTG-2 | CT | U | NA | NG
2018 | MI | Dearborn Energy Center | 62289 | STG-1 | CA | U | NA | NG
2018 | MI | Dearborn Industrial Generation | 55088 | BL1100 | ST | OP | OTHER BOILER | OG | 6,041.0 | 2931663 | 23.645 | 0.016131 | EPA/CAMD | EPA/NEI | 2001
2018 | MI | Dearborn Industrial Generation | 55088 | BL2100 | ST | OP | OTHER BOILER | OG | 6,164.0 | 3020331 | 22.9 | 0.015164 | EPA/CAMD | EPA/NEI | 2001
2018 | MI | Dearborn Industrial Generation | 55088 | BL3100 | ST | OP | OTHER BOILER | OG | 4,889.0 | 2558455 | 18.282 | 0.014291 | EPA/CAMD | EPA/NEI | 2001
2018 | MI | Dearborn Industrial Generation | 55088 | GT2100 | CT | OP | CC | NG | 7,653.0 | 13019029 | 15.78 | 0.0024241 | EPA/CAMD | EPA/NEI | 2001
2018 | MI | Dearborn Industrial Generation | 55088 | GT3100 | CT | OP | CC | NG | 7,539.0 | 13563486 | 17.49 | 0.002579 | EPA/CAMD | EPA/NEI | 2001
2018 | MI | Dearborn Industrial Generation | 55088 | GTP1 | GT | OP | CT | NG | 4,369.0 | 6761860 | 6.615 | 0.0019566 | EPA/CAMD | EPA/NEI | 1999
2018 | MI | Decorative Panels Intl | 10149 | GEN1 | ST | OP | NA | NG |  | 430100 | 1.7317 | 0.0080524 | EIA Prime Mover-level Data | NEI avg EF - PM, fuel type
2018 | MI | Deerfield Wind Energy, LLC | 60883 | WT1 | WT | OP | NA | WND |  | 1355790 |  |  | EIA Prime Mover-level Data
2018 | MI | Deerfield Wind Energy, LLC | 60883 | WT2 | WT | OP | NA | WND |  | 2428037 |  |  | EIA Prime Mover-level Data
2018 | MI | Deerfield Wind Energy, LLC | 60883 | WT3 | WT | OP | NA | WND |  | 1072247 |  |  | EIA Prime Mover-level Data
2018 | MI | Delray | 1728 | CTG111 | GT | OP | CT | NG | 243.0 | 137114 | 0.49155 | 0.0071699 | EPA/CAMD | EPA/NEI | 1999
2018 | MI | Delray | 1728 | CTG121 | GT | OP | CT | NG | 135.0 | 57263 | 0.19785 | 0.0069102 | EPA/CAMD | EPA/NEI | 1999
2018 | MI | Delta Solar Power I | 61954 | DSPI | PV | OP | NA | SUN |  | 57334 |  |  | EIA Prime Mover-level Data
2018 | MI | Delta Solar Power II | 61955 | DSPII | PV | OP | NA | SUN |  | 66925 |  |  | EIA Prime Mover-level Data
2018 | MI | Demille Solar Farm | 60346 | 1 | PV | OP | NA | SUN |  | 363780 |  |  | EIA Prime Mover-level Data
2018 | MI | Detour | 6369 | 6 | IC | OP | NA | DFO |  | 1156 | 0.17918 | 0.31 | EIA Prime Mover-level Data | Estimated using an emission factor
2018 | MI | Detour | 6369 | 7 | IC | OP | NA | DFO |  | 1156 | 0.17918 | 0.31 | EIA Prime Mover-level Data | Estimated using an emission factor
2018 | MI | DG AMP Solar Coldwater | 61435 | AMPCW | PV | OP | NA | SUN |  | 16778 |  |  | EIA Prime Mover-level Data
2018 | MI | Domino Farms Solar | 60017 | 1 | PV | OP | NA | SUN |  | 11973 |  |  | EIA Prime Mover-level Data
2018 | MI | Donald C Cook | 6000 | 1 | ST | OP | NA | NUC |  | 97223401 |  |  | EIA Prime Mover-level Data
2018 | MI | Donald C Cook | 6000 | 2 | ST | OP | NA | NUC |  | 86891449 |  |  | EIA Prime Mover-level Data
2018 | MI | DTE East China | 55718 | 1 | GT | OP | CT | NG | 876.0 | 696898 | 2.224 | 0.0063826 | EPA/CAMD | EPA/NEI | 2002
2018 | MI | DTE East China | 55718 | 2 | GT | OP | CT | NG | 872.0 | 690555 | 2.183 | 0.0063225 | EPA/CAMD | EPA/NEI | 2002
2018 | MI | DTE East China | 55718 | 3 | GT | OP | CT | NG | 1,131.0 | 938466 | 2.972 | 0.0063337 | EPA/CAMD | EPA/NEI | 2002
2018 | MI | DTE East China | 55718 | 4 | GT | OP | CT | NG | 1,155.0 | 913181 | 2.931 | 0.0064193 | EPA/CAMD | EPA/NEI | 2002
2018 | MI | E.B. Eddy Paper Inc | 58222 | 3TU | ST | OP | NA | NG |  | 1672427 | 6.7336 | 0.0080524 | EIA Prime Mover-level Data | NEI avg EF - PM, fuel type
2018 | MI | Eagle Valley (MI) | 57405 | GEN1 | IC | OP | NA | LFG |  | 139055 | 1.0221 | 0.0147 | EIA Prime Mover-level Data | Estimated using an emission factor
2018 | MI | Eagle Valley (MI) | 57405 | GEN2 | IC | OP | NA | LFG |  | 139055 | 1.0221 | 0.0147 | EIA Prime Mover-level Data | Estimated using an emission factor
2018 | MI | East. Michigan Univ. Heating Plant | 59452 | COGEN | GT | RE | NA | NG
2018 | MI | East. Michigan Univ. Heating Plant | 59452 | COGN2 | GT | OP | NA | NG |  | 571044 | 1.5656 | 0.0054834 | EIA Prime Mover-level Data | NEI avg EF - PM, fuel type, firing type
2018 | MI | Echo Wind Park | 58121 | GEN1 | WT | OP | NA | WND |  | 1093517 |  |  | EIA Prime Mover-level Data
2018 | MI | Echo Wind Park | 58121 | GEN2 | WT | OP | NA | WND |  | 1375715 |  |  | EIA Prime Mover-level Data
2018 | MI | Echo Wind Park | 58121 | GEN3 | WT | OP | NA | WND |  | 1102336 |  |  | EIA Prime Mover-level Data
2018 | MI | Eckert Station | 1831 | 1 | ST | OP | WALL | SUB | 0.0 |  | 0 |  |  | EPA/NEI | 1954
2018 | MI | Eckert Station | 1831 | 3 | ST | OP | TANGENTIAL | SUB | 0.0 |  | 0 |  |  | EPA/NEI | 1961
2018 | MI | Eckert Station | 1831 | 4 | ST | OP | WALL | SUB | 5,514.0 | 3371765 | 8.7386 | 0.0051834 | EPA/CAMD | EPA/NEI | 1964
2018 | MI | Eckert Station | 1831 | 5 | ST | OP | WALL | SUB | 1,875.0 | 1054302 | 8.7386 | 0.016577 | EPA/CAMD | EPA/NEI | 1968
2018 | MI | Eckert Station | 1831 | 6 | ST | OP | WALL | SUB | 1,604.0 | 900258 | 8.7386 | 0.019414 | EPA/CAMD | EPA/NEI | 1970
2018 | MI | Edenville | 50158 | 1 | HY | OP | NA | WAT |  | 78999 |  |  | EIA Prime Mover-level Data
2018 | MI | Edenville | 50158 | 2 | HY | SB | NA | WAT |  | 78999 |  |  | EIA Prime Mover-level Data
2018 | MI | Edison Sault | 1751 | 6 | HY | OP | NA | WAT |  | 27868 |  |  | EIA Prime Mover-level Data
2018 | MI | Edison Sault | 1751 | 7 | HY | OP | NA | WAT |  | 27868 |  |  | EIA Prime Mover-level Data
2018 | MI | Edison Sault | 1751 | 8 | HY | OP | NA | WAT |  | 27868 |  |  | EIA Prime Mover-level Data
2018 | MI | Edison Sault | 1751 | 9 | HY | OP | NA | WAT |  | 27868 |  |  | EIA Prime Mover-level Data
2018 | MI | Edison Sault | 1751 | 10 | HY | OP | NA | WAT |  | 27868 |  |  | EIA Prime Mover-level Data
2018 | MI | Edison Sault | 1751 | 11 | HY | OP | NA | WAT |  | 27868 |  |  | EIA Prime Mover-level Data
2018 | MI | Edison Sault | 1751 | 12 | HY | OP | NA | WAT |  | 27868 |  |  | EIA Prime Mover-level Data
2018 | MI | Edison Sault | 1751 | 13 | HY | OP | NA | WAT |  | 27868 |  |  | EIA Prime Mover-level Data
2018 | MI | Edison Sault | 1751 | 14 | HY | OP | NA | WAT |  | 27868 |  |  | EIA Prime Mover-level Data
2018 | MI | Edison Sault | 1751 | 15 | HY | OP | NA | WAT |  | 27868 |  |  | EIA Prime Mover-level Data
2018 | MI | Edison Sault | 1751 | 16 | HY | OP | NA | WAT |  | 27868 |  |  | EIA Prime Mover-level Data
2018 | MI | Edison Sault | 1751 | 17 | HY | OP | NA | WAT |  | 27868 |  |  | EIA Prime Mover-level Data
2018 | MI | Edison Sault | 1751 | 18 | HY | OP | NA | WAT |  | 27868 |  |  | EIA Prime Mover-level Data
2018 | MI | Edison Sault | 1751 | 19 | HY | OP | NA | WAT |  | 27868 |  |  | EIA Prime Mover-level Data
2018 | MI | Edison Sault | 1751 | 20 | HY | OP | NA | WAT |  | 27868 |  |  | EIA Prime Mover-level Data
2018 | MI | Edison Sault | 1751 | 21 | HY | OP | NA | WAT |  | 27868 |  |  | EIA Prime Mover-level Data
2018 | MI | Edison Sault | 1751 | 22 | HY | OP | NA | WAT |  | 27868 |  |  | EIA Prime Mover-level Data
2018 | MI | Edison Sault | 1751 | 23 | HY | OP | NA | WAT |  | 27868 |  |  | EIA Prime Mover-level Data
2018 | MI | Edison Sault | 1751 | 24 | HY | OP | NA | WAT |  | 27868 |  |  | EIA Prime Mover-level Data
2018 | MI | Edison Sault | 1751 | 25 | HY | OP | NA | WAT |  | 27868 |  |  | EIA Prime Mover-level Data
2018 | MI | Edison Sault | 1751 | 26 | HY | OP | NA | WAT |  | 27868 |  |  | EIA Prime Mover-level Data
2018 | MI | Edison Sault | 1751 | 27 | HY | OP | NA | WAT |  | 27868 |  |  | EIA Prime Mover-level Data
2018 | MI | Edison Sault | 1751 | 28 | HY | OP | NA | WAT |  | 27868 |  |  | EIA Prime Mover-level Data
2018 | MI | Edison Sault | 1751 | 29 | HY | OP | NA | WAT |  | 27868 |  |  | EIA Prime Mover-level Data
2018 | MI | Edison Sault | 1751 | 30 | HY | OP | NA | WAT |  | 27868 |  |  | EIA Prime Mover-level Data
2018 | MI | Edison Sault | 1751 | 31 | HY | OP | NA | WAT |  | 27868 |  |  | EIA Prime Mover-level Data
2018 | MI | Edison Sault | 1751 | 32 | HY | OP | NA | WAT |  | 27868 |  |  | EIA Prime Mover-level Data
2018 | MI | Edison Sault | 1751 | 33 | HY | OP | NA | WAT |  | 27868 |  |  | EIA Prime Mover-level Data
2018 | MI | Edison Sault | 1751 | 34 | HY | OP | NA | WAT |  | 27868 |  |  | EIA Prime Mover-level Data
2018 | MI | Edison Sault | 1751 | 35 | HY | OP | NA | WAT |  | 27868 |  |  | EIA Prime Mover-level Data
2018 | MI | Edison Sault | 1751 | 36 | HY | OP | NA | WAT |  | 27868 |  |  | EIA Prime Mover-level Data
2018 | MI | Edison Sault | 1751 | 37 | HY | OP | NA | WAT |  | 27868 |  |  | EIA Prime Mover-level Data
2018 | MI | Edison Sault | 1751 | 38 | HY | OP | NA | WAT |  | 27868 |  |  | EIA Prime Mover-level Data
2018 | MI | Edison Sault | 1751 | 39 | HY | OP | NA | WAT |  | 27868 |  |  | EIA Prime Mover-level Data
2018 | MI | Edison Sault | 1751 | 40 | HY | OP | NA | WAT |  | 27868 |  |  | EIA Prime Mover-level Data
2018 | MI | Edison Sault | 1751 | 41 | HY | OP | NA | WAT |  | 27868 |  |  | EIA Prime Mover-level Data
2018 | MI | Edison Sault | 1751 | 42 | HY | OP | NA | WAT |  | 23223 |  |  | EIA Prime Mover-level Data
2018 | MI | Edison Sault | 1751 | 45 | HY | OP | NA | WAT |  | 27868 |  |  | EIA Prime Mover-level Data
2018 | MI | Edison Sault | 1751 | 46 | HY | OP | NA | WAT |  | 27868 |  |  | EIA Prime Mover-level Data
2018 | MI | Edison Sault | 1751 | 47 | HY | OP | NA | WAT |  | 27868 |  |  | EIA Prime Mover-level Data
2018 | MI | Edison Sault | 1751 | 48 | HY | OP | NA | WAT |  | 27868 |  |  | EIA Prime Mover-level Data
2018 | MI | Edison Sault | 1751 | 49 | HY | OP | NA | WAT |  | 27868 |  |  | EIA Prime Mover-level Data
2018 | MI | Edison Sault | 1751 | 50 | HY | OP | NA | WAT |  | 27868 |  |  | EIA Prime Mover-level Data
2018 | MI | Edison Sault | 1751 | 51 | HY | OP | NA | WAT |  | 27868 |  |  | EIA Prime Mover-level Data
2018 | MI | Edison Sault | 1751 | 52 | HY | OP | NA | WAT |  | 27868 |  |  | EIA Prime Mover-level Data
2018 | MI | Edison Sault | 1751 | 53 | HY | OP | NA | WAT |  | 27868 |  |  | EIA Prime Mover-level Data
2018 | MI | Edison Sault | 1751 | 54 | HY | OP | NA | WAT |  | 27868 |  |  | EIA Prime Mover-level Data
2018 | MI | Edison Sault | 1751 | 55 | HY | OP | NA | WAT |  | 27868 |  |  | EIA Prime Mover-level Data
2018 | MI | Edison Sault | 1751 | 56 | HY | OP | NA | WAT |  | 27868 |  |  | EIA Prime Mover-level Data
2018 | MI | Edison Sault | 1751 | 57 | HY | OP | NA | WAT |  | 27868 |  |  | EIA Prime Mover-level Data
2018 | MI | Edison Sault | 1751 | 58 | HY | OP | NA | WAT |  | 27868 |  |  | EIA Prime Mover-level Data
2018 | MI | Edison Sault | 1751 | 59 | HY | OP | NA | WAT |  | 27868 |  |  | EIA Prime Mover-level Data
2018 | MI | Edison Sault | 1751 | 60 | HY | OP | NA | WAT |  | 27868 |  |  | EIA Prime Mover-level Data
2018 | MI | Edison Sault | 1751 | 61 | HY | OP | NA | WAT |  | 27868 |  |  | EIA Prime Mover-level Data
2018 | MI | Edison Sault | 1751 | 62 | HY | OP | NA | WAT |  | 23223 |  |  | EIA Prime Mover-level Data
2018 | MI | Edison Sault | 1751 | 63 | HY | OP | NA | WAT |  | 23223 |  |  | EIA Prime Mover-level Data
2018 | MI | Edison Sault | 1751 | 64 | HY | OP | NA | WAT |  | 23223 |  |  | EIA Prime Mover-level Data
2018 | MI | Edison Sault | 1751 | 65 | HY | OP | NA | WAT |  | 23223 |  |  | EIA Prime Mover-level Data
2018 | MI | Edison Sault | 1751 | 66 | HY | OP | NA | WAT |  | 23223 |  |  | EIA Prime Mover-level Data
2018 | MI | Edison Sault | 1751 | 67 | HY | OP | NA | WAT |  | 23223 |  |  | EIA Prime Mover-level Data
2018 | MI | Edison Sault | 1751 | 68 | HY | OP | NA | WAT |  | 23223 |  |  | EIA Prime Mover-level Data
2018 | MI | Edison Sault | 1751 | 69 | HY | OP | NA | WAT |  | 23223 |  |  | EIA Prime Mover-level Data
2018 | MI | Edison Sault | 1751 | 70 | HY | OP | NA | WAT |  | 23223 |  |  | EIA Prime Mover-level Data
2018 | MI | Edison Sault | 1751 | 71 | HY | OP | NA | WAT |  | 23223 |  |  | EIA Prime Mover-level Data
2018 | MI | Edison Sault | 1751 | 72 | HY | OP | NA | WAT |  | 23223 |  |  | EIA Prime Mover-level Data
2018 | MI | Edison Sault | 1751 | 73 | HY | OP | NA | WAT |  | 23223 |  |  | EIA Prime Mover-level Data
2018 | MI | Edison Sault | 1751 | 74 | HY | OP | NA | WAT |  | 23223 |  |  | EIA Prime Mover-level Data
2018 | MI | Edison Sault | 1751 | 75 | HY | OP | NA | WAT |  | 23223 |  |  | EIA Prime Mover-level Data
2018 | MI | Edison Sault | 1751 | 76 | HY | OP | NA | WAT |  | 23223 |  |  | EIA Prime Mover-level Data
2018 | MI | Edison Sault | 1751 | 77 | HY | OP | NA | WAT |  | 23223 |  |  | EIA Prime Mover-level Data
2018 | MI | Edison Sault | 1751 | 78 | HY | OP | NA | WAT |  | 23223 |  |  | EIA Prime Mover-level Data
2018 | MI | Edison Sault | 1751 | 79 | HY | OP | NA | WAT |  | 23223 |  |  | EIA Prime Mover-level Data
2018 | MI | Edison Sault | 1751 | 80 | HY | OP | NA | WAT |  | 23223 |  |  | EIA Prime Mover-level Data
2018 | MI | Endicott Station | 4259 | 1 | ST | RE | NA | BIT
2018 | MI | Endicott Station | 4259 | 2 | IC | RE | NA | DFO
2018 | MI | Endicott Station | 4259 | 3 | IC | RE | NA | DFO
2018 | MI | Erickson | 1832 | 1 | ST | OP | WALL | SUB | 6,030.0 | 9535091 | 1.2619 | 0.00026469 | EPA/CAMD | EPA/NEI | 1972
2018 | MI | Escanaba Mill | 10208 | 7 | ST | OP | WALL | NG |  | 96569 | 0.34641 | 0.0071744 | EIA Unit-level Data | NEI avg EF - PM, fuel type, firing type
2018 | MI | Escanaba Mill | 10208 | 8 | ST | OP | WALL | NG |  | 2413053 | 8.6561 | 0.0071744 | EIA Unit-level Data | NEI avg EF - PM, fuel type, firing type
2018 | MI | Escanaba Mill | 10208 | 9 | ST | OP | STOKER | WDS |  | 1691218 | 29.2693 | 0.034613 | EIA Unit-level Data | NEI avg EF - PM, fuel type, firing type
2018 | MI | Escanaba Mill | 10208 | 10 | ST | OP | WALL | BLQ |  | 8077733 | 0.37683 | 9.33e-05 | EIA Unit-level Data | Estimated using an emission factor
2018 | MI | Escanaba Mill | 10208 | 11 | ST | OP | TANGENTIAL | NG |  | 5508098 | 25.8814 | 0.0093976 | EIA Unit-level Data | NEI avg EF - PM, fuel type, firing type
2018 | MI | F.D. Kuester Generating Station | 61392 | K1 | IC | V | NA | NG
2018 | MI | F.D. Kuester Generating Station | 61392 | K2 | IC | V | NA | NG
2018 | MI | F.D. Kuester Generating Station | 61392 | K3 | IC | V | NA | NG
2018 | MI | F.D. Kuester Generating Station | 61392 | K4 | IC | V | NA | NG
2018 | MI | F.D. Kuester Generating Station | 61392 | K5 | IC | V | NA | NG
2018 | MI | F.D. Kuester Generating Station | 61392 | K6 | IC | V | NA | NG
2018 | MI | F.D. Kuester Generating Station | 61392 | K7 | IC | V | NA | NG
2018 | MI | Fermi | 1729 | 2 | ST | OP | NA | NUC |  | 77489250 |  |  | EIA Prime Mover-level Data
2018 | MI | Fermi | 1729 | 3 | GT | OP | NA | DFO |  | 52833 | 0.45593 | 0.017259 | EIA Prime Mover-level Data | NEI avg EF - PM, fuel type, firing type
2018 | MI | Fermi | 1729 | 4 | GT | OP | NA | DFO |  | 52833 | 0.45593 | 0.017259 | EIA Prime Mover-level Data | NEI avg EF - PM, fuel type, firing type
2018 | MI | Fermi | 1729 | GT1 | GT | OP | NA | DFO |  | 52833 | 0.45593 | 0.017259 | EIA Prime Mover-level Data | NEI avg EF - PM, fuel type, firing type
2018 | MI | Fermi | 1729 | GT2 | GT | OP | NA | DFO |  | 52833 | 0.45593 | 0.017259 | EIA Prime Mover-level Data | NEI avg EF - PM, fuel type, firing type
2018 | MI | Five Channels | 1704 | 1 | HY | OP | NA | WAT |  | 120576 |  |  | EIA Prime Mover-level Data
2018 | MI | Five Channels | 1704 | 2 | HY | OP | NA | WAT |  | 120576 |  |  | EIA Prime Mover-level Data
2018 | MI | Foote | 1705 | 1 | HY | OP | NA | WAT |  | 97720 |  |  | EIA Prime Mover-level Data
2018 | MI | Foote | 1705 | 2 | HY | OP | NA | WAT |  | 97720 |  |  | EIA Prime Mover-level Data
2018 | MI | Foote | 1705 | 3 | HY | OP | NA | WAT |  | 97720 |  |  | EIA Prime Mover-level Data
2018 | MI | Ford World Headquarters | 60018 | 1 | PV | OP | NA | SUN |  | 7140 |  |  | EIA Prime Mover-level Data
2018 | MI | Four Mile Hydropower Project | 54341 | 1 | HY | OP | NA | WAT |  | 31607 |  |  | EIA Prime Mover-level Data
2018 | MI | Four Mile Hydropower Project | 54341 | 2 | HY | OP | NA | WAT |  | 31607 |  |  | EIA Prime Mover-level Data
2018 | MI | Four Mile Hydropower Project | 54341 | 3 | HY | OP | NA | WAT |  | 31607 |  |  | EIA Prime Mover-level Data
2018 | MI | Four Mile Hydropower Project | 54341 | 4 | HY | OP | NA | WAT |  | 10536 |  |  | EIA Prime Mover-level Data
2018 | MI | Four Mile Hydropower Project | 54341 | 5 | HY | IP | NA | WAT
2018 | MI | Frank Jenkins | 1851 | 3 | IC | RE | NA | DFO
2018 | MI | Frank Jenkins | 1851 | 4 | IC | SB | NA | DFO
2018 | MI | Frank Jenkins | 1851 | 5 | IC | SB | NA | DFO
2018 | MI | Frank Jenkins | 1851 | 6 | IC | SB | NA | DFO
2018 | MI | Fremont Community Digester, LLC | 59785 | 19001 | IC | OP | NA | OBG |  | 15709 | 0.11546 | 0.0147 | EIA Prime Mover-level Data | Estimated using an emission factor
2018 | MI | Fremont Community Digester, LLC | 59785 | 19002 | IC | OP | NA | OBG |  | 15709 | 0.11546 | 0.0147 | EIA Prime Mover-level Data | Estimated using an emission factor
2018 | MI | French Landing Dam | 50437 | FRL1 | HY | OP | NA | WAT |  | 47397 |  |  | EIA Prime Mover-level Data
2018 | MI | French Paper Hydro | 10656 | 1 | HY | OP | NA | WAT |  | 11080 |  |  | EIA Prime Mover-level Data
2018 | MI | French Paper Hydro | 10656 | 2 | HY | OP | NA | WAT |  | 14774 |  |  | EIA Prime Mover-level Data
2018 | MI | French Paper Hydro | 10656 | 3 | HY | OP | NA | WAT |  | 14774 |  |  | EIA Prime Mover-level Data
2018 | MI | French Paper Hydro | 10656 | 4 | HY | OP | NA | WAT |  | 7387 |  |  | EIA Prime Mover-level Data
2018 | MI | Gaylord - Consumers | 1706 | 1 | GT | RE | NA | NG |  | 7372 | 0.020212 | 0.0054834 | EIA Prime Mover-level Data | NEI avg EF - PM, fuel type, firing type
2018 | MI | Gaylord - Consumers | 1706 | 2 | GT | RE | NA | NG |  | 7372 | 0.020212 | 0.0054834 | EIA Prime Mover-level Data | NEI avg EF - PM, fuel type, firing type
2018 | MI | Gaylord - Consumers | 1706 | 3 | GT | RE | NA | NG |  | 7372 | 0.020212 | 0.0054834 | EIA Prime Mover-level Data | NEI avg EF - PM, fuel type, firing type
2018 | MI | Gaylord - Consumers | 1706 | 4 | GT | RE | NA | NG
2018 | MI | Gaylord - Consumers | 1706 | 5 | GT | RE | NA | NG
2018 | MI | Gaylord - Wolverine | 7932 | 1 | GT | OP | NA | NG |  | 102218 | 0.28025 | 0.0054834 | EIA Prime Mover-level Data | NEI avg EF - PM, fuel type, firing type
2018 | MI | Gaylord - Wolverine | 7932 | 2 | GT | OP | NA | NG |  | 102218 | 0.28025 | 0.0054834 | EIA Prime Mover-level Data | NEI avg EF - PM, fuel type, firing type
2018 | MI | Gaylord - Wolverine | 7932 | 3 | GT | OP | NA | NG |  | 102218 | 0.28025 | 0.0054834 | EIA Prime Mover-level Data | NEI avg EF - PM, fuel type, firing type
2018 | MI | Genesee Power Station | 54751 | 01 | ST | OP | STOKER | WDS | 3,468.0 | 776519 | 3.1423 | 0.0080934 | EPA/CAMD | EPA/NEI | 1995
2018 | MI | George Johnson | 1877 | 1 | IC | RE | NA | NG
2018 | MI | George Johnson | 1877 | 2 | IC | RE | NA | NG
2018 | MI | George Johnson | 1877 | 3 | IC | RE | NA | NG
2018 | MI | George Johnson | 1877 | 4 | IC | RE | NA | NG
2018 | MI | George Johnson | 1877 | 5 | IC | RE | NA | NG
2018 | MI | George Johnson | 1877 | 6 | IC | RE | NA | NG
2018 | MI | George Johnson | 1877 | 7 | GT | RE | NA | NG
2018 | MI | George Johnson | 1877 | 8 | GT | RE | NA | NG
2018 | MI | George Johnson | 1877 | 9 | GT | OP | NA | NG |  | 220179 | 0.60366 | 0.0054834 | EIA Prime Mover-level Data | NEI avg EF - PM, fuel type, firing type
2018 | MI | George Johnson | 1877 | 10 | GT | OP | NA | NG |  | 220179 | 0.60366 | 0.0054834 | EIA Prime Mover-level Data | NEI avg EF - PM, fuel type, firing type
2018 | MI | George Johnson | 1877 | 11 | IC | SB | NA | DFO
2018 | MI | Gichi Noodin Wind Farm | 62815 | GNWF1 | WT | U | NA | WND
2018 | MI | Gladstone | 7119 | 1 | GT | OP | NA | DFO |  | 569 | 0.0049103 | 0.017259 | EIA Prime Mover-level Data | NEI avg EF - PM, fuel type, firing type
2018 | MI | Grand Blanc Generating Station | 54757 | 4-1 | IC | OP | NA | LFG |  | 64388 | 0.47325 | 0.0147 | EIA Prime Mover-level Data | Estimated using an emission factor
2018 | MI | Grand Blanc Generating Station | 54757 | 4-2 | IC | OP | NA | LFG |  | 64388 | 0.47325 | 0.0147 | EIA Prime Mover-level Data | Estimated using an emission factor
2018 | MI | Grand Blanc Generating Station | 54757 | 4-3 | IC | OP | NA | LFG |  | 64388 | 0.47325 | 0.0147 | EIA Prime Mover-level Data | Estimated using an emission factor
2018 | MI | Grand Blanc Generating Station | 54757 | 4-4 | IC | OP | NA | LFG |  | 64388 | 0.47325 | 0.0147 | EIA Prime Mover-level Data | Estimated using an emission factor
2018 | MI | Grand Blanc Generating Station | 54757 | 4-5 | IC | OP | NA | LFG |  | 64388 | 0.47325 | 0.0147 | EIA Prime Mover-level Data | Estimated using an emission factor
2018 | MI | Grand Blanc Generating Station | 54757 | 4-7 | IC | OP | NA | LFG |  | 128776 | 0.9465 | 0.0147 | EIA Prime Mover-level Data | Estimated using an emission factor
2018 | MI | Grand Blanc Generating Station | 54757 | 4-8 | IC | OP | NA | LFG |  | 128776 | 0.9465 | 0.0147 | EIA Prime Mover-level Data | Estimated using an emission factor
2018 | MI | Grand Blanc Generating Station | 54757 | CIB | IC | OP | NA | LFG |  | 48291 | 0.35494 | 0.0147 | EIA Prime Mover-level Data | Estimated using an emission factor
2018 | MI | Grand Haven Diesel Plant | 1826 | 1 | IC | OP | NA | NG |  | 781 | 0.00016479 | 0.000422 | EIA Prime Mover-level Data | Estimated using an emission factor
2018 | MI | Grand Haven Diesel Plant | 1826 | 2 | IC | RE | NA | RFO
2018 | MI | Grand Haven Diesel Plant | 1826 | 5 | IC | RE | NA | DFO
2018 | MI | Grand Haven Diesel Plant | 1826 | 6 | IC | RE | NA | NG
2018 | MI | Grand Haven Diesel Plant | 1826 | 7 | IC | RE | NA | RFO
2018 | MI | Grand Rapids | 1787 | 1 | HY | OP | NA | WAT |  | 42487 |  |  | EIA Prime Mover-level Data
2018 | MI | Grand Rapids | 1787 | 2 | HY | OP | NA | WAT |  | 42487 |  |  | EIA Prime Mover-level Data
2018 | MI | Grand Rapids | 1787 | 3 | HY | OP | NA | WAT |  | 57937 |  |  | EIA Prime Mover-level Data
2018 | MI | Grand Rapids | 1787 | 4 | HY | OP | NA | WAT |  | 73387 |  |  | EIA Prime Mover-level Data
2018 | MI | Grand Rapids | 1787 | 5 | HY | OP | NA | WAT |  | 73387 |  |  | EIA Prime Mover-level Data
2018 | MI | Grand River | 10532 | 2-1 | IC | OP | NA | LFG |  | 37937 | 0.27884 | 0.0147 | EIA Prime Mover-level Data | Estimated using an emission factor
2018 | MI | Grand River | 10532 | 2-2 | IC | RE | NA | LFG
2018 | MI | Grand River | 10532 | 2-3 | IC | OP | NA | LFG |  | 37937 | 0.27884 | 0.0147 | EIA Prime Mover-level Data | Estimated using an emission factor
2018 | MI | Grand River | 10532 | 2-4 | IC | OP | NA | LFG |  | 37937 | 0.27884 | 0.0147 | EIA Prime Mover-level Data | Estimated using an emission factor
2018 | MI | Grand River | 10532 | 2-5 | IC | OP | NA | LFG |  | 37937 | 0.27884 | 0.0147 | EIA Prime Mover-level Data | Estimated using an emission factor
2018 | MI | Grand Valley Solar Gardens | 60118 | 1 | PV | OP | NA | SUN |  | 38679 |  |  | EIA Prime Mover-level Data
2018 | MI | Graphic Packaging International, Inc. | 10698 | BLR08 | ST | OP | WALL | NG | 3,526.0 | 1865890 | 4.9015 | 0.0052538 | EIA non-ozone season distributed and EPA/CAMD ozone season | EPA/NEI | 1959
2018 | MI | Gratiot County Wind LLC | 58677 | 1 | WT | OP | NA | WND |  | 2613939 |  |  | EIA Prime Mover-level Data
2018 | MI | Gratiot Wind Park | 57421 | 1 | WT | OP | NA | WND |  | 2187526 |  |  | EIA Prime Mover-level Data
2018 | MI | Grayling Generating Station | 10822 | 1 | ST | OP | STOKER | WDS | 8,356.0 | 2644150 | 9.8599 | 0.0074579 | EPA/CAMD | EPA/NEI | 1992
2018 | MI | Greater Detroit Resource Recovery | 10033 | 11 | ST | OP | NA | MSW |  | 2891507 | 11.2769 | 0.0078 | EIA Unit-level Data | Estimated using an emission factor
2018 | MI | Greater Detroit Resource Recovery | 10033 | 12 | ST | OP | NA | MSW |  | 2680349 | 10.4534 | 0.0078 | EIA Unit-level Data | Estimated using an emission factor
2018 | MI | Greater Detroit Resource Recovery | 10033 | 13 | ST | OP | NA | MSW |  | 2416406 | 9.424 | 0.0078 | EIA Unit-level Data | Estimated using an emission factor
2018 | MI | Greenwood | 6035 | 1 | ST | OP | WALL | NG | 2,263.0 | 7099094 | 23.8153 | 0.0067094 | EPA/CAMD | EPA/NEI | 1978
2018 | MI | Greenwood | 6035 | CTG111 | GT | OP | CT | NG | 1,037.0 | 688275 | 2.409 | 0.0070001 | EPA/CAMD | EPA/NEI | 1999
2018 | MI | Greenwood | 6035 | CTG112 | GT | OP | CT | NG | 1,013.0 | 676052 | 2.424 | 0.007171 | EPA/CAMD | EPA/NEI | 1999
2018 | MI | Greenwood | 6035 | CTG121 | GT | OP | CT | NG | 1,087.0 | 716003 | 2.5425 | 0.0071019 | EPA/CAMD | EPA/NEI | 1999
2018 | MI | Greenwood Solar Farm | 60019 | 1 | PV | OP | NA | SUN |  | 19622 |  |  | EIA Prime Mover-level Data
2018 | MI | GRS Arbor Hills | 55596 | 0001 | CT |  | NA | LFG |  | 404901 | 4.3729 | 0.0216 | EIA Unit-level Data | Estimated using an emission factor
2018 | MI | GRS Arbor Hills | 55596 | 0002 | CT |  | NA | LFG |  | 426379 | 4.6049 | 0.0216 | EIA Unit-level Data | Estimated using an emission factor
2018 | MI | GRS Arbor Hills | 55596 | 0003 | CT |  | NA | LFG |  | 431629 | 4.6616 | 0.0216 | EIA Unit-level Data | Estimated using an emission factor
2018 | MI | GRS Arbor Hills | 55596 | 0005 | CT |  | NA | LFG |  | 463251 | 5.0031 | 0.0216 | EIA Unit-level Data | Estimated using an emission factor
2018 | MI | GRS Arbor Hills | 55596 | HRSG 1 | CA | OP | NA | LFG |  | 66558 | 0.096509 | 0.0029 | EIA Unit-level Data | Estimated using an emission factor
2018 | MI | GRS Arbor Hills | 55596 | HRSG 2 | CA | OP | NA | LFG |  | 59091 | 0.085682 | 0.0029 | EIA Unit-level Data | Estimated using an emission factor
2018 | MI | GRS Arbor Hills | 55596 | HRSG 3 | CA | OP | NA | LFG |  | 67944 | 0.098519 | 0.0029 | EIA Unit-level Data | Estimated using an emission factor
2018 | MI | GRS C&C | 55597 | 1 | IC | OP | NA | LFG |  | 51026 | 0.37504 | 0.0147 | EIA Prime Mover-level Data | Estimated using an emission factor
2018 | MI | GRS C&C | 55597 | 2 | IC | OS | NA | LFG |  | 51026 | 0.37504 | 0.0147 | EIA Prime Mover-level Data | Estimated using an emission factor
2018 | MI | GRS C&C | 55597 | 3 | IC | OP | NA | LFG |  | 51026 | 0.37504 | 0.0147 | EIA Prime Mover-level Data | Estimated using an emission factor
2018 | MI | GRS C&C | 55597 | 4 | GT | OP | NA | LFG |  | 346830 | 3.7458 | 0.0216 | EIA Prime Mover-level Data | Estimated using an emission factor
2018 | MI | GRS Lyon | 55595 | 1 | IC | RE | NA | LFG
2018 | MI | GRS Lyon | 55595 | 2 | IC | RE | NA | LFG
2018 | MI | GRS Lyon | 55595 | 3 | IC | RE | NA | LFG
2018 | MI | GRS Lyon | 55595 | 4 | IC | RE | NA | LFG
2018 | MI | GRS Lyon | 55595 | 5 | IC | RE | NA | LFG
2018 | MI | Hancock Peakers | 1730 | CTG121 | GT | OP | CT | NG | 192.0 | 94138 | 0.22035 | 0.0046814 | EPA/CAMD | EPA/NEI | 1970
2018 | MI | Hancock Peakers | 1730 | CTG122 | GT | OP | CT | NG | 102.0 | 42126 | 0.2282 | 0.010834 | EPA/CAMD | EPA/NEI | 1966
2018 | MI | Harbor Beach | 1731 | 1 | ST | RE | WALL | BIT
2018 | MI | Harbor Beach | 1731 | IC1 | IC | RE | NA | DFO
2018 | MI | Harbor Beach | 1731 | IC2 | IC | RE | NA | DFO
2018 | MI | Hardy | 1707 | 1 | HY | OP | NA | WAT |  | 301800 |  |  | EIA Prime Mover-level Data
2018 | MI | Hardy | 1707 | 2 | HY | OP | NA | WAT |  | 301800 |  |  | EIA Prime Mover-level Data
2018 | MI | Hardy | 1707 | 3 | HY | OP | NA | WAT |  | 347070 |  |  | EIA Prime Mover-level Data
2018 | MI | Hart | 1827 | 2 | IC | RE | NA | DFO
2018 | MI | Hart | 1827 | 4 | IC | OP | NA | NG
2018 | MI | Hart | 1827 | IC1 | IC | OP | NA | DFO
2018 | MI | Hart | 1827 | IC3 | IC | OP | NA | DFO
2018 | MI | Harvest | 56635 | 1 | WT | OP | NA | WND |  | 1015333 |  |  | EIA Prime Mover-level Data
2018 | MI | Harvest 2 | 57888 | 1 | WT | OP | NA | WND |  | 1768090 |  |  | EIA Prime Mover-level Data
2018 | MI | Hemlock Falls | 1777 | 1 | HY | OP | NA | WAT |  | 105797 |  |  | EIA Prime Mover-level Data
2018 | MI | Henry Station | 7399 | GEN3 | IC | OP | NA | NG |  | 6144 | 0.0012964 | 0.000422 | EIA Prime Mover-level Data | Estimated using an emission factor
2018 | MI | Henry Station | 7399 | GEN4 | IC | OP | NA | NG |  | 6144 | 0.0012964 | 0.000422 | EIA Prime Mover-level Data | Estimated using an emission factor
2018 | MI | Heritage Garden Wind Farm I LLC | 58103 | 1 | WT | OP | NA | WND |  | 687791 |  |  | EIA Prime Mover-level Data
2018 | MI | Hillman Power LLC | 10346 | BOIL01 | ST | OP | NA | WDS |  | 1401943 | 15.9907 | 0.022812 | EIA Unit-level Data | NEI avg EF - PM, fuel type
2018 | MI | Hillsdale | 1829 | 2 | IC | RE | NA | DFO |  | 654 | 0.10137 | 0.31 | EIA Prime Mover-level Data | Estimated using an emission factor
2018 | MI | Hillsdale | 1829 | 3 | IC | RE | NA | NG |  | 848 | 0.00017893 | 0.000422 | EIA Prime Mover-level Data | Estimated using an emission factor
2018 | MI | Hillsdale | 1829 | 4 | IC | RE | NA | NG |  | 993 | 0.00020952 | 0.000422 | EIA Prime Mover-level Data | Estimated using an emission factor
2018 | MI | Hillsdale | 1829 | 5 | IC | OP | NA | NG |  | 1357 | 0.00028633 | 0.000422 | EIA Prime Mover-level Data | Estimated using an emission factor
2018 | MI | Hillsdale | 1829 | 6 | IC | OP | NA | NG |  | 1454 | 0.00030679 | 0.000422 | EIA Prime Mover-level Data | Estimated using an emission factor
2018 | MI | Hillsdale | 1829 | 7 | IC | RE | NA | DFO
2018 | MI | Hillsdale | 1829 | 8 | IC | RE | NA | DFO
2018 | MI | Hillsdale | 1829 | 9 | IC | RE | NA | DFO
2018 | MI | Hillsdale | 1829 | 10 | IC | RE | NA | DFO
2018 | MI | Hodenpyl | 1708 | 1 | HY | OP | NA | WAT |  | 209559 |  |  | EIA Prime Mover-level Data
2018 | MI | Hodenpyl | 1708 | 2 | HY | OP | NA | WAT |  | 209559 |  |  | EIA Prime Mover-level Data
2018 | MI | Hoist | 7115 | 1 | HY | RE | NA | WAT
2018 | MI | Hoist | 7115 | 2 | HY | OP | NA | WAT |  | 54984 |  |  | EIA Prime Mover-level Data
2018 | MI | Hoist | 7115 | 3 | HY | OP | NA | WAT |  | 78549 |  |  | EIA Prime Mover-level Data
2018 | MI | Holland Energy Park | 59093 | 10 | CT | OP | CC | NG | 7,091.0 | 3048285 | 3.0485 | 0.0020001 | EPA/CAMD | EPA/NEI | 2017
2018 | MI | Holland Energy Park | 59093 | 11 | CT | OP | CC | NG | 7,558.0 | 3256184 | 3.256 | 0.0019999 | EPA/CAMD | EPA/NEI | 2017
2018 | MI | Hydro Plant | 1856 | 1 | HY | OP | NA | WAT |  | 11285 |  |  | EIA Prime Mover-level Data
2018 | MI | Hydro Plant | 1856 | 2 | HY | OP | NA | WAT |  | 11285 |  |  | EIA Prime Mover-level Data
2018 | MI | Hydro Plant | 1856 | 3 | HY | OP | NA | WAT |  | 19749 |  |  | EIA Prime Mover-level Data
2018 | MI | Hydro Plant | 1856 | 4 | HY | OP | NA | WAT |  | 19749 |  |  | EIA Prime Mover-level Data
2018 | MI | IKEA Canton Rooftop PV System | 62677 | 26A | PV | OP | NA | SUN
2018 | MI | IKEA Canton Rooftop PV System | 62677 | 26B | PV | OP | NA | SUN
2018 | MI | Indeck Niles Energy Center | 55460 | CT1 | CT | T | NA | NG
2018 | MI | Indeck Niles Energy Center | 55460 | CT2 | CT | T | NA | NG
2018 | MI | Indeck Niles Energy Center | 55460 | ST1 | CA | T | NA | NG
2018 | MI | J B Sims | 1825 | 3 | ST | OP | WALL | BIT | 4,337.0 | 1768850 | 2.9101 | 0.0032904 | EPA/CAMD | EPA/NEI | 1983
2018 | MI | J C Weadock | 1720 | 7 | ST | RE | TANGENTIAL | SUB
2018 | MI | J C Weadock | 1720 | 8 | ST | RE | TANGENTIAL | SUB
2018 | MI | J C Weadock | 1720 | A | GT | RE | NA | NG
2018 | MI | J H Campbell | 1710 | 1 | ST | OP | TANGENTIAL | SUB | 6,213.0 | 12587882 | 2.5408 | 0.00040369 | EPA/CAMD | EPA/NEI | 1962
2018 | MI | J H Campbell | 1710 | 2 | ST | OP | CELL | SUB | 6,215.0 | 15060275 | 11.8055 | 0.0015678 | EPA/CAMD | EPA/NEI | 1967
2018 | MI | J H Campbell | 1710 | 3 | ST | OP | WALL | SUB | 7,518.0 | 53212638 | 7.5983 | 0.00028558 | EPA/CAMD | EPA/NEI | 1980
2018 | MI | J R Whiting | 1723 | 1 | ST | RE | WALL | SUB
2018 | MI | J R Whiting | 1723 | 2 | ST | RE | WALL | SUB
2018 | MI | J R Whiting | 1723 | 3 | ST | RE | WALL | SUB
2018 | MI | J R Whiting | 1723 | A | GT | RE | NA | DFO
2018 | MI | Jackson Generating Station | 55270 | 7EA | CT | OP | CC | NG | 4,904.0 | 4142127 | 14.765 | 0.0071292 | EPA/CAMD | EPA/NEI | 2002
2018 | MI | Jackson Generating Station | 55270 | LM1 | CT | OP | CC | NG | 5,518.0 | 2094514 | 42.075 | 0.040176 | EPA/CAMD | EPA/NEI | 2002
2018 | MI | Jackson Generating Station | 55270 | LM2 | CT | OP | CC | NG | 5,531.0 | 2089528 | 42.075 | 0.040272 | EPA/CAMD | EPA/NEI | 2002
2018 | MI | Jackson Generating Station | 55270 | LM3 | CT | OP | CC | NG | 5,662.0 | 2092514 | 42.075 | 0.040215 | EPA/CAMD | EPA/NEI | 2002
2018 | MI | Jackson Generating Station | 55270 | LM4 | CT | OP | CC | NG | 5,408.0 | 2034804 | 42.075 | 0.041355 | EPA/CAMD | EPA/NEI | 2002
2018 | MI | Jackson Generating Station | 55270 | LM5 | CT | OP | CC | NG | 5,618.0 | 2111904 | 42.075 | 0.039846 | EPA/CAMD | EPA/NEI | 2002
2018 | MI | Jackson Generating Station | 55270 | LM6 | CT | OP | CC | NG | 5,561.0 | 2100182 | 42.075 | 0.040068 | EPA/CAMD | EPA/NEI | 2002
2018 | MI | James De Young | 1830 | 3 | ST | RE | NA | BIT
2018 | MI | James De Young | 1830 | 4 | ST | RE | NA | BIT
2018 | MI | James De Young | 1830 | 5 | ST | RE | NA | BIT |  |  | 0.00228 |  |  | EPA/NEI
2018 | MI | James R Smith | 1842 | 1 | HY | OP | NA | WAT |  | 59919 |  |  | EIA Prime Mover-level Data
2018 | MI | James R Smith | 1842 | 2 | HY | OP | NA | WAT |  | 59919 |  |  | EIA Prime Mover-level Data
2018 | MI | John H Warden | 1772 | 1 | ST | OP | NA | WDS |  | 1863228 | 21.2522 | 0.022812 | EIA Unit-level Data | NEI avg EF - PM, fuel type
2018 | MI | Kalamazoo River Generating Station | 55101 | 1 | GT | OP | CT | NG | 223.0 | 134452 | 0.43555 | 0.0064789 | EPA/CAMD | EPA/NEI | 1999
2018 | MI | Kalkaska CT Project #1 | 7984 | 1A | GT | OP | CT | NG | 957.0 | 205728 | 1.3325 | 0.012954 | EPA/CAMD | EPA/NEI | 2002
2018 | MI | Kalkaska CT Project #1 | 7984 | 1B | GT | OP | CT | NG | 959.0 | 209634 | 1.3325 | 0.012713 | EPA/CAMD | EPA/NEI | 2002
2018 | MI | Kent County Waste to Energy Facility | 50860 | BLR1 | ST | OP | NA | MSW |  | 1003358 | 0.078262 | 0.000156 | EIA Unit-level Data | Estimated using an emission factor
2018 | MI | Kent County Waste to Energy Facility | 50860 | BLR2 | ST | OP | NA | MSW |  | 1053382 | 0.082164 | 0.000156 | EIA Unit-level Data | Estimated using an emission factor
2018 | MI | Kingsford | 1778 | 1 | HY | OP | NA | WAT |  | 87083 |  |  | EIA Prime Mover-level Data
2018 | MI | Kingsford | 1778 | 2 | HY | OP | NA | WAT |  | 87083 |  |  | EIA Prime Mover-level Data
2018 | MI | Kingsford | 1778 | 3 | HY | OP | NA | WAT |  | 87083 |  |  | EIA Prime Mover-level Data
2018 | MI | Kleber | 1871 | K1 | HY | OP | NA | WAT |  | 16093 |  |  | EIA Prime Mover-level Data
2018 | MI | Kleber | 1871 | K2 | HY | OP | NA | WAT |  | 16093 |  |  | EIA Prime Mover-level Data
2018 | MI | Kleber | 1871 | T1 | HY | OP | NA | WAT |  | 8047 |  |  | EIA Prime Mover-level Data
2018 | MI | Kleber | 1871 | T2 | HY | OP | NA | WAT |  | 8047 |  |  | EIA Prime Mover-level Data
2018 | MI | Lake Winds Energy Park | 57984 | LWEP | WT | OP | NA | WND |  | 2216668 |  |  | EIA Prime Mover-level Data
2018 | MI | Lansing BWL REO Town Plant | 58427 | 100 | CT | OP | CC | NG | 6,862.0 | 2358148 | 7.89 | 0.0066917 | EPA/CAMD | EPA/NEI | 2013
2018 | MI | Lansing BWL REO Town Plant | 58427 | 200 | CT | OP | CC | NG | 6,262.0 | 2095714 | 16.91 | 0.016138 | EPA/CAMD | EPA/NEI | 2013
2018 | MI | Lennon Generating | 59436 | 3 | IC | OP | NA | LFG |  | 23145 | 0.17012 | 0.0147 | EIA Prime Mover-level Data | Estimated using an emission factor
2018 | MI | Lennon Generating | 59436 | 4 | IC | OP | NA | LFG |  | 23145 | 0.17012 | 0.0147 | EIA Prime Mover-level Data | Estimated using an emission factor
2018 | MI | Lennon Generating | 59436 | 5 | IC | OP | NA | LFG |  | 23145 | 0.17012 | 0.0147 | EIA Prime Mover-level Data | Estimated using an emission factor
2018 | MI | Lennon Generating | 59436 | 6 | IC | OP | NA | LFG |  | 23145 | 0.17012 | 0.0147 | EIA Prime Mover-level Data | Estimated using an emission factor
2018 | MI | Lennon Generating | 59436 | 7 | IC | OP | NA | LFG |  | 46291 | 0.34024 | 0.0147 | EIA Prime Mover-level Data | Estimated using an emission factor
2018 | MI | Lennon Generating | 59436 | 8 | IC | OP | NA | LFG |  | 46291 | 0.34024 | 0.0147 | EIA Prime Mover-level Data | Estimated using an emission factor
2018 | MI | Lennon Generating | 59436 | 9 | IC | OP | NA | LFG |  | 46291 | 0.34024 | 0.0147 | EIA Prime Mover-level Data | Estimated using an emission factor
2018 | MI | Lennon Generating | 59436 | 10 | IC | OP | NA | LFG |  | 46291 | 0.34024 | 0.0147 | EIA Prime Mover-level Data | Estimated using an emission factor
2018 | MI | Livingston Generating Station | 55102 | 1 | GT | OP | CT | NG | 50.0 | 14956 | 0.2484 | 0.033217 | EPA/CAMD | EPA/NEI | 1999
2018 | MI | Livingston Generating Station | 55102 | 2 | GT | OP | CT | NG | 60.0 | 18468 | 0.2484 | 0.026901 | EPA/CAMD | EPA/NEI | 1999
2018 | MI | Livingston Generating Station | 55102 | 3 | GT | OP | CT | NG | 54.0 | 19456 | 0.2484 | 0.025535 | EPA/CAMD | EPA/NEI | 1999
2018 | MI | Livingston Generating Station | 55102 | 4 | GT | OP | CT | NG | 60.0 | 21231 | 0.2484 | 0.0234 | EPA/CAMD | EPA/NEI | 1999
2018 | MI | Lorin Industries | 60102 | 1 | IC | OP | NA | NG |  | 23851 | 0.0050326 | 0.000422 | EIA Prime Mover-level Data | Estimated using an emission factor
2018 | MI | Lorin Industries | 60102 | 2 | IC | OP | NA | NG |  | 23851 | 0.0050326 | 0.000422 | EIA Prime Mover-level Data | Estimated using an emission factor
2018 | MI | Lorin Industries | 60102 | 3 | IC | OP | NA | NG |  | 23851 | 0.0050326 | 0.000422 | EIA Prime Mover-level Data | Estimated using an emission factor
2018 | MI | Lorin Industries | 60102 | 4 | IC | OP | NA | NG |  | 23851 | 0.0050326 | 0.000422 | EIA Prime Mover-level Data | Estimated using an emission factor
2018 | MI | Loud | 1712 | 1 | HY | OP | NA | WAT |  | 88126 |  |  | EIA Prime Mover-level Data
2018 | MI | Loud | 1712 | 2 | HY | OP | NA | WAT |  | 88126 |  |  | EIA Prime Mover-level Data
2018 | MI | Lowell | 1837 | 5 | IC | RE | NA | NG
2018 | MI | Lowell | 1837 | 6 | IC | RE | NA | NG
2018 | MI | Lowell | 1837 | 7 | IC | RE | NA | NG
2018 | MI | Ludington | 1713 | 1 | PS | OP | NA | WAT |  | 0 |  |  | EIA Prime Mover-level Data
2018 | MI | Ludington | 1713 | 2 | PS | OP | NA | WAT |  | 0 |  |  | EIA Prime Mover-level Data
2018 | MI | Ludington | 1713 | 3 | PS | OP | NA | WAT |  | 0 |  |  | EIA Prime Mover-level Data
2018 | MI | Ludington | 1713 | 4 | PS | OP | NA | WAT |  | 0 |  |  | EIA Prime Mover-level Data
2018 | MI | Ludington | 1713 | 5 | PS | OP | NA | WAT |  | 0 |  |  | EIA Prime Mover-level Data
2018 | MI | Ludington | 1713 | 6 | PS | OP | NA | WAT |  | 0 |  |  | EIA Prime Mover-level Data
2018 | MI | Main Street (MI) | 1853 | 1 | IC | OP | NA | NG |  | 73 | 1.5403e-05 | 0.000422 | EIA Prime Mover-level Data | Estimated using an emission factor
2018 | MI | Main Street (MI) | 1853 | 2 | IC | OP | NA | DFO |  | 66 | 0.01023 | 0.31 | EIA Prime Mover-level Data | Estimated using an emission factor
2018 | MI | Main Street (MI) | 1853 | 3 | IC | OP | NA | NG |  | 81 | 1.7091e-05 | 0.000422 | EIA Prime Mover-level Data | Estimated using an emission factor
2018 | MI | Main Street (MI) | 1853 | 4 | IC | OP | NA | NG |  | 95 | 2.0045e-05 | 0.000422 | EIA Prime Mover-level Data | Estimated using an emission factor
2018 | MI | Main Street (MI) | 1853 | 5 | IC | OP | NA | NG |  | 81 | 1.7091e-05 | 0.000422 | EIA Prime Mover-level Data | Estimated using an emission factor
2018 | MI | Main Street (MI) | 1853 | 6 | IC | OP | NA | NG |  | 44 | 9.284e-06 | 0.000422 | EIA Prime Mover-level Data | Estimated using an emission factor
2018 | MI | Manistique | 1750 | 1 | IC | OP | NA | DFO |  | 2048 | 0.31744 | 0.31 | EIA Prime Mover-level Data | Estimated using an emission factor
2018 | MI | Manistique | 1750 | 2 | IC | OP | NA | DFO |  | 2867 | 0.44438 | 0.31 | EIA Prime Mover-level Data | Estimated using an emission factor
2018 | MI | Marquette Energy Center | 60559 | MEC1 | IC | OP | NA | NG |  | 214234 | 0.045203 | 0.000422 | EIA Prime Mover-level Data | Estimated using an emission factor
2018 | MI | Marquette Energy Center | 60559 | MEC2 | IC | OP | NA | NG |  | 214234 | 0.045203 | 0.000422 | EIA Prime Mover-level Data | Estimated using an emission factor
2018 | MI | Marquette Energy Center | 60559 | MEC3 | IC | OP | NA | NG |  | 214234 | 0.045203 | 0.000422 | EIA Prime Mover-level Data | Estimated using an emission factor
2018 | MI | Marshall (MI) | 1844 | 1 | HY | OP | NA | WAT |  | 607 |  |  | EIA Prime Mover-level Data
2018 | MI | Marshall (MI) | 1844 | 3 | HY | OS | NA | WAT |  | 304 |  |  | EIA Prime Mover-level Data
2018 | MI | Marshall (MI) | 1844 | IC2 | IC | OS | NA | NG |  | 295 | 6.2245e-05 | 0.000422 | EIA Prime Mover-level Data | Estimated using an emission factor
2018 | MI | Marshall (MI) | 1844 | IC3 | IC | OP | NA | NG |  | 563 | 0.00011879 | 0.000422 | EIA Prime Mover-level Data | Estimated using an emission factor
2018 | MI | Marshall (MI) | 1844 | IC4 | IC | OS | NA | DFO |  | 268 | 0.04154 | 0.31 | EIA Prime Mover-level Data | Estimated using an emission factor
2018 | MI | Marshall (MI) | 1844 | IC5 | IC | OP | NA | NG |  | 455 | 9.6005e-05 | 0.000422 | EIA Prime Mover-level Data | Estimated using an emission factor
2018 | MI | Marshall (MI) | 1844 | IC6 | IC | OP | NA | NG |  | 1527 | 0.0003222 | 0.000422 | EIA Prime Mover-level Data | Estimated using an emission factor
2018 | MI | Marysville | 1732 | 6 | ST | RE | NA | BIT
2018 | MI | Marysville | 1732 | 7 | ST | RE | NA | BIT
2018 | MI | Marysville | 1732 | 8 | ST | RE | NA | BIT
2018 | MI | McClure Dam | 7116 | 1 | HY | OP | NA | WAT |  | 188588 |  |  | EIA Prime Mover-level Data
2018 | MI | McClure Dam | 7116 | 2 | HY | OP | NA | WAT |  | 188588 |  |  | EIA Prime Mover-level Data
2018 | MI | McKinley Wind Park | 57853 | 1 | WT | OP | NA | WND |  | 473189 |  |  | EIA Prime Mover-level Data
2018 | MI | Menominee Mill Marinette | 50409 | 4 | HY | OP | NA | WAT |  | 29004 |  |  | EIA Prime Mover-level Data
2018 | MI | Menominee Mill Marinette | 50409 | 5 | HY | OP | NA | WAT |  | 29004 |  |  | EIA Prime Mover-level Data
2018 | MI | Menominee Mill Marinette | 50409 | 8 | HY | OP | NA | WAT |  | 36255 |  |  | EIA Prime Mover-level Data
2018 | MI | Menominee Mill Marinette | 50409 | 9 | HY | OP | NA | WAT |  | 36255 |  |  | EIA Prime Mover-level Data
2018 | MI | Michigamme Falls | 1780 | 1 | HY | OP | NA | WAT |  | 164567 |  |  | EIA Prime Mover-level Data
2018 | MI | Michigamme Falls | 1780 | 2 | HY | OP | NA | WAT |  | 164567 |  |  | EIA Prime Mover-level Data
2018 | MI | Michigan Power Limited Partnership | 54915 | 1 | CT | OP | CC | NG | 8,508.0 | 9470985 | 19.775 | 0.0041759 | EPA/CAMD | EPA/NEI | 1995
2018 | MI | Michigan Wind 1 | 56416 | 1 | WT | OP | NA | WND |  | 1444145 |  |  | EIA Prime Mover-level Data
2018 | MI | Michigan Wind 2 | 56659 | 1 | WT | OP | NA | WND |  | 3024550 |  |  | EIA Prime Mover-level Data
2018 | MI | Midland Cogeneration Venture | 10745 | 003 | CT | OP | CC | NG | 5,528.0 | 5386107 | 199.7 | 0.074154 | EPA/CAMD | EPA/NEI | 1990
2018 | MI | Midland Cogeneration Venture | 10745 | 004 | CT | OP | CC | NG | 5,459.0 | 5291094 | 199.7 | 0.075485 | EPA/CAMD | EPA/NEI | 1990
2018 | MI | Midland Cogeneration Venture | 10745 | 005 | CT | OP | CC | NG | 6,704.0 | 6668670 | 199.7 | 0.059892 | EPA/CAMD | EPA/NEI | 1990
2018 | MI | Midland Cogeneration Venture | 10745 | 006 | CT | OP | CC | NG | 5,262.0 | 5043602 | 199.7 | 0.079189 | EPA/CAMD | EPA/NEI | 1990
2018 | MI | Midland Cogeneration Venture | 10745 | 007 | CT | OP | CC | NG | 4,771.0 | 4652226 | 199.7 | 0.085851 | EPA/CAMD | EPA/NEI | 1990
2018 | MI | Midland Cogeneration Venture | 10745 | 008 | CT | OP | CC | NG | 7,247.0 | 7421266 | 199.7 | 0.053818 | EPA/CAMD | EPA/NEI | 1990
2018 | MI | Midland Cogeneration Venture | 10745 | 009 | CT | OP | CC | NG | 5,695.0 | 5922635 | 199.7 | 0.067436 | EPA/CAMD | EPA/NEI | 1990
2018 | MI | Midland Cogeneration Venture | 10745 | 010 | CT | OP | CC | NG | 5,992.0 | 5855181 | 199.7 | 0.068213 | EPA/CAMD | EPA/NEI | 1990
2018 | MI | Midland Cogeneration Venture | 10745 | 011 | CT | OP | CC | NG | 5,235.0 | 5229481 | 199.7 | 0.076375 | EPA/CAMD | EPA/NEI | 1990
2018 | MI | Midland Cogeneration Venture | 10745 | 012 | CT | OP | CC | NG | 7,650.0 | 7576037 | 23.72 | 0.0062618 | EPA/CAMD | EPA/NEI | 1990
2018 | MI | Midland Cogeneration Venture | 10745 | 013 | CT | OP | CC | NG | 5,076.0 | 5218767 | 199.7 | 0.076531 | EPA/CAMD | EPA/NEI | 1990
2018 | MI | Midland Cogeneration Venture | 10745 | 014 | CT | OP | CC | NG | 6,041.0 | 6082454 | 199.7 | 0.065664 | EPA/CAMD | EPA/NEI | 1990
2018 | MI | Midland Cogeneration Venture | 10745 | 016 | ST | OP | OTHER BOILER | NG | 305.0 | 39245 | 1.506 | 0.076749 | EPA/CAMD | EPA/NEI | 2008
2018 | MI | Midland Cogeneration Venture | 10745 | 017 | ST | OP | OTHER BOILER | NG | 501.0 | 69198 | 1.506 | 0.043527 | EPA/CAMD | EPA/NEI | 2008
2018 | MI | Midland Cogeneration Venture | 10745 | 018 | ST | OP | OTHER BOILER | NG | 1,053.0 | 152436 | 1.506 | 0.019759 | EPA/CAMD | EPA/NEI | 2008
2018 | MI | Midland Cogeneration Venture | 10745 | 019 | ST | OP | OTHER BOILER | NG | 728.0 | 88059 | 1.506 | 0.034204 | EPA/CAMD | EPA/NEI | 2008
2018 | MI | Midland Cogeneration Venture | 10745 | 020 | ST | OP | OTHER BOILER | NG | 450.0 | 57519 | 1.506 | 0.052365 | EPA/CAMD | EPA/NEI | 2009
2018 | MI | Midland Cogeneration Venture | 10745 | 021 | ST | OP | OTHER BOILER | NG | 38.0 | 4821 | 1.506 | 0.62477 | EPA/CAMD | EPA/NEI | 2009
2018 | MI | Minden Wind Park | 57852 | 1 | WT | OP | NA | WND |  | 988326 |  |  | EIA Prime Mover-level Data
2018 | MI | Mio | 1714 | 1 | HY | OP | NA | WAT |  | 71062 |  |  | EIA Prime Mover-level Data
2018 | MI | Mio | 1714 | 2 | HY | OP | NA | WAT |  | 71062 |  |  | EIA Prime Mover-level Data
2018 | MI | Modular Power LLC | 56183 | 1 | IC | RE | NA | DFO
2018 | MI | Modular Power LLC | 56183 | 2 | IC | RE | NA | DFO
2018 | MI | Modular Power LLC | 56183 | 3 | IC | RE | NA | DFO
2018 | MI | Modular Power LLC | 56183 | 4 | IC | RE | NA | DFO
2018 | MI | Modular Power LLC | 56183 | 5 | IC | RE | NA | DFO
2018 | MI | Modular Power LLC | 56183 | 6 | IC | RE | NA | DFO
2018 | MI | Modular Power LLC | 56183 | 7 | IC | RE | NA | DFO
2018 | MI | Modular Power LLC | 56183 | 8 | IC | RE | NA | DFO
2018 | MI | Modular Power LLC | 56183 | 9 | IC | RE | NA | DFO
2018 | MI | Monroe | 1733 | 1 | ST | OP | CELL | RC | 6,537.0 | 36806236 | 7.104 | 0.00038602 | EPA/CAMD | EPA/NEI | 1971
2018 | MI | Monroe | 1733 | 2 | ST | OP | CELL | RC | 7,747.0 | 45561053 | 10.6764 | 0.00046866 | EPA/CAMD | EPA/NEI | 1972
2018 | MI | Monroe | 1733 | 3 | ST | OP | CELL | RC | 7,957.0 | 44335239 | 5.8124 | 0.0002622 | EPA/CAMD | EPA/NEI | 1973
2018 | MI | Monroe | 1733 | 4 | ST | OP | CELL | RC | 7,264.0 | 44239250 | 5.3908 | 0.00024371 | EPA/CAMD | EPA/NEI | 1974
2018 | MI | Mottville | 1761 | 1 | HY | OP | NA | WAT |  | 17511 |  |  | EIA Prime Mover-level Data
2018 | MI | Mottville | 1761 | 2 | HY | OP | NA | WAT |  | 17511 |  |  | EIA Prime Mover-level Data
2018 | MI | Mottville | 1761 | 3 | HY | OP | NA | WAT |  | 17511 |  |  | EIA Prime Mover-level Data
2018 | MI | Mottville | 1761 | 4 | HY | OP | NA | WAT |  | 17511 |  |  | EIA Prime Mover-level Data
2018 | MI | MSC Croswell | 57950 | 1 | ST | OP | NA | NG |  | 591271 | 2.3806 | 0.0080524 | EIA Prime Mover-level Data | NEI avg EF - PM, fuel type
2018 | MI | MSC Sebewaing | 57949 | 1 | ST | OP | NA | BIT |  | 904889 | 20.1278 | 0.044487 | EIA Prime Mover-level Data | NEI avg EF - PM, fuel type
2018 | MI | MSC Sebewaing | 57949 | 2 | ST | OS | NA | BIT
2018 | MI | Municipal Power Plant | 56504 | 1 | IC | SB | NA | NG |  | 814 | 0.00017175 | 0.000422 | EIA Prime Mover-level Data | Estimated using an emission factor
2018 | MI | Municipal Power Plant | 56504 | 2 | IC | SB | NA | NG |  | 814 | 0.00017175 | 0.000422 | EIA Prime Mover-level Data | Estimated using an emission factor
2018 | MI | Neenah Paper Munising Mill | 54867 | M387 | ST | OP | NA | BIT |  | 1420808 | 31.6036 | 0.044487 | EIA Prime Mover-level Data | NEI avg EF - PM, fuel type
2018 | MI | New Covert Generating Project | 55297 | 001 | CT | OP | CC | NG | 7,978.0 | 17485019 | 21.49 | 0.0024581 | EPA/CAMD | EPA/NEI | 2003
2018 | MI | New Covert Generating Project | 55297 | 002 | CT | OP | CC | NG | 6,167.0 | 13351394 | 12.085 | 0.0018103 | EPA/CAMD | EPA/NEI | 2003
2018 | MI | New Covert Generating Project | 55297 | 003 | CT | OP | CC | NG | 7,839.0 | 16960557 | 19.045 | 0.0022458 | EPA/CAMD | EPA/NEI | 2003
2018 | MI | Newberry | 1846 | 1 | IC | OP | NA | DFO |  | 327 | 0.050685 | 0.31 | EIA Prime Mover-level Data | Estimated using an emission factor
2018 | MI | Newberry | 1846 | 2 | IC | OP | NA | DFO |  | 76 | 0.01178 | 0.31 | EIA Prime Mover-level Data | Estimated using an emission factor
2018 | MI | Newberry | 1846 | 4 | IC | OP | NA | DFO |  | 196 | 0.03038 | 0.31 | EIA Prime Mover-level Data | Estimated using an emission factor
2018 | MI | Ninth Street Hydropower Project | 54342 | 1 | HY | OP | NA | WAT |  | 22181 |  |  | EIA Prime Mover-level Data
2018 | MI | Ninth Street Hydropower Project | 54342 | 2 | HY | OP | NA | WAT |  | 22181 |  |  | EIA Prime Mover-level Data
2018 | MI | Ninth Street Hydropower Project | 54342 | 3 | HY | OP | NA | WAT |  | 22181 |  |  | EIA Prime Mover-level Data
2018 | MI | Ninth Street Hydropower Project | 54342 | 4 | HY | IP | NA | WAT
2018 | MI | Northeast (MI) | 1734 | 1 | GT | OP | NA | NG |  | 12204 | 0.03346 | 0.0054834 | EIA Prime Mover-level Data | NEI avg EF - PM, fuel type, firing type
2018 | MI | Northeast (MI) | 1734 | 2 | GT | OP | NA | NG |  | 12204 | 0.03346 | 0.0054834 | EIA Prime Mover-level Data | NEI avg EF - PM, fuel type, firing type
2018 | MI | Northeast (MI) | 1734 | 3 | GT | OP | NA | NG |  | 12204 | 0.03346 | 0.0054834 | EIA Prime Mover-level Data | NEI avg EF - PM, fuel type, firing type
2018 | MI | Northeast (MI) | 1734 | 4 | GT | OP | NA | NG |  | 12204 | 0.03346 | 0.0054834 | EIA Prime Mover-level Data | NEI avg EF - PM, fuel type, firing type
2018 | MI | Northeast (MI) | 1734 | 5 | GT | OP | NA | NG |  | 17848 | 0.048934 | 0.0054834 | EIA Prime Mover-level Data | NEI avg EF - PM, fuel type, firing type
2018 | MI | Northeast (MI) | 1734 | 6 | GT | OP | NA | DFO |  | 16170 | 0.13954 | 0.017259 | EIA Prime Mover-level Data | NEI avg EF - PM, fuel type, firing type
2018 | MI | Northeast (MI) | 1734 | 7 | GT | OP | NA | DFO |  | 16170 | 0.13954 | 0.017259 | EIA Prime Mover-level Data | NEI avg EF - PM, fuel type, firing type
2018 | MI | Norway (MI) | 1848 | 1 | HY | OP | NA | WAT |  | 114105 |  |  | EIA Prime Mover-level Data
2018 | MI | Norway (MI) | 1848 | 2 | HY | OP | NA | WAT |  | 50713 |  |  | EIA Prime Mover-level Data
2018 | MI | Norway (MI) | 1848 | 3 | HY | OP | NA | WAT |  | 50713 |  |  | EIA Prime Mover-level Data
2018 | MI | Norway (MI) | 1848 | 4 | HY | OP | NA | WAT |  | 50713 |  |  | EIA Prime Mover-level Data
2018 | MI | Norway Point Hydropower Project | 54340 | 1 | HY | OP | NA | WAT |  | 111096 |  |  | EIA Prime Mover-level Data
2018 | MI | Norway Point Hydropower Project | 54340 | 2 | HY | OP | NA | WAT |  | 47613 |  |  | EIA Prime Mover-level Data
2018 | MI | Oakwood Hospital & Medical Center | 50260 | 1 2M | IC | SB | NA | DFO |  | 125 | 0.019375 | 0.31 | EIA Prime Mover-level Data | Estimated using an emission factor
2018 | MI | Oakwood Hospital & Medical Center | 50260 | 2 2M | IC | SB | NA | DFO |  | 125 | 0.019375 | 0.31 | EIA Prime Mover-level Data | Estimated using an emission factor
2018 | MI | Oakwood Hospital & Medical Center | 50260 | 300KW | IC | RE | NA | DFO
2018 | MI | Oakwood Hospital & Medical Center | 50260 | 500A | IC | SB | NA | DFO |  | 31 | 0.004805 | 0.31 | EIA Prime Mover-level Data | Estimated using an emission factor
2018 | MI | Oakwood Hospital & Medical Center | 50260 | 500KW | IC | SB | NA | DFO |  | 31 | 0.004805 | 0.31 | EIA Prime Mover-level Data | Estimated using an emission factor
2018 | MI | Oakwood Hospital & Medical Center | 50260 | EG#1 | IC | RE | NA | NG
2018 | MI | Oakwood Hospital & Medical Center | 50260 | EG#2 | IC | RE | NA | NG
2018 | MI | Oakwood Hospital & Medical Center | 50260 | EG#3 | IC | RE | NA | NG
2018 | MI | Oliver | 1735 | 1 | IC | OP | NA | DFO |  | 123 | 0.019065 | 0.31 | EIA Prime Mover-level Data | Estimated using an emission factor
2018 | MI | Oliver | 1735 | 2 | IC | OP | NA | DFO |  | 123 | 0.019065 | 0.31 | EIA Prime Mover-level Data | Estimated using an emission factor
2018 | MI | Oliver | 1735 | 3 | IC | OP | NA | DFO |  | 123 | 0.019065 | 0.31 | EIA Prime Mover-level Data | Estimated using an emission factor
2018 | MI | Oliver | 1735 | 4 | IC | OP | NA | DFO |  | 123 | 0.019065 | 0.31 | EIA Prime Mover-level Data | Estimated using an emission factor
2018 | MI | Oliver | 1735 | 5 | IC | OP | NA | DFO |  | 123 | 0.019065 | 0.31 | EIA Prime Mover-level Data | Estimated using an emission factor
2018 | MI | O'Shea Solar Farm | 60348 | 1 | PV | OP | NA | SUN |  | 26708 |  |  | EIA Prime Mover-level Data
2018 | MI | Otsego Paper, Inc. | 55799 | 0024 | GT | OP | CT | NG | 3,442.0 | 730529 | 2.8547 | 0.0078154 | EIA non-ozone season distributed and EPA/CAMD ozone season | NEI avg EF - PM, fuel type, firing type
2018 | MI | Otsego Paper, Inc. | 55799 | 0025 | GT | OP | CT | NG | 3,508.0 | 737159 | 2.8806 | 0.0078154 | EIA non-ozone season distributed and EPA/CAMD ozone season | NEI avg EF - PM, fuel type, firing type
2018 | MI | Palisades | 1715 | 1 | ST | OP | NA | NUC |  | 57039935 |  |  | EIA Prime Mover-level Data
2018 | MI | Par Sterile Products | 50318 | 38-1 | GT | OP | NA | NG
2018 | MI | Parkview Battery | 61909 | PKVWB | BA | OP | NA | MWH |  | 0 |  |  | EIA Prime Mover-level Data
2018 | MI | PCA, Filer City Mill | 58066 | B1 | ST | OP | NA | NG |  | 1944917 | 7.8307 | 0.0080524 | EIA Unit-level Data | NEI avg EF - PM, fuel type
2018 | MI | PCA, Filer City Mill | 58066 | B2 | ST | OP | NA | NG |  | 1016888 | 4.0942 | 0.0080524 | EIA Unit-level Data | NEI avg EF - PM, fuel type
2018 | MI | PCA, Filer City Mill | 58066 | B4 | ST | OP | NA | NG |  | 1203879 | 4.8471 | 0.0080524 | EIA Unit-level Data | NEI avg EF - PM, fuel type
2018 | MI | Peavy Falls | 1781 | 1 | HY | OP | NA | WAT |  | 260871 |  |  | EIA Prime Mover-level Data
2018 | MI | Peavy Falls | 1781 | 2 | HY | OP | NA | WAT |  | 260871 |  |  | EIA Prime Mover-level Data
2018 | MI | Pegasus Wind | 61916 | PWEC | WT | U | NA | WND
2018 | MI | Peoples Generating Station | 54890 | GEN1 | IC | OP | NA | LFG |  | 124360 | 0.91405 | 0.0147 | EIA Prime Mover-level Data | Estimated using an emission factor
2018 | MI | Pheasant Run Wind LLC | 58580 | 1 | WT | OP | NA | WND |  | 2333123 |  |  | EIA Prime Mover-level Data
2018 | MI | Pinconning White Feather | 56852 | 1 | IC | OP | NA | LFG |  | 116368 | 0.8553 | 0.0147 | EIA Prime Mover-level Data | Estimated using an emission factor
2018 | MI | Pinconning White Feather | 56852 | 2 | IC | OP | NA | LFG |  | 116368 | 0.8553 | 0.0147 | EIA Prime Mover-level Data | Estimated using an emission factor
2018 | MI | Pine River Wind Park | 61106 | 1 | WT | V | NA | WND
2018 | MI | Pine Street | 7806 | 1 | IC | RE | NA | NG
2018 | MI | Pine Street | 7806 | 2 | IC | RE | NA | NG
2018 | MI | Pine Street | 7806 | 3 | IC | RE | NA | DFO
2018 | MI | Pine Street | 7806 | 4 | IC | RE | NA | DFO
2018 | MI | Pine Street | 7806 | 5 | IC | RE | NA | NG
2018 | MI | Pine Street | 7806 | 6 | IC | RE | NA | NG
2018 | MI | Pine Street | 7806 | 7 | IC | U | NA | NG
2018 | MI | Pine Street | 7806 | 8 | IC | U | NA | NG
2018 | MI | Pine Tree Acres | 54989 | GEN1 | IC | OP | NA | LFG |  | 74249 | 0.54573 | 0.0147 | EIA Prime Mover-level Data | Estimated using an emission factor
2018 | MI | Pine Tree Acres | 54989 | GEN2 | IC | OP | NA | LFG |  | 74249 | 0.54573 | 0.0147 | EIA Prime Mover-level Data | Estimated using an emission factor
2018 | MI | Pine Tree Acres | 54989 | GEN3 | IC | OP | NA | LFG |  | 74249 | 0.54573 | 0.0147 | EIA Prime Mover-level Data | Estimated using an emission factor
2018 | MI | Pine Tree Acres | 54989 | GEN4 | IC | OP | NA | LFG |  | 74249 | 0.54573 | 0.0147 | EIA Prime Mover-level Data | Estimated using an emission factor
2018 | MI | Pine Tree Acres | 54989 | GEN5 | IC | OP | NA | LFG |  | 74249 | 0.54573 | 0.0147 | EIA Prime Mover-level Data | Estimated using an emission factor
2018 | MI | Pine Tree Acres | 54989 | GEN6 | IC | OP | NA | LFG |  | 74249 | 0.54573 | 0.0147 | EIA Prime Mover-level Data | Estimated using an emission factor
2018 | MI | Pine Tree Acres | 54989 | GEN7 | IC | OP | NA | LFG |  | 74249 | 0.54573 | 0.0147 | EIA Prime Mover-level Data | Estimated using an emission factor
2018 | MI | Pine Tree Acres | 54989 | GEN8 | IC | OP | NA | LFG |  | 148498 | 1.0915 | 0.0147 | EIA Prime Mover-level Data | Estimated using an emission factor
2018 | MI | Pine Tree Acres | 54989 | GEN9 | IC | OP | NA | LFG |  | 148498 | 1.0915 | 0.0147 | EIA Prime Mover-level Data | Estimated using an emission factor
2018 | MI | Pine Tree Acres WM LFGTE | 57443 | GEN1 | IC | OP | NA | LFG |  | 131759 | 0.96843 | 0.0147 | EIA Prime Mover-level Data | Estimated using an emission factor
2018 | MI | Pine Tree Acres WM LFGTE | 57443 | GEN2 | IC | OP | NA | LFG |  | 131759 | 0.96843 | 0.0147 | EIA Prime Mover-level Data | Estimated using an emission factor
2018 | MI | Pine Tree Acres WM LFGTE | 57443 | GEN3 | IC | OP | NA | LFG |  | 131759 | 0.96843 | 0.0147 | EIA Prime Mover-level Data | Estimated using an emission factor
2018 | MI | Pine Tree Acres WM LFGTE | 57443 | GEN4 | IC | OP | NA | LFG |  | 131759 | 0.96843 | 0.0147 | EIA Prime Mover-level Data | Estimated using an emission factor
2018 | MI | Pine Tree Acres WM LFGTE | 57443 | GEN5 | IC | OP | NA | LFG |  | 131759 | 0.96843 | 0.0147 | EIA Prime Mover-level Data | Estimated using an emission factor
2018 | MI | Pine Tree Acres WM LFGTE | 57443 | GEN6 | IC | OP | NA | LFG |  | 131759 | 0.96843 | 0.0147 | EIA Prime Mover-level Data | Estimated using an emission factor
2018 | MI | Pine Tree Acres WM LFGTE | 57443 | GEN7 | IC | OP | NA | LFG |  | 131759 | 0.96843 | 0.0147 | EIA Prime Mover-level Data | Estimated using an emission factor
2018 | MI | Pine Tree Acres WM LFGTE | 57443 | GEN8 | IC | OP | NA | LFG |  | 131759 | 0.96843 | 0.0147 | EIA Prime Mover-level Data | Estimated using an emission factor
2018 | MI | Placid 12 | 1737 | 1 | IC | OP | NA | DFO |  | 717 | 0.11114 | 0.31 | EIA Prime Mover-level Data | Estimated using an emission factor
2018 | MI | Placid 12 | 1737 | 2 | IC | OP | NA | DFO |  | 717 | 0.11114 | 0.31 | EIA Prime Mover-level Data | Estimated using an emission factor
2018 | MI | Placid 12 | 1737 | 3 | IC | OP | NA | DFO |  | 717 | 0.11114 | 0.31 | EIA Prime Mover-level Data | Estimated using an emission factor
2018 | MI | Placid 12 | 1737 | 4 | IC | OP | NA | DFO |  | 717 | 0.11114 | 0.31 | EIA Prime Mover-level Data | Estimated using an emission factor
2018 | MI | Placid 12 | 1737 | 5 | IC | OP | NA | DFO |  | 717 | 0.11114 | 0.31 | EIA Prime Mover-level Data | Estimated using an emission factor
2018 | MI | Plant Four | 1840 | CT1 | GT | SB | NA | DFO |  | 2546 | 0.021971 | 0.017259 | EIA Prime Mover-level Data | NEI avg EF - PM, fuel type, firing type
2018 | MI | Polaris Wind Park | 62290 | 1 | WT | T | NA | WND
2018 | MI | Portage | 8019 | 1 | GT | OP | NA | DFO |  | 25613 | 0.22103 | 0.017259 | EIA Prime Mover-level Data | NEI avg EF - PM, fuel type, firing type
2018 | MI | Presque Isle | 1769 | 5 | ST | OP | WALL | SUB | 1,540.0 | 832120 | 0.10682 | 0.00025674 | EPA/CAMD | EPA/NEI | 1974
2018 | MI | Presque Isle | 1769 | 6 | ST | OP | WALL | SUB | 2,186.0 | 1202447 | 0.14918 | 0.00024813 | EPA/CAMD | EPA/NEI | 1975
2018 | MI | Presque Isle | 1769 | 7 | ST | OP | WALL | SUB | 6,001.0 | 4355375 | 0.50575 | 0.00023224 | EPA/CAMD | EPA/NEI | 1978
2018 | MI | Presque Isle | 1769 | 8 | ST | OP | WALL | SUB | 7,911.0 | 5796643 | 0.73738 | 0.00025442 | EPA/CAMD | EPA/NEI | 1978
2018 | MI | Presque Isle | 1769 | 9 | ST | OP | WALL | SUB | 7,303.0 | 5645345 | 0.6743 | 0.00023889 | EPA/CAMD | EPA/NEI | 1979
2018 | MI | Prickett | 1773 | 1 | HY | OP | NA | WAT |  | 38456 |  |  | EIA Prime Mover-level Data
2018 | MI | Prickett | 1773 | 2 | HY | OP | NA | WAT |  | 38456 |  |  | EIA Prime Mover-level Data
2018 | MI | Putnam (MI) | 1739 | 1 | IC | OP | NA | DFO |  | 815 | 0.12632 | 0.31 | EIA Prime Mover-level Data | Estimated using an emission factor
2018 | MI | Putnam (MI) | 1739 | 2 | IC | OP | NA | DFO |  | 815 | 0.12632 | 0.31 | EIA Prime Mover-level Data | Estimated using an emission factor
2018 | MI | Putnam (MI) | 1739 | 3 | IC | OP | NA | DFO |  | 815 | 0.12632 | 0.31 | EIA Prime Mover-level Data | Estimated using an emission factor
2018 | MI | Putnam (MI) | 1739 | 4 | IC | OP | NA | DFO |  | 815 | 0.12632 | 0.31 | EIA Prime Mover-level Data | Estimated using an emission factor
2018 | MI | Putnam (MI) | 1739 | 5 | IC | OP | NA | DFO |  | 815 | 0.12632 | 0.31 | EIA Prime Mover-level Data | Estimated using an emission factor
2018 | MI | Renaissance Power | 55402 | CT1 | GT | OP | CT | NG | 1,759.0 | 2895916 | 17.505 | 0.012089 | EPA/CAMD | EPA/NEI | 2002
2018 | MI | Renaissance Power | 55402 | CT2 | GT | OP | CT | NG | 1,267.0 | 2036620 | 17.505 | 0.01719 | EPA/CAMD | EPA/NEI | 2002
2018 | MI | Renaissance Power | 55402 | CT3 | GT | OP | CT | NG | 1,641.0 | 2667864 | 17.505 | 0.013123 | EPA/CAMD | EPA/NEI | 2002
2018 | MI | Renaissance Power | 55402 | CT4 | GT | OP | CT | NG | 1,567.0 | 2512364 | 17.505 | 0.013935 | EPA/CAMD | EPA/NEI | 2002
2018 | MI | Riley Generating Station | 56503 | 1 | IC | OP | NA | NG |  | 3310 | 0.00069841 | 0.000422 | EIA Prime Mover-level Data | Estimated using an emission factor
2018 | MI | Riley Generating Station | 56503 | 2 | IC | OP | NA | NG |  | 3310 | 0.00069841 | 0.000422 | EIA Prime Mover-level Data | Estimated using an emission factor
2018 | MI | Riley Generating Station | 56503 | 3 | IC | OP | NA | NG |  | 3310 | 0.00069841 | 0.000422 | EIA Prime Mover-level Data | Estimated using an emission factor
2018 | MI | Riley Generating Station | 56503 | 4 | IC | OP | NA | NG |  | 3310 | 0.00069841 | 0.000422 | EIA Prime Mover-level Data | Estimated using an emission factor
2018 | MI | Riley Generating Station | 56503 | 5 | IC | OP | NA | NG |  | 3310 | 0.00069841 | 0.000422 | EIA Prime Mover-level Data | Estimated using an emission factor
2018 | MI | River Rouge | 1740 | 1 | ST | OP | WALL | NG | 0.0 |  | 0 |  |  | EPA/NEI | 1956
2018 | MI | River Rouge | 1740 | 3 | ST | OP | WALL | SUB | 4,714.0 | 9355692 | 2.0243 | 0.00043275 | EPA/CAMD | EPA/NEI | 1958
2018 | MI | Riverview Energy Systems | 54057 | GEN1 | GT | OP | NA | LFG |  | 405369 | 4.378 | 0.0216 | EIA Prime Mover-level Data | Estimated using an emission factor
2018 | MI | Riverview Energy Systems | 54057 | GEN2 | GT | OP | NA | LFG |  | 405369 | 4.378 | 0.0216 | EIA Prime Mover-level Data | Estimated using an emission factor
2018 | MI | Rogers | 1716 | 1 | HY | OP | NA | WAT |  | 52007 |  |  | EIA Prime Mover-level Data
2018 | MI | Rogers | 1716 | 2 | HY | OP | NA | WAT |  | 52007 |  |  | EIA Prime Mover-level Data
2018 | MI | Rogers | 1716 | 3 | HY | OP | NA | WAT |  | 52007 |  |  | EIA Prime Mover-level Data
2018 | MI | Rogers | 1716 | 4 | HY | OP | NA | WAT |  | 52007 |  |  | EIA Prime Mover-level Data
2018 | MI | Saint Marys Falls | 1865 | 1 | HY | OP | NA | WAT |  | 345186 |  |  | EIA Prime Mover-level Data
2018 | MI | Saint Marys Falls | 1865 | 2 | HY | OP | NA | WAT |  | 345186 |  |  | EIA Prime Mover-level Data
2018 | MI | Saint Marys Falls | 1865 | 3 | HY | OP | NA | WAT |  | 345186 |  |  | EIA Prime Mover-level Data
2018 | MI | Saint Marys Falls | 1865 | 10 | HY | OP | NA | WAT |  | 144755 |  |  | EIA Prime Mover-level Data
2018 | MI | Saint Marys Falls | 1865 | 3A | HY | OP | NA | WAT |  | 139188 |  |  | EIA Prime Mover-level Data
2018 | MI | Sanford Dam | 50157 | 1 | HY | OP | NA | WAT |  | 35232 |  |  | EIA Prime Mover-level Data
2018 | MI | Sanford Dam | 50157 | 2 | HY | SB | NA | WAT |  | 35232 |  |  | EIA Prime Mover-level Data
2018 | MI | Sanford Dam | 50157 | 3 | HY | SB | NA | WAT |  | 35232 |  |  | EIA Prime Mover-level Data
2018 | MI | Scottville | 1879 | 4 | IC | RE | NA | DFO
2018 | MI | Scottville | 1879 | 5 | IC | RE | NA | DFO
2018 | MI | Scottville | 1879 | 6 | IC | RE | NA | DFO
2018 | MI | Secord | 50159 | 1 | HY | OP | NA | WAT |  | 40510 |  |  | EIA Prime Mover-level Data
2018 | MI | Shiras | 1843 | 3 | ST | OP | TANGENTIAL | SUB | 3,792.0 | 1806189 | 0.43614 | 0.00048293 | EPA/CAMD | EPA/NEI | 1983
2018 | MI | Sigel Wind Park | 57851 | 1 | WT | OP | NA | WND |  | 2278771 |  |  | EIA Prime Mover-level Data
2018 | MI | Sixth Street Gas Turbine | 6356 | 1 | GT | OP | NA | DFO |  | 626 | 0.0054022 | 0.017259 | EIA Prime Mover-level Data | NEI avg EF - PM, fuel type, firing type
2018 | MI | Slocum | 1741 | 1 | IC | OP | NA | DFO |  | 300 | 0.0465 | 0.31 | EIA Prime Mover-level Data | Estimated using an emission factor
2018 | MI | Slocum | 1741 | 2 | IC | OP | NA | DFO |  | 300 | 0.0465 | 0.31 | EIA Prime Mover-level Data | Estimated using an emission factor
2018 | MI | Slocum | 1741 | 3 | IC | OP | NA | DFO |  | 300 | 0.0465 | 0.31 | EIA Prime Mover-level Data | Estimated using an emission factor
2018 | MI | Slocum | 1741 | 4 | IC | OP | NA | DFO |  | 300 | 0.0465 | 0.31 | EIA Prime Mover-level Data | Estimated using an emission factor
2018 | MI | Slocum | 1741 | 5 | IC | OP | NA | DFO |  | 300 | 0.0465 | 0.31 | EIA Prime Mover-level Data | Estimated using an emission factor
2018 | MI | Smallwood | 50160 | 1 | HY | OP | NA | WAT |  | 37065 |  |  | EIA Prime Mover-level Data
2018 | MI | Southeast Berrien Generating Facility | 59574 | SBL | IC | OP | NA | LFG |  | 221839 | 1.6305 | 0.0147 | EIA Prime Mover-level Data | Estimated using an emission factor
2018 | MI | Spartan PV 1, LLC | 60945 | PV1 | PV | OP | NA | SUN |  | 125071 |  |  | EIA Prime Mover-level Data
2018 | MI | St Louis | 1852 | 1 | IC | SB | NA | DFO |  | 16 | 0.00248 | 0.31 | EIA Prime Mover-level Data | Estimated using an emission factor
2018 | MI | St Louis | 1852 | 2 | IC | SB | NA | DFO |  | 8 | 0.00124 | 0.31 | EIA Prime Mover-level Data | Estimated using an emission factor
2018 | MI | St Louis | 1852 | 3 | IC | SB | NA | DFO |  | 11 | 0.001705 | 0.31 | EIA Prime Mover-level Data | Estimated using an emission factor
2018 | MI | St Louis | 1852 | 5 | HY | OP | NA | WAT |  | 4741 |  |  | EIA Prime Mover-level Data
2018 | MI | St Louis | 1852 | 6 | HY | OP | NA | WAT |  | 4741 |  |  | EIA Prime Mover-level Data
2018 | MI | St Louis | 1852 | 7 | IC | SB | NA | DFO |  | 14 | 0.00217 | 0.31 | EIA Prime Mover-level Data | Estimated using an emission factor
2018 | MI | St Louis | 1852 | 8 | IC | OP | NA | DFO |  | 19 | 0.002945 | 0.31 | EIA Prime Mover-level Data | Estimated using an emission factor
2018 | MI | St Louis | 1852 | 9 | IC | SB | NA | DFO |  | 16 | 0.00248 | 0.31 | EIA Prime Mover-level Data | Estimated using an emission factor
2018 | MI | St. Clair | 1743 | 1 | ST | OP | WALL | RC | 8,029.0 | 7826107 | 1.6643 | 0.00042532 | EPA/CAMD | EPA/NEI | 1953
2018 | MI | St. Clair | 1743 | 2 | ST | OP | WALL | RC | 6,983.0 | 7462790 | 0.88158 | 0.00023626 | EPA/CAMD | EPA/NEI | 1953
2018 | MI | St. Clair | 1743 | 3 | ST | OP | WALL | RC | 7,480.0 | 7485175 | 1.0606 | 0.00028338 | EPA/CAMD | EPA/NEI | 1954
2018 | MI | St. Clair | 1743 | 4 | ST | OP | WALL | RC | 0.0 |  | 0 |  |  | EPA/NEI | 1954
2018 | MI | St. Clair | 1743 | 6 | ST | OP | TANGENTIAL | RC | 4,728.0 | 9293181 | 1.075 | 0.00023135 | EPA/CAMD | EPA/NEI | 1961
2018 | MI | St. Clair | 1743 | 7 | ST | OP | TANGENTIAL | RC | 6,538.0 | 17491335 | 6.3691 | 0.00072826 | EPA/CAMD | EPA/NEI | 1969
2018 | MI | State St Generating | 7970 | 1 | IC | RE | NA | DFO
2018 | MI | State St Generating | 7970 | 2 | IC | RE | NA | DFO
2018 | MI | State St Generating | 7970 | 3 | IC | RE | NA | DFO
2018 | MI | State St Generating | 7970 | 4 | IC | RE | NA | DFO
2018 | MI | State St Generating | 7970 | 5 | IC | RE | NA | DFO
2018 | MI | State St Generating | 7970 | 6 | IC | RE | NA | DFO
2018 | MI | State St Generating | 7970 | 7 | IC | RE | NA | DFO
2018 | MI | State St Generating | 7970 | 8 | IC | RE | NA | DFO
2018 | MI | State St Generating | 7970 | 9 | IC | RE | NA | DFO
2018 | MI | Stoney Corners Wind Farm | 57131 | SCWF1 | WT | OP | NA | WND |  | 1236582 |  |  | EIA Prime Mover-level Data
2018 | MI | Straits | 1718 | 1 | GT | RE | NA | NG |  | 3649 | 0.010004 | 0.0054834 | EIA Prime Mover-level Data | NEI avg EF - PM, fuel type, firing type
2018 | MI | Sturgis City Diesel Plant | 1855 | 1 | IC | RE | NA | DFO
2018 | MI | Sturgis City Diesel Plant | 1855 | 2 | IC | RE | NA | DFO
2018 | MI | Sturgis City Diesel Plant | 1855 | 4 | IC | RE | NA | DFO
2018 | MI | Sturgis City Diesel Plant | 1855 | 5 | IC | RE | NA | DFO
2018 | MI | Sturgis City Diesel Plant | 1855 | 6 | IC | OP | NA | DFO |  | 1365 | 0.21157 | 0.31 | EIA Prime Mover-level Data | Estimated using an emission factor
2018 | MI | Summit Lake Wind Energy Project | 61812 | 1 | WT | IP | NA | WND
2018 | MI | Sumpter Energy Associates | 54536 | 0201 | IC | OP | NA | LFG |  | 6065 | 0.044578 | 0.0147 | EIA Prime Mover-level Data | Estimated using an emission factor
2018 | MI | Sumpter Energy Associates | 54536 | 0202 | IC | OP | NA | LFG |  | 6065 | 0.044578 | 0.0147 | EIA Prime Mover-level Data | Estimated using an emission factor
2018 | MI | Sumpter Energy Associates | 54536 | 0203 | IC | OP | NA | LFG |  | 6065 | 0.044578 | 0.0147 | EIA Prime Mover-level Data | Estimated using an emission factor
2018 | MI | Sumpter Energy Associates | 54536 | 0204 | IC | OP | NA | LFG |  | 6065 | 0.044578 | 0.0147 | EIA Prime Mover-level Data | Estimated using an emission factor
2018 | MI | Sumpter Energy Associates | 54536 | 0205 | IC | OP | NA | LFG |  | 6065 | 0.044578 | 0.0147 | EIA Prime Mover-level Data | Estimated using an emission factor
2018 | MI | Sumpter Energy Associates | 54536 | 0386 | IC | OP | NA | LFG |  | 6065 | 0.044578 | 0.0147 | EIA Prime Mover-level Data | Estimated using an emission factor
2018 | MI | Sumpter Energy Associates | 54536 | 0388 | IC | OP | NA | LFG |  | 6065 | 0.044578 | 0.0147 | EIA Prime Mover-level Data | Estimated using an emission factor
2018 | MI | Sumpter Energy Associates | 54536 | 0389 | IC | OP | NA | LFG |  | 6065 | 0.044578 | 0.0147 | EIA Prime Mover-level Data | Estimated using an emission factor
2018 | MI | Sumpter Energy Associates | 54536 | 0392 | IC | OP | NA | LFG |  | 6065 | 0.044578 | 0.0147 | EIA Prime Mover-level Data | Estimated using an emission factor
2018 | MI | Sumpter Energy Associates | 54536 | 0435 | IC | OP | NA | LFG |  | 6065 | 0.044578 | 0.0147 | EIA Prime Mover-level Data | Estimated using an emission factor
2018 | MI | Sumpter Energy Associates | 54536 | 0437 | IC | OP | NA | LFG |  | 6065 | 0.044578 | 0.0147 | EIA Prime Mover-level Data | Estimated using an emission factor
2018 | MI | Sumpter Energy Associates | 54536 | 0440 | IC | OP | NA | LFG |  | 6065 | 0.044578 | 0.0147 | EIA Prime Mover-level Data | Estimated using an emission factor
2018 | MI | Sumpter Energy Associates | 54536 | 0447 | IC | OP | NA | LFG |  | 6065 | 0.044578 | 0.0147 | EIA Prime Mover-level Data | Estimated using an emission factor
2018 | MI | Sumpter Energy Associates | 54536 | 0464 | IC | OP | NA | LFG |  | 6065 | 0.044578 | 0.0147 | EIA Prime Mover-level Data | Estimated using an emission factor
2018 | MI | Sumpter Energy Associates | 54536 | 0467 | IC | OP | NA | LFG |  | 6065 | 0.044578 | 0.0147 | EIA Prime Mover-level Data | Estimated using an emission factor
2018 | MI | Sumpter Plant | 7972 | 1 | GT | OP | CT | NG | 1,797.0 | 1348398 | 4.3515 | 0.0064543 | EPA/CAMD | EPA/NEI | 2002
2018 | MI | Sumpter Plant | 7972 | 2 | GT | OP | CT | NG | 1,592.0 | 1200319 | 3.8745 | 0.0064558 | EPA/CAMD | EPA/NEI | 2002
2018 | MI | Sumpter Plant | 7972 | 3 | GT | OP | CT | NG | 1,700.0 | 1282286 | 4.136 | 0.006451 | EPA/CAMD | EPA/NEI | 2002
2018 | MI | Sumpter Plant | 7972 | 4 | GT | OP | CT | NG | 1,697.0 | 1270335 | 4.1015 | 0.0064574 | EPA/CAMD | EPA/NEI | 2002
2018 | MI | Superior | 1744 | 1 | GT | OP | NA | DFO |  | 641 | 0.0055316 | 0.017259 | EIA Prime Mover-level Data | NEI avg EF - PM, fuel type, firing type
2018 | MI | Superior | 1744 | 2 | GT | OP | NA | DFO |  | 641 | 0.0055316 | 0.017259 | EIA Prime Mover-level Data | NEI avg EF - PM, fuel type, firing type
2018 | MI | Superior | 1744 | 3 | GT | OP | NA | DFO |  | 641 | 0.0055316 | 0.017259 | EIA Prime Mover-level Data | NEI avg EF - PM, fuel type, firing type
2018 | MI | Superior | 1744 | 4 | GT | OP | NA | DFO |  | 641 | 0.0055316 | 0.017259 | EIA Prime Mover-level Data | NEI avg EF - PM, fuel type, firing type
2018 | MI | Superior Falls | 1757 | 1 | HY | OP | NA | WAT |  | 56759 |  |  | EIA Prime Mover-level Data
2018 | MI | Superior Falls | 1757 | 2 | HY | OP | NA | WAT |  | 56759 |  |  | EIA Prime Mover-level Data
2018 | MI | T B Simon Power Plant | 10328 | UNIT1 | ST | OP | WALL | NG | 2,972.0 | 1462034 | 5.6 | 0.0076606 | EIA non-ozone season distributed and EPA/CAMD ozone season | EPA/NEI | 1965
2018 | MI | T B Simon Power Plant | 10328 | UNIT2 | ST | OP | WALL | NG | 2,406.0 | 1099634 | 5.225 | 0.0095032 | EIA non-ozone season distributed and EPA/CAMD ozone season | EPA/NEI | 1965
2018 | MI | T B Simon Power Plant | 10328 | UNIT3 | ST | OP | WALL | NG | 2,940.0 | 1820815 | 7.025 | 0.0077163 | EIA non-ozone season distributed and EPA/CAMD ozone season | EPA/NEI | 1973
2018 | MI | T B Simon Power Plant | 10328 | UNIT4 | ST | OP | FLUIDIZED | NG | 3,440.0 | 1632069 | 4.108 | 0.0050341 | EIA non-ozone season distributed and EPA/CAMD ozone season | EPA/NEI | 1994
2018 | MI | TES Filer City Station | 50835 | 1 | ST | OP | STOKER | BIT | 8,530.0 | 3410670 | 40.9 | 0.023984 | EPA/CAMD | EPA/NEI | 1990
2018 | MI | TES Filer City Station | 50835 | 2 | ST | OP | STOKER | BIT | 8,472.0 | 3441611 | 40.9 | 0.023768 | EPA/CAMD | EPA/NEI | 1990
2018 | MI | The Andersons Albion Ethanol LLC | 58330 | 9611 | ST | OP | NA | NG |  | 980351 | 3.9471 | 0.0080524 | EIA Prime Mover-level Data | NEI avg EF - PM, fuel type
2018 | MI | The Andersons Albion Ethanol LLC | 58330 | CHP-1 | GT | OP | NA | NG |  | 680211 | 1.8649 | 0.0054834 | EIA Prime Mover-level Data | NEI avg EF - PM, fuel type, firing type
2018 | MI | Thetford | 1719 | 2 | GT | OP | CT | NG | 14.0 | 7700 | 0.0758 | 0.019688 | EPA/CAMD | EPA/NEI | 1970
2018 | MI | Thetford | 1719 | 3 | GT | OP | CT | NG | 0.0 |  | 0.0758 |  |  | EPA/NEI | 1970
2018 | MI | Thetford | 1719 | 4 | GT | OP | CT | NG | 29.0 | 15950 | 0.0758 | 0.0095047 | EPA/CAMD | EPA/NEI | 1970
2018 | MI | Tower | 1873 | 2 | IC | RE | NA | DFO
2018 | MI | Tower | 1873 | 3 | IC | RE | NA | DFO
2018 | MI | Tower | 1873 | GT4 | GT | OP | NA | DFO |  | 611 | 0.0052727 | 0.017259 | EIA Prime Mover-level Data | NEI avg EF - PM, fuel type, firing type
2018 | MI | Tower | 1873 | IC1 | IC | RE | NA | DFO
2018 | MI | Trenton Channel | 1745 | 9A | ST | OP | TANGENTIAL | SUB | 4,156.0 | 12412806 | 10.3686 | 0.0016706 | EPA/CAMD | EPA/NEI | 1967
2018 | MI | Turrill Solar Farm | 60347 | 1 | PV | OP | NA | SUN |  | 242867 |  |  | EIA Prime Mover-level Data
2018 | MI | Tuscola Bay Wind | 58351 | GE16 | WT | OP | NA | WND |  | 3153077 |  |  | EIA Prime Mover-level Data
2018 | MI | Tuscola Wind II LLC | 58587 | 1 | WT | OP | NA | WND |  | 2700880 |  |  | EIA Prime Mover-level Data
2018 | MI | Twin Falls (MI) | 1784 | 1 | HY | RE | NA | WAT
2018 | MI | Twin Falls (MI) | 1784 | 2 | HY | RE | NA | WAT
2018 | MI | Twin Falls (MI) | 1784 | 3 | HY | RE | NA | WAT
2018 | MI | Twin Falls (MI) | 1784 | 4 | HY | RE | NA | WAT
2018 | MI | Twin Falls (MI) | 1784 | 5 | HY | RE | NA | WAT
2018 | MI | Ubly | 1875 | 1 | IC | OP | NA | DFO |  | 13 | 0.002015 | 0.31 | EIA Prime Mover-level Data | Estimated using an emission factor
2018 | MI | Ubly | 1875 | 2 | IC | OP | NA | DFO |  | 16 | 0.00248 | 0.31 | EIA Prime Mover-level Data | Estimated using an emission factor
2018 | MI | Ubly | 1875 | 3 | IC | OP | NA | DFO |  | 16 | 0.00248 | 0.31 | EIA Prime Mover-level Data | Estimated using an emission factor
2018 | MI | Ubly | 1875 | 4 | IC | OP | NA | DFO |  | 20 | 0.0031 | 0.31 | EIA Prime Mover-level Data | Estimated using an emission factor
2018 | MI | Ubly | 1875 | 5 | IC | OP | NA | DFO |  | 34 | 0.00527 | 0.31 | EIA Prime Mover-level Data | Estimated using an emission factor
2018 | MI | Ubly | 1875 | 6 | IC | OP | NA | DFO |  | 34 | 0.00527 | 0.31 | EIA Prime Mover-level Data | Estimated using an emission factor
2018 | MI | Ubly | 1875 | 7 | IC | OP | NA | DFO |  | 56 | 0.00868 | 0.31 | EIA Prime Mover-level Data | Estimated using an emission factor
2018 | MI | Ubly | 1875 | 8 | IC | OP | NA | DFO |  | 56 | 0.00868 | 0.31 | EIA Prime Mover-level Data | Estimated using an emission factor
2018 | MI | Ubly | 1875 | 9 | IC | OP | NA | DFO |  | 34 | 0.00527 | 0.31 | EIA Prime Mover-level Data | Estimated using an emission factor
2018 | MI | University of Michigan | 50431 | 1 | CA | OP | NA | DFO |  | 0 | 0 |  | EIA Unit-level Data | Estimated using an emission factor
2018 | MI | University of Michigan | 50431 | 2 | CA | OP | NA | NG |  | 230765 | 0.048691 | 0.000422 | EIA Unit-level Data | Estimated using an emission factor
2018 | MI | University of Michigan | 50431 | 3 | CA | OP | NA | NG |  | 565141 | 0.11924 | 0.000422 | EIA Unit-level Data | Estimated using an emission factor
2018 | MI | University of Michigan | 50431 | 4 | CA | OP | NA | NG |  | 522673 | 0.11028 | 0.000422 | EIA Unit-level Data | Estimated using an emission factor
2018 | MI | University of Michigan | 50431 | 6 | CA | OP | NA | NG |  | 839079 | 0.17705 | 0.000422 | EIA Unit-level Data | Estimated using an emission factor
2018 | MI | University of Michigan | 50431 | 7 | CA | OP | NA | NG |  | 343034 | 0.07238 | 0.000422 | EIA Unit-level Data | Estimated using an emission factor
2018 | MI | University of Michigan | 50431 | 8 | CA | OP | NA | NG |  | 312683 | 0.065976 | 0.000422 | EIA Unit-level Data | Estimated using an emission factor
2018 | MI | University of Michigan | 50431 | TG10 | CT |  | NA | NG |  | 375413 | 1.0805 | 0.0057564 | EIA Unit-level Data | NEI avg EF - PM, fuel type
2018 | MI | University of Michigan | 50431 | TG2 | ST | RE | NA | NG
2018 | MI | University of Michigan | 50431 | TG9 | CT |  | NA | NG |  | 379137 | 1.0912 | 0.0057564 | EIA Unit-level Data | NEI avg EF - PM, fuel type
2018 | MI | Venice Resources Gas Recovery | 54539 | GEN1 | IC | OP | NA | LFG |  | 79244 | 0.58244 | 0.0147 | EIA Prime Mover-level Data | Estimated using an emission factor
2018 | MI | Venice Resources Gas Recovery | 54539 | GEN2 | IC | OP | NA | LFG |  | 79244 | 0.58244 | 0.0147 | EIA Prime Mover-level Data | Estimated using an emission factor
2018 | MI | Verso Paper Quinnesec Mich Mill | 50251 | PB | ST | OP | NA | NG |  | 344240 | 1.386 | 0.0080524 | EIA Unit-level Data | NEI avg EF - PM, fuel type
2018 | MI | Verso Paper Quinnesec Mich Mill | 50251 | RB | ST | OP | NA | BLQ |  | 7883743 | 0.24518 | 6.22e-05 | EIA Unit-level Data | Estimated using an emission factor
2018 | MI | Verso Paper Quinnesec Mich Mill | 50251 | WTB | ST | OP | NA | WDS |  | 3600238 | 41.0647 | 0.022812 | EIA Unit-level Data | NEI avg EF - PM, fuel type
2018 | MI | Vestaburg | 1881 | 2 | IC | RE | NA | DFO
2018 | MI | Vestaburg | 1881 | 4 | IC | RE | NA | DFO
2018 | MI | Vestaburg | 1881 | 5 | IC | RE | NA | DFO
2018 | MI | Vestaburg | 1881 | 6 | IC | RE | NA | DFO
2018 | MI | Vestaburg | 1881 | 7 | IC | RE | NA | DFO
2018 | MI | Vestaburg | 1881 | 8 | GT | OP | NA | NG |  | 15012 | 0.041158 | 0.0054834 | EIA Prime Mover-level Data | NEI avg EF - PM, fuel type, firing type
2018 | MI | Victoria Dam | 1774 | 1 | HY | OP | NA | WAT |  | 291326 |  |  | EIA Prime Mover-level Data
2018 | MI | Victoria Dam | 1774 | 2 | HY | OP | NA | WAT |  | 291326 |  |  | EIA Prime Mover-level Data
2018 | MI | Viking Energy of Lincoln | 50772 | B1 | ST | OP | NA | WDS |  | 1709955 | 19.5039 | 0.022812 | EIA Unit-level Data | NEI avg EF - PM, fuel type
2018 | MI | Viking Energy of McBain | 50770 | B1 | ST | OP | NA | WDS |  | 1635627 | 18.6561 | 0.022812 | EIA Unit-level Data | NEI avg EF - PM, fuel type
2018 | MI | Warner Lambert | 54604 | 0550 | IC | SB | NA | DFO |  | 83 | 0.012865 | 0.31 | EIA Prime Mover-level Data | Estimated using an emission factor
2018 | MI | Warner Lambert | 54604 | 5164 | GT | OP | NA | NG |  | 349622 | 0.95856 | 0.0054834 | EIA Prime Mover-level Data | NEI avg EF - PM, fuel type, firing type
2018 | MI | Warner Lambert | 54604 | 016E | IC | SB | NA | DFO |  | 56 | 0.00868 | 0.31 | EIA Prime Mover-level Data | Estimated using an emission factor
2018 | MI | Warner Lambert | 54604 | 085-1 | IC | SB | NA | DFO |  | 128 | 0.01984 | 0.31 | EIA Prime Mover-level Data | Estimated using an emission factor
2018 | MI | Warner Lambert | 54604 | 085-2 | IC | SB | NA | DFO |  | 128 | 0.01984 | 0.31 | EIA Prime Mover-level Data | Estimated using an emission factor
2018 | MI | Warner Lambert | 54604 | 800-1 | IC | SB | NA | DFO |  | 128 | 0.01984 | 0.31 | EIA Prime Mover-level Data | Estimated using an emission factor
2018 | MI | Waste Management Northern Oaks LFGTE | 57024 | GEN1 | IC | OP | NA | LFG |  | 96543 | 0.70959 | 0.0147 | EIA Prime Mover-level Data | Estimated using an emission factor
2018 | MI | Water Street Station | 7398 | GEN1 | IC | OP | NA | NG |  | 3497 | 0.00073787 | 0.000422 | EIA Prime Mover-level Data | Estimated using an emission factor
2018 | MI | Water Street Station | 7398 | GEN2 | IC | OP | NA | NG |  | 4233 | 0.00089316 | 0.000422 | EIA Prime Mover-level Data | Estimated using an emission factor
2018 | MI | Watervliet | 58546 | GEN1 | IC | OP | NA | LFG |  | 143947 | 1.058 | 0.0147 | EIA Prime Mover-level Data | Estimated using an emission factor
2018 | MI | Watervliet | 58546 | GEN2 | IC | OP | NA | LFG |  | 143947 | 1.058 | 0.0147 | EIA Prime Mover-level Data | Estimated using an emission factor
2018 | MI | Watervliet PV | 59853 | WVPV1 | PV | OP | NA | SUN |  | 67180 |  |  | EIA Prime Mover-level Data
2018 | MI | Way Dam | 1785 | 1 | HY | OP | NA | WAT |  | 65832 |  |  | EIA Prime Mover-level Data
2018 | MI | Webber | 1722 | 1 | HY | OP | NA | WAT |  | 61830 |  |  | EIA Prime Mover-level Data
2018 | MI | Webber | 1722 | 2 | HY | OP | NA | WAT |  | 18737 |  |  | EIA Prime Mover-level Data
2018 | MI | Western Michigan Solar Gardens | 60117 | 1 | PV | OP | NA | SUN |  | 13459 |  |  | EIA Prime Mover-level Data
2018 | MI | Western Michigan University Power Plant | 58161 | EG-1 | IC | OP | NA | NG |  | 8118 | 0.0017129 | 0.000422 | EIA Prime Mover-level Data | Estimated using an emission factor
2018 | MI | Western Michigan University Power Plant | 58161 | GTG-7 | CT |  | NA | NG |  | 423857 | 1.22 | 0.0057564 | EIA Unit-level Data | NEI avg EF - PM, fuel type
2018 | MI | Western Michigan University Power Plant | 58161 | GTG-8 | CT |  | NA | NG |  | 477995 | 1.3758 | 0.0057564 | EIA Unit-level Data | NEI avg EF - PM, fuel type
2018 | MI | Western Michigan University Power Plant | 58161 | STG-1 | CA | OP | NA | NG |  | 0 | 0 |  | EIA Prime Mover-level Data | Estimated using an emission factor
2018 | MI | White Pine Electric Power | 10148 | GEN1 | ST | RE | NA | NG
2018 | MI | White Pine Electric Power | 10148 | GEN2 | ST | RE | NA | NG
2018 | MI | White Pine Electric Power | 10148 | GEN3 | ST | OS | NA | NG
2018 | MI | White Rapids | 1786 | 1 | HY | OP | NA | WAT |  | 118836 |  |  | EIA Prime Mover-level Data
2018 | MI | White Rapids | 1786 | 2 | HY | OP | NA | WAT |  | 118836 |  |  | EIA Prime Mover-level Data
2018 | MI | White Rapids | 1786 | 3 | HY | OP | NA | WAT |  | 118836 |  |  | EIA Prime Mover-level Data
2018 | MI | William Beaumont Hospital | 50937 | GENA | IC | SB | NA | DFO
2018 | MI | William Beaumont Hospital | 50937 | GENB | IC | SB | NA | DFO
2018 | MI | Wilmot | 1746 | 1 | IC | OP | NA | DFO |  | 831 | 0.12881 | 0.31 | EIA Prime Mover-level Data | Estimated using an emission factor
2018 | MI | Wilmot | 1746 | 2 | IC | OP | NA | DFO |  | 831 | 0.12881 | 0.31 | EIA Prime Mover-level Data | Estimated using an emission factor
2018 | MI | Wilmot | 1746 | 3 | IC | OP | NA | DFO |  | 831 | 0.12881 | 0.31 | EIA Prime Mover-level Data | Estimated using an emission factor
2018 | MI | Wilmot | 1746 | 4 | IC | OP | NA | DFO |  | 831 | 0.12881 | 0.31 | EIA Prime Mover-level Data | Estimated using an emission factor
2018 | MI | Wilmot | 1746 | 5 | IC | OP | NA | DFO |  | 831 | 0.12881 | 0.31 | EIA Prime Mover-level Data | Estimated using an emission factor
2018 | MI | Wood Road | 54549 | 1-1 | IC | OP | NA | LFG |  | 69808 | 0.51309 | 0.0147 | EIA Prime Mover-level Data | Estimated using an emission factor
2018 | MI | Wood Road | 54549 | 1-2 | IC | OP | NA | LFG |  | 69808 | 0.51309 | 0.0147 | EIA Prime Mover-level Data | Estimated using an emission factor
2018 | MI | Wood Road | 54549 | 1-3 | IC | OP | NA | LFG |  | 69808 | 0.51309 | 0.0147 | EIA Prime Mover-level Data | Estimated using an emission factor
2018 | MI | Wood Road | 54549 | 1-4 | IC | OP | NA | LFG |  | 69808 | 0.51309 | 0.0147 | EIA Prime Mover-level Data | Estimated using an emission factor
2018 | MI | Wood Road | 54549 | 1-5 | IC | OP | NA | LFG |  | 139616 | 1.0262 | 0.0147 | EIA Prime Mover-level Data | Estimated using an emission factor
2018 | MI | Wood Road | 54549 | 1-6 | IC | OP | NA | LFG |  | 139616 | 1.0262 | 0.0147 | EIA Prime Mover-level Data | Estimated using an emission factor
2018 | MI | Wood Road | 54549 | 1-7 | IC | OP | NA | LFG |  | 139616 | 1.0262 | 0.0147 | EIA Prime Mover-level Data | Estimated using an emission factor
2018 | MI | Wyandotte | 1866 | 5 | ST | OP | STOKER | NG | 4,410.0 | 127349 | 0.551 | 0.0086534 | EPA/CAMD | EPA/NEI | 1958
2018 | MI | Wyandotte | 1866 | 7 | ST | OP | WALL | NG | 623.0 | 67910 | 0.2554 | 0.0075217 | EPA/CAMD | EPA/NEI | 1982
2018 | MI | Zeeland | 1867 | 1 | IC | OP | NA | NG |  | 586 | 0.00012365 | 0.000422 | EIA Prime Mover-level Data | Estimated using an emission factor
2018 | MI | Zeeland | 1867 | 2 | IC | OP | NA | NG |  | 460 | 9.706e-05 | 0.000422 | EIA Prime Mover-level Data | Estimated using an emission factor
2018 | MI | Zeeland | 1867 | 7 | IC | OP | NA | NG |  | 837 | 0.00017661 | 0.000422 | EIA Prime Mover-level Data | Estimated using an emission factor
2018 | MI | Zeeland | 1867 | 8 | IC | OP | NA | NG |  | 711 | 0.00015002 | 0.000422 | EIA Prime Mover-level Data | Estimated using an emission factor
2018 | MI | Zeeland | 1867 | 9 | IC | OP | NA | NG |  | 1883 | 0.00039731 | 0.000422 | EIA Prime Mover-level Data | Estimated using an emission factor
2018 | MI | Zeeland | 1867 | 10 | IC | OP | NA | NG |  | 2343 | 0.00049437 | 0.000422 | EIA Prime Mover-level Data | Estimated using an emission factor
2018 | MI | Zeeland | 1867 | 11 | IC | OP | NA | NG |  | 2511 | 0.00052982 | 0.000422 | EIA Prime Mover-level Data | Estimated using an emission factor
2018 | MI | Zeeland Farm Services | 58704 | CAT-1 | IC | OP | NA | OBG |  | 58356 | 0.42892 | 0.0147 | EIA Prime Mover-level Data | Estimated using an emission factor
2018 | MI | Zeeland Farm Services | 58704 | CAT-2 | IC | OP | NA | OBG |  | 58356 | 0.42892 | 0.0147 | EIA Prime Mover-level Data | Estimated using an emission factor
2018 | MI | Zeeland Generating Station | 55087 | CC1 | GT | OP | CT | NG | 1,818.0 | 2417246 | 30.28 | 0.025053 | EPA/CAMD | EPA/NEI | 2001
2018 | MI | Zeeland Generating Station | 55087 | CC2 | GT | OP | CT | NG | 1,522.0 | 1940244 | 30.28 | 0.031213 | EPA/CAMD | EPA/NEI | 2001
2018 | MI | Zeeland Generating Station | 55087 | CC3 | CT | OP | CC | NG | 5,979.0 | 10291600 | 30.28 | 0.0058844 | EPA/CAMD | EPA/NEI | 2002
2018 | MI | Zeeland Generating Station | 55087 | CC4 | CT | OP | CC | NG | 6,007.0 | 10731955 | 30.28 | 0.005643 | EPA/CAMD | EPA/NEI | 2002
2018 | MN | 4710 Hosting | 62162 | 4710 | IC | SB | NA | DFO |  | 107 | 0.016585 | 0.31 | EIA Prime Mover-level Data | Estimated using an emission factor
2018 | MN | Adams Wind Farm | 56307 | 1 | WT | OP | NA | WND |  | 251422 |  |  | EIA Prime Mover-level Data
2018 | MN | Adams Wind Farm | 56307 | 2 | WT | OP | NA | WND |  | 179587 |  |  | EIA Prime Mover-level Data
2018 | MN | Adams Wind Generations LLC | 57375 | AWG | WT | OP | NA | WND |  | 476735 |  |  | EIA Prime Mover-level Data
2018 | MN | Adrian | 1956 | 3 | IC | RE | NA | DFO
2018 | MN | Adrian | 1956 | 4 | IC | RE | NA | DFO
2018 | MN | Adrian | 1956 | 5 | IC | OP | NA | DFO |  | 140 | 0.0217 | 0.31 | EIA Prime Mover-level Data | Estimated using an emission factor
2018 | MN | Agassiz Beach LLC | 55576 | AB30 | WT | OP | NA | WND |  | 39710 |  |  | EIA Prime Mover-level Data
2018 | MN | Albany Solar | 60519 | PV1 | PV | OP | NA | SUN |  | 175175 |  |  | EIA Prime Mover-level Data
2018 | MN | Alexandria | 1958 | IC1 | IC | SB | NA | DFO |  | 90 | 0.01395 | 0.31 | EIA Prime Mover-level Data | Estimated using an emission factor
2018 | MN | Alexandria | 1958 | IC2 | IC | SB | NA | DFO |  | 299 | 0.046345 | 0.31 | EIA Prime Mover-level Data | Estimated using an emission factor
2018 | MN | Alexandria | 1958 | IC3 | IC | SB | NA | DFO |  | 299 | 0.046345 | 0.31 | EIA Prime Mover-level Data | Estimated using an emission factor
2018 | MN | Allen S King | 1915 | 1 | ST | OP | CYCLONE | SUB | 6,324.0 | 28256872 | 310.2605 | 0.02196 | EPA/CAMD | EPA/NEI | 1968
2018 | MN | Alliant Techsystems | 7376 | 1 | IC | RE | NA | DFO
2018 | MN | Altair Community Solar Garden | 61645 | ALTA | PV | U | NA | SUN
2018 | MN | American Crystal Sugar Crookston | 54212 | G1 | ST | OP | NA | SUB
2018 | MN | American Crystal Sugar Crookston | 54212 | G2 | ST | OP | NA | SUB
2018 | MN | American Crystal Sugar East Grand Forks | 54214 | G1 | ST | OP | NA | SUB
2018 | MN | American Crystal Sugar East Grand Forks | 54214 | G2 | ST | OP | NA | SUB
2018 | MN | American Crystal Sugar Moorhead | 54211 | G1 | ST | OP | NA | SUB
2018 | MN | American Crystal Sugar Moorhead | 54211 | G2 | ST | OP | NA | SUB
2018 | MN | Andromeda Community Solar | 61181 | OACS1 | PV | OP | NA | SUN |  | 16061 |  |  | EIA Prime Mover-level Data
2018 | MN | Andromeda Community Solar | 61181 | OACS2 | PV | OP | NA | SUN |  | 16061 |  |  | EIA Prime Mover-level Data
2018 | MN | Andromeda Community Solar | 61181 | OACS3 | PV | OP | NA | SUN |  | 16061 |  |  | EIA Prime Mover-level Data
2018 | MN | Andromeda Community Solar | 61181 | OACS4 | PV | OP | NA | SUN |  | 16061 |  |  | EIA Prime Mover-level Data
2018 | MN | Andromeda Community Solar | 61181 | OACS5 | PV | OP | NA | SUN |  | 16061 |  |  | EIA Prime Mover-level Data
2018 | MN | Annandale Solar | 60520 | PV1 | PV | OP | NA | SUN |  | 107172 |  |  | EIA Prime Mover-level Data
2018 | MN | Anoka BESS | 62908 | BA | BA | OP | NA | MWH
2018 | MN | Anoka County MN CONX | 62061 | PV1 | PV | OP | NA | SUN
2018 | MN | Antares Community Solar | 61176 | FACS1 | PV | OP | NA | SUN |  | 6663 |  |  | EIA Prime Mover-level Data
2018 | MN | Antares Community Solar | 61176 | FACS2 | PV | OP | NA | SUN |  | 6663 |  |  | EIA Prime Mover-level Data
2018 | MN | Antares Community Solar | 61176 | FACS3 | PV | OP | NA | SUN |  | 6663 |  |  | EIA Prime Mover-level Data
2018 | MN | Antlia Community Solar | 60937 | IACS1 | PV | OP | NA | SUN |  | 16485 |  |  | EIA Prime Mover-level Data
2018 | MN | Antlia Community Solar | 60937 | IACS2 | PV | OP | NA | SUN |  | 16485 |  |  | EIA Prime Mover-level Data
2018 | MN | Aquarius Community Solar | 61710 | AQUA | PV | U | NA | SUN
2018 | MN | Aquila Community Solar | 61704 | AQUI | PV | U | NA | SUN
2018 | MN | Archer Daniels Midland Mankato | 10863 | GEN1 | ST | OP | NA | SUB |  | 1023752 | 8.7962 | 0.017184 | EIA Prime Mover-level Data | NEI avg EF - PM, fuel type
2018 | MN | Archer Daniels Midland Mankato | 10863 | GEN2 | ST | RE | NA | NG
2018 | MN | Arcturus Community Solar | 61705 | ARCT | PV | OP | NA | SUN |  | 109 |  |  | EIA Prime Mover-level Data
2018 | MN | Argo Navis Community Solar | 61183 | UACS1 | PV | OP | NA | SUN |  | 6383 |  |  | EIA Prime Mover-level Data
2018 | MN | Argo Navis Community Solar | 61183 | UACS2 | PV | OP | NA | SUN |  | 6383 |  |  | EIA Prime Mover-level Data
2018 | MN | Argo Navis Community Solar | 61183 | UACS3 | PV | OP | NA | SUN |  | 6383 |  |  | EIA Prime Mover-level Data
2018 | MN | Aries Community Solar | 60938 | AACS1 | PV | OP | NA | SUN |  | 12911 |  |  | EIA Prime Mover-level Data
2018 | MN | Aries Community Solar | 60938 | AACS2 | PV | OP | NA | SUN |  | 12911 |  |  | EIA Prime Mover-level Data
2018 | MN | Aries Community Solar | 60938 | AACS3 | PV | OP | NA | SUN |  | 12911 |  |  | EIA Prime Mover-level Data
2018 | MN | Aries Community Solar | 60938 | AACS4 | PV | OP | NA | SUN |  | 12911 |  |  | EIA Prime Mover-level Data
2018 | MN | Armstrong Solar | 61138 | 0000A | PV | OP | NA | SUN |  | 30509 |  |  | EIA Prime Mover-level Data
2018 | MN | Athens BESS | 62937 | BA | BA | OP | NA | MWH
2018 | MN | Athens MN CONX | 62062 | PV1 | PV | OP | NA | SUN
2018 | MN | Atwater Solar | 60521 | PV1 | PV | OP | NA | SUN |  | 70828 |  |  | EIA Prime Mover-level Data
2018 | MN | Auriga Community Solar | 61706 | AURI | PV | OP | NA | SUN |  | 91 |  |  | EIA Prime Mover-level Data
2018 | MN | Autumn Hills LLC | 55566 | AH30 | WT | OP | NA | WND |  | 35087 |  |  | EIA Prime Mover-level Data
2018 | MN | B&K Energy Systems LLC | 56210 | 1 | WT | OP | NA | WND |  | 46466 |  |  | EIA Prime Mover-level Data
2018 | MN | B.R. Corcoran CSG | 61453 | 42278 | PV | OP | NA | SUN |  | 14321 |  |  | EIA Prime Mover-level Data
2018 | MN | B.R. Corcoran CSG | 61453 | 42279 | PV | OP | NA | SUN |  | 14321 |  |  | EIA Prime Mover-level Data
2018 | MN | B.R. Corcoran CSG | 61453 | 42280 | PV | OP | NA | SUN |  | 14321 |  |  | EIA Prime Mover-level Data
2018 | MN | B.R. Corcoran CSG | 61453 | 42281 | PV | OP | NA | SUN |  | 14321 |  |  | EIA Prime Mover-level Data
2018 | MN | B.R. Corcoran CSG | 61453 | 42282 | PV | OP | NA | SUN |  | 14321 |  |  | EIA Prime Mover-level Data
2018 | MN | B.R. Sartell CSG | 61454 | 42286 | PV | OP | NA | SUN |  | 11091 |  |  | EIA Prime Mover-level Data
2018 | MN | B.R. Sartell CSG | 61454 | 42287 | PV | OP | NA | SUN |  | 11091 |  |  | EIA Prime Mover-level Data
2018 | MN | B.R. Sartell CSG | 61454 | 42288 | PV | OP | NA | SUN |  | 11091 |  |  | EIA Prime Mover-level Data
2018 | MN | B.R. Sauk Rapids CSG | 61455 | 42292 | PV | OP | NA | SUN |  | 14645 |  |  | EIA Prime Mover-level Data
2018 | MN | B.R. Sauk Rapids CSG | 61455 | 42294 | PV | OP | NA | SUN |  | 14645 |  |  | EIA Prime Mover-level Data
2018 | MN | B.R. Sauk Rapids CSG | 61455 | 42295 | PV | OP | NA | SUN |  | 14645 |  |  | EIA Prime Mover-level Data
2018 | MN | B.R. Sauk Rapids CSG | 61455 | 42296 | PV | OP | NA | SUN |  | 14645 |  |  | EIA Prime Mover-level Data
2018 | MN | B.R. Sauk Rapids CSG | 61455 | 42297 | PV | OP | NA | SUN |  | 14645 |  |  | EIA Prime Mover-level Data
2018 | MN | Barone CSG | 62138 | SO328 | PV | OP | NA | SUN |  | 1440 |  |  | EIA Prime Mover-level Data
2018 | MN | BC Energy LLC | 56624 | 1 | WT | OP | NA | WND |  | 104263 |  |  | EIA Prime Mover-level Data
2018 | MN | Becker Solar 2 CSG | 62084 | BCKR2 | PV | V | NA | SUN
2018 | MN | Becker Solar 3 CSG | 62085 | BCKR3 | PV | V | NA | SUN
2018 | MN | Becker Solar 4 CSG | 62086 | BCKR4 | PV | V | NA | SUN
2018 | MN | Becker Solar 5 CSG | 62087 | BCKR5 | PV | V | NA | SUN
2018 | MN | Becker Solar CSG | 62040 | BCKR1 | PV | V | NA | SUN
2018 | MN | Benson City of | 1964 | 5 | IC | RE | NA | DFO
2018 | MN | Benson City of | 1964 | 6 | IC | RE | NA | DFO
2018 | MN | Benson City of | 1964 | 7 | IC | OP | NA | DFO |  | 166 | 0.02573 | 0.31 | EIA Prime Mover-level Data | Estimated using an emission factor
2018 | MN | Benson City of | 1964 | 8 | IC | OP | NA | DFO |  | 166 | 0.02573 | 0.31 | EIA Prime Mover-level Data | Estimated using an emission factor
2018 | MN | Benson City of | 1964 | 9 | IC | OP | NA | DFO |  | 166 | 0.02573 | 0.31 | EIA Prime Mover-level Data | Estimated using an emission factor
2018 | MN | Benson City of | 1964 | 10 | IC | OP | NA | DFO |  | 166 | 0.02573 | 0.31 | EIA Prime Mover-level Data | Estimated using an emission factor
2018 | MN | Benson City of | 1964 | 11 | IC | OP | NA | DFO |  | 166 | 0.02573 | 0.31 | EIA Prime Mover-level Data | Estimated using an emission factor
2018 | MN | Benson Power Biomass Plant | 55867 | BLR-1 | ST | OP | STOKER | WDS | 4,053.0 | 2551355 | 239.1811 | 0.18749 | EPA/CAMD | EPA/NEI | 2007
2018 | MN | Bent Tree Wind Farm Phase 1 | 57198 | 1 | WT | OP | NA | WND |  | 4627970 |  |  | EIA Prime Mover-level Data
2018 | MN | BentonSun LLC | 60695 | MLC17 | PV | OP | NA | SUN |  | 15154 |  |  | EIA Prime Mover-level Data
2018 | MN | BentonSun LLC | 60695 | MLC18 | PV | OP | NA | SUN |  | 15154 |  |  | EIA Prime Mover-level Data
2018 | MN | BentonSun LLC | 60695 | MLC19 | PV | OP | NA | SUN |  | 15154 |  |  | EIA Prime Mover-level Data
2018 | MN | BentonSun LLC | 60695 | MLC20 | PV | OP | NA | SUN |  | 15154 |  |  | EIA Prime Mover-level Data
2018 | MN | BentonSun LLC | 60695 | MLC21 | PV | OP | NA | SUN |  | 15154 |  |  | EIA Prime Mover-level Data
2018 | MN | Betcher Community Solar Garden | 61671 | BETCH | PV | OP | NA | SUN |  | 2270 |  |  | EIA Prime Mover-level Data
2018 | MN | Big Blue | 57289 | BBWP | WT | OP | NA | WND |  | 1051479 |  |  | EIA Prime Mover-level Data
2018 | MN | Big Lake Holdco Solar CSG | 60836 | BLAKE | PV | OP | NA | SUN |  | 50215 |  |  | EIA Prime Mover-level Data
2018 | MN | Big Lake Project CSG | 61817 | BIGLA | PV | OP | NA | SUN |  | 48837 |  |  | EIA Prime Mover-level Data
2018 | MN | Bisson Windfarm LLC | 56201 | I | WT | OP | NA | WND |  | 36646 |  |  | EIA Prime Mover-level Data
2018 | MN | Black Dog | 1904 | 5 | CT | OP | CC | NG | 3,676.0 | 6193663 | 4.762 | 0.0015377 | EPA/CAMD | EPA/NEI | 2002
2018 | MN | Black Dog | 1904 | 6 | GT | OP | CT | NG | 1,158.0 | 1911809 | 7.4708 | 0.0078154 | EPA/CAMD | NEI avg EF - PM, fuel type, firing type | 2018
2018 | MN | Black Oak Wind Farm | 58692 | 1 | WT | OP | NA | WND |  | 2571475 |  |  | EIA Prime Mover-level Data
2018 | MN | Blanchard | 1892 | 1 | HY | OP | NA | WAT |  | 307632 |  |  | EIA Prime Mover-level Data
2018 | MN | Blanchard | 1892 | 2 | HY | OP | NA | WAT |  | 307632 |  |  | EIA Prime Mover-level Data
2018 | MN | Blanchard | 1892 | 3 | HY | OP | NA | WAT |  | 307632 |  |  | EIA Prime Mover-level Data
2018 | MN | Blazing Star 2 Wind Farm | 61650 | BLZS2 | WT | L | NA | WND
2018 | MN | Blazing Star Wind Farm 1 | 60504 | BLZG1 | WT | U | NA | WND
2018 | MN | Blooming Prairie | 1966 | 1 | IC | RE | NA | DFO
2018 | MN | Blooming Prairie | 1966 | 2 | IC | RE | NA | DFO
2018 | MN | Blooming Prairie | 1966 | 3 | IC | RE | NA | DFO
2018 | MN | Blooming Prairie | 1966 | 4 | IC | SB | NA | DFO |  | 410 | 0.06355 | 0.31 | EIA Prime Mover-level Data | Estimated using an emission factor
2018 | MN | Blooming Prairie | 1966 | 5 | IC | SB | NA | DFO |  | 786 | 0.12183 | 0.31 | EIA Prime Mover-level Data | Estimated using an emission factor
2018 | MN | Blooming Prairie | 1966 | 6 | IC | SB | NA | DFO |  | 683 | 0.10587 | 0.31 | EIA Prime Mover-level Data | Estimated using an emission factor
2018 | MN | Blooming Prairie | 1966 | 7 | IC | SB | NA | DFO |  | 444 | 0.06882 | 0.31 | EIA Prime Mover-level Data | Estimated using an emission factor
2018 | MN | Blue Breezes II LLC | 56581 | 1 | WT | OP | NA | WND |  | 24665 |  |  | EIA Prime Mover-level Data
2018 | MN | Blue Breezes LLC | 56580 | 1 | WT | OP | NA | WND |  | 24957 |  |  | EIA Prime Mover-level Data
2018 | MN | Blue Earth | 1967 | IC1 | IC | OP | NA | DFO |  | 64 | 0.00992 | 0.31 | EIA Prime Mover-level Data | Estimated using an emission factor
2018 | MN | Blue Earth | 1967 | IC3 | IC | OP | NA | DFO |  | 69 | 0.010695 | 0.31 | EIA Prime Mover-level Data | Estimated using an emission factor
2018 | MN | Blue Earth | 1967 | IC4 | IC | OP | NA | DFO |  | 69 | 0.010695 | 0.31 | EIA Prime Mover-level Data | Estimated using an emission factor
2018 | MN | Blue Earth | 1967 | IC5 | IC | OP | NA | DFO |  | 69 | 0.010695 | 0.31 | EIA Prime Mover-level Data | Estimated using an emission factor
2018 | MN | Blue Earth | 1967 | IC6 | IC | OP | NA | DFO |  | 77 | 0.011935 | 0.31 | EIA Prime Mover-level Data | Estimated using an emission factor
2018 | MN | Blue Earth | 1967 | IC7 | IC | OP | NA | DFO |  | 47 | 0.007285 | 0.31 | EIA Prime Mover-level Data | Estimated using an emission factor
2018 | MN | Blue Earth | 1967 | IC8 | IC | OP | NA | DFO |  | 77 | 0.011935 | 0.31 | EIA Prime Mover-level Data | Estimated using an emission factor
2018 | MN | Blue Lake Generating Plant | 8027 | 1 | GT | OP | CT | DFO | 8.0 | 2415 | 0.0085423 | 0.0070744 | EPA/CAMD | EPA/NEI | 1974
2018 | MN | Blue Lake Generating Plant | 8027 | 2 | GT | OP | CT | DFO | 8.0 | 2293 | 0.012025 | 0.010488 | EPA/CAMD | EPA/NEI | 1974
2018 | MN | Blue Lake Generating Plant | 8027 | 3 | GT | OP | CT | DFO | 25.0 | 5206 | 0.011165 | 0.0042891 | EPA/CAMD | EPA/NEI | 1974
2018 | MN | Blue Lake Generating Plant | 8027 | 4 | GT | OP | CT | DFO | 13.0 | 3447 | 0.012036 | 0.0069833 | EPA/CAMD | EPA/NEI | 1974
2018 | MN | Blue Lake Generating Plant | 8027 | 7 | GT | OP | CT | NG | 385.0 | 526122 | 0.07304 | 0.00027765 | EPA/CAMD | EPA/NEI | 2005
2018 | MN | Blue Lake Generating Plant | 8027 | 8 | GT | OP | CT | NG | 527.0 | 762534 | 0.10374 | 0.00027209 | EPA/CAMD | EPA/NEI | 2005
2018 | MN | Blue Lake Solar | 60632 | PV1 | PV | OP | NA | SUN |  | 41404 |  |  | EIA Prime Mover-level Data
2018 | MN | Boeve Windfarm LLC | 56209 | 1 | WT | OP | NA | WND |  | 48991 |  |  | EIA Prime Mover-level Data
2018 | MN | Boise Cascade International Falls | 10486 | 1 | ST | OP | NA | NG |  | 1201647 | 4.8381 | 0.0080524 | EIA Unit-level Data | NEI avg EF - PM, fuel type
2018 | MN | Boise Cascade International Falls | 10486 | 2 | ST | OP | NA | WDS |  | 1566446 | 17.867 | 0.022812 | EIA Unit-level Data | NEI avg EF - PM, fuel type
2018 | MN | Boise Cascade International Falls | 10486 | 3 | ST | OP | NA | NG |  | 1033689 | 4.1619 | 0.0080524 | EIA Unit-level Data | NEI avg EF - PM, fuel type
2018 | MN | Boise Cascade International Falls | 10486 | RECBLR | ST | OP | NA | BLQ |  | 6440349 | 0.10015 | 3.11e-05 | EIA Unit-level Data | Estimated using an emission factor
2018 | MN | Bolduan CSG | 62194 | SO360 | PV | OP | NA | SUN |  | 620 |  |  | EIA Prime Mover-level Data
2018 | MN | Boswell Energy Center | 1893 | 1 | ST | OP | WALL | SUB | 8,512.0 | 5555455 | 44.8047 | 0.01613 | EPA/CAMD | EPA/NEI | 1958
2018 | MN | Boswell Energy Center | 1893 | 2 | ST | OP | WALL | SUB | 8,492.0 | 4717708 | 38.0483 | 0.01613 | EPA/CAMD | EPA/NEI | 1960
2018 | MN | Boswell Energy Center | 1893 | 3 | ST | OP | TANGENTIAL | SUB | 8,099.0 | 25462675 | 525.8042 | 0.0413 | EPA/CAMD | EPA/NEI | 1973
2018 | MN | Boswell Energy Center | 1893 | 4 | ST | OP | TANGENTIAL | SUB | 8,327.0 | 45792696 | 702.9179 | 0.0307 | EPA/CAMD | EPA/NEI | 1980
2018 | MN | Brainerd Public Utilities | 50636 | 1 | HY | OP | NA | WAT |  | 35996 |  |  | EIA Prime Mover-level Data
2018 | MN | Brainerd Public Utilities | 50636 | 2 | HY | OP | NA | WAT |  | 35996 |  |  | EIA Prime Mover-level Data
2018 | MN | Brainerd Public Utilities | 50636 | 3 | HY | OP | NA | WAT |  | 29997 |  |  | EIA Prime Mover-level Data
2018 | MN | Brainerd Public Utilities | 50636 | 4 | HY | OP | NA | WAT |  | 35996 |  |  | EIA Prime Mover-level Data
2018 | MN | Brainerd Public Utilities | 50636 | 5 | HY | OP | NA | WAT |  | 35996 |  |  | EIA Prime Mover-level Data
2018 | MN | Brainerd Public Utilities | 50636 | VPLS | ST | RE | NA | BIT
2018 | MN | Breezy Bucks I LLC | 56595 | 1 | WT | OP | NA | WND |  | 14615 |  |  | EIA Prime Mover-level Data
2018 | MN | Breezy Bucks II LLC | 56582 | 1 | WT | OP | NA | WND |  | 21947 |  |  | EIA Prime Mover-level Data
2018 | MN | Buffalo Ridge Windplant WPP 1993 | 54794 | EXIS | WT | RE | NA | WND
2018 | MN | Byllesby | 50328 | 1 | HY | OP | NA | WAT |  | 40262 |  |  | EIA Prime Mover-level Data
2018 | MN | Byllesby | 50328 | 2 | HY | OP | NA | WAT |  | 40262 |  |  | EIA Prime Mover-level Data
2018 | MN | Byllesby | 50328 | 3 | HY | OP | NA | WAT |  | 45295 |  |  | EIA Prime Mover-level Data
2018 | MN | Caelum Community Solar | 61180 | PCCS1 | PV | OP | NA | SUN |  | 14881 |  |  | EIA Prime Mover-level Data
2018 | MN | Caelum Community Solar | 61180 | PCCS2 | PV | OP | NA | SUN |  | 14881 |  |  | EIA Prime Mover-level Data
2018 | MN | Cambridge Station | 2038 | 1 | GT | OP | CT | DFO | 40.0 | 4486 | 0.012584 | 0.0056105 | EPA/CAMD | EPA/NEI | 1978
2018 | MN | Cambridge Station | 2038 | 2 | GT | OP | CT | NG | 764.0 | 685149 | 0.047791 | 0.00013951 | EPA/CAMD | EPA/NEI | 2007
2018 | MN | Cannon Falls Energy Center | 56241 | CT-01 | GT | OP | CT | NG | 546.0 | 713887 | 4.8188 | 0.0135 | EPA/CAMD | EPA/NEI | 2008
2018 | MN | Cannon Falls Energy Center | 56241 | CT-02 | GT | OP | CT | NG | 495.0 | 605821 | 4.2208 | 0.013934 | EPA/CAMD | EPA/NEI | 2008
2018 | MN | Canopus Community Solar | 61707 | CANO | PV | U | NA | SUN
2018 | MN | Capella Community Solar | 61178 | HCCS1 | PV | OP | NA | SUN |  | 9490 |  |  | EIA Prime Mover-level Data
2018 | MN | Capella Community Solar | 61178 | HCCS2 | PV | OP | NA | SUN |  | 9490 |  |  | EIA Prime Mover-level Data
2018 | MN | Capella Community Solar | 61178 | HCCS3 | PV | OP | NA | SUN |  | 9490 |  |  | EIA Prime Mover-level Data
2018 | MN | Capella Community Solar | 61178 | HCCS4 | PV | OP | NA | SUN |  | 9490 |  |  | EIA Prime Mover-level Data
2018 | MN | Capella Community Solar | 61178 | HCCS5 | PV | OP | NA | SUN |  | 9490 |  |  | EIA Prime Mover-level Data
2018 | MN | Capricornus Community Solar Garden | 61651 | CAPR | PV | U | NA | SUN
2018 | MN | Carina Community Solar | 61179 | JCCS1 | PV | OP | NA | SUN |  | 12405 |  |  | EIA Prime Mover-level Data
2018 | MN | Carina Community Solar | 61179 | JCCS2 | PV | OP | NA | SUN |  | 12405 |  |  | EIA Prime Mover-level Data
2018 | MN | Carina Community Solar | 61179 | JCCS3 | PV | OP | NA | SUN |  | 12405 |  |  | EIA Prime Mover-level Data
2018 | MN | Carina Community Solar | 61179 | JCCS4 | PV | OP | NA | SUN |  | 12405 |  |  | EIA Prime Mover-level Data
2018 | MN | Carleton College | 57296 | GEN1 | IC | SB | NA | DFO |  | 266 | 0.04123 | 0.31 | EIA Prime Mover-level Data | Estimated using an emission factor
2018 | MN | Carleton College | 57296 | GEN2 | IC | SB | NA | DFO |  | 266 | 0.04123 | 0.31 | EIA Prime Mover-level Data | Estimated using an emission factor
2018 | MN | Carleton College | 57296 | WIND1 | WT | OP | NA | WND |  | 37648 |  |  | EIA Prime Mover-level Data
2018 | MN | Carleton College | 57296 | WIND2 | WT | OP | NA | WND |  | 37648 |  |  | EIA Prime Mover-level Data
2018 | MN | Carstensen Wind | 56410 | 1 | WT | OP | NA | WND |  | 41304 |  |  | EIA Prime Mover-level Data
2018 | MN | Carver Gladden CSG | 61495 | 42254 | PV | OP | NA | SUN |  | 10364 |  |  | EIA Prime Mover-level Data
2018 | MN | Carver Gladden CSG | 61495 | 42255 | PV | OP | NA | SUN |  | 10364 |  |  | EIA Prime Mover-level Data
2018 | MN | Carver Gladden CSG | 61495 | 42256 | PV | OP | NA | SUN |  | 10364 |  |  | EIA Prime Mover-level Data
2018 | MN | Cascade Creek | 6058 | CT1 | GT | OP | CT | NG | 256.0 | 93412 | 0.006635 | 0.00014206 | EPA/CAMD | EPA/NEI | 1976
2018 | MN | Cascade Creek | 6058 | CT2 | GT | OP | CT | NG | 859.0 | 157265 | 0.023101 | 0.00029379 | EPA/CAMD | EPA/NEI | 2002
2018 | MN | Cascade Creek | 6058 | CT3 | GT | OP | CT | NG | 858.0 | 150870 | 0.022111 | 0.00029311 | EPA/CAMD | EPA/NEI | 2002
2018 | MN | Cassiopeia Community Solar | 61711 | CASS | PV | U | NA | SUN
2018 | MN | Centaurus Community Solar | 60939 | KCCS1 | PV | OP | NA | SUN |  | 12519 |  |  | EIA Prime Mover-level Data
2018 | MN | Centaurus Community Solar | 60939 | KCCS2 | PV | OP | NA | SUN |  | 12519 |  |  | EIA Prime Mover-level Data
2018 | MN | Centennial Generating Station | 57910 | 1 | IC | OP | NA | DFO |  | 98 | 0.01519 | 0.31 | EIA Prime Mover-level Data | Estimated using an emission factor
2018 | MN | Centennial Generating Station | 57910 | 2 | IC | OP | NA | DFO |  | 98 | 0.01519 | 0.31 | EIA Prime Mover-level Data | Estimated using an emission factor
2018 | MN | Centennial Generating Station | 57910 | 3 | IC | OP | NA | DFO |  | 98 | 0.01519 | 0.31 | EIA Prime Mover-level Data | Estimated using an emission factor
2018 | MN | Centennial Generating Station | 57910 | 4 | IC | OP | NA | DFO |  | 98 | 0.01519 | 0.31 | EIA Prime Mover-level Data | Estimated using an emission factor
2018 | MN | Centennial Generating Station | 57910 | 5 | IC | OP | NA | DFO |  | 98 | 0.01519 | 0.31 | EIA Prime Mover-level Data | Estimated using an emission factor
2018 | MN | CF Novel Solar CSG Gardens Eleven, LLC | 61141 | 0000F | PV | OP | NA | SUN |  | 24226 |  |  | EIA Prime Mover-level Data
2018 | MN | CF Novel Solar CSG Gardens Five, LLC | 61543 | GEN1 | PV | OP | NA | SUN |  | 33108 |  |  | EIA Prime Mover-level Data
2018 | MN | CF Novel Solar CSG Gardens Seven, LLC | 61548 | GEN1 | PV | OP | NA | SUN |  | 17461 |  |  | EIA Prime Mover-level Data
2018 | MN | CF Novel Solar CSG Gardens Two, LLC | 61140 | 0000D | PV | OP | NA | SUN |  | 18455 |  |  | EIA Prime Mover-level Data
2018 | MN | CG Windfarm LLC | 56200 | I | WT | OP | NA | WND |  | 20944 |  |  | EIA Prime Mover-level Data
2018 | MN | CGSun, LLC Community Solar | 61545 | GEN1 | PV | OP | NA | SUN |  | 38770 |  |  | EIA Prime Mover-level Data
2018 | MN | Champepaden Wind Power | 55980 | 1 | WT | OP | NA | WND |  | 46157 |  |  | EIA Prime Mover-level Data
2018 | MN | Chanarambie Power Partners, LLC | 56142 | WND1 | WT | OP | NA | WND |  | 1929581 |  |  | EIA Prime Mover-level Data
2018 | MN | Chandler Hills Wind Farm | 56646 | 1 | WT | OP | NA | WND |  | 38340 |  |  | EIA Prime Mover-level Data
2018 | MN | Chisago Community Solar | 60711 | CCS1 | PV | OP | NA | SUN |  | 14055 |  |  | EIA Prime Mover-level Data
2018 | MN | Chisago Community Solar | 60711 | CCS2 | PV | OP | NA | SUN |  | 14055 |  |  | EIA Prime Mover-level Data
2018 | MN | Chisago Community Solar | 60711 | CCS3 | PV | OP | NA | SUN |  | 14055 |  |  | EIA Prime Mover-level Data
2018 | MN | Chisago Community Solar | 60711 | CCS4 | PV | OP | NA | SUN |  | 14055 |  |  | EIA Prime Mover-level Data
2018 | MN | Chisago Holdco LLC, CSG | 61968 | CHIS | PV | V | NA | SUN
2018 | MN | Chisago Solar | 60522 | PV1 | PV | OP | NA | SUN |  | 103408 |  |  | EIA Prime Mover-level Data
2018 | MN | Christoffer Wind Energy I LLC | 56709 | 1 | WT | OP | NA | WND |  | 33927 |  |  | EIA Prime Mover-level Data
2018 | MN | Christoffer Wind Energy II LLC | 56710 | 1 | WT | OP | NA | WND |  | 35122 |  |  | EIA Prime Mover-level Data
2018 | MN | Christoffer Wind Energy III LLC | 56711 | 1 | WT | OP | NA | WND |  | 34959 |  |  | EIA Prime Mover-level Data
2018 | MN | Christoffer Wind Energy IV LLC | 56712 | 1 | WT | OP | NA | WND |  | 36016 |  |  | EIA Prime Mover-level Data
2018 | MN | Co Rd 33 | 8014 | 7 | IC | IP | NA | DFO
2018 | MN | Co Rd 33 | 8014 | 8 | IC | IP | NA | DFO
2018 | MN | Community Wind North LLC | 57385 | 34505 | WT | OP | NA | WND |  | 54125 |  |  | EIA Prime Mover-level Data
2018 | MN | Community Wind South | 58045 | GEN1 | WT | OP | NA | WND |  | 1025229 |  |  | EIA Prime Mover-level Data
2018 | MN | Corcoran CSG | 61971 | 201 | PV | P | NA | SUN
2018 | MN | Corcoran CSG | 61971 | 202 | PV | P | NA | SUN
2018 | MN | Corcoran CSG | 61971 | 203 | PV | P | NA | SUN
2018 | MN | Corcoran CSG | 61971 | 204 | PV | P | NA | SUN
2018 | MN | Corcoran CSG | 61971 | 205 | PV | P | NA | SUN
2018 | MN | Cornillie | 61977 | SO334 | PV | OP | NA | SUN |  | 4641 |  |  | EIA Prime Mover-level Data
2018 | MN | Corvus Community Solar | 61177 | GCCS1 | PV | OP | NA | SUN |  | 53 |  |  | EIA Prime Mover-level Data
2018 | MN | Corvus Community Solar | 61177 | GCCS2 | PV | OP | NA | SUN |  | 53 |  |  | EIA Prime Mover-level Data
2018 | MN | Corvus Community Solar | 61177 | GCCS3 | PV | OP | NA | SUN |  | 53 |  |  | EIA Prime Mover-level Data
2018 | MN | Corvus Community Solar | 61177 | GCCS4 | PV | OP | NA | SUN |  | 53 |  |  | EIA Prime Mover-level Data
2018 | MN | Corvus Community Solar | 61177 | GCCS5 | PV | OP | NA | SUN |  | 53 |  |  | EIA Prime Mover-level Data
2018 | MN | Cottage Grove Cogeneration | 55010 | 01 | CT | OP | CC | NG | 2,156.0 | 2664230 | 1.552 | 0.001165 | EPA/CAMD | EPA/NEI | 1997
2018 | MN | Cottage Grove CSG, LLC | 61483 | CTGR1 | PV | OP | NA | SUN |  | 6125 |  |  | EIA Prime Mover-level Data
2018 | MN | Cottage Grove CSG, LLC | 61483 | CTGR2 | PV | OP | NA | SUN |  | 6125 |  |  | EIA Prime Mover-level Data
2018 | MN | Cottage Grove CSG, LLC | 61483 | CTGR3 | PV | OP | NA | SUN |  | 6125 |  |  | EIA Prime Mover-level Data
2018 | MN | Cottage Grove CSG, LLC | 61483 | CTGR4 | PV | OP | NA | SUN |  | 6125 |  |  | EIA Prime Mover-level Data
2018 | MN | Cottage Grove CSG, LLC | 61483 | CTGR5 | PV | OP | NA | SUN |  | 6125 |  |  | EIA Prime Mover-level Data
2018 | MN | Cottage Grove Project CSG | 61983 | COTG | PV | OP | NA | SUN |  | 20077 |  |  | EIA Prime Mover-level Data
2018 | MN | Covanta Hennepin Energy | 10013 | 1 | ST | OP | NA | MSW |  | 1863405 | 7.2673 | 0.0078 | EIA Unit-level Data | Estimated using an emission factor
2018 | MN | Covanta Hennepin Energy | 10013 | 2 | ST | OP | NA | MSW |  | 1875512 | 7.3145 | 0.0078 | EIA Unit-level Data | Estimated using an emission factor
2018 | MN | Crater Community Solar | 61328 | TCCS1 | PV | OP | NA | SUN |  | 16069 |  |  | EIA Prime Mover-level Data
2018 | MN | Crater Community Solar | 61328 | TCCS2 | PV | OP | NA | SUN |  | 16069 |  |  | EIA Prime Mover-level Data
2018 | MN | Crater Community Solar | 61328 | TCCS3 | PV | OP | NA | SUN |  | 16069 |  |  | EIA Prime Mover-level Data
2018 | MN | Crux Community Solar | 61712 | CRUX | PV | U | NA | SUN
2018 | MN | Dakota Solar | 60977 | PV1 | PV | CN | NA | SUN
2018 | MN | Dakota Solar | 60977 | PV2 | PV | CN | NA | SUN
2018 | MN | Dakota Solar | 60977 | PV3 | PV | CN | NA | SUN
2018 | MN | Danielson Wind Farms LLC | 57396 | DWF | WT | OP | NA | WND |  | 373481 |  |  | EIA Prime Mover-level Data
2018 | MN | Delano | 1969 | 1 | IC | OA | NA | NG
2018 | MN | Delano | 1969 | 2 | IC | OA | NA | NG
2018 | MN | Delano | 1969 | 3 | IC | OA | NA | NG
2018 | MN | Delano | 1969 | 5 | IC | OA | NA | DFO
2018 | MN | Delano | 1969 | 6 | IC | OA | NA | DFO
2018 | MN | Delano | 1969 | 7 | IC | OA | NA | DFO
2018 | MN | Delano | 1969 | 8 | IC | OA | NA | DFO
2018 | MN | Delano | 1969 | 9 | GT | OA | NA | DFO
2018 | MN | Delphinus Community Solar | 61329 | QDCS1 | PV | OP | NA | SUN |  | 10997 |  |  | EIA Prime Mover-level Data
2018 | MN | Delphinus Community Solar | 61329 | QDCS2 | PV | OP | NA | SUN |  | 10997 |  |  | EIA Prime Mover-level Data
2018 | MN | Deneb Community Solar | 61715 | DENE | PV | U | NA | SUN
2018 | MN | Detroit Lakes | 1970 | 1 | GT | OP | NA | DFO |  | 800 | 0.0069037 | 0.017259 | EIA Prime Mover-level Data | NEI avg EF - PM, fuel type, firing type
2018 | MN | Dickinson Solar Array | 60652 | PV1 | PV | OP | NA | SUN |  | 24666 |  |  | EIA Prime Mover-level Data
2018 | MN | DL Windy Acres LLC | 56207 | 1 | WT | OP | NA | WND |  | 46466 |  |  | EIA Prime Mover-level Data
2018 | MN | Dodge Center Solar | 60523 | PV1 | PV | OP | NA | SUN |  | 113992 |  |  | EIA Prime Mover-level Data
2018 | MN | Dodge County Wind | 62437 | WT | WT | P | NA | WND
2018 | MN | Dodge Holdco Solar CSG | 60833 | DODGE | PV | OP | NA | SUN |  | 56816 |  |  | EIA Prime Mover-level Data
2018 | MN | DodgeSun CSG | 61379 | DODG1 | PV | OP | NA | SUN |  | 16336 |  |  | EIA Prime Mover-level Data
2018 | MN | DodgeSun CSG | 61379 | DODG2 | PV | OP | NA | SUN |  | 16336 |  |  | EIA Prime Mover-level Data
2018 | MN | DodgeSun CSG | 61379 | DODG3 | PV | OP | NA | SUN |  | 16336 |  |  | EIA Prime Mover-level Data
2018 | MN | DodgeSun CSG | 61379 | DODG4 | PV | OP | NA | SUN |  | 16336 |  |  | EIA Prime Mover-level Data
2018 | MN | DodgeSun CSG | 61379 | DODG5 | PV | OP | NA | SUN |  | 16336 |  |  | EIA Prime Mover-level Data
2018 | MN | Duluth Paper Mill | 50424 | GEN1 | ST | OP | NA | PUR |  | 471108 |  |  | EIA Prime Mover-level Data
2018 | MN | Dundas Solar Holdings LLC CSG | 61626 | DU | PV | OP | NA | SUN |  | 60998 |  |  | EIA Prime Mover-level Data
2018 | MN | Eastridge Wind Project | 56543 | 1 | WT | OP | NA | WND |  | 218632 |  |  | EIA Prime Mover-level Data
2018 | MN | Eastwood Solar | 60524 | PV1 | PV | OP | NA | SUN |  | 95374 |  |  | EIA Prime Mover-level Data
2018 | MN | Eichtens Community Solar | 60795 | SO228 | PV | OP | NA | SUN |  | 51179 |  |  | EIA Prime Mover-level Data
2018 | MN | Eichtens II CSG | 62137 | SO340 | PV | OP | NA | SUN |  | 1797 |  |  | EIA Prime Mover-level Data
2018 | MN | EKS Landfill | 54939 | UNT1 | IC | OP | NA | LFG |  | 143055 | 1.0515 | 0.0147 | EIA Prime Mover-level Data | Estimated using an emission factor
2018 | MN | EKS Landfill | 54939 | UNT2 | IC | OP | NA | LFG |  | 143055 | 1.0515 | 0.0147 | EIA Prime Mover-level Data | Estimated using an emission factor
2018 | MN | EKS Landfill | 54939 | UNT3 | IC | RE | NA | LFG
2018 | MN | EKS Landfill | 54939 | UNT4 | IC | OP | NA | LFG |  | 143055 | 1.0515 | 0.0147 | EIA Prime Mover-level Data | Estimated using an emission factor
2018 | MN | Elk River | 2039 | 1 | ST | OP | NA | MSW |  | 1000357 | 0.078028 | 0.000156 | EIA Unit-level Data | Estimated using an emission factor
2018 | MN | Elk River | 2039 | 2 | ST | OP | NA | MSW |  | 1169176 | 0.091196 | 0.000156 | EIA Unit-level Data | Estimated using an emission factor
2018 | MN | Elk River | 2039 | 3 | ST | OP | NA | MSW |  | 1878913 | 0.14656 | 0.000156 | EIA Unit-level Data | Estimated using an emission factor
2018 | MN | Elk River | 2039 | ERPS11 | GT | OP | CT | NG | 385.0 | 461339 | 0.071878 | 0.00031161 | EPA/CAMD | EPA/NEI | 2009
2018 | MN | Elk River City of | 1971 | 1 | IC | SB | NA | DFO |  | 12448 | 1.9294 | 0.31 | EIA Prime Mover-level Data | Estimated using an emission factor
2018 | MN | Elk River City of | 1971 | 2 | IC | SB | NA | DFO |  | 12448 | 1.9294 | 0.31 | EIA Prime Mover-level Data | Estimated using an emission factor
2018 | MN | Elk River City of | 1971 | 3 | IC | SB | NA | DFO |  | 74688 | 11.5766 | 0.31 | EIA Prime Mover-level Data | Estimated using an emission factor
2018 | MN | Elk River City of | 1971 | 4 | IC | SB | NA | DFO |  | 124480 | 19.2944 | 0.31 | EIA Prime Mover-level Data | Estimated using an emission factor
2018 | MN | Elk River City of | 1971 | 5 | IC | OP | NA | LFG |  | 19917 | 0.14639 | 0.0147 | EIA Prime Mover-level Data | Estimated using an emission factor
2018 | MN | Elk River City of | 1971 | 6 | IC | OP | NA | LFG |  | 19917 | 0.14639 | 0.0147 | EIA Prime Mover-level Data | Estimated using an emission factor
2018 | MN | Elk River City of | 1971 | 7 | IC | OP | NA | LFG |  | 19917 | 0.14639 | 0.0147 | EIA Prime Mover-level Data | Estimated using an emission factor
2018 | MN | Elk River City of | 1971 | 8 | IC | OP | NA | LFG |  | 19917 | 0.14639 | 0.0147 | EIA Prime Mover-level Data | Estimated using an emission factor
2018 | MN | Elm Creek Wind II LLC | 57649 | 1 | WT | OP | NA | WND |  | 3289529 |  |  | EIA Prime Mover-level Data
2018 | MN | Elm Creek Wind LLC | 56793 | 1 | WT | OP | NA | WND |  | 2624799 |  |  | EIA Prime Mover-level Data
2018 | MN | Empire Solar | 60631 | PV1 | PV | OP | NA | SUN |  | 73454 |  |  | EIA Prime Mover-level Data
2018 | MN | Eolos Wind Energy Research Field Station | 57880 | 1 | WT | OP | NA | WND |  | 25494 |  |  | EIA Prime Mover-level Data
2018 | MN | Equuleus Community Solar Gardens | 61363 | CSG1 | PV | OP | NA | SUN |  | 16571 |  |  | EIA Prime Mover-level Data
2018 | MN | Equuleus Community Solar Gardens | 61363 | CSG2 | PV | OP | NA | SUN |  | 16571 |  |  | EIA Prime Mover-level Data
2018 | MN | Equuleus Community Solar Gardens | 61363 | CSG3 | PV | OP | NA | SUN |  | 16571 |  |  | EIA Prime Mover-level Data
2018 | MN | Equuleus Community Solar Gardens | 61363 | CSG4 | PV | OP | NA | SUN |  | 16571 |  |  | EIA Prime Mover-level Data
2018 | MN | Equuleus Community Solar Gardens | 61363 | CSG5 | PV | OP | NA | SUN |  | 16571 |  |  | EIA Prime Mover-level Data
2018 | MN | Fairfax | 1972 | 1 | IC | RE | NA | DFO
2018 | MN | Fairfax | 1972 | 4 | IC | RE | NA | DFO
2018 | MN | Fairfax | 1972 | 2A | IC | SB | NA | DFO |  | 56 | 0.00868 | 0.31 | EIA Prime Mover-level Data | Estimated using an emission factor
2018 | MN | Fairmont (MN) | 1973 | 3 | ST | RE | NA | NG
2018 | MN | Fairmont (MN) | 1973 | 4 | ST | RE | NA | NG
2018 | MN | Fairmont (MN) | 1973 | 5 | ST | RE | NA | NG
2018 | MN | Fairmont (MN) | 1973 | 6 | IC | OP | NA | DFO |  | 33233 | 5.1511 | 0.31 | EIA Prime Mover-level Data | Estimated using an emission factor
2018 | MN | Fairmont (MN) | 1973 | 7 | IC | OP | NA | DFO |  | 33233 | 5.1511 | 0.31 | EIA Prime Mover-level Data | Estimated using an emission factor
2018 | MN | Fairmont (MN) | 1973 | 9 | IC | OP | NA | NG |  | 33233 | 0.0070122 | 0.000422 | EIA Prime Mover-level Data | Estimated using an emission factor
2018 | MN | Fairmont (MN) | 1973 | 10 | IC | OP | NA | NG |  | 33233 | 0.0070122 | 0.000422 | EIA Prime Mover-level Data | Estimated using an emission factor
2018 | MN | Fairmont (MN) | 1973 | 11 | IC | OP | NA | NG |  | 33233 | 0.0070122 | 0.000422 | EIA Prime Mover-level Data | Estimated using an emission factor
2018 | MN | Fairmont (MN) | 1973 | 12 | IC | OP | NA | NG |  | 33233 | 0.0070122 | 0.000422 | EIA Prime Mover-level Data | Estimated using an emission factor
2018 | MN | Fairmont Wind | 56415 | WND1 | WT | OP | NA | WND |  | 23496 |  |  | EIA Prime Mover-level Data
2018 | MN | Fairmont Wind | 56415 | WND2 | WT | OP | NA | WND |  | 23496 |  |  | EIA Prime Mover-level Data
2018 | MN | Fairmont Wind | 56415 | WND3 | WT | OP | NA | WND |  | 39943 |  |  | EIA Prime Mover-level Data
2018 | MN | Fairmont Wind | 56415 | WND4 | WT | OP | NA | WND |  | 39943 |  |  | EIA Prime Mover-level Data
2018 | MN | Faribault Energy Park | 56164 | EU006 | CT | OP | CC | NG | 3,161.0 | 4637358 | 1.8288 | 0.00078873 | EPA/CAMD | EPA/NEI | 2005
2018 | MN | Farmington Holdco Solar | 60832 | FARMI | PV | OP | NA | SUN |  | 67755 |  |  | EIA Prime Mover-level Data
2018 | MN | FastSun 2 | 62696 | FS2 | PV | T | NA | SUN
2018 | MN | Felton CSG PV1-5 | 62210 | FELT1 | PV | T | NA | SUN
2018 | MN | Felton CSG PV1-5 | 62210 | FELT2 | PV | T | NA | SUN
2018 | MN | Felton CSG PV1-5 | 62210 | FELT3 | PV | T | NA | SUN
2018 | MN | Felton CSG PV1-5 | 62210 | FELT4 | PV | T | NA | SUN
2018 | MN | Felton CSG PV1-5 | 62210 | FELT5 | PV | T | NA | SUN
2018 | MN | Fenton Wind Farm | 56617 | 1 | WT | OP | NA | WND |  | 5887218 |  |  | EIA Prime Mover-level Data
2018 | MN | Fergus Control Ctr | 7505 | 1 | IC | SB | NA | DFO |  | 252 | 0.03906 | 0.31 | EIA Prime Mover-level Data | Estimated using an emission factor
2018 | MN | Fey Windfarm LLC | 56204 | 1 | WT | OP | NA | WND |  | 47769 |  |  | EIA Prime Mover-level Data
2018 | MN | Florence Hills LLC | 55574 | FH30 | WT | OP | NA | WND |  | 45334 |  |  | EIA Prime Mover-level Data
2018 | MN | Fond Du Lac | 1894 | 1 | HY | OP | NA | WAT |  | 461352 |  |  | EIA Prime Mover-level Data
2018 | MN | Foreman's Hill Community Solar | 61690 | FOREM | PV | OP | NA | SUN |  | 23561 |  |  | EIA Prime Mover-level Data
2018 | MN | Forest Lake Solar CSG | 60837 | FORES | PV | OP | NA | SUN |  | 60517 |  |  | EIA Prime Mover-level Data
2018 | MN | Fox CSG, LLC | 61484 | FOX1 | PV | OP | NA | SUN |  | 2342 |  |  | EIA Prime Mover-level Data
2018 | MN | Fox CSG, LLC | 61484 | FOX2 | PV | OP | NA | SUN |  | 2342 |  |  | EIA Prime Mover-level Data
2018 | MN | Fox CSG, LLC | 61484 | FOX3 | PV | OP | NA | SUN |  | 2342 |  |  | EIA Prime Mover-level Data
2018 | MN | Fox CSG, LLC | 61484 | FOX4 | PV | OP | NA | SUN |  | 2342 |  |  | EIA Prime Mover-level Data
2018 | MN | Fox CSG, LLC | 61484 | FOX5 | PV | OP | NA | SUN |  | 2342 |  |  | EIA Prime Mover-level Data
2018 | MN | Fox Lake | 1888 | 1 | ST | RE | WALL | NG
2018 | MN | Fox Lake | 1888 | 2 | ST | RE | WALL | NG
2018 | MN | Fox Lake | 1888 | 3 | ST | RE | WALL | NG
2018 | MN | Fox Lake | 1888 | 4 | GT | RE | NA | DFO
2018 | MN | Franklin Heating Station | 54224 | DG4 | IC | OP | NA | DFO |  | 686 | 0.013823 | 0.0403 | EIA Prime Mover-level Data | Estimated using an emission factor
2018 | MN | Franklin Heating Station | 54224 | DG5 | IC | OP | NA | DFO |  | 686 | 0.013823 | 0.0403 | EIA Prime Mover-level Data | Estimated using an emission factor
2018 | MN | Franklin Heating Station | 54224 | DG6 | IC | SB | NA | NG |  | 823 | 2.2575e-05 | 5.486e-05 | EIA Prime Mover-level Data | Estimated using an emission factor
2018 | MN | Franklin Heating Station | 54224 | DG7 | IC | SB | NA | NG |  | 823 | 2.2575e-05 | 5.486e-05 | EIA Prime Mover-level Data | Estimated using an emission factor
2018 | MN | Franklin Heating Station | 54224 | EG1 | IC | SB | NA | DFO |  | 686 | 0.013823 | 0.0403 | EIA Prime Mover-level Data | Estimated using an emission factor
2018 | MN | Franklin Heating Station | 54224 | EG2 | IC | SB | NA | DFO |  | 686 | 0.013823 | 0.0403 | EIA Prime Mover-level Data | Estimated using an emission factor
2018 | MN | Franklin Heating Station | 54224 | EG3 | IC | SB | NA | DFO |  | 686 | 0.013823 | 0.0403 | EIA Prime Mover-level Data | Estimated using an emission factor
2018 | MN | Franklin Heating Station | 54224 | GEN6 | ST | OP | NA | PUR |  | 531825 |  |  | EIA Prime Mover-level Data
2018 | MN | Franklin Heating Station | 54224 | SG1 | ST | OP | NA | NG |  | 41126 | 0.16558 | 0.0080524 | EIA Unit-level Data | NEI avg EF - PM, fuel type
2018 | MN | Franklin Heating Station | 54224 | SG2 | ST | OP | NA | NG |  | 160159 | 0.64484 | 0.0080524 | EIA Unit-level Data | NEI avg EF - PM, fuel type
2018 | MN | Franklin Heating Station | 54224 | SG3 | ST | OP | NA | NG |  | 571894 | 2.3026 | 0.0080524 | EIA Unit-level Data | NEI avg EF - PM, fuel type
2018 | MN | Franklin Heating Station | 54224 | SG4 | ST | OP | NA | NG |  | 565392 | 2.2764 | 0.0080524 | EIA Unit-level Data | NEI avg EF - PM, fuel type
2018 | MN | Frontenac Holdco LLC, CSG | 61919 | FRONT | PV | V | NA | SUN
2018 | MN | G Flow Wind LLC | 56588 | 1 | WT | OP | NA | WND |  | 26370 |  |  | EIA Prime Mover-level Data
2018 | MN | G McNeilus Wind Farm Dodge Center | 56054 | GM1 | WT | OP | NA | WND |  | 580336 |  |  | EIA Prime Mover-level Data
2018 | MN | G McNeilus Wind Farm Dodge Center | 56054 | GM2 | WT | OP | NA | WND |  | 145084 |  |  | EIA Prime Mover-level Data
2018 | MN | G McNeilus Wind Farm Dodge Center | 56054 | GM3 | WT | OP | NA | WND |  | 54407 |  |  | EIA Prime Mover-level Data
2018 | MN | Gemini Community Solar | 60940 | LGCS1 | PV | OP | NA | SUN |  | 16154 |  |  | EIA Prime Mover-level Data
2018 | MN | Gemini Community Solar | 60940 | LGCS2 | PV | OP | NA | SUN |  | 16154 |  |  | EIA Prime Mover-level Data
2018 | MN | Gemini Community Solar | 60940 | LGCS3 | PV | OP | NA | SUN |  | 16154 |  |  | EIA Prime Mover-level Data
2018 | MN | Gibbon Solar | 62010 | PGRK1 | PV | T | NA | SUN
2018 | MN | GL Wind | 57813 | TURB1 | WT | OP | NA | WND |  | 29442 |  |  | EIA Prime Mover-level Data
2018 | MN | GL Wind | 57813 | TURB2 | WT | OP | NA | WND |  | 29442 |  |  | EIA Prime Mover-level Data
2018 | MN | Glencoe | 1975 | 5 | IC | OP | NA | DFO |  | 56 | 0.00868 | 0.31 | EIA Prime Mover-level Data | Estimated using an emission factor
2018 | MN | Glencoe | 1975 | 6 | IC | RE | NA | DFO
2018 | MN | Glencoe | 1975 | 7 | IC | OP | NA | DFO |  | 177 | 0.027435 | 0.31 | EIA Prime Mover-level Data | Estimated using an emission factor
2018 | MN | Glencoe | 1975 | 8 | IC | OP | NA | DFO |  | 241 | 0.037355 | 0.31 | EIA Prime Mover-level Data | Estimated using an emission factor
2018 | MN | Glencoe | 1975 | 9 | IC | OP | NA | DFO |  | 306 | 0.04743 | 0.31 | EIA Prime Mover-level Data | Estimated using an emission factor
2018 | MN | Glencoe | 1975 | 10 | IC | OP | NA | DFO |  | 302 | 0.04681 | 0.31 | EIA Prime Mover-level Data | Estimated using an emission factor
2018 | MN | Glencoe | 1975 | 11 | IC | OP | NA | DFO |  | 207 | 0.032085 | 0.31 | EIA Prime Mover-level Data | Estimated using an emission factor
2018 | MN | Glencoe | 1975 | 12 | IC | OP | NA | DFO |  | 207 | 0.032085 | 0.31 | EIA Prime Mover-level Data | Estimated using an emission factor
2018 | MN | Glencoe | 1975 | 14 | IC | OP | NA | DFO |  | 207 | 0.032085 | 0.31 | EIA Prime Mover-level Data | Estimated using an emission factor
2018 | MN | Goodhue Solar | 60934 | PV1 | PV | CN | NA | SUN
2018 | MN | Goodhue Solar | 60934 | PV2 | PV | CN | NA | SUN
2018 | MN | Goose Lake MN DPC-GM | 62148 | PV1 | PV | V | NA | SUN
2018 | MN | Gopher CSG | 61426 | PV1 | PV | OP | NA | SUN |  | 66561 |  |  | EIA Prime Mover-level Data
2018 | MN | Grand Marais | 1976 | 2 | IC | RE | NA | DFO
2018 | MN | Grand Marais | 1976 | 4 | IC | RE | NA | DFO
2018 | MN | Grand Marais | 1976 | 5 | IC | RE | NA | DFO
2018 | MN | Grand Marais | 1976 | 6 | IC | RE | NA | DFO
2018 | MN | Grand Marais | 1976 | 7 | IC | OP | NA | DFO |  | 629 | 0.097495 | 0.31 | EIA Prime Mover-level Data | Estimated using an emission factor
2018 | MN | Grand Marais | 1976 | 8 | IC | OP | NA | DFO |  | 466 | 0.07223 | 0.31 | EIA Prime Mover-level Data | Estimated using an emission factor
2018 | MN | Grand Marais | 1976 | 9 | IC | OP | NA | DFO |  | 466 | 0.07223 | 0.31 | EIA Prime Mover-level Data | Estimated using an emission factor
2018 | MN | Grand Meadow | 56994 | WND67 | WT | OP | NA | WND |  | 2469719 |  |  | EIA Prime Mover-level Data
2018 | MN | Granite City | 1910 | 1 | GT | OP | NA | NG |  | 1344 | 0.0036848 | 0.0054834 | EIA Prime Mover-level Data | NEI avg EF - PM, fuel type, firing type
2018 | MN | Granite City | 1910 | 2 | GT | OP | NA | NG |  | 1344 | 0.0036848 | 0.0054834 | EIA Prime Mover-level Data | NEI avg EF - PM, fuel type, firing type
2018 | MN | Granite City | 1910 | 3 | GT | OP | NA | NG |  | 1344 | 0.0036848 | 0.0054834 | EIA Prime Mover-level Data | NEI avg EF - PM, fuel type, firing type
2018 | MN | Granite City | 1910 | 4 | GT | OP | NA | NG |  | 1344 | 0.0036848 | 0.0054834 | EIA Prime Mover-level Data | NEI avg EF - PM, fuel type, firing type
2018 | MN | Granite Falls | 1977 | 1 | HY | OP | NA | WAT |  | 8103 |  |  | EIA Prime Mover-level Data
2018 | MN | Granite Falls | 1977 | 2 | HY | OP | NA | WAT |  | 5402 |  |  | EIA Prime Mover-level Data
2018 | MN | Granite Falls | 1977 | HC3 | HY | OS | NA | WAT |  | 21609 |  |  | EIA Prime Mover-level Data
2018 | MN | Granite Falls 2 | 7977 | 1 | IC | SB | NA | DFO
2018 | MN | Granite Falls 2 | 7977 | 2 | IC | SB | NA | DFO
2018 | MN | Granite Falls 2 | 7977 | 3 | IC | SB | NA | DFO
2018 | MN | Grant County Wind LLC | 57274 | 1 | WT | OP | NA | WND |  | 493493 |  |  | EIA Prime Mover-level Data
2018 | MN | GRE Marshan Solar | 60935 | PV1 | PV | OP | NA | SUN |  | 13001 |  |  | EIA Prime Mover-level Data
2018 | MN | Green Acres Breeze LLC | 56590 | 1 | WT | OP | NA | WND |  | 26370 |  |  | EIA Prime Mover-level Data
2018 | MN | Greenback Energy | 56413 | 1 | WT | OP | NA | WND |  | 37465 |  |  | EIA Prime Mover-level Data
2018 | MN | Grimm Community Solar | 61689 | PV1 | PV | OP | NA | SUN |  | 8690 |  |  | EIA Prime Mover-level Data
2018 | MN | GRS Pine Bend | 55598 | 1 | CT |  | NA | LFG |  | 0 | 0 |  | EIA Unit-level Data | Estimated using an emission factor
2018 | MN | GRS Pine Bend | 55598 | 2 | CT |  | NA | LFG |  | 188004 | 2.0304 | 0.0216 | EIA Unit-level Data | Estimated using an emission factor
2018 | MN | GRS Pine Bend | 55598 | 3 | CA | OS | NA | LFG
2018 | MN | GSPP Held LLC CSG | 62829 | HELDM | PV | T | NA | SUN
2018 | MN | GSPP Imholte CSG | 62830 | IMHOL | PV | T | NA | SUN
2018 | MN | Guse CSG | 62195 | SO371 | PV | OP | NA | SUN |  | 2215 |  |  | EIA Prime Mover-level Data
2018 | MN | Hadley Ridge LLC | 55573 | HR30 | WT | OP | NA | WND |  | 46956 |  |  | EIA Prime Mover-level Data
2018 | MN | Halstad | 8105 | 1 | IC | RE | NA | DFO
2018 | MN | Halstad | 8105 | 2 | IC | RE | NA | DFO
2018 | MN | Halstad | 8105 | 3 | IC | RE | NA | DFO
2018 | MN | Halstad | 8105 | 4 | IC | SB | NA | DFO |  | 198 | 0.03069 | 0.31 | EIA Prime Mover-level Data | Estimated using an emission factor
2018 | MN | Halstad | 8105 | 5 | IC | SB | NA | DFO |  | 198 | 0.03069 | 0.31 | EIA Prime Mover-level Data | Estimated using an emission factor
2018 | MN | Hammer CSG | 62099 | HAMME | PV | OP | NA | SUN |  | 7832 |  |  | EIA Prime Mover-level Data
2018 | MN | Hampton MN GRE | 62060 | PV1 | PV | OP | NA | SUN
2018 | MN | Hastings | 58230 | GEN1 | IC | RE | NA | DFO
2018 | MN | Hastings City Hydroelectric | 54285 | 1 | HY | OP | NA | WAT |  | 59746 |  |  | EIA Prime Mover-level Data
2018 | MN | Hastings City Hydroelectric | 54285 | 2 | HY | OP | NA | WAT |  | 59746 |  |  | EIA Prime Mover-level Data
2018 | MN | Hastings Solar | 60525 | PV1 | PV | OP | NA | SUN |  | 78625 |  |  | EIA Prime Mover-level Data
2018 | MN | Haven Solar Project CSG | 62651 | HAVEN | PV | T | NA | SUN
2018 | MN | Held Solar Project | 62267 | HELD | PV | TS | NA | SUN
2018 | MN | Helen Solar CSG | 62706 | SC | PV | T | NA | SUN
2018 | MN | Hennepin Island | 1911 | 1 | HY | OP | NA | WAT |  | 113955 |  |  | EIA Prime Mover-level Data
2018 | MN | Hennepin Island | 1911 | 2 | HY | OP | NA | WAT |  | 113955 |  |  | EIA Prime Mover-level Data
2018 | MN | Hennepin Island | 1911 | 3 | HY | OP | NA | WAT |  | 113955 |  |  | EIA Prime Mover-level Data
2018 | MN | Hennepin Island | 1911 | 4 | HY | OP | NA | WAT |  | 113955 |  |  | EIA Prime Mover-level Data
2018 | MN | Hennepin Island | 1911 | 5 | HY | OP | NA | WAT |  | 101746 |  |  | EIA Prime Mover-level Data
2018 | MN | Heyer CSG | 61793 | HEYER | PV | OP | NA | SUN |  | 6209 |  |  | EIA Prime Mover-level Data
2018 | MN | Hibbard Energy Center | 1897 | 3 | ST | OP | STOKER | WDS | 5,007.0 | 1487966 | 16.773 | 0.022545 | EPA/CAMD | EPA/NEI | 1949
2018 | MN | Hibbard Energy Center | 1897 | 4 | ST | OP | STOKER | WDS | 4,788.0 | 1178428 | 11.6633 | 0.019795 | EPA/CAMD | EPA/NEI | 1951
2018 | MN | Hibbing | 1979 | 1 | ST | OP | NA | SUB |  | 686379 | 5.8974 | 0.017184 | EIA Unit-level Data | NEI avg EF - PM, fuel type
2018 | MN | Hibbing | 1979 | 2 | ST | SB | NA | WDS |  | 0 | 0 |  | EIA Unit-level Data | NEI avg EF - PM, fuel type
2018 | MN | Hibbing | 1979 | 3 | ST | OP | NA | SUB |  | 687567 | 5.9077 | 0.017184 | EIA Unit-level Data | NEI avg EF - PM, fuel type
2018 | MN | Hibbing | 1979 | 4 | ST | OP | NA | WDS |  | 501891 | 5.7246 | 0.022812 | EIA Unit-level Data | NEI avg EF - PM, fuel type
2018 | MN | High Bridge | 1912 | 7 | CT | OP | CC | NG | 5,228.0 | 9503669 | 1.4631 | 0.0003079 | EPA/CAMD | EPA/NEI | 2008
2018 | MN | High Bridge | 1912 | 8 | CT | OP | CC | NG | 4,284.0 | 7739520 | 1.1346 | 0.0002932 | EPA/CAMD | EPA/NEI | 2008
2018 | MN | Hills | 1889 | 1 | IC | RE | NA | DFO
2018 | MN | Hills | 1889 | 2 | IC | RE | NA | DFO
2018 | MN | Hilltop Power | 61788 | WT | WT | OP | NA | WND |  | 27356 |  |  | EIA Prime Mover-level Data
2018 | MN | Hometown Bio Energy LLC | 58563 | HTBE | IC | OP | NA | OBG |  | 133805 | 0.98347 | 0.0147 | EIA Prime Mover-level Data | Estimated using an emission factor
2018 | MN | Hoot Lake | 1943 | 2 | ST | OP | TANGENTIAL | SUB | 5,782.0 | 2739098 | 31.0888 | 0.0227 | EPA/CAMD | EPA/NEI | 1959
2018 | MN | Hoot Lake | 1943 | 3 | ST | OP | WALL | SUB | 5,678.0 | 3722712 | 42.2528 | 0.0227 | EPA/CAMD | EPA/NEI | 1964
2018 | MN | Hoot Lake | 1943 | H1 | HY | OP | NA | WAT |  | 41533 |  |  | EIA Prime Mover-level Data
2018 | MN | Hope Creek LLC | 55572 | HC30 | WT | OP | NA | WND |  | 41096 |  |  | EIA Prime Mover-level Data
2018 | MN | Huneke I CSG | 61505 | HUNE1 | PV | OP | NA | SUN |  | 8451 |  |  | EIA Prime Mover-level Data
2018 | MN | Huneke II CSG | 62139 | SO346 | PV | OP | NA | SUN |  | 2626 |  |  | EIA Prime Mover-level Data
2018 | MN | Hutchinson - Plant 2 | 6358 | 1 | CT | OP | CC | NG | 699.0 | 262715 | 0.035574 | 0.00027082 | EPA/CAMD | EPA/NEI | 1994
2018 | MN | Hutchinson Plant #1 | 1980 | 2 | IC | RE | NA | NG
2018 | MN | Hutchinson Plant #1 | 1980 | 3 | IC | OP | NA | NG |  | 11698 | 0.0024683 | 0.000422 | EIA Prime Mover-level Data | Estimated using an emission factor
2018 | MN | Hutchinson Plant #1 | 1980 | 4 | IC | OP | NA | NG |  | 10398 | 0.002194 | 0.000422 | EIA Prime Mover-level Data | Estimated using an emission factor
2018 | MN | Hutchinson Plant #1 | 1980 | 5 | IC | RE | NA | DFO
2018 | MN | Hutchinson Plant #1 | 1980 | 6 | IC | RE | NA | DFO
2018 | MN | Hutchinson Plant #1 | 1980 | 7 | IC | RE | NA | NG
2018 | MN | Hutchinson Plant #1 | 1980 | 8 | CS |  | NA | NG |  | 68457 | 0.014444 | 0.000422 | EIA Unit-level Data | Estimated using an emission factor
2018 | MN | Hutchinson Plant #1 | 1980 | 10 | IC | OP | NA | NG |  | 22876 | 0.0048268 | 0.000422 | EIA Prime Mover-level Data | Estimated using an emission factor
2018 | MN | Hutchinson Plant #1 | 1980 | 11 | IC | V | NA | NG
2018 | MN | Hutchinson Plant #1 | 1980 | 12 | IC | V | NA | NG
2018 | MN | Hutchinson Plant #1 | 1980 | HRSG1 | CS | OP | NA | NG |  | 0 | 0 |  | EIA Unit-level Data | Estimated using an emission factor
2018 | MN | Hwy 14 Holdco Solar CSG | 60834 | HWY14 | PV | OP | NA | SUN |  | 72424 |  |  | EIA Prime Mover-level Data
2018 | MN | Hydra Community Solar | 61714 | HYDR | PV | CN | NA | SUN
2018 | MN | IBM West | 56269 | 1 | IC | SB | NA | DFO |  | 398 | 0.06169 | 0.31 | EIA Prime Mover-level Data | Estimated using an emission factor
2018 | MN | IBM West | 56269 | 2 | IC | SB | NA | DFO |  | 398 | 0.06169 | 0.31 | EIA Prime Mover-level Data | Estimated using an emission factor
2018 | MN | International Falls Power | 10487 | GEN1 | HY | OP | NA | WAT |  | 88083 |  |  | EIA Prime Mover-level Data
2018 | MN | International Falls Power | 10487 | GEN2 | HY | OP | NA | WAT |  | 88083 |  |  | EIA Prime Mover-level Data
2018 | MN | International Falls Power | 10487 | GEN3 | HY | OP | NA | WAT |  | 88083 |  |  | EIA Prime Mover-level Data
2018 | MN | International Falls Power | 10487 | GEN4 | HY | OP | NA | WAT |  | 88083 |  |  | EIA Prime Mover-level Data
2018 | MN | International Falls Power | 10487 | GEN5 | HY | OP | NA | WAT |  | 88083 |  |  | EIA Prime Mover-level Data
2018 | MN | International Falls Power | 10487 | GEN6 | HY | OP | NA | WAT |  | 64060 |  |  | EIA Prime Mover-level Data
2018 | MN | International Falls Power | 10487 | GEN7 | HY | OP | NA | WAT |  | 64060 |  |  | EIA Prime Mover-level Data
2018 | MN | Inver Hills | 1913 | 1 | GT | OP | CT | NG | 250.0 | 95078 | 0.022302 | 0.00046914 | EPA/CAMD | EPA/NEI | 1972
2018 | MN | Inver Hills | 1913 | 2 | GT | OP | CT | NG | 120.0 | 28175 | 0.014531 | 0.0010315 | EPA/CAMD | EPA/NEI | 1972
2018 | MN | Inver Hills | 1913 | 3 | GT | OP | CT | NG | 97.0 | 27186 | 0.01454 | 0.0010696 | EPA/CAMD | EPA/NEI | 1972
2018 | MN | Inver Hills | 1913 | 4 | GT | OP | CT | NG | 171.0 | 42586 | 0.015262 | 0.00071678 | EPA/CAMD | EPA/NEI | 1972
2018 | MN | Inver Hills | 1913 | 5 | GT | OP | CT | NG | 148.0 | 51326 | 0.015022 | 0.00058534 | EPA/CAMD | EPA/NEI | 1972
2018 | MN | Inver Hills | 1913 | 6 | GT | OP | CT | NG | 155.0 | 49294 | 0.020292 | 0.00082331 | EPA/CAMD | EPA/NEI | 1972
2018 | MN | Jack River LLC | 55565 | JR30 | WT | OP | NA | WND |  | 38505 |  |  | EIA Prime Mover-level Data
2018 | MN | Janesville | 1982 | 1 | IC | OP | NA | DFO |  | 37 | 0.005735 | 0.31 | EIA Prime Mover-level Data | Estimated using an emission factor
2018 | MN | Janesville | 1982 | 2 | IC | OP | NA | DFO |  | 44 | 0.00682 | 0.31 | EIA Prime Mover-level Data | Estimated using an emission factor
2018 | MN | Janesville | 1982 | 3 | IC | OP | NA | DFO |  | 24 | 0.00372 | 0.31 | EIA Prime Mover-level Data | Estimated using an emission factor
2018 | MN | Janesville | 1982 | 4 | IC | OP | NA | DFO |  | 61 | 0.009455 | 0.31 | EIA Prime Mover-level Data | Estimated using an emission factor
2018 | MN | Jeffers Wind 20 LLC | 56750 | 1 | WT | OP | NA | WND |  | 115251 |  |  | EIA Prime Mover-level Data
2018 | MN | Jessica Mills LLC | 55564 | JM30 | WT | OP | NA | WND |  | 35605 |  |  | EIA Prime Mover-level Data
2018 | MN | Johnson 1 Community Solar | 61686 | PV1 | PV | OP | NA | SUN |  | 3373 |  |  | EIA Prime Mover-level Data
2018 | MN | Johnson II Community Solar | 61695 | PV1 | PV | OP | NA | SUN |  | 1769 |  |  | EIA Prime Mover-level Data
2018 | MN | Johnson Solar CSG | 61380 | JOHN1 | PV | OP | NA | SUN |  | 14283 |  |  | EIA Prime Mover-level Data
2018 | MN | Johnson Solar CSG | 61380 | JOHN2 | PV | OP | NA | SUN |  | 14283 |  |  | EIA Prime Mover-level Data
2018 | MN | Johnson Solar CSG | 61380 | JOHN3 | PV | OP | NA | SUN |  | 14283 |  |  | EIA Prime Mover-level Data
2018 | MN | Johnson Solar CSG | 61380 | JOHN4 | PV | OP | NA | SUN |  | 14283 |  |  | EIA Prime Mover-level Data
2018 | MN | Johnson Solar CSG | 61380 | JOHN5 | PV | OP | NA | SUN |  | 14283 |  |  | EIA Prime Mover-level Data
2018 | MN | Julia Hills LLC | 55563 | JH30 | WT | OP | NA | WND |  | 35733 |  |  | EIA Prime Mover-level Data
2018 | MN | K&D Energy LLC | 56626 | 1 | WT | OP | NA | WND |  | 113866 |  |  | EIA Prime Mover-level Data
2018 | MN | Kas Brothers Windfarm | 55809 | G1 | WT | OP | NA | WND |  | 30253 |  |  | EIA Prime Mover-level Data
2018 | MN | Kaus Community Solar | 61716 | KAUS | PV | U | NA | SUN
2018 | MN | K-Brink Windfarm LLC | 56206 | 1 | WT | OP | NA | WND |  | 51956 |  |  | EIA Prime Mover-level Data
2018 | MN | KC Energy LLC | 56625 | 1 | WT | OP | NA | WND |  | 109079 |  |  | EIA Prime Mover-level Data
2018 | MN | Kenyon Municipal | 1983 | 5 | IC | SB | NA | DFO |  | 67 | 0.010385 | 0.31 | EIA Prime Mover-level Data | Estimated using an emission factor
2018 | MN | Kenyon Municipal | 1983 | 6 | IC | SB | NA | DFO |  | 67 | 0.010385 | 0.31 | EIA Prime Mover-level Data | Estimated using an emission factor
2018 | MN | Kenyon Municipal | 1983 | 7 | IC | SB | NA | DFO |  | 67 | 0.010385 | 0.31 | EIA Prime Mover-level Data | Estimated using an emission factor
2018 | MN | Key City | 1914 | 1 | GT | RE | NA | NG
2018 | MN | Key City | 1914 | 2 | GT | RE | NA | NG
2018 | MN | Key City | 1914 | 3 | GT | RE | NA | NG
2018 | MN | Key City | 1914 | 4 | GT | RE | NA | NG
2018 | MN | Knife Falls | 1895 | 1 | HY | OP | NA | WAT |  | 36496 |  |  | EIA Prime Mover-level Data
2018 | MN | Knife Falls | 1895 | 2 | HY | OP | NA | WAT |  | 36496 |  |  | EIA Prime Mover-level Data
2018 | MN | Knife Falls | 1895 | 3 | HY | OP | NA | WAT |  | 36496 |  |  | EIA Prime Mover-level Data
2018 | MN | Koda Biomass Plant | 57119 | 1111 | ST | OP | NA | AB |  | 2749702 | 1377.6007 | 1.002 | EIA Unit-level Data | Estimated using an emission factor
2018 | MN | Koppelman Sun CSG | 61381 | KOPP1 | PV | OP | NA | SUN |  | 15911 |  |  | EIA Prime Mover-level Data
2018 | MN | Koppelman Sun CSG | 61381 | KOPP2 | PV | OP | NA | SUN |  | 15911 |  |  | EIA Prime Mover-level Data
2018 | MN | Koppelman Sun CSG | 61381 | KOPP3 | PV | OP | NA | SUN |  | 15911 |  |  | EIA Prime Mover-level Data
2018 | MN | Koppelman Sun CSG | 61381 | KOPP4 | PV | OP | NA | SUN |  | 15911 |  |  | EIA Prime Mover-level Data
2018 | MN | Koppelman Sun CSG | 61381 | KOPP5 | PV | OP | NA | SUN |  | 15911 |  |  | EIA Prime Mover-level Data
2018 | MN | Kramer Solar CSG | 61058 | 0000B | PV | OP | NA | SUN |  | 16349 |  |  | EIA Prime Mover-level Data
2018 | MN | Kramer Solar CSG | 61058 | KRAM2 | PV | OP | NA | SUN |  | 16349 |  |  | EIA Prime Mover-level Data
2018 | MN | Kramer Solar CSG | 61058 | KRAM3 | PV | OP | NA | SUN |  | 16349 |  |  | EIA Prime Mover-level Data
2018 | MN | Krause CSG | 61506 | KRAUS | PV | OP | NA | SUN |  | 9411 |  |  | EIA Prime Mover-level Data
2018 | MN | KSS Turbines LLC | 56627 | 1 | WT | OP | NA | WND |  | 96424 |  |  | EIA Prime Mover-level Data
2018 | MN | Lady Slipper Solar Array | 62414 | PV1 | PV | U | NA | SUN
2018 | MN | Lahr 1, LLC | 61203 | PV1 | PV | OP | NA | SUN |  | 70097 |  |  | EIA Prime Mover-level Data
2018 | MN | Lake Benton I | 55208 | EXIS | WT | OP | NA | WND |  | 1916704 |  |  | EIA Prime Mover-level Data
2018 | MN | Lake Benton II | 55265 | EXIS | WT | OP | NA | WND |  | 1257024 |  |  | EIA Prime Mover-level Data
2018 | MN | Lake Crystal | 1985 | 1 | IC | OP | NA | DFO |  | 11 | 0.001705 | 0.31 | EIA Prime Mover-level Data | Estimated using an emission factor
2018 | MN | Lake Crystal | 1985 | 3 | IC | OP | NA | DFO |  | 37 | 0.005735 | 0.31 | EIA Prime Mover-level Data | Estimated using an emission factor
2018 | MN | Lake Crystal | 1985 | 4 | IC | OP | NA | DFO |  | 22 | 0.00341 | 0.31 | EIA Prime Mover-level Data | Estimated using an emission factor
2018 | MN | Lake Crystal | 1985 | 5 | IC | OP | NA | DFO |  | 37 | 0.005735 | 0.31 | EIA Prime Mover-level Data | Estimated using an emission factor
2018 | MN | Lake Emily Solar | 60526 | PV1 | PV | OP | NA | SUN |  | 77658 |  |  | EIA Prime Mover-level Data
2018 | MN | Lake Marion | 58229 | GEN1 | IC | RE | NA | DFO
2018 | MN | Lake Pulaski Solar | 60527 | PV1 | PV | OP | NA | SUN |  | 120795 |  |  | EIA Prime Mover-level Data
2018 | MN | Lake Region Community Hybrid, LLC | 62442 | LRCH | WT | OP | NA | WND |  | 27 |  |  | EIA Prime Mover-level Data
2018 | MN | Lake Waconia Community Solar Garden | 61572 | 38610 | PV | OP | NA | SUN |  | 11442 |  |  | EIA Prime Mover-level Data
2018 | MN | Lake Waconia IV Community Solar Garden | 61573 | 40926 | PV | OP | NA | SUN |  | 11442 |  |  | EIA Prime Mover-level Data
2018 | MN | Lakefield Junction Generating | 7925 | CT01 | GT | OP | CT | NG | 478.0 | 285303 | 0.015475 | 0.00010848 | EPA/CAMD | EPA/NEI | 2001
2018 | MN | Lakefield Junction Generating | 7925 | CT02 | GT | OP | CT | NG | 609.0 | 370323 | 0.021559 | 0.00011643 | EPA/CAMD | EPA/NEI | 2001
2018 | MN | Lakefield Junction Generating | 7925 | CT03 | GT | OP | CT | NG | 218.0 | 131590 | 0.012452 | 0.00018925 | EPA/CAMD | EPA/NEI | 2001
2018 | MN | Lakefield Junction Generating | 7925 | CT04 | GT | OP | CT | NG | 260.0 | 157833 | 0.010493 | 0.00013297 | EPA/CAMD | EPA/NEI | 2001
2018 | MN | Lakefield Junction Generating | 7925 | CT05 | GT | OP | CT | NG | 860.0 | 542908 | 0.049326 | 0.00018171 | EPA/CAMD | EPA/NEI | 2001
2018 | MN | Lakefield Junction Generating | 7925 | CT06 | GT | OP | CT | NG | 676.0 | 416841 | 0.061728 | 0.00029617 | EPA/CAMD | EPA/NEI | 2001
2018 | MN | Lakefield Utilities | 7415 | 1 | IC | RE | NA | DFO
2018 | MN | Lakefield Utilities | 7415 | 2 | IC | RE | NA | DFO
2018 | MN | Lakefield Utilities | 7415 | 3 | IC | RE | NA | DFO
2018 | MN | Lakefield Utilities | 7415 | 4 | IC | RE | NA | DFO
2018 | MN | Lakefield Utilities | 7415 | 5 | IC | OP | NA | DFO |  | 85 | 0.013175 | 0.31 | EIA Prime Mover-level Data | Estimated using an emission factor
2018 | MN | Lakefield Utilities | 7415 | 6 | IC | OP | NA | DFO |  | 156 | 0.02418 | 0.31 | EIA Prime Mover-level Data | Estimated using an emission factor
2018 | MN | Lakefield Wind Project LLC | 57374 | LAKE1 | WT | OP | NA | WND |  | 5619954 |  |  | EIA Prime Mover-level Data
2018 | MN | Lakeswind Power Partners | 58836 | LW1 | WT | OP | NA | WND |  | 1401254 |  |  | EIA Prime Mover-level Data
2018 | MN | Lakota Ridge LLC | 55353 | NMO1 | WT | OP | NA | WND |  | 179617 |  |  | EIA Prime Mover-level Data
2018 | MN | Lanesboro | 1987 | 2 | HY | OP | NA | WAT |  | 16 |  |  | EIA Prime Mover-level Data
2018 | MN | Lanesboro | 1987 | 3 | IC | RE | NA | DFO
2018 | MN | Lanesboro | 1987 | 4 | IC | OP | NA | DFO |  | 23 | 0.003565 | 0.31 | EIA Prime Mover-level Data | Estimated using an emission factor
2018 | MN | Laskin Energy Center | 1891 | 1 | ST | OP | TANGENTIAL | NG | 574.0 | 122856 | 0.0090234 | 0.00014689 | EPA/CAMD | EPA/NEI | 1953
2018 | MN | Laskin Energy Center | 1891 | 2 | ST | OP | TANGENTIAL | NG | 423.0 | 84454 | 0.0070447 | 0.00016683 | EPA/CAMD | EPA/NEI | 1953
2018 | MN | Laverne Battery | 58579 | 1 | BA | OP | NA | MWH |  | 0 |  |  | EIA Prime Mover-level Data
2018 | MN | Lawrence Creek Solar | 60528 | PV1 | PV | OP | NA | SUN |  | 61328 |  |  | EIA Prime Mover-level Data
2018 | MN | Lemond Solar | 61072 | LEMND | PV | OP | NA | SUN |  | 76985 |  |  | EIA Prime Mover-level Data
2018 | MN | Leo Community Solar | 61713 | LEO | PV | OP | NA | SUN |  | 91 |  |  | EIA Prime Mover-level Data
2018 | MN | LeSun CSG, LLC | 61544 | GEN1 | PV | OP | NA | SUN |  | 9921 |  |  | EIA Prime Mover-level Data
2018 | MN | Libra Community Solar | 61709 | LIBR | PV | OP | NA | SUN |  | 46 |  |  | EIA Prime Mover-level Data
2018 | MN | Lind Solar CSG | 60966 | S0222 | PV | OP | NA | SUN |  | 68375 |  |  | EIA Prime Mover-level Data
2018 | MN | Lindstrom Solar CSG | 61382 | LIND1 | PV | OP | NA | SUN |  | 11020 |  |  | EIA Prime Mover-level Data
2018 | MN | Lindstrom Solar CSG | 61382 | LIND2 | PV | OP | NA | SUN |  | 11020 |  |  | EIA Prime Mover-level Data
2018 | MN | Lindstrom Solar CSG | 61382 | LIND3 | PV | OP | NA | SUN |  | 11020 |  |  | EIA Prime Mover-level Data
2018 | MN | Litchfield | 1989 | 5 | IC | SB | NA | DFO |  | 437 | 0.067735 | 0.31 | EIA Prime Mover-level Data | Estimated using an emission factor
2018 | MN | Litchfield | 1989 | 6 | IC | SB | NA | DFO |  | 437 | 0.067735 | 0.31 | EIA Prime Mover-level Data | Estimated using an emission factor
2018 | MN | Litchfield | 1989 | QS 1 | IC | SB | NA | DFO |  | 479 | 0.074245 | 0.31 | EIA Prime Mover-level Data | Estimated using an emission factor
2018 | MN | Litchfield | 1989 | QS 2 | IC | SB | NA | DFO |  | 479 | 0.074245 | 0.31 | EIA Prime Mover-level Data | Estimated using an emission factor
2018 | MN | Litchfield | 1989 | QS 3 | IC | SB | NA | DFO |  | 479 | 0.074245 | 0.31 | EIA Prime Mover-level Data | Estimated using an emission factor
2018 | MN | Litchfield | 1989 | QS 4 | IC | SB | NA | DFO |  | 479 | 0.074245 | 0.31 | EIA Prime Mover-level Data | Estimated using an emission factor
2018 | MN | Litchfield | 1989 | QS 5 | IC | SB | NA | DFO |  | 479 | 0.074245 | 0.31 | EIA Prime Mover-level Data | Estimated using an emission factor
2018 | MN | Little Falls (MN) | 1896 | 1 | HY | OP | NA | WAT |  | 51784 |  |  | EIA Prime Mover-level Data
2018 | MN | Little Falls (MN) | 1896 | 2 | HY | OP | NA | WAT |  | 51784 |  |  | EIA Prime Mover-level Data
2018 | MN | Little Falls (MN) | 1896 | 3 | HY | OP | NA | WAT |  | 64730 |  |  | EIA Prime Mover-level Data
2018 | MN | Little Falls (MN) | 1896 | 4 | HY | OP | NA | WAT |  | 77676 |  |  | EIA Prime Mover-level Data
2018 | MN | Little Falls (MN) | 1896 | 5 | HY | OP | NA | WAT |  | 25892 |  |  | EIA Prime Mover-level Data
2018 | MN | Little Falls (MN) | 1896 | 6 | HY | OP | NA | WAT |  | 25892 |  |  | EIA Prime Mover-level Data
2018 | MN | Lucky Wind | 56412 | 1 | WT | OP | NA | WND |  | 42927 |  |  | EIA Prime Mover-level Data
2018 | MN | Luverne | 1990 | 3 | ST | RE | NA | NG
2018 | MN | Luverne | 1990 | 4A | IC | RE | NA | DFO
2018 | MN | Luverne | 1990 | 4B | IC | RE | NA | DFO
2018 | MN | Luverne | 1990 | 4C | IC | OP | NA | DFO |  | 278 | 0.04309 | 0.31 | EIA Prime Mover-level Data | Estimated using an emission factor
2018 | MN | Lyra Community Solar | 61182 | RLCS1 | PV | OP | NA | SUN |  | 14081 |  |  | EIA Prime Mover-level Data
2018 | MN | Lyra Community Solar | 61182 | RLCS2 | PV | OP | NA | SUN |  | 14081 |  |  | EIA Prime Mover-level Data
2018 | MN | Lyra Community Solar | 61182 | RLCS3 | PV | OP | NA | SUN |  | 14081 |  |  | EIA Prime Mover-level Data
2018 | MN | Madelia | 30 | 1 | IC | OP | NA | NG |  | 40 | 8.44e-06 | 0.000422 | EIA Prime Mover-level Data | Estimated using an emission factor
2018 | MN | Madelia | 30 | 2 | IC | OP | NA | NG |  | 26 | 5.486e-06 | 0.000422 | EIA Prime Mover-level Data | Estimated using an emission factor
2018 | MN | Madelia | 30 | 3 | IC | OP | NA | NG |  | 14 | 2.954e-06 | 0.000422 | EIA Prime Mover-level Data | Estimated using an emission factor
2018 | MN | Madelia | 30 | 4 | IC | OP | NA | NG |  | 56 | 1.1816e-05 | 0.000422 | EIA Prime Mover-level Data | Estimated using an emission factor
2018 | MN | Madelia | 30 | 5 | IC | OP | NA | NG |  | 17 | 3.587e-06 | 0.000422 | EIA Prime Mover-level Data | Estimated using an emission factor
2018 | MN | Mankato Energy Center | 56104 | CT-2 | CT | OP | CC | NG | 2,439.0 | 3890304 | 2.3842 | 0.0012257 | EPA/CAMD | EPA/NEI | 2006
2018 | MN | Maple Lake Station | 2042 | 1 | GT | OP | CT | DFO | 45.0 | 6108 | 0.009278 | 0.003038 | EPA/CAMD | EPA/NEI | 1978
2018 | MN | Mapleton Community Solar | 60941 | DMCS1 | PV | OP | NA | SUN |  | 16503 |  |  | EIA Prime Mover-level Data
2018 | MN | Mapleton Community Solar | 60941 | DMCS2 | PV | OP | NA | SUN |  | 16503 |  |  | EIA Prime Mover-level Data
2018 | MN | Mapleton Community Solar | 60941 | DMCS3 | PV | OP | NA | SUN |  | 16503 |  |  | EIA Prime Mover-level Data
2018 | MN | Marmas Solar CSG | 61139 | MARM2 | PV | OP | NA | SUN |  | 9073 |  |  | EIA Prime Mover-level Data
2018 | MN | Marmas Solar CSG | 61139 | MARM3 | PV | OP | NA | SUN |  | 9073 |  |  | EIA Prime Mover-level Data
2018 | MN | Marmas Solar CSG | 61139 | MARM4 | PV | OP | NA | SUN |  | 9073 |  |  | EIA Prime Mover-level Data
2018 | MN | Marmas Solar CSG | 61139 | MARM5 | PV | OP | NA | SUN |  | 9073 |  |  | EIA Prime Mover-level Data
2018 | MN | Marshall (MN) | 1993 | 6 | GT | OP | NA | DFO |  | 4290 | 0.037021 | 0.017259 | EIA Prime Mover-level Data | NEI avg EF - PM, fuel type, firing type
2018 | MN | Marshall Solar Energy Project | 59875 | PV1 | PV | OP | NA | SUN |  | 979346 |  |  | EIA Prime Mover-level Data
2018 | MN | Marshall Wind 1 LLC | 56840 | 1 | WT | OP | NA | WND |  | 59586 |  |  | EIA Prime Mover-level Data
2018 | MN | Marshall Wind 2 LLC | 56824 | 1 | WT | OP | NA | WND |  | 111687 |  |  | EIA Prime Mover-level Data
2018 | MN | Marshall Wind 3 LLC | 56825 | 1 | WT | OP | NA | WND |  | 121215 |  |  | EIA Prime Mover-level Data
2018 | MN | Marshall Wind 4 LLC | 56826 | 1 | WT | OP | NA | WND |  | 111283 |  |  | EIA Prime Mover-level Data
2018 | MN | Marshall Wind 5 LLC | 56827 | 1 | WT | OP | NA | WND |  | 58137 |  |  | EIA Prime Mover-level Data
2018 | MN | Marshall Wind 6 LLC | 56828 | 1 | WT | OP | NA | WND |  | 59168 |  |  | EIA Prime Mover-level Data
2018 | MN | Melrose | 1994 | 1 | IC | SB | NA | DFO |  | 90 | 0.01395 | 0.31 | EIA Prime Mover-level Data | Estimated using an emission factor
2018 | MN | Melrose | 1994 | 2 | IC | OP | NA | DFO |  | 98 | 0.01519 | 0.31 | EIA Prime Mover-level Data | Estimated using an emission factor
2018 | MN | Melrose | 1994 | 3 | IC | OP | NA | DFO |  | 277 | 0.042935 | 0.31 | EIA Prime Mover-level Data | Estimated using an emission factor
2018 | MN | Melrose | 1994 | 4 | IC | OP | NA | DFO |  | 269 | 0.041695 | 0.31 | EIA Prime Mover-level Data | Estimated using an emission factor
2018 | MN | Melrose 2 | 58929 | 12286 | IC | OP | NA | DFO |  | 39 | 0.006045 | 0.31 | EIA Prime Mover-level Data | Estimated using an emission factor
2018 | MN | Michael Solar | 60971 | PV1 | PV | OP | NA | SUN |  | 21376 |  |  | EIA Prime Mover-level Data
2018 | MN | Michael Solar | 60971 | PV2 | PV | OP | NA | SUN |  | 21376 |  |  | EIA Prime Mover-level Data
2018 | MN | Michael Solar | 60971 | PV3 | PV | OP | NA | SUN |  | 21376 |  |  | EIA Prime Mover-level Data
2018 | MN | MinnDakota Wind LLC | 56459 | 2 | WT | OP | NA | WND |  | 4495976 |  |  | EIA Prime Mover-level Data
2018 | MN | Minnesota Breeze LLC | 56587 | 1 | WT | OP | NA | WND |  | 26370 |  |  | EIA Prime Mover-level Data
2018 | MN | Minnesota River Station | 7844 | U001 | GT | OP | CT | NG | 21.0 | 6876 | 0.006069 | 0.0017653 | EPA/CAMD | EPA/NEI | 2001
2018 | MN | Minnesota Valley | 1918 | 3 | ST | RE | NA | NG
2018 | MN | Minwind | 56002 | 1 | WT | OP | NA | WND |  | 70245 |  |  | EIA Prime Mover-level Data
2018 | MN | Minwind 3-9 | 56123 | 1 | WT | OP | NA | WND |  | 207206 |  |  | EIA Prime Mover-level Data
2018 | MN | MNDOT Standby Generation | 55824 | UNT1 | IC | SB | NA | DFO |  | 158 | 0.02449 | 0.31 | EIA Prime Mover-level Data | Estimated using an emission factor
2018 | MN | Montevideo Solar LLC, CSG | 61870 | MONTE | PV | TS | NA | SUN
2018 | MN | Montgomery | 8025 | 1 | GT | RE | NA | DFO
2018 | MN | Montgomery Winsted CSG | 61456 | 41620 | PV | OP | NA | SUN |  | 14838 |  |  | EIA Prime Mover-level Data
2018 | MN | Montgomery Winsted CSG | 61456 | 41621 | PV | OP | NA | SUN |  | 14838 |  |  | EIA Prime Mover-level Data
2018 | MN | Montgomery Winsted CSG | 61456 | 41622 | PV | OP | NA | SUN |  | 14838 |  |  | EIA Prime Mover-level Data
2018 | MN | Monticello Nuclear Facility | 1922 | 1 | ST | OP | NA | NUC |  | 58734468 |  |  | EIA Prime Mover-level Data
2018 | MN | Monticello Project CSG | 62105 | MONTI | PV | OP | NA | SUN |  | 1092 |  |  | EIA Prime Mover-level Data
2018 | MN | Montrose Solar | 60529 | PV1 | PV | OP | NA | SUN |  | 58856 |  |  | EIA Prime Mover-level Data
2018 | MN | MontSun Community Solar | 61586 | 1 | PV | OP | NA | SUN |  | 75212 |  |  | EIA Prime Mover-level Data
2018 | MN | Moorhead | 1995 | 6 | GT | RE | NA | DFO
2018 | MN | Moorhead Wind Turbine | 7855 | 8 | WT | OP | NA | WND |  | 6966 |  |  | EIA Prime Mover-level Data
2018 | MN | Moorhead Wind Turbine | 7855 | 9 | WT | OP | NA | WND |  | 6966 |  |  | EIA Prime Mover-level Data
2018 | MN | Moose Lake | 1996 | 1 | IC | SB | NA | DFO |  | 137 | 0.021235 | 0.31 | EIA Prime Mover-level Data | Estimated using an emission factor
2018 | MN | Moose Lake | 1996 | 2 | IC | RE | NA | DFO
2018 | MN | Moose Lake | 1996 | 4 | IC | OP | NA | NG |  | 210 | 4.431e-05 | 0.000422 | EIA Prime Mover-level Data | Estimated using an emission factor
2018 | MN | Moose Lake | 1996 | 5 | IC | OP | NA | DFO |  | 221 | 0.034255 | 0.31 | EIA Prime Mover-level Data | Estimated using an emission factor
2018 | MN | Moose Lake | 1996 | 6 | IC | OP | NA | DFO |  | 221 | 0.034255 | 0.31 | EIA Prime Mover-level Data | Estimated using an emission factor
2018 | MN | Moose Lake | 1996 | 7 | IC | OP | NA | DFO |  | 221 | 0.034255 | 0.31 | EIA Prime Mover-level Data | Estimated using an emission factor
2018 | MN | Mora | 1997 | 2 | IC | OP | NA | NG |  | 473 | 9.9803e-05 | 0.000422 | EIA Prime Mover-level Data | Estimated using an emission factor
2018 | MN | Mora | 1997 | 5 | IC | OP | NA | NG |  | 2453 | 0.00051758 | 0.000422 | EIA Prime Mover-level Data | Estimated using an emission factor
2018 | MN | Mora | 1997 | 6 | IC | OP | NA | DFO |  | 3013 | 0.46702 | 0.31 | EIA Prime Mover-level Data | Estimated using an emission factor
2018 | MN | Moraine II Wind LLC | 56794 | 1 | WT | OP | NA | WND |  | 1501306 |  |  | EIA Prime Mover-level Data
2018 | MN | Moraine Wind LLC | 56174 | MOR | WT | OP | NA | WND |  | 1298448 |  |  | EIA Prime Mover-level Data
2018 | MN | Morgan Community Solar | 60942 | BMCS1 | PV | OP | NA | SUN |  | 16482 |  |  | EIA Prime Mover-level Data
2018 | MN | Morgan Community Solar | 60942 | BMCS2 | PV | OP | NA | SUN |  | 16482 |  |  | EIA Prime Mover-level Data
2018 | MN | Morgan Community Solar | 60942 | BMCS3 | PV | OP | NA | SUN |  | 16482 |  |  | EIA Prime Mover-level Data
2018 | MN | Moulton Wind Power | 55981 | 1 | WT | OP | NA | WND |  | 32451 |  |  | EIA Prime Mover-level Data
2018 | MN | Mountain Lake | 1998 | 2 | IC | OP | NA | DFO |  | 72 | 0.01116 | 0.31 | EIA Prime Mover-level Data | Estimated using an emission factor
2018 | MN | Mountain Lake | 1998 | 4 | IC | OP | NA | DFO |  | 130 | 0.02015 | 0.31 | EIA Prime Mover-level Data | Estimated using an emission factor
2018 | MN | Mountain Lake | 1998 | 5 | IC | OP | NA | DFO |  | 85 | 0.013175 | 0.31 | EIA Prime Mover-level Data | Estimated using an emission factor
2018 | MN | Mountain Lake | 1998 | 6 | IC | OP | NA | DFO |  | 117 | 0.018135 | 0.31 | EIA Prime Mover-level Data | Estimated using an emission factor
2018 | MN | Mountain Lake | 1998 | 7 | IC | OP | NA | DFO |  | 117 | 0.018135 | 0.31 | EIA Prime Mover-level Data | Estimated using an emission factor
2018 | MN | Mountain Lake | 1998 | 8 | WT | OP | NA | WND |  | 27081 |  |  | EIA Prime Mover-level Data
2018 | MN | Mower County Wind Energy Center | 56424 | 1 | WT | OP | NA | WND |  | 2389909 |  |  | EIA Prime Mover-level Data
2018 | MN | MSC-Chisago01 LLC CSG | 62536 | 52739 | PV | T | NA | SUN
2018 | MN | MSC-Chisago02 LLC | 62538 | 52740 | PV | T | NA | SUN
2018 | MN | MSC-Empire01, LLC | 62740 | 52784 | PV | T | NA | SUN
2018 | MN | MSC-GreyCloud01 Community Solar | 62143 | 52785 | PV | TS | NA | SUN
2018 | MN | MSC-Rice01 LLC CSG | 62537 | 52738 | PV | T | NA | SUN
2018 | MN | MSC-Scandia01 CSG | 62144 | 52741 | PV | TS | NA | SUN
2018 | MN | MSC-Scott01 LLC | 62535 | 52737 | PV | T | NA | SUN
2018 | MN | Nautilus Lindstrom Solar CSG | 62030 | LI | PV | U | NA | SUN
2018 | MN | Nautilus Saint Cloud Solar CSG | 62031 | SC | PV | V | NA | SUN
2018 | MN | Nautilus Winsted Solar CSG | 62032 | WS | PV | V | NA | SUN
2018 | MN | Nesvold Watertown Solar | 60958 | PV1 | PV | OP | NA | SUN |  | 13750 |  |  | EIA Prime Mover-level Data
2018 | MN | Nesvold Watertown Solar | 60958 | PV2 | PV | OP | NA | SUN |  | 13750 |  |  | EIA Prime Mover-level Data
2018 | MN | Nesvold Watertown Solar | 60958 | PV3 | PV | OP | NA | SUN |  | 13750 |  |  | EIA Prime Mover-level Data
2018 | MN | Nesvold Watertown Solar | 60958 | PV4 | PV | OP | NA | SUN |  | 13750 |  |  | EIA Prime Mover-level Data
2018 | MN | Nesvold Watertown Solar | 60958 | PV5 | PV | OP | NA | SUN |  | 13750 |  |  | EIA Prime Mover-level Data
2018 | MN | New Germany Community Solar Garden | 61571 | 39062 | PV | OP | NA | SUN |  | 13841 |  |  | EIA Prime Mover-level Data
2018 | MN | New Prague | 1999 | 1 | IC | RE | NA | NG
2018 | MN | New Prague | 1999 | 2 | IC | OP | NA | NG |  | 2113 | 0.00044584 | 0.000422 | EIA Prime Mover-level Data | Estimated using an emission factor
2018 | MN | New Prague | 1999 | 3 | IC | OP | NA | NG |  | 1153 | 0.00024328 | 0.000422 | EIA Prime Mover-level Data | Estimated using an emission factor
2018 | MN | New Prague | 1999 | 4 | IC | OP | NA | NG |  | 1681 | 0.00035469 | 0.000422 | EIA Prime Mover-level Data | Estimated using an emission factor
2018 | MN | New Prague | 1999 | 5 | IC | OP | NA | NG |  | 288 | 6.0768e-05 | 0.000422 | EIA Prime Mover-level Data | Estimated using an emission factor
2018 | MN | New Prague | 1999 | 6 | IC | OP | NA | NG |  | 2881 | 0.00060789 | 0.000422 | EIA Prime Mover-level Data | Estimated using an emission factor
2018 | MN | New Ulm | 2001 | 7 | GT | OP | CT | DFO | 20.0 | 1512 | 0.0016435 | 0.0021739 | EPA/CAMD | EPA/NEI | 2001
2018 | MN | Noble Ridge LLC | 55782 | WH01 | WT | OP | NA | WND |  | 22175 |  |  | EIA Prime Mover-level Data
2018 | MN | Nobles 2 Wind Project | 62364 | WT1 | WT | P | NA | WND
2018 | MN | Nobles Wind Project | 57047 | 1 | WT | OP | NA | WND |  | 5937679 |  |  | EIA Prime Mover-level Data
2018 | MN | North Branch (MN) | 2002 | 1 | IC | RE | NA | DFO
2018 | MN | North Branch (MN) | 2002 | 2 | IC | RE | NA | DFO
2018 | MN | North Branch (MN) | 2002 | 3 | IC | OP | NA | DFO |  | 577 | 0.089435 | 0.31 | EIA Prime Mover-level Data | Estimated using an emission factor
2018 | MN | North Branch (MN) | 2002 | 4 | IC | OP | NA | DFO |  | 577 | 0.089435 | 0.31 | EIA Prime Mover-level Data | Estimated using an emission factor
2018 | MN | North Branch (MN) | 2002 | 5 | IC | OP | NA | DFO |  | 577 | 0.089435 | 0.31 | EIA Prime Mover-level Data | Estimated using an emission factor
2018 | MN | North Branch (MN) | 2002 | 6 | IC | OP | NA | DFO |  | 577 | 0.089435 | 0.31 | EIA Prime Mover-level Data | Estimated using an emission factor
2018 | MN | North Branch (MN) | 2002 | 7 | IC | OP | NA | DFO |  | 577 | 0.089435 | 0.31 | EIA Prime Mover-level Data | Estimated using an emission factor
2018 | MN | North Star Solar Project | 59852 | NSSP1 | PV | OP | NA | SUN |  | 1798589 |  |  | EIA Prime Mover-level Data
2018 | MN | Northern Lights Wind LLC | 56411 | 1 | WT | OP | NA | WND |  | 42373 |  |  | EIA Prime Mover-level Data
2018 | MN | Northfield Community Solar | 60717 | NCS1 | PV | OP | NA | SUN |  | 15160 |  |  | EIA Prime Mover-level Data
2018 | MN | Northfield Community Solar | 60717 | NCS2 | PV | OP | NA | SUN |  | 15160 |  |  | EIA Prime Mover-level Data
2018 | MN | Northfield Community Solar | 60717 | NCS3 | PV | OP | NA | SUN |  | 15160 |  |  | EIA Prime Mover-level Data
2018 | MN | Northfield Community Solar | 60717 | NCS4 | PV | OP | NA | SUN |  | 15160 |  |  | EIA Prime Mover-level Data
2018 | MN | Northfield Community Solar | 60717 | NCS5 | PV | OP | NA | SUN |  | 15160 |  |  | EIA Prime Mover-level Data
2018 | MN | Northfield Holdco CSG | 61451 | NORTH | PV | OP | NA | SUN |  | 72015 |  |  | EIA Prime Mover-level Data
2018 | MN | Northfield Solar CSG | 62708 | SC | PV | T | NA | SUN
2018 | MN | Northshore Mining Silver Bay Power | 10849 | PB1 | ST | OP | WALL | SUB | 8,229.0 | 3982377 | 5.0232 | 0.0025227 | EPA/CAMD | EPA/NEI | 1955
2018 | MN | Northshore Mining Silver Bay Power | 10849 | PB2 | ST | OP | WALL | SUB | 2,878.0 | 1632710 | 21.2772 | 0.026064 | EPA/CAMD | EPA/NEI | 1963
2018 | MN | Novel - OYA of Mapleton | 61060 | 0000I | PV | OP | NA | SUN |  | 10941 |  |  | EIA Prime Mover-level Data
2018 | MN | Novel Martin Solar One LLC (McLeod) | 62779 | MART | PV | T | NA | SUN
2018 | MN | Novel OYA of Osakis | 61059 | 0000G | PV | OP | NA | SUN |  | 2762 |  |  | EIA Prime Mover-level Data
2018 | MN | Novel Solar One CSG LLC | 62665 | HELD | PV | P | NA | SUN
2018 | MN | Novel Solar Two LLC | 62913 | SCHNE | PV | T | NA | SUN
2018 | MN | Oak Glen Wind Farm | 57432 | 1 | WT | OP | NA | WND |  | 1052544 |  |  | EIA Prime Mover-level Data
2018 | MN | Odell Wind Farm | 58657 | 1 | WT | OP | NA | WND |  | 6922988 |  |  | EIA Prime Mover-level Data
2018 | MN | Odin Wind Farm LLC | 56755 | 1 | WT | OP | NA | WND |  | 535792 |  |  | EIA Prime Mover-level Data
2018 | MN | Olmsted Waste Energy | 50413 | DG1 | IC | RE | NA | DFO
2018 | MN | Olmsted Waste Energy | 50413 | DGCAT | IC | SB | NA | DFO |  | 175 | 0.027125 | 0.31 | EIA Prime Mover-level Data | Estimated using an emission factor
2018 | MN | Olmsted Waste Energy | 50413 | TG2 | ST | OP | NA | MSW |  | 274666 | 21.4239 | 0.156 | EIA Prime Mover-level Data | Estimated using an emission factor
2018 | MN | Olmsted Waste Energy | 50413 | TG3 | ST | OP | NA | MSW |  | 686665 | 53.5599 | 0.156 | EIA Prime Mover-level Data | Estimated using an emission factor
2018 | MN | Olmsted Waste Energy | 50413 | TGI | ST | OP | NA | MSW |  | 237211 | 18.5025 | 0.156 | EIA Prime Mover-level Data | Estimated using an emission factor
2018 | MN | OREG 3 Inc | 57281 | CS13 | OT | OP | NA | WH |  | 380877 |  |  | EIA Prime Mover-level Data
2018 | MN | Orion Community Solar | 60716 | OCS1 | PV | OP | NA | SUN |  | 14063 |  |  | EIA Prime Mover-level Data
2018 | MN | Orion Community Solar | 60716 | OCS2 | PV | OP | NA | SUN |  | 14063 |  |  | EIA Prime Mover-level Data
2018 | MN | Orion Community Solar | 60716 | OCS3 | PV | OP | NA | SUN |  | 14063 |  |  | EIA Prime Mover-level Data
2018 | MN | Owatonna | 2003 | 5 | ST | RE | NA | NG
2018 | MN | Owatonna | 2003 | 6 | ST | RE | NA | NG
2018 | MN | Owatonna | 2003 | 7 | GT | OP | NA | NG
2018 | MN | Owatonna Energy Station | 60254 | UNIT1 | IC | OP | NA | NG |  | 81048 | 0.017101 | 0.000422 | EIA Prime Mover-level Data | Estimated using an emission factor
2018 | MN | Owatonna Energy Station | 60254 | UNIT2 | IC | OP | NA | NG |  | 81048 | 0.017101 | 0.000422 | EIA Prime Mover-level Data | Estimated using an emission factor
2018 | MN | Owatonna Energy Station | 60254 | UNIT3 | IC | OP | NA | NG |  | 81048 | 0.017101 | 0.000422 | EIA Prime Mover-level Data | Estimated using an emission factor
2018 | MN | Owatonna Energy Station | 60254 | UNIT4 | IC | OP | NA | NG |  | 81048 | 0.017101 | 0.000422 | EIA Prime Mover-level Data | Estimated using an emission factor
2018 | MN | Palmer's Creek Wind Farm, LLC | 62291 | PCWF | WT | OP | NA | WND |  | 32250 |  |  | EIA Prime Mover-level Data
2018 | MN | Paynesville Community Solar | 60715 | PCS1 | PV | OP | NA | SUN |  | 15838 |  |  | EIA Prime Mover-level Data
2018 | MN | Paynesville Community Solar | 60715 | PCS2 | PV | OP | NA | SUN |  | 15838 |  |  | EIA Prime Mover-level Data
2018 | MN | Paynesville Community Solar | 60715 | PCS3 | PV | OP | NA | SUN |  | 15838 |  |  | EIA Prime Mover-level Data
2018 | MN | Paynesville Community Solar | 60715 | PCS4 | PV | OP | NA | SUN |  | 15838 |  |  | EIA Prime Mover-level Data
2018 | MN | Paynesville Community Solar | 60715 | PCS5 | PV | OP | NA | SUN |  | 15838 |  |  | EIA Prime Mover-level Data
2018 | MN | Paynesville Solar | 60530 | PV1 | PV | OP | NA | SUN |  | 168310 |  |  | EIA Prime Mover-level Data
2018 | MN | Pegasus Community Solar | 61175 | CPCS1 | PV | OP | NA | SUN |  | 16691 |  |  | EIA Prime Mover-level Data
2018 | MN | Pegasus Community Solar | 61175 | CPCS2 | PV | OP | NA | SUN |  | 16691 |  |  | EIA Prime Mover-level Data
2018 | MN | Perham Incinerator | 56243 | 1 | ST | RE | NA | MSW
2018 | MN | Pillager | 1898 | 1 | HY | OP | NA | WAT |  | 47154 |  |  | EIA Prime Mover-level Data
2018 | MN | Pillager | 1898 | 2 | HY | OP | NA | WAT |  | 47154 |  |  | EIA Prime Mover-level Data
2018 | MN | Pine Island Solar | 60531 | PV1 | PV | OP | NA | SUN |  | 84186 |  |  | EIA Prime Mover-level Data
2018 | MN | Pine Island Solar CSG | 60835 | PINEI | PV | OP | NA | SUN |  | 54343 |  |  | EIA Prime Mover-level Data
2018 | MN | Pisces Community Solar Garden | 61992 | CRUX | PV | U | NA | SUN
2018 | MN | Pleasant Valley Station | 7843 | 11 | GT | OP | CT | NG | 390.0 | 304725 | 0.028768 | 0.00018881 | EPA/CAMD | EPA/NEI | 2001
2018 | MN | Pleasant Valley Station | 7843 | 12 | GT | OP | CT | NG | 738.0 | 680924 | 0.061636 | 0.00018104 | EPA/CAMD | EPA/NEI | 2001
2018 | MN | Pleasant Valley Station | 7843 | 13 | GT | OP | CT | NG | 211.0 | 169051 | 0.036958 | 0.00043724 | EPA/CAMD | EPA/NEI | 2002
2018 | MN | Pleasant Valley Wind Farm | 59201 | 1 | WT | OP | NA | WND |  | 6899134 |  |  | EIA Prime Mover-level Data
2018 | MN | Plum Creek | 61687 | PLMCK | WT | P | NA | WND
2018 | MN | Poet Biorefining Lake Crystal | 58197 | 1 | IC | SB | NA | DFO |  | 669 | 0.10369 | 0.31 | EIA Prime Mover-level Data | Estimated using an emission factor
2018 | MN | Poet Biorefining Lake Crystal | 58197 | 2 | ST | OP | NA | NG |  | 960535 | 3.8673 | 0.0080524 | EIA Prime Mover-level Data | NEI avg EF - PM, fuel type
2018 | MN | PopeSun CSG, LLC | 61542 | GEN1 | PV | OP | NA | SUN |  | 48736 |  |  | EIA Prime Mover-level Data
2018 | MN | Porter Way Community Solar Garden | 61500 | PV1 | PV | OP | NA | SUN |  | 40410 |  |  | EIA Prime Mover-level Data
2018 | MN | Prairie Island | 1925 | 1 | ST | OP | NA | NUC |  | 43809901 |  |  | EIA Prime Mover-level Data
2018 | MN | Prairie Island | 1925 | 2 | ST | OP | NA | NUC |  | 50107394 |  |  | EIA Prime Mover-level Data
2018 | MN | Prairie River | 378 | 1 | HY | OP | NA | WAT |  | 20673 |  |  | EIA Prime Mover-level Data
2018 | MN | Prairie River | 378 | 2 | HY | OP | NA | WAT |  | 8860 |  |  | EIA Prime Mover-level Data
2018 | MN | Prairie Rose Wind Farm | 57644 | PR1 | WT | OP | NA | WND |  | 5681619 |  |  | EIA Prime Mover-level Data
2018 | MN | Prairie Star Wind Farm | 56494 | HP2 | WT | OP | NA | WND |  | 2721942 |  |  | EIA Prime Mover-level Data
2018 | MN | Prairie Wind Power LLC | 56628 | 1 | WT | OP | NA | WND |  | 112854 |  |  | EIA Prime Mover-level Data
2018 | MN | Preston (MN) | 2004 | 1 | IC | RE | NA | DFO
2018 | MN | Preston (MN) | 2004 | 2 | IC | RE | NA | DFO
2018 | MN | Preston (MN) | 2004 | 3 | IC | RE | NA | DFO
2018 | MN | Preston (MN) | 2004 | 4 | IC | OP | NA | DFO |  | 169 | 0.026195 | 0.31 | EIA Prime Mover-level Data | Estimated using an emission factor
2018 | MN | Preston (MN) | 2004 | 5 | IC | OP | NA | NG |  | 311 | 6.5621e-05 | 0.000422 | EIA Prime Mover-level Data | Estimated using an emission factor
2018 | MN | Preston (MN) | 2004 | 6 | IC | OP | NA | NG |  | 565 | 0.00011922 | 0.000422 | EIA Prime Mover-level Data | Estimated using an emission factor
2018 | MN | Princeton (MN) | 2005 | 1 | IC | RE | NA | DFO
2018 | MN | Princeton (MN) | 2005 | 2 | IC | RE | NA | DFO
2018 | MN | Princeton (MN) | 2005 | 3 | IC | OP | NA | DFO |  | 1190 | 0.18445 | 0.31 | EIA Prime Mover-level Data | Estimated using an emission factor
2018 | MN | Princeton (MN) | 2005 | 4 | IC | OP | NA | DFO |  | 595 | 0.092225 | 0.31 | EIA Prime Mover-level Data | Estimated using an emission factor
2018 | MN | Princeton (MN) | 2005 | 5 | IC | OP | NA | DFO |  | 496 | 0.07688 | 0.31 | EIA Prime Mover-level Data | Estimated using an emission factor
2018 | MN | Princeton (MN) | 2005 | 6 | IC | OP | NA | DFO |  | 1338 | 0.20739 | 0.31 | EIA Prime Mover-level Data | Estimated using an emission factor
2018 | MN | Princeton (MN) | 2005 | 7 | IC | OP | NA | DFO |  | 2478 | 0.38409 | 0.31 | EIA Prime Mover-level Data | Estimated using an emission factor
2018 | MN | Randolph CSG PV1-5 | 62209 | RAND1 | PV | T | NA | SUN
2018 | MN | Randolph CSG PV1-5 | 62209 | RAND2 | PV | T | NA | SUN
2018 | MN | Randolph CSG PV1-5 | 62209 | RAND3 | PV | T | NA | SUN
2018 | MN | Randolph CSG PV1-5 | 62209 | RAND4 | PV | T | NA | SUN
2018 | MN | Randolph CSG PV1-5 | 62209 | RAND5 | PV | T | NA | SUN
2018 | MN | Rapidan Hydro Facility | 52054 | GEN1 | HY | OP | NA | WAT |  | 85801 |  |  | EIA Prime Mover-level Data
2018 | MN | Rapidan Hydro Facility | 52054 | GEN2 | HY | OP | NA | WAT |  | 85801 |  |  | EIA Prime Mover-level Data
2018 | MN | Rapids Energy Center | 10686 | 5 | ST | OP | NA | WDS |  | 1408245 | 16.0626 | 0.022812 | EIA Unit-level Data | NEI avg EF - PM, fuel type
2018 | MN | Rapids Energy Center | 10686 | 6 | ST | OP | NA | WDS |  | 1329337 | 15.1626 | 0.022812 | EIA Unit-level Data | NEI avg EF - PM, fuel type
2018 | MN | Rapids Energy Center | 10686 | 7 | ST | OP | NA | WDS |  | 0 | 0 |  | EIA Unit-level Data | NEI avg EF - PM, fuel type
2018 | MN | Rapids Energy Center | 10686 | 8 | ST | OP | NA | WDS |  | 0 | 0 |  | EIA Unit-level Data | NEI avg EF - PM, fuel type
2018 | MN | Rapids Energy Center | 10686 | HYD | HY | OP | NA | WAT |  | 79609 |  |  | EIA Prime Mover-level Data
2018 | MN | Red Maple Solar | 60962 | PV1 | PV | OP | NA | SUN |  | 6580 |  |  | EIA Prime Mover-level Data
2018 | MN | Red Maple Solar | 60962 | PV2 | PV | OP | NA | SUN |  | 6580 |  |  | EIA Prime Mover-level Data
2018 | MN | Red Maple Solar | 60962 | PV3 | PV | OP | NA | SUN |  | 6580 |  |  | EIA Prime Mover-level Data
2018 | MN | Red Pine Wind Project | 61357 | RP1 | WT | OP | NA | WND |  | 7276748 |  |  | EIA Prime Mover-level Data
2018 | MN | Red Wing | 1926 | 1 | ST | OP | NA | MSW |  | 1449122 | 0.56516 | 0.00078 | EIA Unit-level Data | Estimated using an emission factor
2018 | MN | Red Wing | 1926 | 2 | ST | OP | NA | MSW |  | 966060 | 0.37676 | 0.00078 | EIA Unit-level Data | Estimated using an emission factor
2018 | MN | Red Wing Community Solar | 60796 | SO234 | PV | OP | NA | SUN |  | 66944 |  |  | EIA Prime Mover-level Data
2018 | MN | Redwood Falls | 2009 | 1 | HY | RE | NA | WAT
2018 | MN | Redwood Falls | 2009 | 6 | IC | OP | NA | DFO |  | 880 | 0.1364 | 0.31 | EIA Prime Mover-level Data | Estimated using an emission factor
2018 | MN | Redwood Falls | 2009 | 7 | IC | OP | NA | NG |  | 2319 | 0.00048931 | 0.000422 | EIA Prime Mover-level Data | Estimated using an emission factor
2018 | MN | Redwood Falls | 2009 | 8 | HY | OP | NA | WAT |  | 13414 |  |  | EIA Prime Mover-level Data
2018 | MN | Redwood Falls Wind | 56414 | WND1 | WT | OP | NA | WND |  | 41105 |  |  | EIA Prime Mover-level Data
2018 | MN | Redwood Falls Wind | 56414 | WND2 | WT | OP | NA | WND |  | 41105 |  |  | EIA Prime Mover-level Data
2018 | MN | Rengstorf Solar CSG | 61383 | RENG1 | PV | OP | NA | SUN |  | 16210 |  |  | EIA Prime Mover-level Data
2018 | MN | Rengstorf Solar CSG | 61383 | RENG2 | PV | OP | NA | SUN |  | 16210 |  |  | EIA Prime Mover-level Data
2018 | MN | Rengstorf Solar CSG | 61383 | RENG3 | PV | OP | NA | SUN |  | 16210 |  |  | EIA Prime Mover-level Data
2018 | MN | Rengstorf Solar CSG | 61383 | RENG4 | PV | OP | NA | SUN |  | 16210 |  |  | EIA Prime Mover-level Data
2018 | MN | Rengstorf Solar CSG | 61383 | RENG5 | PV | OP | NA | SUN |  | 16210 |  |  | EIA Prime Mover-level Data
2018 | MN | Richmond CSG | 61427 | PV1 | PV | OP | NA | SUN |  | 70981 |  |  | EIA Prime Mover-level Data
2018 | MN | Ridgewind | 57386 | WTG1 | WT | OP | NA | WND |  | 724071 |  |  | EIA Prime Mover-level Data
2018 | MN | Riverside (1927) | 1927 | 9 | CT | OP | CC | NG | 6,151.0 | 9452171 | 1.026 | 0.00021709 | EPA/CAMD | EPA/NEI | 2008
2018 | MN | Riverside (1927) | 1927 | 10 | CT | OP | CC | NG | 5,837.0 | 9031345 | 0.9904 | 0.00021933 | EPA/CAMD | EPA/NEI | 2008
2018 | MN | RJC I CSG | 61504 | RCJ1 | PV | OP | NA | SUN |  | 5278 |  |  | EIA Prime Mover-level Data
2018 | MN | RJC II Community Solar Garden | 61670 | RJCII | PV | OP | NA | SUN |  | 7350 |  |  | EIA Prime Mover-level Data
2018 | MN | Roadrunner I LLC | 56578 | 1 | WT | OP | NA | WND |  | 22021 |  |  | EIA Prime Mover-level Data
2018 | MN | Rochester Hydro | 2007 | 1 | HY | OP | NA | WAT |  | 80083 |  |  | EIA Prime Mover-level Data
2018 | MN | Rochester Hydro | 2007 | 2 | HY | OP | NA | WAT |  | 80083 |  |  | EIA Prime Mover-level Data
2018 | MN | Rock Lake Station | 6741 | 1 | GT | OP | CT | DFO | 37.0 | 3842 | 0.010606 | 0.0055212 | EPA/CAMD | EPA/NEI | 1978
2018 | MN | Rollingstone Holdco CSG | 62037 | ROLLI | PV | U | NA | SUN
2018 | MN | Rosemount Community Solar | 60714 | RCS1 | PV | OP | NA | SUN |  | 15989 |  |  | EIA Prime Mover-level Data
2018 | MN | Rosemount Community Solar | 60714 | RCS2 | PV | OP | NA | SUN |  | 15989 |  |  | EIA Prime Mover-level Data
2018 | MN | Rosemount Community Solar | 60714 | RCS3 | PV | OP | NA | SUN |  | 15989 |  |  | EIA Prime Mover-level Data
2018 | MN | Rosemount Community Solar | 60714 | RCS4 | PV | OP | NA | SUN |  | 15989 |  |  | EIA Prime Mover-level Data
2018 | MN | Rosemount Community Solar | 60714 | RCS5 | PV | OP | NA | SUN |  | 15989 |  |  | EIA Prime Mover-level Data
2018 | MN | Ruthton Ridge LLC | 55571 | RR30 | WT | OP | NA | WND |  | 48771 |  |  | EIA Prime Mover-level Data
2018 | MN | S&P Windfarm LLC | 56208 | 1 | WT | OP | NA | WND |  | 46466 |  |  | EIA Prime Mover-level Data
2018 | MN | SAF Hydroelectric LLC | 57665 | 1 | HY | OP | NA | WAT |  | 29284 |  |  | EIA Prime Mover-level Data
2018 | MN | SAF Hydroelectric LLC | 57665 | 2 | HY | OP | NA | WAT |  | 29284 |  |  | EIA Prime Mover-level Data
2018 | MN | SAF Hydroelectric LLC | 57665 | 3 | HY | OP | NA | WAT |  | 29284 |  |  | EIA Prime Mover-level Data
2018 | MN | SAF Hydroelectric LLC | 57665 | 4 | HY | OP | NA | WAT |  | 29284 |  |  | EIA Prime Mover-level Data
2018 | MN | SAF Hydroelectric LLC | 57665 | 5 | HY | OP | NA | WAT |  | 29284 |  |  | EIA Prime Mover-level Data
2018 | MN | SAF Hydroelectric LLC | 57665 | 6 | HY | OP | NA | WAT |  | 29284 |  |  | EIA Prime Mover-level Data
2018 | MN | SAF Hydroelectric LLC | 57665 | 7 | HY | OP | NA | WAT |  | 29284 |  |  | EIA Prime Mover-level Data
2018 | MN | SAF Hydroelectric LLC | 57665 | 8 | HY | OP | NA | WAT |  | 29284 |  |  | EIA Prime Mover-level Data
2018 | MN | SAF Hydroelectric LLC | 57665 | 9 | HY | OP | NA | WAT |  | 29284 |  |  | EIA Prime Mover-level Data
2018 | MN | SAF Hydroelectric LLC | 57665 | 10 | HY | OP | NA | WAT |  | 29284 |  |  | EIA Prime Mover-level Data
2018 | MN | SAF Hydroelectric LLC | 57665 | 11 | HY | OP | NA | WAT |  | 29284 |  |  | EIA Prime Mover-level Data
2018 | MN | SAF Hydroelectric LLC | 57665 | 12 | HY | OP | NA | WAT |  | 29284 |  |  | EIA Prime Mover-level Data
2018 | MN | SAF Hydroelectric LLC | 57665 | 13 | HY | OP | NA | WAT |  | 29284 |  |  | EIA Prime Mover-level Data
2018 | MN | SAF Hydroelectric LLC | 57665 | 14 | HY | OP | NA | WAT |  | 29284 |  |  | EIA Prime Mover-level Data
2018 | MN | SAF Hydroelectric LLC | 57665 | 15 | HY | OP | NA | WAT |  | 29284 |  |  | EIA Prime Mover-level Data
2018 | MN | SAF Hydroelectric LLC | 57665 | 16 | HY | OP | NA | WAT |  | 29284 |  |  | EIA Prime Mover-level Data
2018 | MN | Sagitta Community Solar | 61708 | SAGI | PV | OP | NA | SUN |  | 128 |  |  | EIA Prime Mover-level Data
2018 | MN | Sagittarius Community Solar Gardens LLC | 61994 | CRUX | PV | U | NA | SUN
2018 | MN | Saint Marys Hospital Power Plant | 54262 | 1 | GT | OP | NA | NG |  | 435459 | 1.1939 | 0.0054834 | EIA Prime Mover-level Data | NEI avg EF - PM, fuel type, firing type
2018 | MN | Saint Marys Hospital Power Plant | 54262 | 4 | ST | OP | NA | NG |  | 441587 | 1.7779 | 0.0080524 | EIA Prime Mover-level Data | NEI avg EF - PM, fuel type
2018 | MN | Saint Marys Hospital Power Plant | 54262 | 5 | IC | SB | NA | DFO |  | 706 | 0.10943 | 0.31 | EIA Prime Mover-level Data | Estimated using an emission factor
2018 | MN | Saint Marys Hospital Power Plant | 54262 | 6 | IC | SB | NA | NG |  | 762 | 0.00016078 | 0.000422 | EIA Prime Mover-level Data | Estimated using an emission factor
2018 | MN | Saint Marys Hospital Power Plant | 54262 | 7 | IC | OP | NA | DFO |  | 706 | 0.10943 | 0.31 | EIA Prime Mover-level Data | Estimated using an emission factor
2018 | MN | Salty Dog I LLC | 56583 | 1 | WT | OP | NA | WND |  | 21992 |  |  | EIA Prime Mover-level Data
2018 | MN | Salty Dog II LLC | 56584 | 1 | WT | OP | NA | WND |  | 21610 |  |  | EIA Prime Mover-level Data
2018 | MN | Sappi Cloquet Mill | 50639 | 10RB | ST | OP | NA | BLQ |  | 9959639 | 1.5487 | 0.000311 | EIA Unit-level Data | Estimated using an emission factor
2018 | MN | Sappi Cloquet Mill | 50639 | 7PB | ST | OP | NA | WDS |  | 1316660 | 15.018 | 0.022812 | EIA Unit-level Data | NEI avg EF - PM, fuel type
2018 | MN | Sappi Cloquet Mill | 50639 | 8PB | ST | OP | NA | NG |  | 386384 | 1.5557 | 0.0080524 | EIA Unit-level Data | NEI avg EF - PM, fuel type
2018 | MN | Sappi Cloquet Mill | 50639 | 9PB | ST | OP | NA | WDS |  | 2465009 | 28.1161 | 0.022812 | EIA Unit-level Data | NEI avg EF - PM, fuel type
2018 | MN | Sappi Cloquet Mill | 50639 | GEN1 | ST | RE | NA | BLQ
2018 | MN | Sappi Cloquet Mill | 50639 | HGN1 | HY | OP | NA | WAT |  | 78000 |  |  | EIA Prime Mover-level Data
2018 | MN | Sappi Cloquet Mill | 50639 | HGN5 | HY | OP | NA | WAT |  | 34666 |  |  | EIA Prime Mover-level Data
2018 | MN | Sappi Cloquet Mill | 50639 | HGN6 | HY | OP | NA | WAT |  | 34666 |  |  | EIA Prime Mover-level Data
2018 | MN | Sappi Cloquet Mill | 50639 | HGN7 | HY | OP | NA | WAT |  | 121333 |  |  | EIA Prime Mover-level Data
2018 | MN | Sartell Dam | 50252 | HG10 | HY | OP | NA | WAT |  | 31561 |  |  | EIA Prime Mover-level Data
2018 | MN | Sartell Dam | 50252 | HG11 | HY | OP | NA | WAT |  | 31561 |  |  | EIA Prime Mover-level Data
2018 | MN | Sartell Dam | 50252 | HG12 | HY | OP | NA | WAT |  | 31561 |  |  | EIA Prime Mover-level Data
2018 | MN | Sartell Dam | 50252 | HG2 | HY | OP | NA | WAT |  | 31561 |  |  | EIA Prime Mover-level Data
2018 | MN | Sartell Dam | 50252 | HG3 | HY | OP | NA | WAT |  | 31561 |  |  | EIA Prime Mover-level Data
2018 | MN | Sartell Dam | 50252 | HG4 | HY | OP | NA | WAT |  | 31561 |  |  | EIA Prime Mover-level Data
2018 | MN | Sartell Dam | 50252 | HG5 | HY | OP | NA | WAT |  | 31561 |  |  | EIA Prime Mover-level Data
2018 | MN | Sartell Dam | 50252 | HG6 | HY | OP | NA | WAT |  | 28054 |  |  | EIA Prime Mover-level Data
2018 | MN | Sartell Dam | 50252 | HG7 | HY | OP | NA | WAT |  | 28054 |  |  | EIA Prime Mover-level Data
2018 | MN | Sartell Dam | 50252 | HG8 | HY | OP | NA | WAT |  | 24548 |  |  | EIA Prime Mover-level Data
2018 | MN | Sartell Dam | 50252 | HG9 | HY | OP | NA | WAT |  | 24548 |  |  | EIA Prime Mover-level Data
2018 | MN | Sartell Holdco CSG | 62036 | SARTE | PV | U | NA | SUN
2018 | MN | Scandia Community Solar Garden | 61669 | SCAND | PV | OP | NA | SUN |  | 6693 |  |  | EIA Prime Mover-level Data
2018 | MN | Scandia CSG | 61585 | 40802 | PV | OP | NA | SUN |  | 17229 |  |  | EIA Prime Mover-level Data
2018 | MN | Scandia CSG | 61585 | 40803 | PV | OP | NA | SUN |  | 17229 |  |  | EIA Prime Mover-level Data
2018 | MN | Scandia CSG | 61585 | 40804 | PV | OP | NA | SUN |  | 17229 |  |  | EIA Prime Mover-level Data
2018 | MN | Scandia CSG | 61585 | 40805 | PV | OP | NA | SUN |  | 17229 |  |  | EIA Prime Mover-level Data
2018 | MN | Scandia CSG | 61585 | 40806 | PV | OP | NA | SUN |  | 17229 |  |  | EIA Prime Mover-level Data
2018 | MN | Scanlon | 1899 | 1 | HY | OP | NA | WAT |  | 20229 |  |  | EIA Prime Mover-level Data
2018 | MN | Scanlon | 1899 | 2 | HY | OP | NA | WAT |  | 20229 |  |  | EIA Prime Mover-level Data
2018 | MN | Scanlon | 1899 | 3 | HY | OP | NA | WAT |  | 20229 |  |  | EIA Prime Mover-level Data
2018 | MN | Scanlon | 1899 | 4 | HY | OP | NA | WAT |  | 20229 |  |  | EIA Prime Mover-level Data
2018 | MN | School Sisters CSG | 61516 | SCHOO | PV | OP | NA | SUN |  | 8215 |  |  | EIA Prime Mover-level Data
2018 | MN | Schultz CSG | 62088 | SCHUL | PV | OP | NA | SUN |  | 7942 |  |  | EIA Prime Mover-level Data
2018 | MN | Shakopee Energy Park | 60647 | SQA01 | IC | OP | NA | NG |  | 38976 | 0.0082239 | 0.000422 | EIA Prime Mover-level Data | Estimated using an emission factor
2018 | MN | Shakopee Energy Park | 60647 | SQA02 | IC | OP | NA | NG |  | 38976 | 0.0082239 | 0.000422 | EIA Prime Mover-level Data | Estimated using an emission factor
2018 | MN | Shakopee Energy Park | 60647 | SQA03 | IC | OP | NA | NG |  | 38976 | 0.0082239 | 0.000422 | EIA Prime Mover-level Data | Estimated using an emission factor
2018 | MN | Shakopee Energy Park | 60647 | SQA04 | IC | OP | NA | NG |  | 38976 | 0.0082239 | 0.000422 | EIA Prime Mover-level Data | Estimated using an emission factor
2018 | MN | Shakopee Energy Park | 60647 | SQA05 | IC | OP | NA | NG |  | 38976 | 0.0082239 | 0.000422 | EIA Prime Mover-level Data | Estimated using an emission factor
2018 | MN | Shakopee Met Council WTP | 60919 | SHAK | PV | OP | NA | SUN |  | 17161 |  |  | EIA Prime Mover-level Data
2018 | MN | Shane's Wind Machine | 56577 | 1 | WT | OP | NA | WND |  | 56869 |  |  | EIA Prime Mover-level Data
2018 | MN | Shaokatan Hills LLC | 55354 | 6150 | WT | OP | NA | WND |  | 240614 |  |  | EIA Prime Mover-level Data
2018 | MN | Sherburne Community Solar | 61672 | PV1 | PV | OP | NA | SUN |  | 51378 |  |  | EIA Prime Mover-level Data
2018 | MN | Sherburne County | 6090 | 1 | ST | OP | TANGENTIAL | SUB | 6,221.0 | 32086531 | 2887.788 | 0.18 | EPA/CAMD | EPA/NEI | 1976
2018 | MN | Sherburne County | 6090 | 2 | ST | OP | TANGENTIAL | SUB | 8,599.0 | 48416319 | 4357.469 | 0.18 | EPA/CAMD | EPA/NEI | 1977
2018 | MN | Sherburne County | 6090 | 3 | ST | OP | WALL | SUB | 8,254.0 | 54904617 | 607.5196 | 0.02213 | EPA/CAMD | EPA/NEI | 1987
2018 | MN | Sherburne North Project CSG | 61762 | SHERB | PV | OP | NA | SUN |  | 18345 |  |  | EIA Prime Mover-level Data
2018 | MN | Silver Lake | 2008 | 1 | ST | RE | NA | BIT
2018 | MN | Silver Lake | 2008 | 2 | ST | RE | NA | BIT
2018 | MN | Silver Lake | 2008 | 3 | ST | RE | NA | BIT
2018 | MN | Silver Lake | 2008 | 4 | ST | RE | NA | BIT
2018 | MN | Slayton Solar | 58164 | PV1 | PV | OP | NA | SUN |  | 23907 |  |  | EIA Prime Mover-level Data
2018 | MN | Sleepy Eye | 2011 | 3 | IC | RE | NA | DFO
2018 | MN | Sleepy Eye | 2011 | 5 | IC | SB | NA | DFO |  | 254 | 0.03937 | 0.31 | EIA Prime Mover-level Data | Estimated using an emission factor
2018 | MN | Sleepy Eye | 2011 | 6 | IC | SB | NA | DFO |  | 282 | 0.04371 | 0.31 | EIA Prime Mover-level Data | Estimated using an emission factor
2018 | MN | Sleepy Eye | 2011 | 7 | IC | SB | NA | DFO |  | 282 | 0.04371 | 0.31 | EIA Prime Mover-level Data | Estimated using an emission factor
2018 | MN | Sleepy Eye | 2011 | 1A | IC | SB | NA | DFO |  | 254 | 0.03937 | 0.31 | EIA Prime Mover-level Data | Estimated using an emission factor
2018 | MN | Sleepy Eye | 2011 | IC4 | IC | SB | NA | DFO |  | 254 | 0.03937 | 0.31 | EIA Prime Mover-level Data | Estimated using an emission factor
2018 | MN | Sleepy Eye | 2011 | NEW | IC | SB | NA | DFO |  | 282 | 0.04371 | 0.31 | EIA Prime Mover-level Data | Estimated using an emission factor
2018 | MN | SMMPA Methane Energy Facility | 57903 | UNIT1 | IC | OP | NA | LFG |  | 56022 | 0.41176 | 0.0147 | EIA Prime Mover-level Data | Estimated using an emission factor
2018 | MN | Soliloquoy Ridge LLC | 55570 | SR30 | WT | OP | NA | WND |  | 44104 |  |  | EIA Prime Mover-level Data
2018 | MN | Solway Plant | 7947 | 1 | GT | OP | CT | NG | 2,255.0 | 707903 | 0.0694 | 0.00019607 | EPA/CAMD | EPA/NEI | 2003
2018 | MN | South Fork Wind Farm | 58691 | STFK1 | WT | OP | NA | WND |  | 470007 |  |  | EIA Prime Mover-level Data
2018 | MN | South Generation | 7982 | 3 | IC | OP | NA | DFO |  | 543 | 0.084165 | 0.31 | EIA Prime Mover-level Data | Estimated using an emission factor
2018 | MN | South Generation | 7982 | 4 | IC | OP | NA | DFO |  | 543 | 0.084165 | 0.31 | EIA Prime Mover-level Data | Estimated using an emission factor
2018 | MN | South Generation | 7982 | 5 | IC | OP | NA | DFO |  | 543 | 0.084165 | 0.31 | EIA Prime Mover-level Data | Estimated using an emission factor
2018 | MN | Southeast Steam Plant | 57966 | SG-201 | ST | OP | NA | NG |  | 426464 | 1.717 | 0.0080524 | EIA Unit-level Data | NEI avg EF - PM, fuel type
2018 | MN | Southeast Steam Plant | 57966 | SG-203 | ST | OP | NA | NG |  | 160374 | 0.6457 | 0.0080524 | EIA Unit-level Data | NEI avg EF - PM, fuel type
2018 | MN | Southern Minnesota Beet Sugar | 54533 | 0001 | ST | OP | NA | SUB |  | 4573503 | 39.2961 | 0.017184 | EIA Prime Mover-level Data | NEI avg EF - PM, fuel type
2018 | MN | Spartan Hills LLC | 55569 | SH30 | WT | OP | NA | WND |  | 47322 |  |  | EIA Prime Mover-level Data
2018 | MN | Spica Community Solar | 60943 | MSCS1 | PV | OP | NA | SUN |  | 16057 |  |  | EIA Prime Mover-level Data
2018 | MN | Spica Community Solar | 60943 | MSCS2 | PV | OP | NA | SUN |  | 16057 |  |  | EIA Prime Mover-level Data
2018 | MN | Spring Valley | 2013 | 1 | IC | RE | NA | DFO
2018 | MN | Spring Valley | 2013 | 2 | IC | OP | NA | DFO |  | 119 | 0.018445 | 0.31 | EIA Prime Mover-level Data | Estimated using an emission factor
2018 | MN | Spring Valley | 2013 | 3 | IC | OP | NA | DFO |  | 216 | 0.03348 | 0.31 | EIA Prime Mover-level Data | Estimated using an emission factor
2018 | MN | Spring Valley | 2013 | 4 | IC | OP | NA | DFO |  | 216 | 0.03348 | 0.31 | EIA Prime Mover-level Data | Estimated using an emission factor
2018 | MN | Spring Valley | 2013 | 5 | IC | OP | NA | DFO |  | 216 | 0.03348 | 0.31 | EIA Prime Mover-level Data | Estimated using an emission factor
2018 | MN | Springfield (MN) | 2012 | 4 | ST | RE | NA | NG
2018 | MN | Springfield (MN) | 2012 | 5 | IC | OP | NA | DFO
2018 | MN | Springfield (MN) | 2012 | 6 | IC | OP | NA | DFO
2018 | MN | Springfield (MN) | 2012 | 7 | IC | OP | NA | DFO
2018 | MN | Springfield (MN) | 2012 | 8 | IC | OP | NA | DFO
2018 | MN | Springfield (MN) | 2012 | 9 | IC | OS | NA | DFO
2018 | MN | Spruce Ridge Gas Recovery | 57017 | GEN1 | IC | OP | NA | LFG |  | 75182 | 0.55259 | 0.0147 | EIA Prime Mover-level Data | Estimated using an emission factor
2018 | MN | Spruce Ridge Gas Recovery | 57017 | GEN2 | IC | OP | NA | LFG |  | 75182 | 0.55259 | 0.0147 | EIA Prime Mover-level Data | Estimated using an emission factor
2018 | MN | Spruce Ridge Gas Recovery | 57017 | GEN3 | IC | OP | NA | LFG |  | 75182 | 0.55259 | 0.0147 | EIA Prime Mover-level Data | Estimated using an emission factor
2018 | MN | Spruce Ridge Gas Recovery | 57017 | GEN4 | IC | OP | NA | LFG |  | 75182 | 0.55259 | 0.0147 | EIA Prime Mover-level Data | Estimated using an emission factor
2018 | MN | St James | 1929 | 1 | IC | OP | NA | DFO |  | 85 | 0.013175 | 0.31 | EIA Prime Mover-level Data | Estimated using an emission factor
2018 | MN | St James | 1929 | 2 | IC | OP | NA | DFO |  | 85 | 0.013175 | 0.31 | EIA Prime Mover-level Data | Estimated using an emission factor
2018 | MN | St James | 1929 | 3 | IC | OP | NA | DFO |  | 85 | 0.013175 | 0.31 | EIA Prime Mover-level Data | Estimated using an emission factor
2018 | MN | St James | 1929 | 4 | IC | OP | NA | DFO |  | 85 | 0.013175 | 0.31 | EIA Prime Mover-level Data | Estimated using an emission factor
2018 | MN | St James | 1929 | 5 | IC | OP | NA | DFO |  | 85 | 0.013175 | 0.31 | EIA Prime Mover-level Data | Estimated using an emission factor
2018 | MN | St James | 1929 | 6 | IC | OP | NA | DFO |  | 85 | 0.013175 | 0.31 | EIA Prime Mover-level Data | Estimated using an emission factor
2018 | MN | St Paul Cogeneration | 56643 | 7 | ST | OP | NA | WDS |  | 2724489 | 31.0758 | 0.022812 | EIA Unit-level Data | NEI avg EF - PM, fuel type
2018 | MN | St. Bonifacius Station | 6824 | 1 | GT | OP | CT | DFO | 81.0 | 4655 | 0.010052 | 0.004319 | EPA/CAMD | EPA/NEI | 1978
2018 | MN | St. Bonifacius Station | 6824 | 2 | GT | OP | CT | DFO | 82.0 | 4373 | 0.0092651 | 0.0042374 | EPA/CAMD | EPA/NEI | 1978
2018 | MN | St. Charles Power Plant | 56100 | 1 | IC | OP | NA | DFO |  | 231 | 0.035805 | 0.31 | EIA Prime Mover-level Data | Estimated using an emission factor
2018 | MN | St. Charles Power Plant | 56100 | 2 | IC | OP | NA | DFO |  | 231 | 0.035805 | 0.31 | EIA Prime Mover-level Data | Estimated using an emission factor
2018 | MN | St. Charles Power Plant | 56100 | 3 | IC | OP | NA | DFO |  | 231 | 0.035805 | 0.31 | EIA Prime Mover-level Data | Estimated using an emission factor
2018 | MN | St. Charles Power Plant | 56100 | 4 | IC | OP | NA | DFO |  | 231 | 0.035805 | 0.31 | EIA Prime Mover-level Data | Estimated using an emission factor
2018 | MN | St. Charles Solar | 62869 | STC10 | PV | T | NA | SUN
2018 | MN | St. Cloud Solar CSG | 61384 | STCL1 | PV | OP | NA | SUN |  | 9381 |  |  | EIA Prime Mover-level Data
2018 | MN | St. Cloud Solar CSG | 61384 | STCL2 | PV | OP | NA | SUN |  | 9381 |  |  | EIA Prime Mover-level Data
2018 | MN | St. Cloud Solar CSG | 61384 | STCL3 | PV | OP | NA | SUN |  | 9381 |  |  | EIA Prime Mover-level Data
2018 | MN | St. Cloud Solar CSG | 61384 | STCL4 | PV | OP | NA | SUN |  | 9381 |  |  | EIA Prime Mover-level Data
2018 | MN | St. Cloud Solar CSG | 61384 | STCL5 | PV | OP | NA | SUN |  | 9381 |  |  | EIA Prime Mover-level Data
2018 | MN | St. Olaf StandBy Generators | 58996 | SBIC1 | IC | SB | NA | DFO |  | 32 | 0.00496 | 0.31 | EIA Prime Mover-level Data | Estimated using an emission factor
2018 | MN | St. Olaf StandBy Generators | 58996 | SBIC2 | IC | SB | NA | DFO |  | 114 | 0.01767 | 0.31 | EIA Prime Mover-level Data | Estimated using an emission factor
2018 | MN | St. Olaf StandBy Generators | 58996 | SBIC3 | IC | SB | NA | DFO |  | 114 | 0.01767 | 0.31 | EIA Prime Mover-level Data | Estimated using an emission factor
2018 | MN | St. Olaf Wind Turbine | 58995 | OLFWT | WT | OP | NA | WND |  | 21910 |  |  | EIA Prime Mover-level Data
2018 | MN | St. Paul Intl Airport Red & Blue Parking | 59709 | PV1 | PV | OP | NA | SUN |  | 20262 |  |  | EIA Prime Mover-level Data
2018 | MN | St. Paul Intl Airport Red & Blue Parking | 59709 | PV2 | PV | OP | NA | SUN |  | 7929 |  |  | EIA Prime Mover-level Data
2018 | MN | Stahl Wind Energy | 56409 | 1 | WT | OP | NA | WND |  | 38678 |  |  | EIA Prime Mover-level Data
2018 | MN | Stevens Community Medical Center | 56245 | 1 | IC | SB | NA | DFO |  | 289 | 0.044795 | 0.31 | EIA Prime Mover-level Data | Estimated using an emission factor
2018 | MN | Stoneray Power Partners, LLC | 62269 | STNRY | WT | V | NA | WND
2018 | MN | Sun River LLC | 55562 | SU30 | WT | OP | NA | WND |  | 39281 |  |  | EIA Prime Mover-level Data
2018 | MN | SunE Feely 1 CSG, LLC | 61478 | FELY1 | PV | OP | NA | SUN |  | 3857 |  |  | EIA Prime Mover-level Data
2018 | MN | SunE Feely 1 CSG, LLC | 61478 | FELY2 | PV | OP | NA | SUN |  | 3857 |  |  | EIA Prime Mover-level Data
2018 | MN | SunE Feely 1 CSG, LLC | 61478 | FELY3 | PV | OP | NA | SUN |  | 3857 |  |  | EIA Prime Mover-level Data
2018 | MN | SunE Feely 1 CSG, LLC | 61478 | FELY4 | PV | OP | NA | SUN |  | 3857 |  |  | EIA Prime Mover-level Data
2018 | MN | SunE Feely 1 CSG, LLC | 61478 | FELY5 | PV | OP | NA | SUN |  | 3857 |  |  | EIA Prime Mover-level Data
2018 | MN | SunE Stolee CSG, LLC | 61485 | STOL1 | PV | OP | NA | SUN |  | 11437 |  |  | EIA Prime Mover-level Data
2018 | MN | SunE Stolee CSG, LLC | 61485 | STOL2 | PV | OP | NA | SUN |  | 11437 |  |  | EIA Prime Mover-level Data
2018 | MN | SunE Stolee CSG, LLC | 61485 | STOL3 | PV | OP | NA | SUN |  | 11437 |  |  | EIA Prime Mover-level Data
2018 | MN | Sunrise Community Solar | 60713 | SCS1 | PV | OP | NA | SUN |  | 15554 |  |  | EIA Prime Mover-level Data
2018 | MN | Sunrise Community Solar | 60713 | SCS2 | PV | OP | NA | SUN |  | 15554 |  |  | EIA Prime Mover-level Data
2018 | MN | Sunrise Community Solar | 60713 | SCS3 | PV | OP | NA | SUN |  | 15554 |  |  | EIA Prime Mover-level Data
2018 | MN | Sunrise Community Solar | 60713 | SCS4 | PV | OP | NA | SUN |  | 15554 |  |  | EIA Prime Mover-level Data
2018 | MN | Sunrise Community Solar | 60713 | SCS5 | PV | OP | NA | SUN |  | 15554 |  |  | EIA Prime Mover-level Data
2018 | MN | Sunset Breeze LLC | 56586 | 1 | WT | OP | NA | WND |  | 26370 |  |  | EIA Prime Mover-level Data
2018 | MN | Sylvan | 1900 | 1 | HY | OP | NA | WAT |  | 34043 |  |  | EIA Prime Mover-level Data
2018 | MN | Sylvan | 1900 | 2 | HY | OP | NA | WAT |  | 34043 |  |  | EIA Prime Mover-level Data
2018 | MN | Sylvan | 1900 | 3 | HY | OP | NA | WAT |  | 34043 |  |  | EIA Prime Mover-level Data
2018 | MN | Syncarpha Clara City CSG I (Stamer) | 61980 | SCSG1 | PV | OP | NA | SUN |  | 574 |  |  | EIA Prime Mover-level Data
2018 | MN | Syncarpha Dodge 1 CSG | 62053 | SPGD1 | PV | V | NA | SUN
2018 | MN | Syncarpha Prinsburg CSG (Ledeboer) | 61979 | SYPRN | PV | OP | NA | SUN |  | 620 |  |  | EIA Prime Mover-level Data
2018 | MN | Taconite Harbor Energy Center | 10075 | 1 | ST | OP | TANGENTIAL | SUB | 0.0 | [5 empty] | 2002
2018 | MN | Taconite Harbor Energy Center | 10075 | 2 | ST | OP | TANGENTIAL | SUB | 0.0 | [5 empty] | 2002
2018 | MN | Taconite Ridge 1 Wind Energy Center | 56630 | 1 | WT | OP | NA | WND |  | 463313 |  |  | EIA Prime Mover-level Data
2018 | MN | Tatanka Wi | 61680 | MMPA | PV | OP | NA | SUN |  | 103280 |  |  | EIA Prime Mover-level Data
2018 | MN | Taurus Community Solar | 61174 | ETCS1 | PV | OP | NA | SUN |  | 4468 |  |  | EIA Prime Mover-level Data
2018 | MN | Taurus Community Solar | 61174 | ETCS2 | PV | OP | NA | SUN |  | 4468 |  |  | EIA Prime Mover-level Data
2018 | MN | Taurus Community Solar | 61174 | ETCS3 | PV | OP | NA | SUN |  | 4468 |  |  | EIA Prime Mover-level Data
2018 | MN | Taurus Community Solar | 61174 | ETCS4 | PV | OP | NA | SUN |  | 4468 |  |  | EIA Prime Mover-level Data
2018 | MN | Taylors Falls CSG | 61428 | PV1 | PV | OP | NA | SUN |  | 63815 |  |  | EIA Prime Mover-level Data
2018 | MN | TG Windfarm LLC | 56199 | 1 | WT | OP | NA | WND |  | 42700 |  |  | EIA Prime Mover-level Data
2018 | MN | Thief River Falls | 2014 | HY1 | HY | OP | NA | WAT |  | 5197 |  |  | EIA Prime Mover-level Data
2018 | MN | Thief River Falls | 2014 | HY2 | HY | OP | NA | WAT |  | 3465 |  |  | EIA Prime Mover-level Data
2018 | MN | Thief River Falls | 2014 | IC1 | IC | OP | NA | DFO |  | 83 | 0.012865 | 0.31 | EIA Prime Mover-level Data | Estimated using an emission factor
2018 | MN | Thief River Falls | 2014 | IC2 | IC | OP | NA | DFO |  | 45 | 0.006975 | 0.31 | EIA Prime Mover-level Data | Estimated using an emission factor
2018 | MN | Thief River Falls | 2014 | IC3A | IC | OP | NA | DFO |  | 45 | 0.006975 | 0.31 | EIA Prime Mover-level Data | Estimated using an emission factor
2018 | MN | Thief River Falls | 2014 | IC4 | IC | OP | NA | DFO |  | 53 | 0.008215 | 0.31 | EIA Prime Mover-level Data | Estimated using an emission factor
2018 | MN | Thomson | 1901 | 1 | HY | OP | NA | WAT |  | 580918 |  |  | EIA Prime Mover-level Data
2018 | MN | Thomson | 1901 | 2 | HY | OP | NA | WAT |  | 580918 |  |  | EIA Prime Mover-level Data
2018 | MN | Thomson | 1901 | 3 | HY | OP | NA | WAT |  | 580918 |  |  | EIA Prime Mover-level Data
2018 | MN | Thomson | 1901 | 4 | HY | OP | NA | WAT |  | 482609 |  |  | EIA Prime Mover-level Data
2018 | MN | Thomson | 1901 | 5 | HY | OP | NA | WAT |  | 482609 |  |  | EIA Prime Mover-level Data
2018 | MN | Thomson | 1901 | 6 | HY | OP | NA | WAT |  | 536232 |  |  | EIA Prime Mover-level Data
2018 | MN | Thomson Reuters Campus Bldg A-D | 55133 | 3086 | IC | SB | NA | DFO |  | 213 | 0.033015 | 0.31 | EIA Prime Mover-level Data | Estimated using an emission factor
2018 | MN | Thomson Reuters Campus Bldg A-D | 55133 | 3087 | IC | SB | NA | DFO |  | 213 | 0.033015 | 0.31 | EIA Prime Mover-level Data | Estimated using an emission factor
2018 | MN | Thomson Reuters Campus Bldg A-D | 55133 | 3088 | IC | SB | NA | DFO |  | 213 | 0.033015 | 0.31 | EIA Prime Mover-level Data | Estimated using an emission factor
2018 | MN | Thomson Reuters Campus Bldg A-D | 55133 | 3089 | IC | SB | NA | DFO |  | 213 | 0.033015 | 0.31 | EIA Prime Mover-level Data | Estimated using an emission factor
2018 | MN | Thomson Reuters Campus Bldg A-D | 55133 | 3090 | IC | SB | NA | DFO |  | 213 | 0.033015 | 0.31 | EIA Prime Mover-level Data | Estimated using an emission factor
2018 | MN | Thomson Reuters Campus Bldg A-D | 55133 | 3091 | IC | SB | NA | DFO |  | 213 | 0.033015 | 0.31 | EIA Prime Mover-level Data | Estimated using an emission factor
2018 | MN | Thomson Reuters Campus Bldg A-D | 55133 | 3093 | IC | SB | NA | DFO |  | 213 | 0.033015 | 0.31 | EIA Prime Mover-level Data | Estimated using an emission factor
2018 | MN | Thomson Reuters Data Center Bldg ES101 | 57207 | 1 | IC | SB | NA | DFO |  | 160 | 0.0248 | 0.31 | EIA Prime Mover-level Data | Estimated using an emission factor
2018 | MN | Thomson Reuters Data Center Bldg H | 57208 | 1 | IC | SB | NA | DFO |  | 224 | 0.03472 | 0.31 | EIA Prime Mover-level Data | Estimated using an emission factor
2018 | MN | Thomson Reuters Data Center Bldg H | 57208 | 2 | IC | SB | NA | DFO |  | 224 | 0.03472 | 0.31 | EIA Prime Mover-level Data | Estimated using an emission factor
2018 | MN | Thomson Reuters Data Center Bldg H | 57208 | 3 | IC | SB | NA | DFO |  | 224 | 0.03472 | 0.31 | EIA Prime Mover-level Data | Estimated using an emission factor
2018 | MN | Thomson Reuters Data Center Bldg H | 57208 | 4 | IC | SB | NA | DFO |  | 224 | 0.03472 | 0.31 | EIA Prime Mover-level Data | Estimated using an emission factor
2018 | MN | Tiller CSG | 62098 | TILLE | PV | OP | NA | SUN |  | 14881 |  |  | EIA Prime Mover-level Data
2018 | MN | Tofteland Windfarm LLC | 56202 | I | WT | OP | NA | WND |  | 38825 |  |  | EIA Prime Mover-level Data
2018 | MN | Trimont Area Wind Farm | 56296 | 1 | WT | OP | NA | WND |  | 2613419 |  |  | EIA Prime Mover-level Data
2018 | MN | Trishe Wind Minnesota | 57255 | 1 | WT | P | NA | WND
2018 | MN | Trishe Wind Minnesota | 57255 | 2 | WT | IP | NA | WND
2018 | MN | Truman | 2015 | 1 | IC | RE | NA | DFO
2018 | MN | Truman | 2015 | 2 | IC | RE | NA | DFO
2018 | MN | Truman | 2015 | 3 | IC | SB | NA | DFO |  | 27 | 0.004185 | 0.31 | EIA Prime Mover-level Data | Estimated using an emission factor
2018 | MN | Truman | 2015 | 4 | IC | RE | NA | DFO
2018 | MN | Truman | 2015 | 5 | IC | RE | NA | DFO
2018 | MN | Truman | 2015 | 6 | IC | SB | NA | DFO |  | 22 | 0.00341 | 0.31 | EIA Prime Mover-level Data | Estimated using an emission factor
2018 | MN | Truman | 2015 | 7 | IC | SB | NA | DFO |  | 27 | 0.004185 | 0.31 | EIA Prime Mover-level Data | Estimated using an emission factor
2018 | MN | Tsar Nicholas LLC | 55561 | TN30 | WT | OP | NA | WND |  | 36545 |  |  | EIA Prime Mover-level Data
2018 | MN | Twin Cities Hydro LLC | 57069 | 1 | HY | OP | NA | WAT |  | 236580 |  |  | EIA Prime Mover-level Data
2018 | MN | Twin Cities Hydro LLC | 57069 | 2 | HY | OP | NA | WAT |  | 236580 |  |  | EIA Prime Mover-level Data
2018 | MN | Twin Cities Hydro LLC | 57069 | 3 | HY | OP | NA | WAT |  | 236580 |  |  | EIA Prime Mover-level Data
2018 | MN | Twin Cities Hydro LLC | 57069 | 4 | HY | OP | NA | WAT |  | 236580 |  |  | EIA Prime Mover-level Data
2018 | MN | Twin Lake Hills LLC | 55568 | TL30 | WT | OP | NA | WND |  | 43457 |  |  | EIA Prime Mover-level Data
2018 | MN | Uilk Wind LLC | 57351 | FA01 | WT | OP | NA | WND |  | 36697 |  |  | EIA Prime Mover-level Data
2018 | MN | Uilk Wind LLC | 57351 | FA02 | WT | OP | NA | WND |  | 36697 |  |  | EIA Prime Mover-level Data
2018 | MN | Uilk Wind LLC | 57351 | FA03 | WT | OP | NA | WND |  | 36697 |  |  | EIA Prime Mover-level Data
2018 | MN | UMM Wind Turbine | 57732 | UMM1 | WT | OP | NA | WND |  | 44577 |  |  | EIA Prime Mover-level Data
2018 | MN | United Health Care | 7377 | 1 | GT | RE | NA | DFO
2018 | MN | United Health Care | 7377 | 2 | GT | RE | NA | DFO
2018 | MN | United Hospital | 7378 | 1 | IC | RE | NA | DFO
2018 | MN | United Hospital | 7378 | 2 | IC | RE | NA | DFO
2018 | MN | United Hospital | 7378 | 3 | IC | RE | NA | DFO
2018 | MN | Univ Minnesota CHP Plant | 59197 | CTG-1 | GT | OP | NA | NG |  | 1885094 | 5.1684 | 0.0054834 | EIA Prime Mover-level Data | NEI avg EF - PM, fuel type, firing type
2018 | MN | Ursa Community Solar | 60712 | UCS1 | PV | OP | NA | SUN |  | 15798 |  |  | EIA Prime Mover-level Data
2018 | MN | Ursa Community Solar | 60712 | UCS2 | PV | OP | NA | SUN |  | 15798 |  |  | EIA Prime Mover-level Data
2018 | MN | Ursa Community Solar | 60712 | UCS3 | PV | OP | NA | SUN |  | 15798 |  |  | EIA Prime Mover-level Data
2018 | MN | Ursa Community Solar | 60712 | UCS4 | PV | OP | NA | SUN |  | 15798 |  |  | EIA Prime Mover-level Data
2018 | MN | Ursa Community Solar | 60712 | UCS5 | PV | OP | NA | SUN |  | 15798 |  |  | EIA Prime Mover-level Data
2018 | MN | USS Big Lake 1 Solar CSG | 61997 | USSBL | PV | OP | NA | SUN |  | 392 |  |  | EIA Prime Mover-level Data
2018 | MN | USS Brockway Solar CSG | 62049 | USSBR | PV | TS | NA | SUN
2018 | MN | USS Brude Solar CSG | 62361 | USBRU | PV | T | NA | SUN
2018 | MN | USS Centerfield Solar CSG | 62335 | USCEN | PV | U | NA | SUN
2018 | MN | USS Dubhe Solar CSG | 62048 | USSDB | PV | OP | NA | SUN |  | 337 |  |  | EIA Prime Mover-level Data
2018 | MN | USS DVL Solar CSG | 62360 | USDVL | PV | U | NA | SUN
2018 | MN | USS East Hauer Watt CSG | 62362 | USEHW | PV | U | NA | SUN
2018 | MN | USS Eggo Solar CSG | 62359 | USEGG | PV | U | NA | SUN
2018 | MN | USS Good Solar CSG | 61998 | USSGO | PV | OP | NA | SUN |  | 310 |  |  | EIA Prime Mover-level Data
2018 | MN | USS Hockey Pad Solar CSG | 62334 | USHP | PV | U | NA | SUN
2018 | MN | USS JJ Solar CSG | 62047 | USSJJ | PV | TS | NA | SUN
2018 | MN | USS Kasch Solar CSG | 61999 | USSKA | PV | OP | NA | SUN |  | 611 |  |  | EIA Prime Mover-level Data
2018 | MN | USS King 2 CSG | 62358 | USK12 | PV | U | NA | SUN
2018 | MN | USS Kost Trail Solar CSG | 62339 | USSKT | PV | U | NA | SUN
2018 | MN | USS Lake Patterson Solar CSG | 62337 | USLP | PV | U | NA | SUN
2018 | MN | USS Nillie Corn Solar CSG | 62046 | USSNC | PV | OP | NA | SUN |  | 301 |  |  | EIA Prime Mover-level Data
2018 | MN | USS Norelius Solar CSG | 62045 | USSNO | PV | TS | NA | SUN
2018 | MN | USS Rapidan Solar CSG | 62338 | USRAP | PV | T | NA | SUN
2018 | MN | USS Rockpoint Solar CSG | 62000 | USSRP | PV | OP | NA | SUN |  | 301 |  |  | EIA Prime Mover-level Data
2018 | MN | USS Solar Dawn CSG | 62044 | USSSD | PV | OP | NA | SUN |  | 337 |  |  | EIA Prime Mover-level Data
2018 | MN | USS Solar Rapids CSG | 62042 | USSSR | PV | TS | NA | SUN
2018 | MN | USS Webster Solar CSG | 62336 | USWEB | PV | U | NA | SUN
2018 | MN | Valley View Transmission LLC | 57434 | VVT | WT | OP | NA | WND |  | 250225 |  |  | EIA Prime Mover-level Data
2018 | MN | Vega Community Solar | 60944 | NVCS1 | PV | OP | NA | SUN |  | 16646 |  |  | EIA Prime Mover-level Data
2018 | MN | Vega Community Solar | 60944 | NVCS2 | PV | OP | NA | SUN |  | 16646 |  |  | EIA Prime Mover-level Data
2018 | MN | Vega Community Solar | 60944 | NVCS3 | PV | OP | NA | SUN |  | 16646 |  |  | EIA Prime Mover-level Data
2018 | MN | Vega Community Solar | 60944 | NVCS4 | PV | OP | NA | SUN |  | 16646 |  |  | EIA Prime Mover-level Data
2018 | MN | Vega Community Solar | 60944 | NVCS5 | PV | OP | NA | SUN |  | 16646 |  |  | EIA Prime Mover-level Data
2018 | MN | Veseli Community Solar Garden | 61570 | 40921 | PV | OP | NA | SUN |  | 12473 |  |  | EIA Prime Mover-level Data
2018 | MN | Viking Wind Partners | 56153 | 1 | WT | OP | NA | WND |  | 301112 |  |  | EIA Prime Mover-level Data
2018 | MN | Virginia | 2018 | 7 | ST | OP | NA | SUB |  | 308971 | 2.6547 | 0.017184 | EIA Unit-level Data | NEI avg EF - PM, fuel type
2018 | MN | Virginia | 2018 | 9 | ST | OP | NA | SUB |  | 787634 | 6.7674 | 0.017184 | EIA Unit-level Data | NEI avg EF - PM, fuel type
2018 | MN | Virginia | 2018 | 10 | ST | OP | NA | NG |  | 138581 | 0.55796 | 0.0080524 | EIA Unit-level Data | NEI avg EF - PM, fuel type
2018 | MN | Virginia | 2018 | 11 | ST | OP | NA | WDS |  | 775824 | 8.8491 | 0.022812 | EIA Unit-level Data | NEI avg EF - PM, fuel type
2018 | MN | Wabasha Holdco Solar CSG | 60838 | WABAS | PV | OP | NA | SUN |  | 43538 |  |  | EIA Prime Mover-level Data
2018 | MN | Wabasha Solar | 62800 | WAB | PV | T | NA | SUN
2018 | MN | WakeSun LLC | 60694 | MLC27 | PV | OP | NA | SUN |  | 14896 |  |  | EIA Prime Mover-level Data
2018 | MN | WakeSun LLC | 60694 | MLC28 | PV | OP | NA | SUN |  | 14896 |  |  | EIA Prime Mover-level Data
2018 | MN | WakeSun LLC | 60694 | MLC29 | PV | OP | NA | SUN |  | 14896 |  |  | EIA Prime Mover-level Data
2018 | MN | Walcott Solar CSG | 62707 | SC | PV | T | NA | SUN
2018 | MN | Wallys Wind Farm LLC | 56585 | 1 | WT | OP | NA | WND |  | 19039 |  |  | EIA Prime Mover-level Data
2018 | MN | Wapsipinicon Wind Project | 56876 | TBD | WT | OP | NA | WND |  | 2481274 |  |  | EIA Prime Mover-level Data
2018 | MN | Warsaw Solar CSG | 62709 | SC | PV | T | NA | SUN
2018 | MN | Waseca Solar | 60532 | PV1 | PV | OP | NA | SUN |  | 181285 |  |  | EIA Prime Mover-level Data
2018 | MN | WasecaSun | 61142 | 0000H | PV | OP | NA | SUN |  | 32116 |  |  | EIA Prime Mover-level Data
2018 | MN | WasecaSun | 61142 | WASE2 | PV | OP | NA | SUN |  | 9446 |  |  | EIA Prime Mover-level Data
2018 | MN | WasecaSun | 61142 | WASE3 | PV | OP | NA | SUN |  | 9446 |  |  | EIA Prime Mover-level Data
2018 | MN | WasecaSun | 61142 | WASE4 | PV | OP | NA | SUN |  | 9446 |  |  | EIA Prime Mover-level Data
2018 | MN | WasecaSun | 61142 | WASE5 | PV | OP | NA | SUN |  | 9446 |  |  | EIA Prime Mover-level Data
2018 | MN | Water Reclamation Plant | 58617 | GEN1 | IC | OP | NA | OBG |  | 22005 | 0.16174 | 0.0147 | EIA Prime Mover-level Data | Estimated using an emission factor
2018 | MN | Water Reclamation Plant | 58617 | GEN2 | IC | OP | NA | OBG |  | 22005 | 0.16174 | 0.0147 | EIA Prime Mover-level Data | Estimated using an emission factor
2018 | MN | Waterford Holdco CSG | 61452 | WATER | PV | OP | NA | SUN |  | 36747 |  |  | EIA Prime Mover-level Data
2018 | MN | Waterville Solar Holdings LLC | 61627 | WA | PV | OP | NA | SUN |  | 60007 |  |  | EIA Prime Mover-level Data
2018 | MN | WaveSun Community Solar | 61587 | 1 | PV | OP | NA | SUN |  | 77968 |  |  | EIA Prime Mover-level Data
2018 | MN | WCROC Wind Farm | 57823 | WTG1 | WT | OP | NA | WND |  | 39216 |  |  | EIA Prime Mover-level Data
2018 | MN | Webster Holdco Solar CSG | 60830 | WEBST | PV | OP | NA | SUN |  | 67902 |  |  | EIA Prime Mover-level Data
2018 | MN | Welcome Wind Turbine | 57248 | WIND1 | WT | OP | NA | WND |  | 57151 |  |  | EIA Prime Mover-level Data
2018 | MN | Wells IC | 2020 | 1 | IC | OP | NA | DFO |  | 265 | 0.041075 | 0.31 | EIA Prime Mover-level Data | Estimated using an emission factor
2018 | MN | Wells IC | 2020 | 2 | IC | OP | NA | DFO |  | 265 | 0.041075 | 0.31 | EIA Prime Mover-level Data | Estimated using an emission factor
2018 | MN | Wells IC | 2020 | 3 | IC | OP | NA | DFO |  | 225 | 0.034875 | 0.31 | EIA Prime Mover-level Data | Estimated using an emission factor
2018 | MN | Wells IC | 2020 | 4 | IC | OP | NA | DFO |  | 469 | 0.072695 | 0.31 | EIA Prime Mover-level Data | Estimated using an emission factor
2018 | MN | Wells IC | 2020 | 5 | IC | OP | NA | DFO |  | 469 | 0.072695 | 0.31 | EIA Prime Mover-level Data | Estimated using an emission factor
2018 | MN | West Fairbault | 1932 | 1 | GT | RE | NA | NG
2018 | MN | West Fairbault | 1932 | 2 | GT | RE | NA | NG
2018 | MN | West Fairbault | 1932 | 3 | GT | RE | NA | NG
2018 | MN | West Faribault Solar | 60533 | PV1 | PV | OP | NA | SUN |  | 86757 |  |  | EIA Prime Mover-level Data
2018 | MN | West Group Data Center | 54294 | 1 | IC | SB | NA | DFO |  | 582 | 0.09021 | 0.31 | EIA Prime Mover-level Data | Estimated using an emission factor
2018 | MN | West Group Data Center | 54294 | 2 | IC | SB | NA | DFO |  | 582 | 0.09021 | 0.31 | EIA Prime Mover-level Data | Estimated using an emission factor
2018 | MN | West Group Data Center | 54294 | 3 | IC | SB | NA | DFO |  | 582 | 0.09021 | 0.31 | EIA Prime Mover-level Data | Estimated using an emission factor
2018 | MN | West Group Data Center | 54294 | 4 | IC | SB | NA | DFO |  | 582 | 0.09021 | 0.31 | EIA Prime Mover-level Data | Estimated using an emission factor
2018 | MN | West Group Data Center | 54294 | 2178 | IC | RE | NA | DFO
2018 | MN | West Group Data Center | 54294 | 2179 | IC | RE | NA | DFO
2018 | MN | West Group Data Center | 54294 | 2180 | IC | RE | NA | DFO
2018 | MN | West Group Data Center F | 56247 | 1 | IC | SB | NA | DFO |  | 363 | 0.056265 | 0.31 | EIA Prime Mover-level Data | Estimated using an emission factor
2018 | MN | West Group Data Center F | 56247 | 2 | IC | SB | NA | DFO |  | 363 | 0.056265 | 0.31 | EIA Prime Mover-level Data | Estimated using an emission factor
2018 | MN | West Group Data Center F | 56247 | 3 | IC | SB | NA | DFO |  | 363 | 0.056265 | 0.31 | EIA Prime Mover-level Data | Estimated using an emission factor
2018 | MN | West Group Data Center F | 56247 | 4 | IC | SB | NA | DFO |  | 363 | 0.056265 | 0.31 | EIA Prime Mover-level Data | Estimated using an emission factor
2018 | MN | West Waconia Solar | 60534 | PV1 | PV | OP | NA | SUN |  | 136023 |  |  | EIA Prime Mover-level Data
2018 | MN | Westbrook | 2021 | 3 | IC | RE | NA | DFO
2018 | MN | Westbrook | 2021 | 4 | IC | RE | NA | DFO
2018 | MN | Westbrook | 2021 | 5 | IC | OP | NA | DFO |  | 90 | 0.01395 | 0.31 | EIA Prime Mover-level Data | Estimated using an emission factor
2018 | MN | Westridge Windfarm LLC | 56203 | 1 | WT | OP | NA | WND |  | 22310 |  |  | EIA Prime Mover-level Data
2018 | MN | Westside Energy Station | 60564 | WES1 | IC | OP | NA | NG |  | 101415 | 0.021399 | 0.000422 | EIA Prime Mover-level Data | Estimated using an emission factor
2018 | MN | Westside Energy Station | 60564 | WES2 | IC | OP | NA | NG |  | 101415 | 0.021399 | 0.000422 | EIA Prime Mover-level Data | Estimated using an emission factor
2018 | MN | Westside Energy Station | 60564 | WES3 | IC | OP | NA | NG |  | 101415 | 0.021399 | 0.000422 | EIA Prime Mover-level Data | Estimated using an emission factor
2018 | MN | Westside Energy Station | 60564 | WES4 | IC | OP | NA | NG |  | 101415 | 0.021399 | 0.000422 | EIA Prime Mover-level Data | Estimated using an emission factor
2018 | MN | Westside Energy Station | 60564 | WES5 | IC | OP | NA | NG |  | 101415 | 0.021399 | 0.000422 | EIA Prime Mover-level Data | Estimated using an emission factor
2018 | MN | Willmar | 2022 | 1 | ST | RE | NA | NG |  | 0 | 0 |  | EIA Unit-level Data | NEI avg EF - PM, fuel type
2018 | MN | Willmar | 2022 | 2 | ST | OS | WALL | NG |  | 0 | 0 |  | EIA Unit-level Data | NEI avg EF - PM, fuel type, firing type
2018 | MN | Willmar | 2022 | 3 | ST | OP | STOKER | NG |  | 200782 | 0.86872 | 0.0086534 | EIA Unit-level Data | NEI avg EF - PM, fuel type, firing type
2018 | MN | Willmar | 2022 | WTG3 | WT | OP | NA | WND |  | 24500 |  |  | EIA Prime Mover-level Data
2018 | MN | Willmar | 2022 | WTG4 | WT | OP | NA | WND |  | 24500 |  |  | EIA Prime Mover-level Data
2018 | MN | Willmar Municipal East Substation | 57034 | E04 | IC | OP | NA | DFO |  | 216 | 0.03348 | 0.31 | EIA Prime Mover-level Data | Estimated using an emission factor
2018 | MN | Willmar Municipal East Substation | 57034 | E05 | IC | OP | NA | DFO |  | 216 | 0.03348 | 0.31 | EIA Prime Mover-level Data | Estimated using an emission factor
2018 | MN | Willmar Municipal East Substation | 57034 | E06 | IC | OP | NA | DFO |  | 216 | 0.03348 | 0.31 | EIA Prime Mover-level Data | Estimated using an emission factor
2018 | MN | Willmar Municipal SW Substation | 57035 | SW01 | IC | OP | NA | DFO |  | 220 | 0.0341 | 0.31 | EIA Prime Mover-level Data | Estimated using an emission factor
2018 | MN | Willmar Municipal SW Substation | 57035 | SW02 | IC | OP | NA | DFO |  | 220 | 0.0341 | 0.31 | EIA Prime Mover-level Data | Estimated using an emission factor
2018 | MN | Willmar Municipal SW Substation | 57035 | SW03 | IC | OP | NA | DFO |  | 220 | 0.0341 | 0.31 | EIA Prime Mover-level Data | Estimated using an emission factor
2018 | MN | Wilmarth | 1934 | 1 | ST | OP | NA | MSW |  | 1238391 | 0.48297 | 0.00078 | EIA Unit-level Data | Estimated using an emission factor
2018 | MN | Wilmarth | 1934 | 2 | ST | OP | NA | MSW |  | 839812 | 0.32753 | 0.00078 | EIA Unit-level Data | Estimated using an emission factor
2018 | MN | Windcurrent Farms LLC | 56205 | 1 | WT | OP | NA | WND |  | 18719 |  |  | EIA Prime Mover-level Data
2018 | MN | Windom | 2023 | CAT2 | IC | SB | NA | DFO |  | 156 | 0.02418 | 0.31 | EIA Prime Mover-level Data | Estimated using an emission factor
2018 | MN | Windom | 2023 | CAT3 | IC | SB | NA | DFO |  | 156 | 0.02418 | 0.31 | EIA Prime Mover-level Data | Estimated using an emission factor
2018 | MN | Windom | 2023 | CAT4 | IC | SB | NA | DFO |  | 156 | 0.02418 | 0.31 | EIA Prime Mover-level Data | Estimated using an emission factor
2018 | MN | Windom | 2023 | GT1 | GT | SB | NA | DFO |  | 614 | 0.0052986 | 0.017259 | EIA Prime Mover-level Data | NEI avg EF - PM, fuel type, firing type
2018 | MN | Windom Wind Project | 56544 | 1 | WT | OP | NA | WND |  | 344015 |  |  | EIA Prime Mover-level Data
2018 | MN | Windy Dog I LLC | 56579 | 1 | WT | OP | NA | WND |  | 17143 |  |  | EIA Prime Mover-level Data
2018 | MN | Winegar CSG | 62193 | SO377 | PV | OP | NA | SUN |  | 1121 |  |  | EIA Prime Mover-level Data
2018 | MN | Winona County Wind LLC | 57547 | WCW | WT | OS | NA | WND
2018 | MN | Winona Solar | 62799 | WIN | PV | T | NA | SUN
2018 | MN | Winters Spawn LLC | 55567 | WS30 | WT | OP | NA | WND |  | 47012 |  |  | EIA Prime Mover-level Data
2018 | MN | Winton | 1902 | 2 | HY | OP | NA | WAT |  | 99050 |  |  | EIA Prime Mover-level Data
2018 | MN | Winton | 1902 | 3 | HY | OP | NA | WAT |  | 99050 |  |  | EIA Prime Mover-level Data
2018 | MN | Wolf Wind Enterprises LLC | 56589 | 1 | WT | OP | NA | WND |  | 26370 |  |  | EIA Prime Mover-level Data
2018 | MN | Woodstock Windfarm | 55342 | WIND | WT | OP | NA | WND |  | 62441 |  |  | EIA Prime Mover-level Data
2018 | MN | Worthington | 2024 | 1 | IC | OP | NA | DFO |  | 182 | 0.02821 | 0.31 | EIA Prime Mover-level Data | Estimated using an emission factor
2018 | MN | Worthington | 2024 | 2 | IC | OP | NA | DFO |  | 182 | 0.02821 | 0.31 | EIA Prime Mover-level Data | Estimated using an emission factor
2018 | MN | Worthington | 2024 | 3 | IC | OP | NA | DFO |  | 182 | 0.02821 | 0.31 | EIA Prime Mover-level Data | Estimated using an emission factor
2018 | MN | Worthington | 2024 | 4 | IC | OP | NA | DFO |  | 182 | 0.02821 | 0.31 | EIA Prime Mover-level Data | Estimated using an emission factor
2018 | MN | Worthington | 2024 | 5 | IC | OP | NA | DFO |  | 182 | 0.02821 | 0.31 | EIA Prime Mover-level Data | Estimated using an emission factor
2018 | MN | Worthington | 2024 | 6 | IC | OP | NA | DFO |  | 182 | 0.02821 | 0.31 | EIA Prime Mover-level Data | Estimated using an emission factor
2018 | MN | Worthington | 2024 | 7 | IC | OP | NA | DFO |  | 182 | 0.02821 | 0.31 | EIA Prime Mover-level Data | Estimated using an emission factor
2018 | MN | Worthington | 2024 | 8 | WT | OP | NA | WND |  | 19350 |  |  | EIA Prime Mover-level Data
2018 | MN | Worthington | 2024 | 9 | WT | OP | NA | WND |  | 19350 |  |  | EIA Prime Mover-level Data
2018 | MN | Worthington | 2024 | 10 | WT | OP | NA | WND |  | 19350 |  |  | EIA Prime Mover-level Data
2018 | MN | Worthington | 2024 | 11 | WT | OP | NA | WND |  | 19350 |  |  | EIA Prime Mover-level Data
2018 | MN | Worthington | 2024 | 12 | WT | OP | NA | WND |  | 21501 |  |  | EIA Prime Mover-level Data
2018 | MN | Worthington | 2024 | 13 | WT | OP | NA | WND |  | 21501 |  |  | EIA Prime Mover-level Data
2018 | MN | Wright Cuddyer CSG | 61494 | 41327 | PV | OP | NA | SUN |  | 1386 |  |  | EIA Prime Mover-level Data
2018 | MN | Wright Cuddyer CSG | 61494 | 41328 | PV | OP | NA | SUN |  | 1386 |  |  | EIA Prime Mover-level Data
2018 | MN | Wright Cuddyer CSG | 61494 | 41329 | PV | OP | NA | SUN |  | 1386 |  |  | EIA Prime Mover-level Data
2018 | MN | Wright Cuddyer CSG | 61494 | 41330 | PV | OP | NA | SUN |  | 1386 |  |  | EIA Prime Mover-level Data
2018 | MN | Wright Kirby 1-5 CSG | 62365 | WK1 | PV | V | NA | SUN
2018 | MN | Wright Kirby 1-5 CSG | 62365 | WK2 | PV | V | NA | SUN
2018 | MN | Wright Kirby 1-5 CSG | 62365 | WK3 | PV | V | NA | SUN
2018 | MN | Wright Kirby 1-5 CSG | 62365 | WK4 | PV | V | NA | SUN
2018 | MN | Wright Kirby 1-5 CSG | 62365 | WK5 | PV | V | NA | SUN
2018 | MN | WrightSun CSG, LLC | 61547 | GEN1 | PV | OP | NA | SUN |  | 3893 |  |  | EIA Prime Mover-level Data
2018 | MN | Wyoming 2 CSG, LLC | 61486 | WY01 | PV | OP | NA | SUN |  | 9745 |  |  | EIA Prime Mover-level Data
2018 | MN | Wyoming 2 CSG, LLC | 61486 | WY02 | PV | OP | NA | SUN |  | 9745 |  |  | EIA Prime Mover-level Data
2018 | MN | Wyoming 2 CSG, LLC | 61486 | WY03 | PV | OP | NA | SUN |  | 9745 |  |  | EIA Prime Mover-level Data
2018 | MN | Wyoming 2 CSG, LLC | 61486 | WY04 | PV | OP | NA | SUN |  | 9745 |  |  | EIA Prime Mover-level Data
2018 | MN | Wyoming 2 CSG, LLC | 61486 | WY05 | PV | OP | NA | SUN |  | 9745 |  |  | EIA Prime Mover-level Data
2018 | MN | Zumbro Community Solar Garden | 61574 | 38674 | PV | OP | NA | SUN |  | 10586 |  |  | EIA Prime Mover-level Data
2018 | MO | Albany | 2113 | 1 | IC | OS | NA | DFO
2018 | MO | Albany | 2113 | 2 | IC | OS | NA | DFO
2018 | MO | Albany | 2113 | 3 | IC | OS | NA | DFO
2018 | MO | Albany | 2113 | IC5 | IC | OS | NA | DFO
2018 | MO | Albany | 2113 | IC6 | IC | OS | NA | DFO
2018 | MO | Ameresco Jefferson City | 56896 | 1 | IC | OP | NA | LFG |  | 85978 | 0.63194 | 0.0147 | EIA Prime Mover-level Data | Estimated using an emission factor
2018 | MO | Ameresco Jefferson City | 56896 | 2 | IC | OP | NA | LFG |  | 85978 | 0.63194 | 0.0147 | EIA Prime Mover-level Data | Estimated using an emission factor
2018 | MO | Ameresco Jefferson City | 56896 | 3 | IC | OP | NA | LFG |  | 85978 | 0.63194 | 0.0147 | EIA Prime Mover-level Data | Estimated using an emission factor
2018 | MO | Anheuser-Busch St Louis | 10430 | B1 | ST | OP | NA | NG |  | 272806 | 1.0984 | 0.0080524 | EIA Unit-level Data | NEI avg EF - PM, fuel type
2018 | MO | Anheuser-Busch St Louis | 10430 | B7 | ST | OP | NA | NG |  | 886115 | 3.5677 | 0.0080524 | EIA Unit-level Data | NEI avg EF - PM, fuel type
2018 | MO | Anheuser-Busch St Louis | 10430 | B8 | ST | OP | NA | NG |  | 338422 | 1.3626 | 0.0080524 | EIA Unit-level Data | NEI avg EF - PM, fuel type
2018 | MO | Anheuser-Busch St Louis | 10430 | B9 | ST | OP | NA | NG |  | 309828 | 1.2474 | 0.0080524 | EIA Unit-level Data | NEI avg EF - PM, fuel type
2018 | MO | Asbury | 2076 | 1 | ST | OP | CYCLONE | SUB | 5,618.0 | 9472520 | 0.28901 | 6.1021e-05 | EPA/CAMD | EPA/NEI | 1970
2018 | MO | Audrain Power Plant | 55234 | CT1 | GT | OP | CT | NG | 120.0 | 75089 | 0.1372 | 0.0036543 | EPA/CAMD | EPA/NEI | 2001
2018 | MO | Audrain Power Plant | 55234 | CT2 | GT | OP | CT | NG | 150.0 | 91914 | 0.1517 | 0.0033009 | EPA/CAMD | EPA/NEI | 2001
2018 | MO | Audrain Power Plant | 55234 | CT3 | GT | OP | CT | NG | 116.0 | 73873 | 0.1504 | 0.0040719 | EPA/CAMD | EPA/NEI | 2001
2018 | MO | Audrain Power Plant | 55234 | CT4 | GT | OP | CT | NG | 123.0 | 77687 | 0.1725 | 0.0044409 | EPA/CAMD | EPA/NEI | 2001
2018 | MO | Audrain Power Plant | 55234 | CT5 | GT | OP | CT | NG | 94.0 | 58784 | 0.1404 | 0.0047768 | EPA/CAMD | EPA/NEI | 2001
2018 | MO | Audrain Power Plant | 55234 | CT6 | GT | OP | CT | NG | 127.0 | 79567 | 0.1625 | 0.0040846 | EPA/CAMD | EPA/NEI | 2001
2018 | MO | Audrain Power Plant | 55234 | CT7 | GT | OP | CT | NG | 110.0 | 68503 | 0.1517 | 0.004429 | EPA/CAMD | EPA/NEI | 2001
2018 | MO | Audrain Power Plant | 55234 | CT8 | GT | OP | CT | NG | 116.0 | 72499 | 0.2035 | 0.0056139 | EPA/CAMD | EPA/NEI | 2001
2018 | MO | Black Oak Power Producers | 59310 | GEN1 | IC | OP | NA | LFG |  | 104150 | 0.7655 | 0.0147 | EIA Prime Mover-level Data | Estimated using an emission factor
2018 | MO | Black Oak Power Producers | 59310 | GEN2 | IC | OP | NA | LFG |  | 104150 | 0.7655 | 0.0147 | EIA Prime Mover-level Data | Estimated using an emission factor
2018 | MO | Blue Valley | 2132 | 3 | ST | OP | TANGENTIAL | NG | 1,010.0 | 183111 | 0.2127 | 0.0023232 | EPA/CAMD | EPA/NEI | 1965
2018 | MO | Bluegrass Ridge | 56555 | 1 | WT | OP | NA | WND |  | 1039843 |  |  | EIA Prime Mover-level Data
2018 | MO | Butler Municipal Power Plant | 2115 | 3 | IC | RE | NA | DFO
2018 | MO | Butler Municipal Power Plant | 2115 | 4 | IC | SB | NA | DFO |  | 114 | 0.01767 | 0.31 | EIA Prime Mover-level Data | Estimated using an emission factor
2018 | MO | Butler Municipal Power Plant | 2115 | 5 | IC | SB | NA | DFO |  | 114 | 0.01767 | 0.31 | EIA Prime Mover-level Data | Estimated using an emission factor
2018 | MO | Butler Municipal Power Plant | 2115 | IC6 | IC | SB | NA | DFO |  | 122 | 0.01891 | 0.31 | EIA Prime Mover-level Data | Estimated using an emission factor
2018 | MO | Butler Municipal Power Plant | 2115 | NG1 | IC | SB | NA | DFO |  | 163 | 0.025265 | 0.31 | EIA Prime Mover-level Data | Estimated using an emission factor
2018 | MO | Butler Municipal Power Plant | 2115 | NG2 | IC | OP | NA | DFO |  | 163 | 0.025265 | 0.31 | EIA Prime Mover-level Data | Estimated using an emission factor
2018 | MO | Butler Municipal Power Plant | 2115 | SG1 | IC | SB | NA | DFO |  | 163 | 0.025265 | 0.31 | EIA Prime Mover-level Data | Estimated using an emission factor
2018 | MO | Butler Municipal Power Plant | 2115 | SG2 | IC | OP | NA | DFO |  | 163 | 0.025265 | 0.31 | EIA Prime Mover-level Data | Estimated using an emission factor
2018 | MO | Butler Solar Power Project | 58959 | BSF1 | PV | OP | NA | SUN |  | 37257 |  |  | EIA Prime Mover-level Data
2018 | MO | Callaway | 6153 | 1 | ST | OP | NA | NUC |  | 111397198 |  |  | EIA Prime Mover-level Data
2018 | MO | Carrollton | 2120 | 1 | IC | RE | NA | DFO
2018 | MO | Carrollton | 2120 | 2 | IC | RE | NA | DFO
2018 | MO | Carrollton | 2120 | 3 | IC | OP | NA | NG
2018 | MO | Carrollton | 2120 | 4 | IC | RE | NA | NG
2018 | MO | Carrollton | 2120 | 5 | IC | RE | NA | NG
2018 | MO | Carrollton | 2120 | 6 | IC | RE | NA | NG
2018 | MO | Carrollton | 2120 | 7 | IC | OP | NA | NG
2018 | MO | Carrollton | 2120 | 8 | IC | OP | NA | NG
2018 | MO | Carrollton | 2120 | 9 | IC | OP | NA | NG
2018 | MO | Carrollton | 2120 | 10 | IC | OP | NA | NG
2018 | MO | Carrollton | 2120 | 11 | IC | OP | NA | DFO
2018 | MO | Carthage | 2121 | 6 | IC | SB | NA | NG |  | 671 | 0.00014158 | 0.000422 | EIA Prime Mover-level Data | Estimated using an emission factor
2018 | MO | Carthage | 2121 | 7 | IC | SB | NA | NG |  | 805 | 0.00016986 | 0.000422 | EIA Prime Mover-level Data | Estimated using an emission factor
2018 | MO | Carthage | 2121 | 8 | IC | SB | NA | NG |  | 886 | 0.00018695 | 0.000422 | EIA Prime Mover-level Data | Estimated using an emission factor
2018 | MO | Carthage | 2121 | 9 | IC | SB | NA | NG |  | 1342 | 0.00028316 | 0.000422 | EIA Prime Mover-level Data | Estimated using an emission factor
2018 | MO | Carthage | 2121 | 10 | IC | SB | NA | NG |  | 1879 | 0.00039647 | 0.000422 | EIA Prime Mover-level Data | Estimated using an emission factor
2018 | MO | Carthage | 2121 | 11 | IC | OP | NA | NG |  | 1208 | 0.00025489 | 0.000422 | EIA Prime Mover-level Data | Estimated using an emission factor
2018 | MO | Carthage | 2121 | 12 | IC | OP | NA | NG |  | 1208 | 0.00025489 | 0.000422 | EIA Prime Mover-level Data | Estimated using an emission factor
2018 | MO | Carthage | 2121 | 13 | IC | OP | NA | NG |  | 1611 | 0.00033992 | 0.000422 | EIA Prime Mover-level Data | Estimated using an emission factor
2018 | MO | Carthage | 2121 | 14 | IC | OP | NA | NG |  | 1611 | 0.00033992 | 0.000422 | EIA Prime Mover-level Data | Estimated using an emission factor
2018 | MO | Chillicothe | 2122 | GT1A | GT | OP | CT | NG | 114.0 | 16450 | 0.064282 | 0.0078154 | EPA/CAMD | NEI avg EF - PM, fuel type, firing type | 1986
2018 | MO | Chillicothe | 2122 | GT1B | GT | OP | CT | NG | 110.0 | 16573 | 0.064763 | 0.0078154 | EPA/CAMD | NEI avg EF - PM, fuel type, firing type | 1986
2018 | MO | Chillicothe | 2122 | GT2A | GT | OP | CT | NG | 52.0 | 7586 | 0.029644 | 0.0078154 | EPA/CAMD | NEI avg EF - PM, fuel type, firing type | 1986
2018 | MO | Chillicothe | 2122 | GT2B | GT | OP | CT | NG | 52.0 | 7554 | 0.029519 | 0.0078154 | EPA/CAMD | NEI avg EF - PM, fuel type, firing type | 1986
2018 | MO | Chillicothe Solar Farm | 61223 | CHSF1 | PV | OP | NA | SUN |  | 41341 |  |  | EIA Prime Mover-level Data
2018 | MO | City of West Plains Power Station | 59664 | UNIT1 | GT | SB | NA | NG |  | 3918 | 0.010742 | 0.0054834 | EIA Prime Mover-level Data | NEI avg EF - PM, fuel type, firing type
2018 | MO | City of West Plains Power Station | 59664 | UNIT2 | GT | SB | NA | NG |  | 3336 | 0.0091463 | 0.0054834 | EIA Prime Mover-level Data | NEI avg EF - PM, fuel type, firing type
2018 | MO | Clarence Cannon | 6140 | 1 | HY | OP | NA | WAT |  | 179890 |  |  | EIA Prime Mover-level Data
2018 | MO | Clarence Cannon | 6140 | 2 | PS | OP | NA | WAT |  | 0 |  |  | EIA Prime Mover-level Data
2018 | MO | Coleman | 2158 | IC1 | IC | RE | NA | DFO
2018 | MO | Coleman | 2158 | IC2 | IC | RE | NA | DFO
2018 | MO | Columbia | 2123 | 6 | ST | OP | STOKER | NG | 0.0 | [5 empty] | 1957
2018 | MO | Columbia | 2123 | 7 | ST | OP | STOKER | BIT | 0.0 | [5 empty] | 1965
2018 | MO | Columbia | 2123 | 8 | ST | OP | WALL | NG | 2,003.0 | 319330 | 0.068656 | 0.00043 | EPA/CAMD | EPA/NEI | 1970
2018 | MO | Columbia Energy Center (MO) | 55447 | CT01 | GT | OP | CT | NG | 76.0 | 21117 | 0.1011 | 0.0095752 | EPA/CAMD | EPA/NEI | 2001
2018 | MO | Columbia Energy Center (MO) | 55447 | CT02 | GT | OP | CT | NG | 80.0 | 21716 | 0.1011 | 0.0093111 | EPA/CAMD | EPA/NEI | 2001
2018 | MO | Columbia Energy Center (MO) | 55447 | CT03 | GT | OP | CT | NG | 93.0 | 22745 | 0.1011 | 0.0088899 | EPA/CAMD | EPA/NEI | 2001
2018 | MO | Columbia Energy Center (MO) | 55447 | CT04 | GT | OP | CT | NG | 96.0 | 25997 | 0.1011 | 0.0077778 | EPA/CAMD | EPA/NEI | 2001
2018 | MO | Conception | 56537 | 1 | WT | OP | NA | WND |  | 966846 |  |  | EIA Prime Mover-level Data
2018 | MO | Cow Branch | 56536 | 1 | WT | OP | NA | WND |  | 946703 |  |  | EIA Prime Mover-level Data
2018 | MO | Cox Battery Energy Storage | 61679 | 1 | BA | OP | NA | MWH |  | 0 |  |  | EIA Prime Mover-level Data
2018 | MO | Dogwood Energy Facility | 55178 | CT-1 | CT | OP | CC | NG | 4,719.0 | 7904705 | 24.7597 | 0.0062645 | EPA/CAMD | EPA/NEI | 2001
2018 | MO | Dogwood Energy Facility | 55178 | CT-2 | CT | OP | CC | NG | 4,364.0 | 7171732 | 22.4524 | 0.0062614 | EPA/CAMD | EPA/NEI | 2001
2018 | MO | El Dorado Springs Solar Farm | 61566 | EDSF1 | PV | OP | NA | SUN |  | 26050 |  |  | EIA Prime Mover-level Data
2018 | MO | Elm Street Substation Generators | 56597 | EP01 | IC | SB | NA | DFO |  | 81 | 0.012555 | 0.31 | EIA Prime Mover-level Data | Estimated using an emission factor
2018 | MO | Elm Street Substation Generators | 56597 | EP02 | IC | SB | NA | DFO |  | 81 | 0.012555 | 0.31 | EIA Prime Mover-level Data | Estimated using an emission factor
2018 | MO | Elm Street Substation Generators | 56597 | EP03 | IC | SB | NA | DFO |  | 81 | 0.012555 | 0.31 | EIA Prime Mover-level Data | Estimated using an emission factor
2018 | MO | Elm Street Substation Generators | 56597 | EP04 | IC | SB | NA | DFO |  | 81 | 0.012555 | 0.31 | EIA Prime Mover-level Data | Estimated using an emission factor
2018 | MO | Empire District Elec Co Energy Ctr | 6223 | 1 | GT | OP | CT | NG | 185.0 | 103521 | 0.0098345 | 0.00019 | EPA/CAMD | EPA/NEI | 1978
2018 | MO | Empire District Elec Co Energy Ctr | 6223 | 2 | GT | OP | CT | NG | 345.0 | 208768 | 0.019833 | 0.00019 | EPA/CAMD | EPA/NEI | 1981
2018 | MO | Empire District Elec Co Energy Ctr | 6223 | 3A | GT | OP | CT | NG | 2,071.0 | 334322 | 0.031761 | 0.00019 | EPA/CAMD | EPA/NEI | 2003
2018 | MO | Empire District Elec Co Energy Ctr | 6223 | 3B | GT | OP | CT | NG | 2,031.0 | 332177 | 0.031557 | 0.00019 | EPA/CAMD | EPA/NEI | 2003
2018 | MO | Empire District Elec Co Energy Ctr | 6223 | 4A | GT | OP | CT | NG | 1,640.0 | 258170 | 0.024526 | 0.00019 | EPA/CAMD | EPA/NEI | 2003
2018 | MO | Empire District Elec Co Energy Ctr | 6223 | 4B | GT | OP | CT | NG | 1,903.0 | 317845 | 0.030195 | 0.00019 | EPA/CAMD | EPA/NEI | 2003
2018 | MO | Essex Power Plant | 7749 | 1 | GT | OP | CT | NG | 447.0 | 405620 | 2.6444 | 0.013039 | EPA/CAMD | EPA/NEI | 1999
2018 | MO | Fairgrounds | 2082 | CT01 | GT | OP | CT | DFO | 31.0 | 20261 | 0.0194 | 0.001915 | EPA/CAMD | EPA/NEI | 1974
2018 | MO | Farmers City Wind LLC | 56767 | 1 | WT | OP | NA | WND |  | 2839565 |  |  | EIA Prime Mover-level Data
2018 | MO | Farmington Solar Farm | 61450 | FSF1 | PV | OP | NA | SUN |  | 10440 |  |  | EIA Prime Mover-level Data
2018 | MO | Fayette | 2125 | GT1 | IC | OS | NA | DFO
2018 | MO | Fayette | 2125 | GT2 | IC | OS | NA | DFO
2018 | MO | Fayette | 2125 | GT3 | IC | OS | NA | DFO
2018 | MO | Fayette | 2125 | GT4 | IC | OS | NA | DFO
2018 | MO | Fredericktown Energy Center | 57946 | UNIT1 | GT | OP | NA | NG |  | 78867 | 0.21623 | 0.0054834 | EIA Prime Mover-level Data | NEI avg EF - PM, fuel type, firing type
2018 | MO | Fredericktown Energy Center | 57946 | UNIT2 | GT | OP | NA | NG |  | 78867 | 0.21623 | 0.0054834 | EIA Prime Mover-level Data | NEI avg EF - PM, fuel type, firing type
2018 | MO | Fulton (MO) | 2126 | GT4 | GT | OP | NA | NG |  | 26074 | 0.071487 | 0.0054834 | EIA Prime Mover-level Data | NEI avg EF - PM, fuel type, firing type
2018 | MO | Fulton (MO) | 2126 | IC1 | IC | OP | NA | DFO |  | 10 | 0.00155 | 0.31 | EIA Prime Mover-level Data | Estimated using an emission factor
2018 | MO | Fulton (MO) | 2126 | IC2 | IC | RE | NA | DFO
2018 | MO | Fulton (MO) | 2126 | IC3 | IC | OP | NA | DFO |  | 14 | 0.00217 | 0.31 | EIA Prime Mover-level Data | Estimated using an emission factor
2018 | MO | Gallatin #2 | 8017 | 7 | IC | RE | NA | DFO
2018 | MO | Gallatin #2 | 8017 | 8 | IC | RE | NA | DFO
2018 | MO | Gallatin (MO) | 2127 | 2A | IC | SB | NA | DFO
2018 | MO | Gallatin (MO) | 2127 | 3A | IC | SB | NA | DFO
2018 | MO | Gallatin (MO) | 2127 | IC4 | IC | SB | NA | DFO
2018 | MO | Gallatin (MO) | 2127 | IC6 | IC | SB | NA | DFO
2018 | MO | Grand Ave Plant | 58205 | 1 | ST | OP | NA | NG |  | 3155302 | 12.7039 | 0.0080524 | EIA Unit-level Data | NEI avg EF - PM, fuel type
2018 | MO | Grand Avenue | 2078 | 7 | ST | RE | NA | NG
2018 | MO | Grand Avenue | 2078 | 9 | ST | RE | NA | NG
2018 | MO | Greenwood Energy Center | 6074 | 1 | GT | OP | CT | NG | 461.0 | 92780 | 0.0088141 | 0.00019 | EPA/CAMD | EPA/NEI | 1975
2018 | MO | Greenwood Energy Center | 6074 | 2 | GT | OP | CT | NG | 210.0 | 45452 | 0.001423 | 6.2617e-05 | EPA/CAMD | EPA/NEI | 1975
2018 | MO | Greenwood Energy Center | 6074 | 3 | GT | OP | CT | NG | 472.0 | 122207 | 0.01161 | 0.00019 | EPA/CAMD | EPA/NEI | 1977
2018 | MO | Greenwood Energy Center | 6074 | 4 | GT | OP | CT | NG | 408.0 | 92671 | 0.0088037 | 0.00019 | EPA/CAMD | EPA/NEI | 1979
2018 | MO | Greenwood Energy Center | 6074 | 5 | PV | OP | NA | SUN |  | 42709 |  |  | EIA Prime Mover-level Data
2018 | MO | Harry Truman | 6141 | 1 | PS | OP | NA | WAT |  | 0 |  |  | EIA Prime Mover-level Data
2018 | MO | Harry Truman | 6141 | 2 | PS | OP | NA | WAT |  | 0 |  |  | EIA Prime Mover-level Data
2018 | MO | Harry Truman | 6141 | 3 | PS | OP | NA | WAT |  | 0 |  |  | EIA Prime Mover-level Data
2018 | MO | Harry Truman | 6141 | 4 | PS | OP | NA | WAT |  | 0 |  |  | EIA Prime Mover-level Data
2018 | MO | Harry Truman | 6141 | 5 | PS | OP | NA | WAT |  | 0 |  |  | EIA Prime Mover-level Data
2018 | MO | Harry Truman | 6141 | 6 | PS | OA | NA | WAT |  | 0 |  |  | EIA Prime Mover-level Data
2018 | MO | Hawthorn | 2079 | 6 | GT | OP | CT | NG | 0.0 | [5 empty] | 1997
2018 | MO | Hawthorn | 2079 | 7 | GT | OP | CT | NG | 712.0 | 436617 | 0.041479 | 0.00019 | EPA/CAMD | EPA/NEI | 2000
2018 | MO | Hawthorn | 2079 | 8 | GT | OP | CT | NG | 746.0 | 434924 | 0.041318 | 0.00019 | EPA/CAMD | EPA/NEI | 2000
2018 | MO | Hawthorn | 2079 | 9 | CT | OP | CC | NG | 1,165.0 | 1128490 | 0.10721 | 0.00019 | EPA/CAMD | EPA/NEI | 2000
2018 | MO | Hawthorn | 2079 | 5A | ST | OP | WALL | SUB | 6,577.0 | 26344519 | 111.3715 | 0.008455 | EPA/CAMD | EPA/NEI | 2001
2018 | MO | Higginsville Municipal Power Plant | 2131 | 4A | GT | OP | CT | NG | 233.0 | 51421 | 0.1616 | 0.0062854 | EPA/CAMD | EPA/NEI | 1996
2018 | MO | Higginsville Municipal Power Plant | 2131 | 4B | GT | OP | CT | NG | 237.0 | 52366 | 0.1643 | 0.0062751 | EPA/CAMD | EPA/NEI | 1996
2018 | MO | Higginsville Solar Farm | 61316 | HSF1 | PV | OP | NA | SUN |  | 39216 |  |  | EIA Prime Mover-level Data
2018 | MO | High Prairie Wind Farm | 62563 | HPWF | WT | L | NA | WND
2018 | MO | Holden Power Plant | 7848 | 1 | GT | OP | CT | NG | 725.0 | 692973 | 2.2813 | 0.0065841 | EPA/CAMD | EPA/NEI | 2002
2018 | MO | Holden Power Plant | 7848 | 2 | GT | OP | CT | NG | 562.0 | 537532 | 1.7754 | 0.0066057 | EPA/CAMD | EPA/NEI | 2002
2018 | MO | Holden Power Plant | 7848 | 3 | GT | OP | CT | NG | 626.0 | 596364 | 1.9751 | 0.0066238 | EPA/CAMD | EPA/NEI | 2002
2018 | MO | Howard Bend | 2102 | 1 | GT | RE | NA | DFO
2018 | MO | Iatan | 6065 | 1 | ST | OP | WALL | SUB | 7,311.0 | 38264370 | 363.5115 | 0.019 | EPA/CAMD | EPA/NEI | 1980
2018 | MO | Iatan | 6065 | 2 | ST | OP | WALL | SUB | 5,287.0 | 36036531 | 94.6418 | 0.0052525 | EPA/CAMD | EPA/NEI | 2010
2018 | MO | IKEA St. Louis 410 | 59714 | IK410 | PV | OP | NA | SUN |  | 14151 |  |  | EIA Prime Mover-level Data
2018 | MO | Independence II Solar Farm | 61588 | 1 | PV | OP | NA | SUN |  | 33663 |  |  | EIA Prime Mover-level Data
2018 | MO | Independence II Solar Farm | 61588 | 2 | PV | OP | NA | SUN |  | 36126 |  |  | EIA Prime Mover-level Data
2018 | MO | Independence Solar Farm | 61092 | IPL1 | PV | OP | NA | SUN |  | 46528 |  |  | EIA Prime Mover-level Data
2018 | MO | Jackson (MO) | 2137 | 1 | IC | RE | NA | DFO
2018 | MO | Jackson (MO) | 2137 | 2 | IC | RE | NA | DFO
2018 | MO | Jackson (MO) | 2137 | 3 | IC | OP | NA | DFO |  | 109 | 0.016895 | 0.31 | EIA Prime Mover-level Data | Estimated using an emission factor
2018 | MO | Jackson (MO) | 2137 | 4 | IC | OP | NA | DFO |  | 109 | 0.016895 | 0.31 | EIA Prime Mover-level Data | Estimated using an emission factor
2018 | MO | Jackson (MO) | 2137 | 5 | IC | OP | NA | DFO |  | 76 | 0.01178 | 0.31 | EIA Prime Mover-level Data | Estimated using an emission factor
2018 | MO | Jackson (MO) | 2137 | 6 | IC | OP | NA | DFO |  | 109 | 0.016895 | 0.31 | EIA Prime Mover-level Data | Estimated using an emission factor
2018 | MO | Jackson (MO) | 2137 | 7 | IC | OP | NA | DFO |  | 738 | 0.11439 | 0.31 | EIA Prime Mover-level Data | Estimated using an emission factor
2018 | MO | Jackson (MO) | 2137 | 8 | IC | OP | NA | DFO |  | 738 | 0.11439 | 0.31 | EIA Prime Mover-level Data | Estimated using an emission factor
2018 | MO | Jackson (MO) | 2137 | 9 | IC | OP | NA | DFO |  | 326 | 0.05053 | 0.31 | EIA Prime Mover-level Data | Estimated using an emission factor
2018 | MO | Jackson (MO) | 2137 | 10 | IC | OP | NA | DFO |  | 217 | 0.033635 | 0.31 | EIA Prime Mover-level Data | Estimated using an emission factor
2018 | MO | Jackson (MO) | 2137 | 11 | IC | OP | NA | DFO |  | 217 | 0.033635 | 0.31 | EIA Prime Mover-level Data | Estimated using an emission factor
2018 | MO | Jackson (MO) | 2137 | 12 | IC | OP | NA | DFO |  | 217 | 0.033635 | 0.31 | EIA Prime Mover-level Data | Estimated using an emission factor
2018 | MO | Jackson Square | 2134 | 1 | GT | OP | NA | DFO |  | 7395 | 0.063816 | 0.017259 | EIA Prime Mover-level Data | NEI avg EF - PM, fuel type, firing type
2018 | MO | Jackson Square | 2134 | 2 | GT | OP | NA | DFO |  | 7395 | 0.063816 | 0.017259 | EIA Prime Mover-level Data | NEI avg EF - PM, fuel type, firing type
2018 | MO | James River | 2161 | 3 | ST | RE | WALL | NG | 0.0 | [5 empty] | 1960
2018 | MO | James River | 2161 | 4 | ST | OP | WALL | NG | 0.0 |  | 0.0973 |  |  | EPA/NEI | 1964
2018 | MO | James River | 2161 | 5 | ST | OP | WALL | NG | 27.0 | 13438 | 0.7288 | 0.10847 | EPA/CAMD | EPA/NEI | 1970
2018 | MO | James River | 2161 | **GT1 | GT | OP | CT | NG | 1,820.0 | 962157 | 1.2842 | 0.0026694 | EPA/CAMD | EPA/NEI | 1989
2018 | MO | James River | 2161 | **GT2 | GT | OP | CT | NG | 1,240.0 | 661339 | 0.062827 | 0.00019 | EPA/CAMD | EPA/NEI | 1992
2018 | MO | Jefferson Street Substation | 56599 | EP08 | IC | SB | NA | DFO
2018 | MO | Jefferson Street Substation | 56599 | EP09 | IC | SB | NA | DFO
2018 | MO | Jefferson Street Substation | 56599 | EP10 | IC | SB | NA | DFO
2018 | MO | John Twitty Energy Center | 6195 | 1 | ST | OP | WALL | SUB | 6,638.0 | 10419558 | 98.9858 | 0.019 | EPA/CAMD | EPA/NEI | 1976
2018 | MO | John Twitty Energy Center | 6195 | 2 | ST | OP | WALL | SUB | 8,147.0 | 18096443 | 80.0086 | 0.0088425 | EPA/CAMD | EPA/NEI | 2010
2018 | MO | John Twitty Energy Center | 6195 | CT1A | GT | OP | CT | NG | 712.0 | 148289 | 0.4352 | 0.0058696 | EPA/CAMD | EPA/NEI | 1982
2018 | MO | John Twitty Energy Center | 6195 | CT1B | GT | OP | CT | NG | 800.0 | 162603 | 0.4135 | 0.005086 | EPA/CAMD | EPA/NEI | 1982
2018 | MO | John Twitty Energy Center | 6195 | CT2A | GT | OP | CT | NG | 933.0 | 194151 | 0.5203 | 0.0053597 | EPA/CAMD | EPA/NEI | 1982
2018 | MO | John Twitty Energy Center | 6195 | CT2B | GT | OP | CT | NG | 971.0 | 218586 | 0.5589 | 0.0051138 | EPA/CAMD | EPA/NEI | 1982
2018 | MO | Kahoka | 2138 | 3 | IC | OP | NA | DFO |  | 1 | 0.000155 | 0.31 | EIA Prime Mover-level Data | Estimated using an emission factor
2018 | MO | Kahoka | 2138 | 6 | IC | OP | NA | DFO |  | 3 | 0.000465 | 0.31 | EIA Prime Mover-level Data | Estimated using an emission factor
2018 | MO | Kahoka | 2138 | 7 | IC | SB | NA | NG |  | 3 | 6.33e-07 | 0.000422 | EIA Prime Mover-level Data | Estimated using an emission factor
2018 | MO | Kahoka | 2138 | 8 | IC | SB | NA | NG |  | 6 | 1.266e-06 | 0.000422 | EIA Prime Mover-level Data | Estimated using an emission factor
2018 | MO | Kahoka | 2138 | 9 | IC | SB | NA | NG |  | 4 | 8.44e-07 | 0.000422 | EIA Prime Mover-level Data | Estimated using an emission factor
2018 | MO | Kahoka | 2138 | 10 | IC | OP | NA | DFO |  | 4 | 0.00062 | 0.31 | EIA Prime Mover-level Data | Estimated using an emission factor
2018 | MO | Kahoka | 2138 | 11 | IC | OP | NA | DFO |  | 4 | 0.00062 | 0.31 | EIA Prime Mover-level Data | Estimated using an emission factor
2018 | MO | Kahoka | 2138 | 12 | IC | OP | NA | DFO |  | 4 | 0.00062 | 0.31 | EIA Prime Mover-level Data | Estimated using an emission factor
2018 | MO | Kansas City International | 6144 | 1 | GT | OS | NA | NG
2018 | MO | Kansas City International | 6144 | 2 | GT | OS | NA | NG
2018 | MO | KCP&L SmartGrid Innovation Park | 59772 | 1 | BA | SB | NA | MWH
2018 | MO | Kennett | 2139 | 1 | IC | OP | NA | DFO |  | 249 | 0.038595 | 0.31 | EIA Prime Mover-level Data | Estimated using an emission factor
2018 | MO | Kennett | 2139 | 2 | IC | OP | NA | DFO |  | 249 | 0.038595 | 0.31 | EIA Prime Mover-level Data | Estimated using an emission factor
2018 | MO | Kennett | 2139 | 3 | IC | OP | NA | DFO |  | 498 | 0.07719 | 0.31 | EIA Prime Mover-level Data | Estimated using an emission factor
2018 | MO | Kennett | 2139 | 4 | IC | OP | NA | NG |  | 1556 | 0.00032832 | 0.000422 | EIA Prime Mover-level Data | Estimated using an emission factor
2018 | MO | Kennett | 2139 | 5 | IC | OP | NA | DFO |  | 872 | 0.13516 | 0.31 | EIA Prime Mover-level Data | Estimated using an emission factor
2018 | MO | Kennett | 2139 | 6 | IC | OP | NA | NG |  | 1245 | 0.0002627 | 0.000422 | EIA Prime Mover-level Data | Estimated using an emission factor
2018 | MO | Kennett | 2139 | 7 | IC | OP | NA | NG |  | 1556 | 0.00032832 | 0.000422 | EIA Prime Mover-level Data | Estimated using an emission factor
2018 | MO | Kennett | 2139 | 8 | IC | OP | NA | NG |  | 1930 | 0.00040723 | 0.000422 | EIA Prime Mover-level Data | Estimated using an emission factor
2018 | MO | Kennett | 2139 | 9 | IC | OP | NA | NG |  | 3860 | 0.00081446 | 0.000422 | EIA Prime Mover-level Data | Estimated using an emission factor
2018 | MO | Kennett | 2139 | 10 | IC | OP | NA | NG |  | 3860 | 0.00081446 | 0.000422 | EIA Prime Mover-level Data | Estimated using an emission factor
2018 | MO | Kennett | 2139 | 11 | IC | OP | NA | NG |  | 3860 | 0.00081446 | 0.000422 | EIA Prime Mover-level Data | Estimated using an emission factor
2018 | MO | Kennett | 2139 | 12 | IC | OP | NA | NG |  | 3984 | 0.00084062 | 0.000422 | EIA Prime Mover-level Data | Estimated using an emission factor
2018 | MO | Kennett | 2139 | 13 | IC | OP | NA | NG |  | 3984 | 0.00084062 | 0.000422 | EIA Prime Mover-level Data | Estimated using an emission factor
2018 | MO | Kings Point Wind Energy Center | 62475 | KPW1 | WT | P | NA | WND
2018 | MO | Kirksville | 2083 | 1 | GT | RE | NA | NG
2018 | MO | La Plata | 2140 | 1 | IC | OP | NA | DFO |  | 45 | 0.006975 | 0.31 | EIA Prime Mover-level Data | Estimated using an emission factor
2018 | MO | La Plata | 2140 | 2 | IC | OP | NA | DFO |  | 45 | 0.006975 | 0.31 | EIA Prime Mover-level Data | Estimated using an emission factor
2018 | MO | La Plata | 2140 | 5 | IC | RE | NA | DFO
2018 | MO | La Plata | 2140 | 6 | IC | RE | NA | DFO
2018 | MO | La Plata | 2140 | 7 | IC | RE | NA | DFO
2018 | MO | La Plata | 2140 | 8 | IC | RE | NA | DFO
2018 | MO | La Plata | 2140 | 9 | IC | RE | NA | DFO
2018 | MO | Labadie | 2103 | 1 | ST | OP | TANGENTIAL | SUB | 8,338.0 | 43089525 | 409.3505 | 0.019 | EPA/CAMD | EPA/NEI | 1970
2018 | MO | Labadie | 2103 | 2 | ST | OP | TANGENTIAL | SUB | 8,186.0 | 43233794 | 410.721 | 0.019 | EPA/CAMD | EPA/NEI | 1971
2018 | MO | Labadie | 2103 | 3 | ST | OP | TANGENTIAL | SUB | 5,621.0 | 27447472 | 260.751 | 0.019 | EPA/CAMD | EPA/NEI | 1972
2018 | MO | Labadie | 2103 | 4 | ST | OP | TANGENTIAL | SUB | 8,302.0 | 41047311 | 389.9495 | 0.019 | EPA/CAMD | EPA/NEI | 1973
2018 | MO | Lake Road | 2098 | 6 | ST | OP | CYCLONE | NG | 460.0 | 109287 | 0.255 | 0.0046666 | EPA/CAMD | EPA/NEI | 1966
2018 | MO | Lake Road | 2098 | GT5 | GT | OP | CT | NG | 472.0 | 156949 | 0.0768 | 0.00097866 | EPA/CAMD | EPA/NEI | 1973
2018 | MO | Lebanon Solar Farm (MO) | 61135 | LSF1 | PV | OP | NA | SUN |  | 39473 |  |  | EIA Prime Mover-level Data
2018 | MO | Loess Hills | 56538 | 1 | WT | OP | NA | WND |  | 78077 |  |  | EIA Prime Mover-level Data
2018 | MO | Lost Creek Wind Energy Facility | 57189 | LCW | WT | OP | NA | WND |  | 3581158 |  |  | EIA Prime Mover-level Data
2018 | MO | Macon | 2141 | 1 | IC | RE | NA | DFO
2018 | MO | Macon | 2141 | 3 | IC | RE | NA | DFO
2018 | MO | Macon | 2141 | 4 | IC | SB | NA | DFO
2018 | MO | Macon Energy Center | 56127 | 1 | GT | OP | NA | NG |  | 1054627 | 2.8915 | 0.0054834 | EIA Prime Mover-level Data | NEI avg EF - PM, fuel type, firing type
2018 | MO | Macon Solar Power Project | 59729 | MSF1 | PV | OP | NA | SUN |  | 37357 |  |  | EIA Prime Mover-level Data
2018 | MO | Main Street (MO) | 2162 | 1 | GT | RE | NA | DFO
2018 | MO | Malden | 2142 | 1 | IC | RE | NA | DFO
2018 | MO | Malden | 2142 | 5 | IC | SB | NA | DFO |  | 33 | 0.005115 | 0.31 | EIA Prime Mover-level Data | Estimated using an emission factor
2018 | MO | Malden | 2142 | 6 | IC | SB | NA | DFO |  | 47 | 0.007285 | 0.31 | EIA Prime Mover-level Data | Estimated using an emission factor
2018 | MO | Malden | 2142 | 7 | IC | SB | NA | DFO |  | 65 | 0.010075 | 0.31 | EIA Prime Mover-level Data | Estimated using an emission factor
2018 | MO | Malden | 2142 | 8 | IC | SB | NA | DFO |  | 100 | 0.0155 | 0.31 | EIA Prime Mover-level Data | Estimated using an emission factor
2018 | MO | Malden | 2142 | 2A | IC | SB | NA | DFO |  | 42 | 0.00651 | 0.31 | EIA Prime Mover-level Data | Estimated using an emission factor
2018 | MO | Malden | 2142 | 3A | IC | SB | NA | DFO |  | 42 | 0.00651 | 0.31 | EIA Prime Mover-level Data | Estimated using an emission factor
2018 | MO | Malden | 2142 | 4A | IC | SB | NA | DFO |  | 42 | 0.00651 | 0.31 | EIA Prime Mover-level Data | Estimated using an emission factor
2018 | MO | Marceline | 7470 | 1 | IC | SB | NA | DFO |  | 13 | 0.002015 | 0.31 | EIA Prime Mover-level Data | Estimated using an emission factor
2018 | MO | Marceline | 7470 | 2 | IC | SB | NA | DFO |  | 40 | 0.0062 | 0.31 | EIA Prime Mover-level Data | Estimated using an emission factor
2018 | MO | Marceline | 7470 | 3 | IC | RE | NA | DFO
2018 | MO | Marceline | 7470 | 4 | IC | RE | NA | DFO
2018 | MO | Marceline | 7470 | 5 | IC | SB | NA | DFO |  | 27 | 0.004185 | 0.31 | EIA Prime Mover-level Data | Estimated using an emission factor
2018 | MO | Marceline | 7470 | 6 | IC | SB | NA | DFO |  | 27 | 0.004185 | 0.31 | EIA Prime Mover-level Data | Estimated using an emission factor
2018 | MO | Marshall (MO) | 2144 | 3 | ST | RE | NA | NG
2018 | MO | Marshall (MO) | 2144 | 4 | ST | RE | NA | BIT
2018 | MO | Marshall (MO) | 2144 | 5 | ST | RE | NA | BIT
2018 | MO | Marshall (MO) | 2144 | 7 | IC | OP | NA | DFO |  | 57 | 0.008835 | 0.31 | EIA Prime Mover-level Data | Estimated using an emission factor
2018 | MO | Marshall (MO) | 2144 | 8 | IC | OP | NA | DFO |  | 57 | 0.008835 | 0.31 | EIA Prime Mover-level Data | Estimated using an emission factor
2018 | MO | Marshall (MO) | 2144 | 9 | IC | OP | NA | DFO |  | 57 | 0.008835 | 0.31 | EIA Prime Mover-level Data | Estimated using an emission factor
2018 | MO | Marshall (MO) | 2144 | 10 | IC | OP | NA | NG |  | 362 | 7.6382e-05 | 0.000422 | EIA Prime Mover-level Data | Estimated using an emission factor
2018 | MO | Marshall (MO) | 2144 | 11 | IC | OP | NA | NG |  | 362 | 7.6382e-05 | 0.000422 | EIA Prime Mover-level Data | Estimated using an emission factor
2018 | MO | Marshall (MO) | 2144 | GT1 | GT | OP | NA | NG |  | 9182 | 0.025174 | 0.0054834 | EIA Prime Mover-level Data | NEI avg EF - PM, fuel type, firing type
2018 | MO | Marshall Solar Farm (MO) | 60707 | MMSF1 | PV | OP | NA | SUN |  | 38835 |  |  | EIA Prime Mover-level Data
2018 | MO | MBS Texbook Exchange | 62647 | MBS1 | IC | OP | NA | DFO
2018 | MO | MBS Texbook Exchange | 62647 | MBS2 | IC | OP | NA | DFO
2018 | MO | McCartney Generating Station | 7903 | MGS1A | GT | OP | CT | NG | 1,370.0 | 203318 | 0.4453 | 0.0043803 | EPA/CAMD | EPA/NEI | 2002
2018 | MO | McCartney Generating Station | 7903 | MGS1B | GT | OP | CT | NG | 1,379.0 | 215740 | 0.4794 | 0.0044442 | EPA/CAMD | EPA/NEI | 2002
2018 | MO | McCartney Generating Station | 7903 | MGS2A | GT | OP | CT | NG | 1,315.0 | 193318 | 0.4665 | 0.0048262 | EPA/CAMD | EPA/NEI | 2002
2018 | MO | McCartney Generating Station | 7903 | MGS2B | GT | OP | CT | NG | 1,312.0 | 196624 | 0.4886 | 0.0049699 | EPA/CAMD | EPA/NEI | 2002
2018 | MO | Memphis | 2145 | 1 | IC | OP | NA | DFO
2018 | MO | Memphis | 2145 | 3 | IC | OP | NA | DFO
2018 | MO | Memphis | 2145 | 6 | IC | OP | NA | DFO
2018 | MO | Memphis | 2145 | 7 | IC | OP | NA | DFO
2018 | MO | Memphis | 2145 | 8 | IC | OP | NA | DFO
2018 | MO | Memphis | 2145 | 9 | IC | OP | NA | DFO
2018 | MO | Memphis | 2145 | 10 | IC | OP | NA | DFO
2018 | MO | Memphis | 2145 | 11 | IC | OP | NA | DFO
2018 | MO | Memphis | 2145 | 12 | IC | OP | NA | DFO
2018 | MO | Memphis | 2145 | 13 | IC | OP | NA | DFO
2018 | MO | Meramec | 2104 | 1 | ST | OP | TANGENTIAL | NG | 907.0 | 399588 | 0.2936 | 0.0014695 | EPA/CAMD | EPA/NEI | 1953
2018 | MO | Meramec | 2104 | 2 | ST | OP | TANGENTIAL | NG | 935.0 | 392920 | 0.3627 | 0.0018462 | EPA/CAMD | EPA/NEI | 1954
2018 | MO | Meramec | 2104 | 3 | ST | OP | WALL | SUB | 3,115.0 | 5756963 | 54.6912 | 0.019 | EPA/CAMD | EPA/NEI | 1958
2018 | MO | Meramec | 2104 | 4 | ST | OP | WALL | SUB | 3,831.0 | 8847991 | 84.0559 | 0.019 | EPA/CAMD | EPA/NEI | 1961
2018 | MO | Meramec | 2104 | CT01 | GT | OP | CT | DFO | 1.0 | 9 | 0.1136 | 25.2444 | EPA/CAMD | EPA/NEI | 1974
2018 | MO | Meramec | 2104 | CT2A | GT | OP | CT | NG | 81.0 | 24924 | 0.04 | 0.0032098 | EPA/CAMD | EPA/NEI | 1974
2018 | MO | Meramec | 2104 | CT2B | GT | OP | CT | NG | 68.0 | 20483 | 0.080042 | 0.0078154 | EPA/CAMD | NEI avg EF - PM, fuel type, firing type | 1974
2018 | MO | Mexico | 6650 | CT01 | GT | OP | CT | DFO | 20.0 | 13392 | 0.0495 | 0.0073925 | EPA/CAMD | EPA/NEI | 1977
2018 | MO | Missouri Center for Waste to Energy | 58421 | 320 | IC | RE | NA | LFG |  | 30869 | 0.22689 | 0.0147 | EIA Prime Mover-level Data | Estimated using an emission factor
2018 | MO | Missouri Center for Waste to Energy | 58421 | 420 | IC | RE | NA | LFG |  | 43217 | 0.31764 | 0.0147 | EIA Prime Mover-level Data | Estimated using an emission factor
2018 | MO | Missouri City | 2171 | 1 | ST | RE | NA | BIT
2018 | MO | Missouri City | 2171 | 2 | ST | RE | NA | BIT
2018 | MO | Missouri S&T - Power Plant | 58923 | 1000 | IC | RE | NA | DFO
2018 | MO | Missouri S&T - Power Plant | 58923 | 500K | ST | RE | NA | BIT
2018 | MO | MJMEUC Generating Station #1 | 56478 | 0001 | GT | OP | NA | NG |  | 1278426 | 3.5051 | 0.0054834 | EIA Prime Mover-level Data | NEI avg EF - PM, fuel type, firing type
2018 | MO | Moberly | 6651 | CT01 | GT | OP | CT | DFO | 23.0 | 14907 | 0.0105 | 0.0014087 | EPA/CAMD | EPA/NEI | 1977
2018 | MO | Monroe (MO) | 2146 | 1 | IC | RE | NA | DFO
2018 | MO | Monroe (MO) | 2146 | 2 | IC | RE | NA | DFO
2018 | MO | Monroe (MO) | 2146 | 3 | IC | RE | NA | NG
2018 | MO | Monroe (MO) | 2146 | 4 | IC | RE | NA | NG
2018 | MO | Monroe (MO) | 2146 | 5 | IC | OP | NA | DFO
2018 | MO | Monroe (MO) | 2146 | 6 | IC | RE | NA | NG
2018 | MO | Monroe (MO) | 2146 | 7 | IC | RE | NA | NG
2018 | MO | Monroe (MO) | 2146 | 8 | IC | OP | NA | DFO
2018 | MO | Monroe (MO) | 2146 | 9 | IC | OP | NA | DFO
2018 | MO | Monroe (MO) | 2146 | 10 | IC | OP | NA | DFO
2018 | MO | Monroe (MO) | 2146 | 11 | IC | OP | NA | DFO
2018 | MO | Monroe (MO) | 2146 | 12 | IC | OP | NA | DFO
2018 | MO | Montrose | 2080 | 2 | ST | OP | TANGENTIAL | SUB | 1,993.0 | 2323939 | 22.0774 | 0.019 | EPA/CAMD | EPA/NEI | 1960
2018 | MO | Montrose | 2080 | 3 | ST | OP | TANGENTIAL | SUB | 2,365.0 | 2797553 | 26.5768 | 0.019 | EPA/CAMD | EPA/NEI | 1964
2018 | MO | Moreau | 6652 | CT01 | GT | OP | CT | DFO | 21.0 | 13784 | 0.0201 | 0.0029164 | EPA/CAMD | EPA/NEI | 1977
2018 | MO | MU Combined Heat and Power Plant | 50969 | BFB-1 | ST | OP | NA | WDS |  | 1324876 | 15.1117 | 0.022812 | EIA Unit-level Data | NEI avg EF - PM, fuel type
2018 | MO | MU Combined Heat and Power Plant | 50969 | BLR10 | ST | OP | NA | NG |  | 816833 | 3.2887 | 0.0080524 | EIA Unit-level Data | NEI avg EF - PM, fuel type
2018 | MO | MU Combined Heat and Power Plant | 50969 | BLR12 | ST | OP | NA | NG |  | 620053 | 2.4965 | 0.0080524 | EIA Unit-level Data | NEI avg EF - PM, fuel type
2018 | MO | MU Combined Heat and Power Plant | 50969 | BLR7 | ST | OP | NA | BIT |  | 15886 | 0.35336 | 0.044487 | EIA Unit-level Data | NEI avg EF - PM, fuel type
2018 | MO | MU Combined Heat and Power Plant | 50969 | BLR8 | ST | OP | NA | BIT |  | 14166 | 0.3151 | 0.044487 | EIA Unit-level Data | NEI avg EF - PM, fuel type
2018 | MO | MU Combined Heat and Power Plant | 50969 | BLR9 | ST | OP | NA | BIT |  | 19914 | 0.44296 | 0.044487 | EIA Unit-level Data | NEI avg EF - PM, fuel type
2018 | MO | MU Combined Heat and Power Plant | 50969 | DGT1 | IC | SB | NA | DFO
2018 | MO | MU Combined Heat and Power Plant | 50969 | GEN6 | IC | SB | NA | DFO
2018 | MO | MU Combined Heat and Power Plant | 50969 | GEN7 | IC | SB | NA | DFO
2018 | MO | MU Combined Heat and Power Plant | 50969 | HRSG1 | ST | OP | NA | NG |  | 41279 | 0.1662 | 0.0080524 | EIA Unit-level Data | NEI avg EF - PM, fuel type
2018 | MO | MU Combined Heat and Power Plant | 50969 | HRSG2 | ST | OP | NA | NG |  | 38316 | 0.15427 | 0.0080524 | EIA Unit-level Data | NEI avg EF - PM, fuel type
2018 | MO | MU Combined Heat and Power Plant | 50969 | NTG1 | GT | OP | NA | NG |  | 406536 | 1.1146 | 0.0054834 | EIA Prime Mover-level Data | NEI avg EF - PM, fuel type, firing type
2018 | MO | MU Combined Heat and Power Plant | 50969 | NTG2 | GT | OP | NA | NG |  | 406536 | 1.1146 | 0.0054834 | EIA Prime Mover-level Data | NEI avg EF - PM, fuel type, firing type
2018 | MO | Nevada | 2090 | 1 | GT | OP | NA | DFO |  | 1766 | 0.01524 | 0.017259 | EIA Prime Mover-level Data | NEI avg EF - PM, fuel type, firing type
2018 | MO | New Madrid Power Plant | 2167 | 1 | ST | OP | CYCLONE | RC | 7,867.0 | 35916687 | 209.2147 | 0.01165 | EPA/CAMD | EPA/NEI | 1972
2018 | MO | New Madrid Power Plant | 2167 | 2 | ST | OP | CYCLONE | RC | 8,007.0 | 36269559 | 211.2702 | 0.01165 | EPA/CAMD | EPA/NEI | 1977
2018 | MO | Niangua | 2099 | 1 | HY | OA | NA | WAT |  | 2996 |  |  | EIA Prime Mover-level Data
2018 | MO | Niangua | 2099 | 2 | HY | OA | NA | WAT |  | 2996 |  |  | EIA Prime Mover-level Data
2018 | MO | Nixa Solar, LLC | 60673 | NIXA | PV | OP | NA | SUN |  | 137098 |  |  | EIA Prime Mover-level Data
2018 | MO | Noble Hill Landfill | 56404 | NHLC | IC | OP | NA | LFG |  | 123820 | 0.91008 | 0.0147 | EIA Prime Mover-level Data | Estimated using an emission factor
2018 | MO | Nodaway Power Plant | 7754 | 1 | GT | OP | CT | NG | 88.0 | 63240 | 0.2122 | 0.0067109 | EPA/CAMD | EPA/NEI | 1999
2018 | MO | Nodaway Power Plant | 7754 | 2 | GT | OP | CT | NG | 84.0 | 66246 | 0.2102 | 0.006346 | EPA/CAMD | EPA/NEI | 1999
2018 | MO | North Fork Ridge Wind Energy Center | 62478 | NFRW1 | WT | L | NA | WND
2018 | MO | Northeast Generating Station | 2081 | 11 | GT | OP | CT | DFO | 26.0 | 5203 | 0.0246 | 0.0094561 | EPA/CAMD | EPA/NEI | 1972
2018 | MO | Northeast Generating Station | 2081 | 12 | GT | OP | CT | DFO | 32.0 | 7034 | 0.0152 | 0.0043219 | EPA/CAMD | EPA/NEI | 1972
2018 | MO | Northeast Generating Station | 2081 | 13 | GT | OP | CT | DFO | 56.0 | 11713 | 0.0212 | 0.0036199 | EPA/CAMD | EPA/NEI | 1976
2018 | MO | Northeast Generating Station | 2081 | 14 | GT | OP | CT | DFO | 81.0 | 17062 | 0.0398 | 0.0046653 | EPA/CAMD | EPA/NEI | 1976
2018 | MO | Northeast Generating Station | 2081 | 15 | GT | OP | CT | DFO | 95.0 | 20551 | 0.0206 | 0.0020048 | EPA/CAMD | EPA/NEI | 1975
2018 | MO | Northeast Generating Station | 2081 | 16 | GT | OP | CT | DFO | 71.0 | 15933 | 0.0196 | 0.0024603 | EPA/CAMD | EPA/NEI | 1975
2018 | MO | Northeast Generating Station | 2081 | 17 | GT | OP | CT | DFO | 64.0 | 14227 | 0.0382 | 0.0053701 | EPA/CAMD | EPA/NEI | 1977
2018 | MO | Northeast Generating Station | 2081 | 18 | GT | OP | CT | DFO | 92.0 | 20521 | 0.0293 | 0.0028556 | EPA/CAMD | EPA/NEI | 1977
2018 | MO | O'Fallon Renewable Energy Center | 61826 | OREC | PV | OP | NA | SUN |  | 56057 |  |  | EIA Prime Mover-level Data
2018 | MO | Osage Dam | 2106 | 1 | HY | OP | NA | WAT |  | 409921 |  |  | EIA Prime Mover-level Data
2018 | MO | Osage Dam | 2106 | 2 | HY | OP | NA | WAT |  | 409921 |  |  | EIA Prime Mover-level Data
2018 | MO | Osage Dam | 2106 | 3 | HY | OP | NA | WAT |  | 409921 |  |  | EIA Prime Mover-level Data
2018 | MO | Osage Dam | 2106 | 4 | HY | OP | NA | WAT |  | 409921 |  |  | EIA Prime Mover-level Data
2018 | MO | Osage Dam | 2106 | 5 | HY | OP | NA | WAT |  | 409921 |  |  | EIA Prime Mover-level Data
2018 | MO | Osage Dam | 2106 | 6 | HY | OP | NA | WAT |  | 409921 |  |  | EIA Prime Mover-level Data
2018 | MO | Osage Dam | 2106 | 7 | HY | OP | NA | WAT |  | 320484 |  |  | EIA Prime Mover-level Data
2018 | MO | Osage Dam | 2106 | 8 | HY | OP | NA | WAT |  | 320484 |  |  | EIA Prime Mover-level Data
2018 | MO | Osborn Wind Energy | 60672 | GEN1 | WT | OP | NA | WND |  | 6540816 |  |  | EIA Prime Mover-level Data
2018 | MO | Overall Road Station | 56600 | EP11 | IC | SB | NA | DFO |  | 107 | 0.016585 | 0.31 | EIA Prime Mover-level Data | Estimated using an emission factor
2018 | MO | Overall Road Station | 56600 | EP12 | IC | SB | NA | DFO |  | 107 | 0.016585 | 0.31 | EIA Prime Mover-level Data | Estimated using an emission factor
2018 | MO | Overall Road Station | 56600 | EP13 | IC | SB | NA | DFO |  | 107 | 0.016585 | 0.31 | EIA Prime Mover-level Data | Estimated using an emission factor
2018 | MO | Overall Road Station | 56600 | EP14 | IC | SB | NA | DFO |  | 107 | 0.016585 | 0.31 | EIA Prime Mover-level Data | Estimated using an emission factor
2018 | MO | Ozark Beach | 6280 | 5 | HY | OP | NA | WAT |  | 112482 |  |  | EIA Prime Mover-level Data
2018 | MO | Ozark Beach | 6280 | 6 | HY | OP | NA | WAT |  | 112482 |  |  | EIA Prime Mover-level Data
2018 | MO | Ozark Beach | 6280 | 7 | HY | OP | NA | WAT |  | 112482 |  |  | EIA Prime Mover-level Data
2018 | MO | Ozark Beach | 6280 | 8 | HY | OP | NA | WAT |  | 112482 |  |  | EIA Prime Mover-level Data
2018 | MO | Peno Creek Energy Center | 7964 | CT1A | GT | OP | CT | NG | 277.0 | 55724 | 0.3824 | 0.013725 | EPA/CAMD | EPA/NEI | 2002
2018 | MO | Peno Creek Energy Center | 7964 | CT1B | GT | OP | CT | NG | 489.0 | 99999 | 0.3884 | 0.0077681 | EPA/CAMD | EPA/NEI | 2002
2018 | MO | Peno Creek Energy Center | 7964 | CT2A | GT | OP | CT | NG | 826.0 | 171060 | 0.2897 | 0.0033871 | EPA/CAMD | EPA/NEI | 2002
2018 | MO | Peno Creek Energy Center | 7964 | CT2B | GT | OP | CT | NG | 824.0 | 168665 | 0.1851 | 0.0021949 | EPA/CAMD | EPA/NEI | 2002
2018 | MO | Peno Creek Energy Center | 7964 | CT3A | GT | OP | CT | NG | 684.0 | 138133 | 0.0264 | 0.00038224 | EPA/CAMD | EPA/NEI | 2002
2018 | MO | Peno Creek Energy Center | 7964 | CT3B | GT | OP | CT | NG | 758.0 | 160190 | 0.1397 | 0.0017442 | EPA/CAMD | EPA/NEI | 2002
2018 | MO | Peno Creek Energy Center | 7964 | CT4A | GT | OP | CT | NG | 484.0 | 100876 | 0.3011 | 0.0059697 | EPA/CAMD | EPA/NEI | 2002
2018 | MO | Peno Creek Energy Center | 7964 | CT4B | GT | OP | CT | NG | 628.0 | 127744 | 0.3026 | 0.0047376 | EPA/CAMD | EPA/NEI | 2002
2018 | MO | Poplar Bluff Generating Station | 7392 | 1 | IC | OA | NA | DFO |  | 4132 | 0.64046 | 0.31 | EIA Prime Mover-level Data | Estimated using an emission factor
2018 | MO | Poplar Bluff Generating Station | 7392 | 2 | IC | OP | NA | DFO |  | 4132 | 0.64046 | 0.31 | EIA Prime Mover-level Data | Estimated using an emission factor
2018 | MO | Poplar Bluff Generating Station | 7392 | 3 | IC | OA | NA | NG |  | 3955 | 0.00083451 | 0.000422 | EIA Prime Mover-level Data | Estimated using an emission factor
2018 | MO | Poplar Bluff Generating Station | 7392 | 4 | IC | OA | NA | NG |  | 3955 | 0.00083451 | 0.000422 | EIA Prime Mover-level Data | Estimated using an emission factor
2018 | MO | Poplar Bluff Generating Station | 7392 | 5 | IC | OA | NA | NG |  | 3955 | 0.00083451 | 0.000422 | EIA Prime Mover-level Data | Estimated using an emission factor
2018 | MO | Ralph Green Station | 2092 | 3 | GT | OP | CT | NG | 537.0 | 187124 | 0.4247 | 0.0045392 | EPA/CAMD | EPA/NEI | 1981
2018 | MO | Rock Creek Wind Project | 60655 | WT1 | WT | OP | NA | WND |  | 9853576 |  |  | EIA Prime Mover-level Data
2018 | MO | Rolla Solar Farm (MO) | 60705 | RSF1 | PV | OP | NA | SUN |  | 38607 |  |  | EIA Prime Mover-level Data
2018 | MO | Rush Island | 6155 | 1 | ST | OP | TANGENTIAL | RC | 6,356.0 | 31313797 | 297.4811 | 0.019 | EPA/CAMD | EPA/NEI | 1976
2018 | MO | Rush Island | 6155 | 2 | ST | OP | TANGENTIAL | RC | 8,219.0 | 42513723 | 403.8804 | 0.019 | EPA/CAMD | EPA/NEI | 1977
2018 | MO | Salisbury City of | 7400 | 1 | IC | OP | NA | DFO
2018 | MO | Salisbury City of | 7400 | 2 | IC | OP | NA | DFO
2018 | MO | Salisbury City of | 7400 | 3 | IC | OP | NA | DFO
2018 | MO | Salisbury City of | 7400 | 4 | IC | OP | NA | DFO
2018 | MO | Shelbina Power #1 | 7405 | G1 | IC | OP | NA | DFO |  | 62 | 0.00961 | 0.31 | EIA Prime Mover-level Data | Estimated using an emission factor
2018 | MO | Shelbina Power #1 | 7405 | G2 | IC | OP | NA | DFO |  | 33 | 0.005115 | 0.31 | EIA Prime Mover-level Data | Estimated using an emission factor
2018 | MO | Shelbina Power #2 | 7406 | G3 | IC | OP | NA | DFO |  | 99 | 0.015345 | 0.31 | EIA Prime Mover-level Data | Estimated using an emission factor
2018 | MO | Shelbina Power #2 | 7406 | G4 | IC | OP | NA | DFO |  | 99 | 0.015345 | 0.31 | EIA Prime Mover-level Data | Estimated using an emission factor
2018 | MO | Shelbina Power #2 | 7406 | G5 | IC | OP | NA | DFO |  | 99 | 0.015345 | 0.31 | EIA Prime Mover-level Data | Estimated using an emission factor
2018 | MO | Shelbina Power #2 | 7406 | G6 | IC | OP | NA | DFO |  | 112 | 0.01736 | 0.31 | EIA Prime Mover-level Data | Estimated using an emission factor
2018 | MO | Shelbina Power #3 | 7860 | G7 | IC | OP | NA | DFO |  | 158 | 0.02449 | 0.31 | EIA Prime Mover-level Data | Estimated using an emission factor
2018 | MO | Shelbina Power #3 | 7860 | G8 | IC | OP | NA | DFO |  | 158 | 0.02449 | 0.31 | EIA Prime Mover-level Data | Estimated using an emission factor
2018 | MO | Sibley | 2094 | 1 | ST | OP | CYCLONE | SUB | 57.0 | 67 | 0.00077696 | 0.023193 | EPA/CAMD | EPA/NEI | 1960
2018 | MO | Sibley | 2094 | 2 | ST | OP | CYCLONE | SUB | 419.0 | 11681 | 0.13579 | 0.02325 | EPA/CAMD | EPA/NEI | 1962
2018 | MO | Sibley | 2094 | 3 | ST | OP | CYCLONE | SUB | 3,601.0 | 10104089 | 117.46 | 0.02325 | EPA/CAMD | EPA/NEI | 1969
2018 | MO | Sikeston | 6768 | 1 | ST | OP | WALL | SUB | 8,066.0 | 17793214 | 169.0355 | 0.019 | EPA/CAMD | EPA/NEI | 1981
2018 | MO | Sioux | 2107 | 1 | ST | OP | CYCLONE | RC | 7,260.0 | 28519307 | 269.7926 | 0.01892 | EPA/CAMD | EPA/NEI | 1967
2018 | MO | Sioux | 2107 | 2 | ST | OP | CYCLONE | RC | 8,244.0 | 31008424 | 293.3397 | 0.01892 | EPA/CAMD | EPA/NEI | 1968
2018 | MO | South Harper Peaking Facility | 56151 | 1 | GT | OP | CT | NG | 150.0 | 137615 | 0.0713 | 0.0010362 | EPA/CAMD | EPA/NEI | 2005
2018 | MO | South Harper Peaking Facility | 56151 | 2 | GT | OP | CT | NG | 213.0 | 212376 | 0.0496 | 0.0004671 | EPA/CAMD | EPA/NEI | 2005
2018 | MO | South Harper Peaking Facility | 56151 | 3 | GT | OP | CT | NG | 165.0 | 157983 | 0.0294 | 0.00037219 | EPA/CAMD | EPA/NEI | 2005
2018 | MO | Southwestern Bell Telephone | 54858 | E/G1 | IC | SB | NA | DFO |  | 33 | 0.005115 | 0.31 | EIA Prime Mover-level Data | Estimated using an emission factor
2018 | MO | Southwestern Bell Telephone | 54858 | E/G2 | IC | SB | NA | DFO |  | 33 | 0.005115 | 0.31 | EIA Prime Mover-level Data | Estimated using an emission factor
2018 | MO | Southwestern Bell Telephone | 54858 | E/G3 | IC | SB | NA | DFO |  | 33 | 0.005115 | 0.31 | EIA Prime Mover-level Data | Estimated using an emission factor
2018 | MO | Southwestern Bell Telephone | 54858 | E/G4 | IC | SB | NA | DFO |  | 47 | 0.007285 | 0.31 | EIA Prime Mover-level Data | Estimated using an emission factor
2018 | MO | Southwestern Bell Telephone | 54858 | E/G5 | IC | SB | NA | DFO |  | 47 | 0.007285 | 0.31 | EIA Prime Mover-level Data | Estimated using an emission factor
2018 | MO | Southwestern Bell Telephone | 54858 | E/G6 | IC | SB | NA | DFO |  | 47 | 0.007285 | 0.31 | EIA Prime Mover-level Data | Estimated using an emission factor
2018 | MO | Southwestern Bell Telephone | 54858 | E/G7 | IC | SB | NA | DFO |  | 47 | 0.007285 | 0.31 | EIA Prime Mover-level Data | Estimated using an emission factor
2018 | MO | Springfield Solar 1 LLC | 59110 | 1 | PV | OP | NA | SUN |  | 76624 |  |  | EIA Prime Mover-level Data
2018 | MO | St Joseph Landfill Generating Station | 58024 | UNIT1 | IC | OP | NA | LFG |  | 85868 | 0.63113 | 0.0147 | EIA Prime Mover-level Data | Estimated using an emission factor
2018 | MO | St. Francis Power Plant | 7604 | 1 | CT | OP | CC | NG | 2,076.0 | 2629986 | 0.91814 | 0.00069821 | EPA/CAMD | EPA/NEI | 1999
2018 | MO | St. Francis Power Plant | 7604 | 2 | CT | OP | CC | NG | 2,626.0 | 3340700 | 1.4506 | 0.00086843 | EPA/CAMD | EPA/NEI | 2001
2018 | MO | Stanberry | 8110 | 1 | IC | SB | NA | NG
2018 | MO | Stanberry | 8110 | 2 | IC | SB | NA | NG
2018 | MO | Stanberry | 8110 | 3 | IC | RE | NA | DFO
2018 | MO | Stanberry | 8110 | 4 | IC | RE | NA | DFO
2018 | MO | Stanberry | 8110 | IC5 | IC | SB | NA | DFO
2018 | MO | Stanberry | 8110 | IC6 | IC | SB | NA | NG
2018 | MO | State Line (MO) | 7296 | 1 | GT | OP | CT | NG | 359.0 | 161250 | 0.015319 | 0.00019 | EPA/CAMD | EPA/NEI | 2000
2018 | MO | State Line (MO) | 7296 | 2-1 | CT | OP | CC | NG | 6,757.0 | 9585954 | 0.91067 | 0.00019 | EPA/CAMD | EPA/NEI | 2000
2018 | MO | State Line (MO) | 7296 | 2-2 | CT | OP | CC | NG | 6,921.0 | 9568698 | 0.90903 | 0.00019 | EPA/CAMD | EPA/NEI | 2000
2018 | MO | Station H | 2135 | 1 | GT | OP | NA | NG |  | 116476 | 0.31934 | 0.0054834 | EIA Prime Mover-level Data | NEI avg EF - PM, fuel type, firing type
2018 | MO | Station H | 2135 | 2 | GT | OP | NA | NG |  | 147128 | 0.40338 | 0.0054834 | EIA Prime Mover-level Data | NEI avg EF - PM, fuel type, firing type
2018 | MO | Station I | 2136 | 1 | GT | OP | NA | DFO |  | 2046 | 0.017656 | 0.017259 | EIA Prime Mover-level Data | NEI avg EF - PM, fuel type, firing type
2018 | MO | Station I | 2136 | 2 | GT | OP | NA | DFO |  | 2046 | 0.017656 | 0.017259 | EIA Prime Mover-level Data | NEI avg EF - PM, fuel type, firing type
2018 | MO | Stockton Hydro | 2124 | 1 | HY | OP | NA | WAT |  | 301659 |  |  | EIA Prime Mover-level Data
2018 | MO | Sub 2 Generating Station | 56126 | 1 | IC | SB | NA | DFO
2018 | MO | Sub 2 Generating Station | 56126 | 2 | IC | SB | NA | DFO
2018 | MO | Sub 3 Generating Station | 56128 | 1 | IC | SB | NA | DFO
2018 | MO | Sub 3 Generating Station | 56128 | 2 | IC | SB | NA | DFO
2018 | MO | Sub 3 Generating Station | 56128 | 3 | IC | SB | NA | DFO
2018 | MO | Sub 3 Generating Station | 56128 | 4 | IC | SB | NA | DFO
2018 | MO | Table Rock | 2166 | 1 | HY | OP | NA | WAT |  | 878829 |  |  | EIA Prime Mover-level Data
2018 | MO | Table Rock | 2166 | 2 | HY | OP | NA | WAT |  | 878829 |  |  | EIA Prime Mover-level Data
2018 | MO | Table Rock | 2166 | 3 | HY | OP | NA | WAT |  | 878829 |  |  | EIA Prime Mover-level Data
2018 | MO | Table Rock | 2166 | 4 | HY | OP | NA | WAT |  | 878829 |  |  | EIA Prime Mover-level Data
2018 | MO | Taum Sauk | 2108 | 1 | PS | OP | NA | WAT |  | 0 |  |  | EIA Prime Mover-level Data
2018 | MO | Taum Sauk | 2108 | 2 | PS | OP | NA | WAT |  | 0 |  |  | EIA Prime Mover-level Data
2018 | MO | Thomas Hill Energy Center | 2168 | MB1 | ST | OP | CYCLONE | RC | 7,980.0 | 13477220 | 0.0754 | 1.1189e-05 | EPA/CAMD | EPA/NEI | 1966
2018 | MO | Thomas Hill Energy Center | 2168 | MB2 | ST | OP | CYCLONE | RC | 7,227.0 | 18598821 | 0.0356 | 3.8282e-06 | EPA/CAMD | EPA/NEI | 1969
2018 | MO | Thomas Hill Energy Center | 2168 | MB3 | ST | OP | WALL | RC | 7,759.0 | 48080125 | 0.9403 | 3.9114e-05 | EPA/CAMD | EPA/NEI | 1982
2018 | MO | Trenton Diesel | 2163 | 1 | IC | RE | NA | DFO
2018 | MO | Trenton Diesel | 2163 | 2 | IC | RE | NA | DFO
2018 | MO | Trenton Diesel | 2163 | 4 | IC | RE | NA | DFO
2018 | MO | Trenton Diesel | 2163 | 5 | IC | RE | NA | DFO
2018 | MO | Trenton Diesel | 2163 | 6 | IC | RE | NA | DFO
2018 | MO | Trenton Diesel | 2163 | 7 | IC | RE | NA | DFO
2018 | MO | Trenton North | 698 | 1 | IC | OP | NA | DFO |  | 145 | 0.022475 | 0.31 | EIA Prime Mover-level Data | Estimated using an emission factor
2018 | MO | Trenton North | 698 | 2 | IC | OP | NA | DFO |  | 145 | 0.022475 | 0.31 | EIA Prime Mover-level Data | Estimated using an emission factor
2018 | MO | Trenton North | 698 | 3 | IC | OP | NA | DFO |  | 145 | 0.022475 | 0.31 | EIA Prime Mover-level Data | Estimated using an emission factor
2018 | MO | Trenton North | 698 | 4 | IC | OP | NA | DFO |  | 145 | 0.022475 | 0.31 | EIA Prime Mover-level Data | Estimated using an emission factor
2018 | MO | Trenton North | 698 | 5 | IC | OP | NA | DFO |  | 145 | 0.022475 | 0.31 | EIA Prime Mover-level Data | Estimated using an emission factor
2018 | MO | Trenton Solar Farm (MO) | 60704 | TSF1 | PV | OP | NA | SUN |  | 40383 |  |  | EIA Prime Mover-level Data
2018 | MO | Trenton South | 7935 | 1 | IC | OP | NA | DFO |  | 111 | 0.017205 | 0.31 | EIA Prime Mover-level Data | Estimated using an emission factor
2018 | MO | Trenton South | 7935 | 2 | IC | OP | NA | DFO |  | 111 | 0.017205 | 0.31 | EIA Prime Mover-level Data | Estimated using an emission factor
2018 | MO | Trenton South | 7935 | 3 | IC | OP | NA | DFO |  | 111 | 0.017205 | 0.31 | EIA Prime Mover-level Data | Estimated using an emission factor
2018 | MO | Trenton South | 7935 | 4 | IC | OP | NA | DFO |  | 111 | 0.017205 | 0.31 | EIA Prime Mover-level Data | Estimated using an emission factor
2018 | MO | Trenton South | 7935 | 5 | IC | OP | NA | DFO |  | 111 | 0.017205 | 0.31 | EIA Prime Mover-level Data | Estimated using an emission factor
2018 | MO | Trenton South | 7935 | 6 | IC | OP | NA | DFO |  | 111 | 0.017205 | 0.31 | EIA Prime Mover-level Data | Estimated using an emission factor
2018 | MO | Trenton South | 7935 | 7 | IC | OP | NA | DFO |  | 111 | 0.017205 | 0.31 | EIA Prime Mover-level Data | Estimated using an emission factor
2018 | MO | Trigen St. Louis | 56309 | CT-1 | CS |  | NA | NG |  | 234506 | 0.049481 | 0.000422 | EIA Unit-level Data | Estimated using an emission factor
2018 | MO | Trigen St. Louis | 56309 | CT-2 | CS |  | NA | NG |  | 385604 | 0.081362 | 0.000422 | EIA Unit-level Data | Estimated using an emission factor
2018 | MO | Trigen St. Louis | 56309 | HRSG1 | CA | OP | NA | NG |  | 1172 | 0.00024729 | 0.000422 | EIA Unit-level Data | Estimated using an emission factor
2018 | MO | Trigen St. Louis | 56309 | HRSG2 | CA | OP | NA | NG |  | 1243 | 0.00026227 | 0.000422 | EIA Unit-level Data | Estimated using an emission factor
2018 | MO | Trigen St. Louis | 56309 | IC-1 | IC | OP | NA | DFO
2018 | MO | Unionville | 6563 | 1 | GT | OS | NA | DFO
2018 | MO | Unionville | 6563 | 2 | GT | OS | NA | DFO
2018 | MO | Unionville City of | 2164 | 1 | IC | OP | NA | DFO |  | 25 | 0.003875 | 0.31 | EIA Prime Mover-level Data | Estimated using an emission factor
2018 | MO | Unionville City of | 2164 | 2 | IC | OP | NA | DFO |  | 53 | 0.008215 | 0.31 | EIA Prime Mover-level Data | Estimated using an emission factor
2018 | MO | Unionville City of | 2164 | 3 | IC | OP | NA | DFO |  | 6 | 0.00093 | 0.31 | EIA Prime Mover-level Data | Estimated using an emission factor
2018 | MO | Unionville City of | 2164 | 4 | IC | OP | NA | DFO |  | 31 | 0.004805 | 0.31 | EIA Prime Mover-level Data | Estimated using an emission factor
2018 | MO | Unionville City of | 2164 | 5 | IC | OP | NA | DFO |  | 9 | 0.001395 | 0.31 | EIA Prime Mover-level Data | Estimated using an emission factor
2018 | MO | Unionville City of | 2164 | 6 | IC | OP | NA | DFO |  | 9 | 0.001395 | 0.31 | EIA Prime Mover-level Data | Estimated using an emission factor
2018 | MO | Unionville City of | 2164 | 7 | IC | OP | NA | DFO |  | 34 | 0.00527 | 0.31 | EIA Prime Mover-level Data | Estimated using an emission factor
2018 | MO | Unionville City of | 2164 | 8 | IC | OP | NA | DFO |  | 40 | 0.0062 | 0.31 | EIA Prime Mover-level Data | Estimated using an emission factor
2018 | MO | Unionville City of | 2164 | 9 | IC | OP | NA | DFO |  | 62 | 0.00961 | 0.31 | EIA Prime Mover-level Data | Estimated using an emission factor
2018 | MO | Viaduct | 2096 | 1 | GT | RE | NA | NG
2018 | MO | Walton Street Substation | 56598 | EP05 | IC | SB | NA | DFO |  | 36 | 0.00558 | 0.31 | EIA Prime Mover-level Data | Estimated using an emission factor
2018 | MO | Walton Street Substation | 56598 | EP06 | IC | SB | NA | DFO |  | 36 | 0.00558 | 0.31 | EIA Prime Mover-level Data | Estimated using an emission factor
2018 | MO | Walton Street Substation | 56598 | EP07 | IC | SB | NA | DFO |  | 36 | 0.00558 | 0.31 | EIA Prime Mover-level Data | Estimated using an emission factor
2018 | MO | Waynesville Solar Farm (MO) | 60706 | WSF1 | PV | OP | NA | SUN |  | 39928 |  |  | EIA Prime Mover-level Data
2018 | MO | White Cloud Wind Project, LLC | 62624 | WTCWF | WT | T | NA | WND
2018 | MS | Ackerman Combined Cycle Plant | 55694 | AA-001 | CT | OP | CC | NG | 5,615.0 | 11512203 | 1.0937 | 0.00019 | EPA/CAMD | EPA/NEI | 2006
2018 | MS | Ackerman Combined Cycle Plant | 55694 | AA-002 | CT | OP | CC | NG | 5,520.0 | 11427138 | 1.0856 | 0.00019 | EPA/CAMD | EPA/NEI | 2006
2018 | MS | Arkabutla Lake Hydroelectric Project | 62402 | NA1 | HY | P | NA | WAT
2018 | MS | Arkabutla Lake Hydroelectric Project | 62402 | NA2 | HY | P | NA | WAT
2018 | MS | Attala Generating Plant | 55220 | A01 | CT | OP | CC | NG | 5,135.0 | 8389286 | 0.79698 | 0.00019 | EPA/CAMD | EPA/NEI | 2001
2018 | MS | Attala Generating Plant | 55220 | A02 | CT | OP | CC | NG | 5,016.0 | 8190049 | 0.77805 | 0.00019 | EPA/CAMD | EPA/NEI | 2001
2018 | MS | Batesville Generation Facility | 55063 | 1 | CT | OP | CC | NG | 5,973.0 | 10638772 | 1.0107 | 0.00019 | EPA/CAMD | EPA/NEI | 2000
2018 | MS | Batesville Generation Facility | 55063 | 2 | CT | OP | CC | NG | 4,047.0 | 7206119 | 0.68458 | 0.00019 | EPA/CAMD | EPA/NEI | 2000
2018 | MS | Batesville Generation Facility | 55063 | 3 | CT | OP | CC | NG | 5,629.0 | 9940851 | 0.94438 | 0.00019 | EPA/CAMD | EPA/NEI | 2000
2018 | MS | Baxter Wilson | 2050 | 1 | ST | OP | TANGENTIAL | NG | 2,911.0 | 9645215 | 24.83 | 0.0051487 | EPA/CAMD | EPA/NEI | 1966
2018 | MS | Baxter Wilson | 2050 | 2 | ST | OP | WALL | NG | 0.0 |  | 0.3 |  |  | EPA/NEI | 1971
2018 | MS | Benndale | 2068 | 1 | GT | RE | NA | NG
2018 | MS | Caledonia | 55197 | AA-001 | CT | OP | CC | NG | 5,398.0 | 8908141 | 0.84627 | 0.00019 | EPA/CAMD | EPA/NEI | 2003
2018 | MS | Caledonia | 55197 | AA-002 | CT | OP | CC | NG | 6,797.0 | 11358712 | 1.0791 | 0.00019 | EPA/CAMD | EPA/NEI | 2003
2018 | MS | Caledonia | 55197 | AA-003 | CT | OP | CC | NG | 5,077.0 | 7473848 | 0.71002 | 0.00019 | EPA/CAMD | EPA/NEI | 2003
2018 | MS | CF Industries Yazoo City Complex | 10195 | EXIS | GT | OP | NA | NG |  | 1907258 | 5.2291 | 0.0054834 | EIA Prime Mover-level Data | NEI avg EF - PM, fuel type, firing type
2018 | MS | Chevron Cogenerating Station | 2047 | 5 | GT | OP | CT | NG | 8,443.0 | 7053187 | 0.67005 | 0.00019 | EPA/CAMD | EPA/NEI | 1994
2018 | MS | Choctaw County Gen | 55706 | CTG1 | CT | OP | CC | NG | 7,370.0 | 12401130 | 1.35 | 0.00021772 | EPA/CAMD | EPA/NEI | 2003
2018 | MS | Choctaw County Gen | 55706 | CTG2 | CT | OP | CC | NG | 7,312.0 | 12440766 | 39.35 | 0.006326 | EPA/CAMD | EPA/NEI | 2003
2018 | MS | Choctaw County Gen | 55706 | CTG3 | CT | OP | CC | NG | 6,554.0 | 11179163 | 22.19 | 0.0039699 | EPA/CAMD | EPA/NEI | 2003
2018 | MS | Columbus MS | 50184 | COMB | ST | OP | STOKER | WDS |  | 4100054 | 70.9581 | 0.034613 | EIA Unit-level Data | NEI avg EF - PM, fuel type, firing type
2018 | MS | Columbus MS | 50184 | PKG | ST | OP | WALL | NG |  | 126373 | 0.45333 | 0.0071744 | EIA Unit-level Data | NEI avg EF - PM, fuel type, firing type
2018 | MS | Columbus MS | 50184 | REC | ST | OP | CYCLONE | BLQ |  | 12270372 | 0.38161 | 6.22e-05 | EIA Unit-level Data | Estimated using an emission factor
2018 | MS | Crossroads Energy Center (CPU) | 55395 | CT01 | GT | OP | CT | NG | 335.0 | 192245 | 0.3094 | 0.0032188 | EPA/CAMD | EPA/NEI | 2002
2018 | MS | Crossroads Energy Center (CPU) | 55395 | CT02 | GT | OP | CT | NG | 360.0 | 219074 | 0.2548 | 0.0023262 | EPA/CAMD | EPA/NEI | 2002
2018 | MS | Crossroads Energy Center (CPU) | 55395 | CT03 | GT | OP | CT | NG | 372.0 | 225101 | 0.2366 | 0.0021022 | EPA/CAMD | EPA/NEI | 2002
2018 | MS | Crossroads Energy Center (CPU) | 55395 | CT04 | GT | OP | CT | NG | 351.0 | 202234 | 0.2366 | 0.0023399 | EPA/CAMD | EPA/NEI | 2002
2018 | MS | Daniel Electric Generating Plant | 6073 | 1 | ST | OP | TANGENTIAL | SUB | 6,073.0 | 14195649 | 52.6875 | 0.007423 | EPA/CAMD | EPA/NEI | 1977
2018 | MS | Daniel Electric Generating Plant | 6073 | 2 | ST | OP | TANGENTIAL | SUB | 6,341.0 | 15809312 | 54.525 | 0.0068978 | EPA/CAMD | EPA/NEI | 1981
2018 | MS | Daniel Electric Generating Plant | 6073 | 3A | CT | OP | CC | NG | 8,207.0 | 14216628 | 3.8766 | 0.00054536 | EPA/CAMD | EPA/NEI | 2001
2018 | MS | Daniel Electric Generating Plant | 6073 | 3B | CT | OP | CC | NG | 8,318.0 | 14190498 | 12.922 | 0.0018212 | EPA/CAMD | EPA/NEI | 2001
2018 | MS | Daniel Electric Generating Plant | 6073 | 4A | CT | OP | CC | NG | 8,284.0 | 14214429 | 25.8622 | 0.0036389 | EPA/CAMD | EPA/NEI | 2000
2018 | MS | Daniel Electric Generating Plant | 6073 | 4B | CT | OP | CC | NG | 8,234.0 | 13393013 | 24.3698 | 0.0036392 | EPA/CAMD | EPA/NEI | 2000
2018 | MS | David M Ratcliffe | 57037 | AB-001 | ST | OP | IGC | NG | 6,609.0 | 13036440 | 35.22 | 0.0054033 | EPA/CAMD | EPA/NEI | 2013
2018 | MS | David M Ratcliffe | 57037 | AB-002 | ST | OP | IGC | NG | 6,828.0 | 13633473 | 40.58 | 0.005953 | EPA/CAMD | EPA/NEI | 2013
2018 | MS | Delta (MS) | 2051 | 1 | ST | RE | WALL | NG
2018 | MS | Delta (MS) | 2051 | 2 | ST | RE | WALL | NG
2018 | MS | District 70 Transco Gas Pipe Line | 54744 | 001 | ST | OS | NA | WH
2018 | MS | District 70 Transco Gas Pipe Line | 54744 | 002 | ST | OS | NA | WH
2018 | MS | Eaton | 2046 | 1 | ST | RE | NA | NG
2018 | MS | Eaton | 2046 | 2 | ST | RE | NA | NG
2018 | MS | Eaton | 2046 | 3 | ST | RE | NA | NG
2018 | MS | Enid Lake Hydroelectric Project | 62432 | NA1 | HY | P | NA | WAT
2018 | MS | Enid Lake Hydroelectric Project | 62432 | NA2 | HY | P | NA | WAT
2018 | MS | Ergon Refining Vicksburg | 54918 | TMO1 | GT | OP | NA | NG |  | 523882 | 1.4363 | 0.0054834 | EIA Prime Mover-level Data | NEI avg EF - PM, fuel type, firing type
2018 | MS | Georgia-Pacific Monticello Paper | 10610 | COMB | ST | OP | NA | WDS |  | 1701934 | 19.4124 | 0.022812 | EIA Unit-level Data | NEI avg EF - PM, fuel type
2018 | MS | Georgia-Pacific Monticello Paper | 10610 | PFI | ST | OP | NA | NG |  | 1112067 | 4.4774 | 0.0080524 | EIA Unit-level Data | NEI avg EF - PM, fuel type
2018 | MS | Georgia-Pacific Monticello Paper | 10610 | REC1 | ST | OP | NA | BLQ |  | 1473650 | 0.45831 | 0.000622 | EIA Unit-level Data | Estimated using an emission factor
2018 | MS | Georgia-Pacific Monticello Paper | 10610 | REC2 | ST | OP | NA | BLQ |  | 1482299 | 0.46099 | 0.000622 | EIA Unit-level Data | Estimated using an emission factor
2018 | MS | Georgia-Pacific Taylorsville Plywood | 61927 | CTG1 | GT | OP | NA | NG |  | 546665 | 1.4988 | 0.0054834 | EIA Prime Mover-level Data | NEI avg EF - PM, fuel type, firing type
2018 | MS | Gerald Andrus | 8054 | 1 | ST | OP | WALL | NG | 2,600.0 | 10175014 | 17 | 0.0033415 | EPA/CAMD | EPA/NEI | 1975
2018 | MS | Grand Gulf | 6072 | 1 | ST | OP | NA | NUC |  | 72469480 |  |  | EIA Prime Mover-level Data
2018 | MS | Grenada Lake Hydroelectric Project | 62430 | NA1 | HY | P | NA | WAT
2018 | MS | Grenada Lake Hydroelectric Project | 62430 | NA2 | HY | P | NA | WAT
2018 | MS | Gulfport Naval Base CSG PV System | 61208 | PV1 | PV | OP | NA | SUN |  | 55874 |  |  | EIA Prime Mover-level Data
2018 | MS | Hattiesburg Solar Farm | 60552 | HATTI | PV | OP | NA | SUN |  | 823299 |  |  | EIA Prime Mover-level Data
2018 | MS | Henderson | 2062 | H1 | ST | RE | NA | BIT |  | 0 | 0 |  | EIA Unit-level Data | NEI avg EF - PM, fuel type
2018 | MS | Henderson | 2062 | H10 | IC | RE | NA | NG |  | 841 | 0.00017745 | 0.000422 | EIA Prime Mover-level Data | Estimated using an emission factor
2018 | MS | Henderson | 2062 | H11 | IC | RE | NA | NG |  | 841 | 0.00017745 | 0.000422 | EIA Prime Mover-level Data | Estimated using an emission factor
2018 | MS | Henderson | 2062 | H2 | GT | RE | NA | NG |  | 37410 | 0.10257 | 0.0054834 | EIA Prime Mover-level Data | NEI avg EF - PM, fuel type, firing type
2018 | MS | Henderson | 2062 | H3 | ST | RE | NA | BIT |  | 0 | 0 |  | EIA Unit-level Data | NEI avg EF - PM, fuel type
2018 | MS | Henderson | 2062 | H4 | IC | RE | NA | DFO |  | 1164 | 0.18042 | 0.31 | EIA Prime Mover-level Data | Estimated using an emission factor
2018 | MS | Henderson | 2062 | H5 | IC | RE | NA | DFO |  | 1164 | 0.18042 | 0.31 | EIA Prime Mover-level Data | Estimated using an emission factor
2018 | MS | Henderson | 2062 | H6 | IC | RE | NA | DFO |  | 1164 | 0.18042 | 0.31 | EIA Prime Mover-level Data | Estimated using an emission factor
2018 | MS | Henderson | 2062 | H7 | IC | RE | NA | DFO |  | 1164 | 0.18042 | 0.31 | EIA Prime Mover-level Data | Estimated using an emission factor
2018 | MS | Henderson | 2062 | H8 | IC | RE | NA | DFO |  | 1164 | 0.18042 | 0.31 | EIA Prime Mover-level Data | Estimated using an emission factor
2018 | MS | Henderson | 2062 | H9 | IC | RE | NA | NG |  | 841 | 0.00017745 | 0.000422 | EIA Prime Mover-level Data | Estimated using an emission factor
2018 | MS | Henderson | 2062 | HRSG | ST | RE | NA | BIT |  | 0 | 0 |  | EIA Unit-level Data | NEI avg EF - PM, fuel type
2018 | MS | Hinds Energy Facility | 55218 | H01 | CT | OP | CC | NG | 6,929.0 | 11062398 | 1.0509 | 0.00019 | EPA/CAMD | EPA/NEI | 2001
2018 | MS | Hinds Energy Facility | 55218 | H02 | CT | OP | CC | NG | 6,760.0 | 10709854 | 1.0174 | 0.00019 | EPA/CAMD | EPA/NEI | 2001
2018 | MS | International Paper Vicksburg Mill | 54100 | N1BABO | ST | OP | NA | WDS |  | 4329304 | 49.3805 | 0.022812 | EIA Unit-level Data | NEI avg EF - PM, fuel type
2018 | MS | International Paper Vicksburg Mill | 54100 | N1REBO | ST | OP | NA | BLQ |  | 6049237 | 57.0978 | 0.018878 | EIA Unit-level Data | Estimated using an emission factor
2018 | MS | Kemper County | 7960 | KCT1 | GT | OP | CT | DFO | 1,807.0 | 1431801 | 2.96 | 0.0041347 | EPA/CAMD | EPA/NEI | 2002
2018 | MS | Kemper County | 7960 | KCT2 | GT | OP | CT | DFO | 1,812.0 | 1433273 | 4.67 | 0.0065166 | EPA/CAMD | EPA/NEI | 2002
2018 | MS | Kemper County | 7960 | KCT3 | GT | OP | CT | DFO | 1,239.0 | 945368 | 3.47 | 0.0073411 | EPA/CAMD | EPA/NEI | 2002
2018 | MS | Kemper County | 7960 | KCT4 | GT | OP | CT | DFO | 1,628.0 | 1212959 | 4.67 | 0.0077002 | EPA/CAMD | EPA/NEI | 2002
2018 | MS | L L Wilkins | 2059 | 7 | CS | OP | NA | NG |  | 0 | 0 |  | EIA Unit-level Data | Estimated using an emission factor
2018 | MS | L L Wilkins | 2059 | 8 | CT | OP | NA | NG |  | 3444 | 0.0099126 | 0.0057564 | EIA Unit-level Data | NEI avg EF - PM, fuel type
2018 | MS | L L Wilkins | 2059 | 8 | CA | OP | NA | NG |  | 3444 | 0.0099126 | 0.0057564 | EIA Unit-level Data | NEI avg EF - PM, fuel type
2018 | MS | L L Wilkins | 2059 | 9 | CS |  | NA | NG |  | 3849 | 0.00081214 | 0.000422 | EIA Unit-level Data | Estimated using an emission factor
2018 | MS | Leaf River Cellulose LLC | 10233 | PB | ST | OP | NA | WDS |  | 3046936 | 34.7537 | 0.022812 | EIA Unit-level Data | NEI avg EF - PM, fuel type
2018 | MS | Leaf River Cellulose LLC | 10233 | RB | ST | OP | NA | BLQ |  | 12960001 | 12.0917 | 0.001866 | EIA Unit-level Data | Estimated using an emission factor
2018 | MS | Magnolia Combined Cycle Plant | 55451 | CTG-1 | CT | OP | CC | NG | 7,423.0 | 14650492 | 1.3918 | 0.00019 | EPA/CAMD | EPA/NEI | 2002
2018 | MS | Magnolia Combined Cycle Plant | 55451 | CTG-2 | CT | OP | CC | NG | 6,949.0 | 13636804 | 1.2955 | 0.00019 | EPA/CAMD | EPA/NEI | 2002
2018 | MS | Magnolia Combined Cycle Plant | 55451 | CTG-3 | CT | OP | CC | NG | 6,777.0 | 13402343 | 1.2732 | 0.00019 | EPA/CAMD | EPA/NEI | 2003
2018 | MS | Meridian | 7719 | 1 | IC | OP | NA | DFO |  | 145 | 0.022475 | 0.31 | EIA Prime Mover-level Data | Estimated using an emission factor
2018 | MS | Meridian | 7719 | 2 | IC | OP | NA | DFO |  | 145 | 0.022475 | 0.31 | EIA Prime Mover-level Data | Estimated using an emission factor
2018 | MS | Meridian | 7719 | 3 | IC | OP | NA | DFO |  | 145 | 0.022475 | 0.31 | EIA Prime Mover-level Data | Estimated using an emission factor
2018 | MS | Meridian | 7719 | 4 | IC | OP | NA | DFO |  | 145 | 0.022475 | 0.31 | EIA Prime Mover-level Data | Estimated using an emission factor
2018 | MS | Meridian | 7719 | 5 | IC | OP | NA | DFO |  | 145 | 0.022475 | 0.31 | EIA Prime Mover-level Data | Estimated using an emission factor
2018 | MS | Meridian II | 62164 | MRDII | PV | T | NA | SUN
2018 | MS | Meridian III | 62163 | MRDII | PV | T | NA | SUN
2018 | MS | Mississippi Baptist Medical Center | 54203 | A | GT | SB | NA | NG
2018 | MS | Moselle Generating Plant | 2070 | 3 | ST | OP | WALL | NG | 1,390.0 | 361535 | 0.07773 | 0.00043 | EPA/CAMD | EPA/NEI | 1970
2018 | MS | Moselle Generating Plant | 2070 | 5 | GT | OP | CT | NG | 984.0 | 722895 | 0.068675 | 0.00019 | EPA/CAMD | EPA/NEI | 2006
2018 | MS | Moselle Generating Plant | 2070 | 6 | CT | OP | CC | NG | 3,602.0 | 3600285 | 10.3624 | 0.0057564 | EPA/CAMD | NEI avg EF - PM, fuel type, firing type | 2011
2018 | MS | Moselle Generating Plant | 2070 | 7 | CT | OP | CC | NG | 3,911.0 | 3827155 | 11.0154 | 0.0057564 | EPA/CAMD | NEI avg EF - PM, fuel type, firing type | 2011
2018 | MS | Moselle Generating Plant | 2070 | **4 | GT | OP | CT | NG | 763.0 | 541242 | 0.051418 | 0.00019 | EPA/CAMD | EPA/NEI | 1997
2018 | MS | MPC1 | 7875 | 1 | GT | CN | NA | NG
2018 | MS | Natchez | 2052 | 1 | ST | RE | NA | NG
2018 | MS | Paulding | 2071 | 1 | GT | RE | NA | DFO
2018 | MS | Prairie Bluff | 57408 | GEN1 | IC | OP | NA | LFG |  | 127532 | 0.93736 | 0.0147 | EIA Prime Mover-level Data | Estimated using an emission factor
2018 | MS | R D Morrow Senior Generating Plant | 6061 | 1 | ST | OP | TURBO | BIT | 0.0 |  | 4.9231 |  |  | EPA/NEI | 1978
2018 | MS | R D Morrow Senior Generating Plant | 6061 | 2 | ST | OP | TURBO | BIT | 1,114.0 | 1510457 | 22.0376 | 0.02918 | EPA/CAMD | EPA/NEI | 1978
2018 | MS | Red Hills Generation Facility | 55076 | AA001 | ST | OP | FLUIDIZED | RC | 7,612.0 | 20285442 | 115.627 | 0.0114 | EPA/CAMD | EPA/NEI | 2001
2018 | MS | Red Hills Generation Facility | 55076 | AA002 | ST | OP | FLUIDIZED | RC | 7,317.0 | 17863565 | 101.8223 | 0.0114 | EPA/CAMD | EPA/NEI | 2001
2018 | MS | Rex Brown | 2053 | 3 | ST | OP | WALL | NG | 5.0 | 246 | 5.29e-05 | 0.00043008 | EPA/CAMD | EPA/NEI | 1951
2018 | MS | Rex Brown | 2053 | 4 | ST | OP | WALL | NG | 2,054.0 | 2558651 | 0.55011 | 0.00043 | EPA/CAMD | EPA/NEI | 1959
2018 | MS | Sardis Lake Hydroelectric Project | 62425 | NA1 | HY | P | NA | WAT
2018 | MS | Sardis Lake Hydroelectric Project | 62425 | NA2 | HY | P | NA | WAT
2018 | MS | Silver Creek Generating Plant | 7988 | 1 | GT | OP | CT | NG | 941.0 | 706629 | 4.4772 | 0.012672 | EPA/CAMD | EPA/NEI | 2003
2018 | MS | Silver Creek Generating Plant | 7988 | 2 | GT | OP | CT | NG | 680.0 | 498046 | 3.822 | 0.015348 | EPA/CAMD | EPA/NEI | 2004
2018 | MS | Silver Creek Generating Plant | 7988 | 3 | GT | OP | CT | NG | 691.0 | 510421 | 3.64 | 0.014263 | EPA/CAMD | EPA/NEI | 2005
2018 | MS | Southaven Combined Cycle Plant | 55269 | AA-001 | CT | OP | CC | NG | 5,841.0 | 9326616 | 0.88603 | 0.00019 | EPA/CAMD | EPA/NEI | 2003
2018 | MS | Southaven Combined Cycle Plant | 55269 | AA-002 | CT | OP | CC | NG | 5,666.0 | 8827719 | 0.83863 | 0.00019 | EPA/CAMD | EPA/NEI | 2003
2018 | MS | Southaven Combined Cycle Plant | 55269 | AA-003 | CT | OP | CC | NG | 6,321.0 | 10269277 | 0.97558 | 0.00019 | EPA/CAMD | EPA/NEI | 2003
2018 | MS | SR Houston | 60853 | HOUST | PV | OP | NA | SUN |  | 41268 |  |  | EIA Prime Mover-level Data
2018 | MS | Sumrall I Solar Farm | 60306 | SUM1 | PV | OP | NA | SUN |  | 1059111 |  |  | EIA Prime Mover-level Data
2018 | MS | Sumrall II Solar Farm | 60303 | SUM2 | PV | OP | NA | SUN |  | 991573 |  |  | EIA Prime Mover-level Data
2018 | MS | Sweatt Electric Generating Plant | 2048 | CTA | GT | OP | CT | NG | 215.0 | 46069 | 0.0956 | 0.0041503 | EPA/CAMD | EPA/NEI | 1971
2018 | MS | Sweatt Electric Generating Plant | 2048 | CTB | GT | OP | CT | NG | 214.0 | 44208 | 0.0956 | 0.004325 | EPA/CAMD | EPA/NEI | 1971
2018 | MS | Sylvarena Generating Plant | 7989 | 1 | GT | OP | CT | NG | 2,550.0 | 855851 | 0.081306 | 0.00019 | EPA/CAMD | EPA/NEI | 2003
2018 | MS | Sylvarena Generating Plant | 7989 | 2 | GT | OP | CT | NG | 2,558.0 | 857970 | 0.081507 | 0.00019 | EPA/CAMD | EPA/NEI | 2003
2018 | MS | Sylvarena Generating Plant | 7989 | 3 | GT | OP | CT | NG | 2,500.0 | 849295 | 0.080683 | 0.00019 | EPA/CAMD | EPA/NEI | 2003
2018 | MS | Third Street | 2060 | 4 | ST | RE | NA | NG
2018 | MS | Third Street | 2060 | 5 | ST | RE | NA | NG
2018 | MS | Watson Electric Generating Plant | 2049 | 3 | ST | OP | TANGENTIAL | NG | 312.0 | 130848 | 0.028132 | 0.00043 | EPA/CAMD | EPA/NEI | 1962
2018 | MS | Watson Electric Generating Plant | 2049 | 4 | ST | OP | WALL | NG | 4,445.0 | 3816003 | 6.384 | 0.0033459 | EPA/CAMD | EPA/NEI | 1968
2018 | MS | Watson Electric Generating Plant | 2049 | 5 | ST | OP | WALL | NG | 6,581.0 | 11384747 | 4.3 | 0.0007554 | EPA/CAMD | EPA/NEI | 1973
2018 | MS | Watson Electric Generating Plant | 2049 | CTA | GT | OP | CT | NG | 276.0 | 51540 | 0.1402 | 0.0054404 | EPA/CAMD | EPA/NEI | 1970
2018 | MS | Watson Electric Generating Plant | 2049 | CTB | GT | OP | CT | NG | 283.0 | 50283 | 0.1402 | 0.0055764 | EPA/CAMD | EPA/NEI | 1970
2018 | MS | Wright | 2063 | W1 | ST | RE | NA | NG
2018 | MS | Wright | 2063 | W2 | ST | RE | NA | NG
2018 | MS | Wright | 2063 | W3 | ST | RE | NA | NG
2018 | MS | Yazoo | 2067 | 3 | CA | SB | NA | NG |  | 0 | 0 |  | EIA Unit-level Data | Estimated using an emission factor
2018 | MS | Yazoo | 2067 | GT1 | CT |  | NA | NG |  | 2926 | 0.0084217 | 0.0057564 | EIA Unit-level Data | NEI avg EF - PM, fuel type
2018 | MS | Yazoo | 2067 | HRSG1 | CA | OP | NA | NG |  | 0 | 0 |  | EIA Unit-level Data | Estimated using an emission factor
2018 | MT | Basin Creek Plant | 55866 | 1 | IC | OP | NA | NG |  | 134376 | 0.028353 | 0.000422 | EIA Prime Mover-level Data | Estimated using an emission factor
2018 | MT | Basin Creek Plant | 55866 | 2 | IC | OP | NA | NG |  | 134376 | 0.028353 | 0.000422 | EIA Prime Mover-level Data | Estimated using an emission factor
2018 | MT | Basin Creek Plant | 55866 | 3 | IC | OP | NA | NG |  | 134376 | 0.028353 | 0.000422 | EIA Prime Mover-level Data | Estimated using an emission factor
2018 | MT | Basin Creek Plant | 55866 | 4 | IC | OP | NA | NG |  | 134376 | 0.028353 | 0.000422 | EIA Prime Mover-level Data | Estimated using an emission factor
2018 | MT | Basin Creek Plant | 55866 | 5 | IC | OP | NA | NG |  | 134376 | 0.028353 | 0.000422 | EIA Prime Mover-level Data | Estimated using an emission factor
2018 | MT | Basin Creek Plant | 55866 | 6 | IC | OP | NA | NG |  | 134376 | 0.028353 | 0.000422 | EIA Prime Mover-level Data | Estimated using an emission factor
2018 | MT | Basin Creek Plant | 55866 | 7 | IC | OP | NA | NG |  | 134376 | 0.028353 | 0.000422 | EIA Prime Mover-level Data | Estimated using an emission factor
2018 | MT | Basin Creek Plant | 55866 | 8 | IC | OP | NA | NG |  | 134376 | 0.028353 | 0.000422 | EIA Prime Mover-level Data | Estimated using an emission factor
2018 | MT | Basin Creek Plant | 55866 | 9 | IC | OP | NA | NG |  | 134376 | 0.028353 | 0.000422 | EIA Prime Mover-level Data | Estimated using an emission factor
2018 | MT | Big Fork | 6459 | 1 | HY | OP | NA | WAT |  | 98796 |  |  | EIA Prime Mover-level Data
2018 | MT | Big Fork | 6459 | 2 | HY | OP | NA | WAT |  | 98796 |  |  | EIA Prime Mover-level Data
2018 | MT | Big Fork | 6459 | 3 | HY | OP | NA | WAT |  | 40681 |  |  | EIA Prime Mover-level Data
2018 | MT | Big Timber Wind Farm | 61155 | BT-MT | WT | OP | NA | WND |  | 600084 |  |  | EIA Prime Mover-level Data
2018 | MT | Black Bear Wind (MT) | 62808 | BBW | WT | P | NA | WND
2018 | MT | Black Eagle | 2181 | BLA1 | HY | OP | NA | WAT |  | 411067 |  |  | EIA Prime Mover-level Data
2018 | MT | Black Eagle | 2181 | BLA2 | HY | OP | NA | WAT |  | 411067 |  |  | EIA Prime Mover-level Data
2018 | MT | Black Eagle | 2181 | BLA3 | HY | OP | NA | WAT |  | 442688 |  |  | EIA Prime Mover-level Data
2018 | MT | Black Eagle Solar, LLC | 61336 | BESMT | PV | OP | NA | SUN |  | 55666 |  |  | EIA Prime Mover-level Data
2018 | MT | Broadwater Power Project | 54006 | GEN1 | HY | OP | NA | WAT |  | 270723 |  |  | EIA Prime Mover-level Data
2018 | MT | Canyon Ferry | 6400 | 1 | HY | OP | NA | WAT |  | 1122705 |  |  | EIA Prime Mover-level Data
2018 | MT | Canyon Ferry | 6400 | 2 | HY | OP | NA | WAT |  | 1122705 |  |  | EIA Prime Mover-level Data
2018 | MT | Canyon Ferry | 6400 | 3 | HY | OP | NA | WAT |  | 1122705 |  |  | EIA Prime Mover-level Data
2018 | MT | Clark Canyon Hydro-Electric Facility | 60483 | FRNS1 | HY | P | NA | WAT
2018 | MT | Clark Canyon Hydro-Electric Facility | 60483 | FRNS2 | HY | P | NA | WAT
2018 | MT | Cochrane | 2182 | COC1 | HY | OP | NA | WAT |  | 1398852 |  |  | EIA Prime Mover-level Data
2018 | MT | Cochrane | 2182 | COC2 | HY | OP | NA | WAT |  | 1576171 |  |  | EIA Prime Mover-level Data
2018 | MT | Colstrip | 6076 | 1 | ST | OP | TANGENTIAL | SUB | 6,158.0 | 18253936 | 488.2928 | 0.0535 | EPA/CAMD | EPA/NEI | 1975
2018 | MT | Colstrip | 6076 | 2 | ST | OP | TANGENTIAL | SUB | 6,551.0 | 20416438 | 546.1397 | 0.0535 | EPA/CAMD | EPA/NEI | 1976
2018 | MT | Colstrip | 6076 | 3 | ST | OP | TANGENTIAL | SUB | 8,114.0 | 52837575 | 1413.405 | 0.0535 | EPA/CAMD | EPA/NEI | 1984
2018 | MT | Colstrip | 6076 | 4 | ST | OP | TANGENTIAL | SUB | 7,635.0 | 47365590 | 1267.03 | 0.0535 | EPA/CAMD | EPA/NEI | 1986
2018 | MT | Colstrip Energy LP | 10784 | BLR1 | ST | OP | NA | WC |  | 4506305 | 13.981 | 0.0062051 | EIA Unit-level Data | NEI avg EF - PM, fuel type, firing type
2018 | MT | Crazy Mountain Wind LLC | 61859 | WT | WT | U | NA | WND
2018 | MT | Culbertson Station | 56606 | CT01 | GT | OP | CT | NG | 2,984.0 | 1103301 | 3.78 | 0.0068522 | EPA/CAMD | EPA/NEI | 2010
2018 | MT | Diamond Willow Wind Facility | 56782 | DIAW | WT | OP | NA | WND |  | 782461 |  |  | EIA Prime Mover-level Data
2018 | MT | Fairfield Wind | 58966 | T 1-6 | WT | OP | NA | WND |  | 251484 |  |  | EIA Prime Mover-level Data
2018 | MT | Flint Creek Hydroelectric LLC | 58392 | GEN1 | HY | OP | NA | WAT |  | 138686 |  |  | EIA Prime Mover-level Data
2018 | MT | Fort Peck | 6623 | 1 | HY | OP | NA | WAT |  | 2653920 |  |  | EIA Prime Mover-level Data
2018 | MT | Fort Peck | 6623 | 2 | HY | OS | NA | WAT |  | 1116477 |  |  | EIA Prime Mover-level Data
2018 | MT | Fort Peck | 6623 | 3 | HY | OP | NA | WAT |  | 2653920 |  |  | EIA Prime Mover-level Data
2018 | MT | Fort Peck | 6623 | 4 | HY | OP | NA | WAT |  | 2440386 |  |  | EIA Prime Mover-level Data
2018 | MT | Fort Peck | 6623 | 5 | HY | OP | NA | WAT |  | 2440386 |  |  | EIA Prime Mover-level Data
2018 | MT | Fresno Dam Site Water Power Project | 61061 | 1 | HY | IP | NA | WAT
2018 | MT | Fresno Dam Site Water Power Project | 61061 | 2 | HY | L | NA | WAT
2018 | MT | Fresno Dam Site Water Power Project | 61061 | 3 | HY | L | NA | WAT
2018 | MT | Glendive Generating Station | 2176 | GT-2 | GT | OP | CT | NG | 141.0 | 21519 | 0.0020443 | 0.00019 | EPA/CAMD | EPA/NEI | 2003
2018 | MT | Gordon Butte Wind LLC | 57748 | GBW | WT | OP | NA | WND |  | 353047 |  |  | EIA Prime Mover-level Data
2018 | MT | Great Divide Solar, LLC | 61335 | GDSMT | PV | OP | NA | SUN |  | 56065 |  |  | EIA Prime Mover-level Data
2018 | MT | Green Meadow Solar, LLC | 61291 | GMSMT | PV | OP | NA | SUN |  | 56139 |  |  | EIA Prime Mover-level Data
2018 | MT | Greenfield Wind - MT | 60486 | 1 | WT | OP | NA | WND |  | 729395 |  |  | EIA Prime Mover-level Data
2018 | MT | Grizzly Wind LLC | 62802 | GW | WT | P | NA | WND
2018 | MT | Hardin Generating Station | 55749 | U1 | ST | OP | WALL | SUB | 2,025.0 | 2182508 | 77.7519 | 0.07125 | EPA/CAMD | EPA/NEI | 2006
2018 | MT | Hauser | 2185 | HAU1 | HY | OP | NA | WAT |  | 212323 |  |  | EIA Prime Mover-level Data
2018 | MT | Hauser | 2185 | HAU2 | HY | OP | NA | WAT |  | 212323 |  |  | EIA Prime Mover-level Data
2018 | MT | Hauser | 2185 | HAU3 | HY | OP | NA | WAT |  | 212323 |  |  | EIA Prime Mover-level Data
2018 | MT | Hauser | 2185 | HAU4 | HY | RE | NA | WAT
2018 | MT | Hauser | 2185 | HAU5 | HY | OP | NA | WAT |  | 212323 |  |  | EIA Prime Mover-level Data
2018 | MT | Hauser | 2185 | HAU6 | HY | OP | NA | WAT |  | 227489 |  |  | EIA Prime Mover-level Data
2018 | MT | Hauser | 2185 | HAU7 | HY | V | NA | WAT
2018 | MT | Holter | 2186 | HOL1 | HY | OP | NA | WAT |  | 779158 |  |  | EIA Prime Mover-level Data
2018 | MT | Holter | 2186 | HOL2 | HY | OP | NA | WAT |  | 779158 |  |  | EIA Prime Mover-level Data
2018 | MT | Holter | 2186 | HOL3 | HY | OP | NA | WAT |  | 779158 |  |  | EIA Prime Mover-level Data
2018 | MT | Holter | 2186 | HOL4 | HY | OP | NA | WAT |  | 779158 |  |  | EIA Prime Mover-level Data
2018 | MT | Horse Thief Wind Project, LLC | 59758 | 1 | WT | L | NA | WND
2018 | MT | Horseshoe Bend Wind Park | 56591 | HBWP | WT | OP | NA | WND |  | 202338 |  |  | EIA Prime Mover-level Data
2018 | MT | Hungry Horse | 2203 | 1 | HY | OP | NA | WAT |  | 2277198 |  |  | EIA Prime Mover-level Data
2018 | MT | Hungry Horse | 2203 | 2 | HY | OP | NA | WAT |  | 2277198 |  |  | EIA Prime Mover-level Data
2018 | MT | Hungry Horse | 2203 | 3 | HY | OP | NA | WAT |  | 2277198 |  |  | EIA Prime Mover-level Data
2018 | MT | Hungry Horse | 2203 | 4 | HY | OP | NA | WAT |  | 2277198 |  |  | EIA Prime Mover-level Data
2018 | MT | J E Corette Plant | 2187 | 1 | ST | RE | NA | SUB
2018 | MT | Jawbone Wind Project | 58175 | JWPI | WT | U | NA | WND
2018 | MT | Judith Gap Wind Energy Center | 56377 | 1 | WT | OP | NA | WND |  | 3917757 |  |  | EIA Prime Mover-level Data
2018 | MT | Lewis & Clark | 6089 | B1 | ST | OP | TANGENTIAL | LIG | 6,743.0 | 3203249 | 145.1072 | 0.0906 | EPA/CAMD | EPA/NEI | 1958
2018 | MT | Libby | 6172 | 1 | HY | OP | NA | WAT |  | 3750038 |  |  | EIA Prime Mover-level Data
2018 | MT | Libby | 6172 | 2 | HY | OP | NA | WAT |  | 3750038 |  |  | EIA Prime Mover-level Data
2018 | MT | Libby | 6172 | 3 | HY | OP | NA | WAT |  | 3750038 |  |  | EIA Prime Mover-level Data
2018 | MT | Libby | 6172 | 4 | HY | OP | NA | WAT |  | 3750038 |  |  | EIA Prime Mover-level Data
2018 | MT | Libby | 6172 | 5 | HY | OP | NA | WAT |  | 3750038 |  |  | EIA Prime Mover-level Data
2018 | MT | Madison Dam | 6422 | MAD1 | HY | OP | NA | WAT |  | 142719 |  |  | EIA Prime Mover-level Data
2018 | MT | Madison Dam | 6422 | MAD2 | HY | OP | NA | WAT |  | 142719 |  |  | EIA Prime Mover-level Data
2018 | MT | Madison Dam | 6422 | MAD3 | HY | OP | NA | WAT |  | 142719 |  |  | EIA Prime Mover-level Data
2018 | MT | Madison Dam | 6422 | MAD4 | HY | OP | NA | WAT |  | 142719 |  |  | EIA Prime Mover-level Data
2018 | MT | Magpie Solar, LLC | 61337 | MSMT | PV | OP | NA | SUN |  | 53660 |  |  | EIA Prime Mover-level Data
2018 | MT | Martinsdale Wind Farm | 61108 | MTD | WT | P | NA | WND
2018 | MT | Miles City GT | 2177 | 1 | GT | OP | NA | NG |  | 4447 | 0.012192 | 0.0054834 | EIA Prime Mover-level Data | NEI avg EF - PM, fuel type, firing type
2018 | MT | Mill Creek Generating Station | 56908 | 1A | GT | OP | CT | NG | 3,003.0 | 489282 | 8.1994 | 0.033516 | EPA/CAMD | EPA/NEI | 2010
2018 | MT | Mill Creek Generating Station | 56908 | 1B | GT | OP | CT | NG | 3,551.0 | 548729 | 8.1994 | 0.029885 | EPA/CAMD | EPA/NEI | 2010
2018 | MT | Mill Creek Generating Station | 56908 | 2A | GT | OP | CT | NG | 1,305.0 | 227190 | 2.0004 | 0.01761 | EPA/CAMD | EPA/NEI | 2010
2018 | MT | Mill Creek Generating Station | 56908 | 2B | GT | OP | CT | NG | 1,411.0 | 240155 | 2.0004 | 0.016659 | EPA/CAMD | EPA/NEI | 2010
2018 | MT | Mill Creek Generating Station | 56908 | 3A | GT | OP | CT | NG | 4,114.0 | 645919 | 5.5846 | 0.017292 | EPA/CAMD | EPA/NEI | 2010
2018 | MT | Mill Creek Generating Station | 56908 | 3B | GT | OP | CT | NG | 3,712.0 | 610273 | 5.5846 | 0.018302 | EPA/CAMD | EPA/NEI | 2010
2018 | MT | Milltown | 2190 | 1 | HY | RE | NA | WAT
2018 | MT | Milltown | 2190 | 2 | HY | RE | NA | WAT
2018 | MT | Milltown | 2190 | 3 | HY | RE | NA | WAT
2018 | MT | Milltown | 2190 | 4 | HY | RE | NA | WAT
2018 | MT | Milltown | 2190 | 5 | HY | RE | NA | WAT
2018 | MT | Morony | 2191 | MOR1 | HY | OP | NA | WAT |  | 1476989 |  |  | EIA Prime Mover-level Data
2018 | MT | Morony | 2191 | MOR2 | HY | OP | NA | WAT |  | 1476989 |  |  | EIA Prime Mover-level Data
2018 | MT | Mud Springs Wind Project, LLC | 59756 | 1 | WT | L | NA | WND
2018 | MT | Musselshell Wind Project | 57963 | MS01 | WT | OP | NA | WND |  | 166028 |  |  | EIA Prime Mover-level Data
2018 | MT | Musselshell Wind Project Two LLC | 57965 | MS02 | WT | OP | NA | WND |  | 204244 |  |  | EIA Prime Mover-level Data
2018 | MT | Mystic | 2192 | MYS1 | HY | OP | NA | WAT |  | 279595 |  |  | EIA Prime Mover-level Data
2018 | MT | Mystic | 2192 | MYS2 | HY | OP | NA | WAT |  | 279595 |  |  | EIA Prime Mover-level Data
2018 | MT | NaturEner Glacier Wind Energy 1 | 57049 | NGW1 | WT | OP | NA | WND |  | 2371874 |  |  | EIA Prime Mover-level Data
2018 | MT | NaturEner Glacier Wind Energy 2 | 57050 | NGW2 | WT | OP | NA | WND |  | 2263159 |  |  | EIA Prime Mover-level Data
2018 | MT | NaturEner Rim Rock Energy | 57995 | RR | WT | OP | NA | WND |  | 5727290 |  |  | EIA Prime Mover-level Data
2018 | MT | New Colony Wind Project | 60718 | WT1 | WT | IP | NA | WND
2018 | MT | Noxon Rapids | 2199 | 1 | HY | OP | NA | WAT |  | 3356558 |  |  | EIA Prime Mover-level Data
2018 | MT | Noxon Rapids | 2199 | 2 | HY | OP | NA | WAT |  | 3356558 |  |  | EIA Prime Mover-level Data
2018 | MT | Noxon Rapids | 2199 | 3 | HY | OP | NA | WAT |  | 3356558 |  |  | EIA Prime Mover-level Data
2018 | MT | Noxon Rapids | 2199 | 4 | HY | OP | NA | WAT |  | 3353611 |  |  | EIA Prime Mover-level Data
2018 | MT | Noxon Rapids | 2199 | 5 | HY | OP | NA | WAT |  | 3359505 |  |  | EIA Prime Mover-level Data
2018 | MT | OREG 1 Inc | 56833 | CS10 | OT | OP | NA | WH |  | 374615 |  |  | EIA Prime Mover-level Data
2018 | MT | OREG 1 Inc | 56833 | CS11 | OT | OP | NA | WH |  | 374615 |  |  | EIA Prime Mover-level Data
2018 | MT | OREG 1 Inc | 56833 | CS7 | OT | OP | NA | WH |  | 374615 |  |  | EIA Prime Mover-level Data
2018 | MT | OREG 1 Inc | 56833 | CS9 | OT | OP | NA | WH |  | 374615 |  |  | EIA Prime Mover-level Data
2018 | MT | OREG 2 Inc | 56880 | CS12 | OT | OP | NA | WH |  | 319884 |  |  | EIA Prime Mover-level Data
2018 | MT | OREG 2 Inc | 56880 | CS3 | OT | OP | NA | WH |  | 319884 |  |  | EIA Prime Mover-level Data
2018 | MT | OREG 2 Inc | 56880 | CS5 | OT | OP | NA | WH |  | 319884 |  |  | EIA Prime Mover-level Data
2018 | MT | OREG 2 Inc | 56880 | CS8 | OT | OP | NA | WH |  | 319884 |  |  | EIA Prime Mover-level Data
2018 | MT | Phillips 66 Billings Refinery | 56496 | 3701 | ST | OA | NA | OG
2018 | MT | Pryor Caves Wind Project, LLC | 59757 | 1 | WT | L | NA | WND
2018 | MT | Rainbow (MT) | 2193 | RAI1 | HY | RE | NA | WAT
2018 | MT | Rainbow (MT) | 2193 | RAI2 | HY | RE | NA | WAT
2018 | MT | Rainbow (MT) | 2193 | RAI3 | HY | RE | NA | WAT
2018 | MT | Rainbow (MT) | 2193 | RAI4 | HY | RE | NA | WAT
2018 | MT | Rainbow (MT) | 2193 | RAI5 | HY | RE | NA | WAT
2018 | MT | Rainbow (MT) | 2193 | RAI6 | HY | RE | NA | WAT
2018 | MT | Rainbow (MT) | 2193 | RAI7 | HY | RE | NA | WAT
2018 | MT | Rainbow (MT) | 2193 | RAI8 | HY | RE | NA | WAT
2018 | MT | Rainbow (MT) | 2193 | RAI9 | HY | OP | NA | WAT |  | 3636267 |  |  | EIA Prime Mover-level Data
2018 | MT | River Bend Solar, LLC | 61289 | RBSMT | PV | OP | NA | SUN |  | 35707 |  |  | EIA Prime Mover-level Data
2018 | MT | Ryan | 2194 | RYA1 | HY | OP | NA | WAT |  | 650249 |  |  | EIA Prime Mover-level Data
2018 | MT | Ryan | 2194 | RYA2 | HY | OP | NA | WAT |  | 747786 |  |  | EIA Prime Mover-level Data
2018 | MT | Ryan | 2194 | RYA3 | HY | OP | NA | WAT |  | 747786 |  |  | EIA Prime Mover-level Data
2018 | MT | Ryan | 2194 | RYA4 | HY | OP | NA | WAT |  | 747786 |  |  | EIA Prime Mover-level Data
2018 | MT | Ryan | 2194 | RYA5 | HY | OP | NA | WAT |  | 747786 |  |  | EIA Prime Mover-level Data
2018 | MT | Ryan | 2194 | RYA6 | HY | OA | NA | WAT |  | 650249 |  |  | EIA Prime Mover-level Data
2018 | MT | Sand Creek Wind Farm | 60595 | WT1 | WT | IP | NA | WND
2018 | MT | Selis Ksanka Qlispe | 2188 | KER1 | HY | OP | NA | WAT |  | 3025529 |  |  | EIA Prime Mover-level Data
2018 | MT | Selis Ksanka Qlispe | 2188 | KER2 | HY | OP | NA | WAT |  | 2159867 |  |  | EIA Prime Mover-level Data
2018 | MT | Selis Ksanka Qlispe | 2188 | KER3 | HY | OP | NA | WAT |  | 3711201 |  |  | EIA Prime Mover-level Data
2018 | MT | Sidney MT Plant | 57914 | CE1 | ST | OP | NA | LIG |  | 364060 | 2.81 | 0.015437 | EIA Unit-level Data | NEI avg EF - PM, fuel type
2018 | MT | Sidney MT Plant | 57914 | CE2 | ST | OP | NA | LIG |  | 363658 | 2.8069 | 0.015437 | EIA Unit-level Data | NEI avg EF - PM, fuel type
2018 | MT | Sidney MT Plant | 57914 | UI3 | ST | OP | NA | NG |  | 355721 | 1.4322 | 0.0080524 | EIA Unit-level Data | NEI avg EF - PM, fuel type
2018 | MT | Sidney MT Plant | 57914 | UI4 | ST | OP | NA | NG |  | 126954 | 0.51114 | 0.0080524 | EIA Unit-level Data | NEI avg EF - PM, fuel type
2018 | MT | South Dry Creek Hydro | 10138 | 1 | HY | OP | NA | WAT |  | 48517 |  |  | EIA Prime Mover-level Data
2018 | MT | South Mills Solar, LLC | 61290 | SMSMT | PV | OP | NA | SUN |  | 52883 |  |  | EIA Prime Mover-level Data
2018 | MT | South Peak Wind | 62939 | 41001 | WT | T | NA | WND
2018 | MT | Spion Kop Wind Farm | 58218 | SKW25 | WT | OP | NA | WND |  | 1134296 |  |  | EIA Prime Mover-level Data
2018 | MT | Stillwater Wind, LLC | 61858 | WT | WT | OP | NA | WND |  | 639108 |  |  | EIA Prime Mover-level Data
2018 | MT | Stoltze CoGen1 | 58523 | STL2 | ST | OP | NA | WDS |  | 565201 | 6.4467 | 0.022812 | EIA Prime Mover-level Data | NEI avg EF - PM, fuel type
2018 | MT | Thompson Falls | 2195 | TF1 | HY | OP | NA | WAT |  | 299695 |  |  | EIA Prime Mover-level Data
2018 | MT | Thompson Falls | 2195 | TF2 | HY | OP | NA | WAT |  | 299695 |  |  | EIA Prime Mover-level Data
2018 | MT | Thompson Falls | 2195 | TF3 | HY | OP | NA | WAT |  | 299695 |  |  | EIA Prime Mover-level Data
2018 | MT | Thompson Falls | 2195 | TF4 | HY | OP | NA | WAT |  | 256881 |  |  | EIA Prime Mover-level Data
2018 | MT | Thompson Falls | 2195 | TF5 | HY | OP | NA | WAT |  | 299695 |  |  | EIA Prime Mover-level Data
2018 | MT | Thompson Falls | 2195 | TF6 | HY | OP | NA | WAT |  | 299695 |  |  | EIA Prime Mover-level Data
2018 | MT | Thompson Falls | 2195 | TF7 | HY | OP | NA | WAT |  | 2444652 |  |  | EIA Prime Mover-level Data
2018 | MT | Tiber Dam Hydroelectric Plant | 56499 | HY1 | HY | OP | NA | WAT |  | 488086 |  |  | EIA Prime Mover-level Data
2018 | MT | Turnbull Hydro | 57690 | 1 | HY | OP | NA | WAT |  | 118238 |  |  | EIA Prime Mover-level Data
2018 | MT | Turnbull Hydro | 57690 | 2 | HY | OP | NA | WAT |  | 171779 |  |  | EIA Prime Mover-level Data
2018 | MT | Two Dot Wind Farm | 59003 | 1 | WT | OP | NA | WND |  | 131062 |  |  | EIA Prime Mover-level Data
2018 | MT | Western Sugar Cooperative - Billings | 62319 | 1 | ST | OP | NA | BIT |  | 1393115 | 30.9876 | 0.044487 | EIA Prime Mover-level Data | NEI avg EF - PM, fuel type
2018 | MT | Yellowstone Energy LP | 50931 | BLR1 | ST | OP | NA | PC |  | 3686335 | 11.6188 | 0.0063037 | EIA Unit-level Data | NEI avg EF - PM, fuel type
2018 | MT | Yellowstone Energy LP | 50931 | BLR2 | ST | OP | NA | PC |  | 3686405 | 11.619 | 0.0063037 | EIA Unit-level Data | NEI avg EF - PM, fuel type
2018 | MT | Yellowtail | 2204 | 1 | HY | OP | NA | WAT |  | 2582873 |  |  | EIA Prime Mover-level Data
2018 | MT | Yellowtail | 2204 | 2 | HY | OP | NA | WAT |  | 2245196 |  |  | EIA Prime Mover-level Data
2018 | MT | Yellowtail | 2204 | 3 | HY | OP | NA | WAT |  | 2582873 |  |  | EIA Prime Mover-level Data
2018 | MT | Yellowtail | 2204 | 4 | HY | OP | NA | WAT |  | 2245196 |  |  | EIA Prime Mover-level Data
2018 | NC | 1025 Traveller Solar, LLC | 62660 | 1025 | PV | U | NA | SUN
2018 | NC | 1047 Little Mountain Solar, LLC | 62661 | 1047 | PV | U | NA | SUN
2018 | NC | 231 Dixon 74 Solar I, LLC | 61195 | DIXON | PV | OP | NA | SUN |  | 36218 |  |  | EIA Prime Mover-level Data
2018 | NC | 4Oaks | 59534 | 4OAKS | PV | OP | NA | SUN |  | 71456 |  |  | EIA Prime Mover-level Data
2018 | NC | 510 REPP One | 57363 | 1 | PV | OP | NA | SUN |  | 17160 |  |  | EIA Prime Mover-level Data
2018 | NC | ABD Farms | 61525 | GEN1 | PV | OP | NA | SUN |  | 78871 |  |  | EIA Prime Mover-level Data
2018 | NC | Achilles Solar | 62621 | ACHIL | PV | V | NA | SUN
2018 | NC | Adams Solar | 60949 | PV1 | PV | P | NA | SUN
2018 | NC | Ahoskie | 59795 | FLS1 | PV | OP | NA | SUN |  | 66781 |  |  | EIA Prime Mover-level Data
2018 | NC | Ajax Solar | 60288 | PV1 | PV | OP | NA | SUN |  | 35989 |  |  | EIA Prime Mover-level Data
2018 | NC | Albemarle Hospital Unit | 56339 | 1 | IC | OP | NA | DFO |  | 820 | 0.1271 | 0.31 | EIA Prime Mover-level Data | Estimated using an emission factor
2018 | NC | Albemarle Prime Power Park | 56263 | Unit1 | IC | OP | NA | DFO |  | 766 | 0.11873 | 0.31 | EIA Prime Mover-level Data | Estimated using an emission factor
2018 | NC | Albemarle Prime Power Park | 56263 | Unit2 | IC | OP | NA | DFO |  | 766 | 0.11873 | 0.31 | EIA Prime Mover-level Data | Estimated using an emission factor
2018 | NC | Albemarle Solar Center LLC | 58806 | ASC1 | PV | OP | NA | SUN |  | 83494 |  |  | EIA Prime Mover-level Data
2018 | NC | Albertson Solar LLC | 59901 | ALBRT | PV | OP | NA | SUN |  | 98363 |  |  | EIA Prime Mover-level Data
2018 | NC | Alexis Solar | 60139 | PV1 | PV | CN | NA | SUN
2018 | NC | Alpha Value Solar | 62054 | AVS01 | PV | T | NA | SUN
2018 | NC | AM Best Farm | 58344 | 1 | PV | OP | NA | SUN |  | 75251 |  |  | EIA Prime Mover-level Data
2018 | NC | American Legion PV 1 | 59516 | AMLEG | PV | OP | NA | SUN |  | 209795 |  |  | EIA Prime Mover-level Data
2018 | NC | Amethyst Solar | 58730 | PV1 | PV | OP | NA | SUN |  | 53240 |  |  | EIA Prime Mover-level Data
2018 | NC | Anderson Farm LLC | 59115 | 1 | PV | OP | NA | SUN |  | 36033 |  |  | EIA Prime Mover-level Data
2018 | NC | Andrew Solar | 59497 | PV1 | PV | OP | NA | SUN |  | 85599 |  |  | EIA Prime Mover-level Data
2018 | NC | Angel Solar | 58731 | PV1 | PV | OP | NA | SUN |  | 83866 |  |  | EIA Prime Mover-level Data
2018 | NC | Angier Farm | 58867 | 1 | PV | OP | NA | SUN |  | 68046 |  |  | EIA Prime Mover-level Data
2018 | NC | Anna Solar | 60176 | PV1 | PV | CN | NA | SUN
2018 | NC | Apple Data Center - Fuel Cell 1&2 | 58264 | FC1 | FC | OP | NA | LFG |  | 255656 | 0 | 0 | EIA Prime Mover-level Data | Estimated using an emission factor
2018 | NC | Apple Data Center - Fuel Cell 1&2 | 58264 | FC2 | FC | OP | NA | LFG |  | 281222 | 0 | 0 | EIA Prime Mover-level Data | Estimated using an emission factor
2018 | NC | Apple Data Center - PV2 | 58701 | PV2 | PV | OP | NA | SUN |  | 339518 |  |  | EIA Prime Mover-level Data
2018 | NC | Apple Data Center PV | 57994 | PV1 | PV | OP | NA | SUN |  | 345645 |  |  | EIA Prime Mover-level Data
2018 | NC | Apple Data Center PV3 | 59474 | DCPV3 | PV | OP | NA | SUN |  | 323160 |  |  | EIA Prime Mover-level Data
2018 | NC | Apple One | 58828 | PV1 | PV | OP | NA | SUN |  | 85353 |  |  | EIA Prime Mover-level Data
2018 | NC | Ararat Rock Solar, LLC | 58492 | ARARR | PV | OP | NA | SUN |  | 51189 |  |  | EIA Prime Mover-level Data
2018 | NC | Arba Solar, LLC | 58801 | INV1 | PV | OP | NA | SUN |  | 7212 |  |  | EIA Prime Mover-level Data
2018 | NC | Arba Solar, LLC | 58801 | INV2 | PV | OP | NA | SUN |  | 7212 |  |  | EIA Prime Mover-level Data
2018 | NC | Arba Solar, LLC | 58801 | INV3 | PV | OP | NA | SUN |  | 7212 |  |  | EIA Prime Mover-level Data
2018 | NC | Arba Solar, LLC | 58801 | INV4 | PV | OP | NA | SUN |  | 7212 |  |  | EIA Prime Mover-level Data
2018 | NC | Arborgate Solar | 62623 | ARBOR | PV | V | NA | SUN
2018 | NC | Archer Daniels Midland Southport | 54316 | GEN1 | GT | SB | NA | NG |  | 14090 | 0.038631 | 0.0054834 | EIA Prime Mover-level Data | NEI avg EF - PM, fuel type, firing type
2018 | NC | Archer Daniels Midland Southport | 54316 | GEN2 | GT | SB | NA | NG |  | 13698 | 0.037556 | 0.0054834 | EIA Prime Mover-level Data | NEI avg EF - PM, fuel type, firing type
2018 | NC | Archer Daniels Midland Southport | 54316 | GEN3 | GT | SB | NA | NG |  | 13307 | 0.036484 | 0.0054834 | EIA Prime Mover-level Data | NEI avg EF - PM, fuel type, firing type
2018 | NC | Arndt Farm | 58315 | 1 | PV | OP | NA | SUN |  | 77950 |  |  | EIA Prime Mover-level Data
2018 | NC | Arthur Solar, LLC | 62136 | ART01 | PV | OP | NA | SUN |  | 31193 |  |  | EIA Prime Mover-level Data
2018 | NC | Asheville | 2706 | 1 | ST | OP | WALL | BIT | 7,096.0 | 7349932 | 116.8639 | 0.0318 | EPA/CAMD | EPA/NEI | 1964
2018 | NC | Asheville | 2706 | 2 | ST | OP | WALL | BIT | 6,624.0 | 6500568 | 103.359 | 0.0318 | EPA/CAMD | EPA/NEI | 1971
2018 | NC | Asheville | 2706 | 3 | GT | OP | CT | NG | 2,139.0 | 2970330 | 1.3966 | 0.00094034 | EPA/CAMD | EPA/NEI | 1999
2018 | NC | Asheville | 2706 | 4 | GT | OP | CT | NG | 2,328.0 | 3061145 | 1.1054 | 0.00072221 | EPA/CAMD | EPA/NEI | 2000
2018 | NC | Ashley Solar Farm | 59566 | PV1 | PV | OP | NA | SUN |  | 63408 |  |  | EIA Prime Mover-level Data
2018 | NC | Aspen Solar, LLC | 59694 | GEN1 | PV | OP | NA | SUN |  | 81059 |  |  | EIA Prime Mover-level Data
2018 | NC | Atkinson Farm Solar | 60982 | 1 | PV | OP | NA | SUN |  | 75286 |  |  | EIA Prime Mover-level Data
2018 | NC | Atkinson Solar II | 62096 | PGRF3 | PV | OP | NA | SUN |  | 7568 |  |  | EIA Prime Mover-level Data
2018 | NC | Audrey Solar | 58732 | PV1 | PV | OP | NA | SUN |  | 44588 |  |  | EIA Prime Mover-level Data
2018 | NC | Augustus Farm, LLC | 60313 | 1 | PV | OP | NA | SUN |  | 90295 |  |  | EIA Prime Mover-level Data
2018 | NC | Aulander Holloman Solar, LLC | 62340 | HOLLO | PV | OP | NA | SUN |  | 352 |  |  | EIA Prime Mover-level Data
2018 | NC | Austin Solar | 58733 | PV1 | PV | CN | NA | SUN
2018 | NC | Auten Road Farm, LLC | 60634 | PV1 | PV | OP | NA | SUN |  | 68986 |  |  | EIA Prime Mover-level Data
2018 | NC | Avalon Hydropower | 54801 | GEN1 | HY | OP | NA | WAT |  | 29531 |  |  | EIA Prime Mover-level Data
2018 | NC | Avalon Hydropower | 54801 | GEN2 | HY | OP | NA | WAT |  | 11074 |  |  | EIA Prime Mover-level Data
2018 | NC | Avalon Hydropower | 54801 | GEN3 | HY | OP | NA | WAT |  | 3691 |  |  | EIA Prime Mover-level Data
2018 | NC | Ayrshire | 58792 | PV1 | PV | OP | NA | SUN |  | 322149 |  |  | EIA Prime Mover-level Data
2018 | NC | Badger | 62603 | BADGE | PV | V | NA | SUN
2018 | NC | Bailey Farm LLC | 59127 | 1 | PV | OP | NA | SUN |  | 82045 |  |  | EIA Prime Mover-level Data
2018 | NC | Bakatsias Solar | 61527 | GEN1 | PV | OP | NA | SUN |  | 63179 |  |  | EIA Prime Mover-level Data
2018 | NC | Baker PV 1 | 59517 | BAKE1 | PV | OP | NA | SUN |  | 71275 |  |  | EIA Prime Mover-level Data
2018 | NC | Balsam | 59828 | 5375 | PV | OP | NA | SUN |  | 82281 |  |  | EIA Prime Mover-level Data
2018 | NC | Baltimore Church Solar, LLC | 60144 | FLS1 | PV | OP | NA | SUN |  | 71394 |  |  | EIA Prime Mover-level Data
2018 | NC | Barker Solar, LLC | 61194 | BARK | PV | OP | NA | SUN |  | 83749 |  |  | EIA Prime Mover-level Data
2018 | NC | Barnhill Road Solar, LLC | 60782 | 1 | PV | OP | NA | SUN |  | 52009 |  |  | EIA Prime Mover-level Data
2018 | NC | Battleboro Farm | 60369 | BFPV | PV | OP | NA | SUN |  | 72642 |  |  | EIA Prime Mover-level Data
2018 | NC | Battleground | 59038 | GEN1 | PV | OP | NA | SUN |  | 51199 |  |  | EIA Prime Mover-level Data
2018 | NC | Bay Branch Solar | 60601 | BBSOL | PV | OP | NA | SUN |  | 46 |  |  | EIA Prime Mover-level Data
2018 | NC | Bayboro Solar Farm | 61528 | GEN1 | PV | OP | NA | SUN |  | 51792 |  |  | EIA Prime Mover-level Data
2018 | NC | Bear Creek Dam | 2741 | 1 | HY | OP | NA | WAT |  | 339482 |  |  | EIA Prime Mover-level Data
2018 | NC | Bear Creek Solar | 61351 | GEN1 | PV | OP | NA | SUN |  | 35726 |  |  | EIA Prime Mover-level Data
2018 | NC | Bear Poplar Solar | 61130 | 12344 | PV | CN | NA | SUN
2018 | NC | Bearford Farm Solar Project | 59567 | PV1 | PV | OP | NA | SUN |  | 82993 |  |  | EIA Prime Mover-level Data
2018 | NC | Bearford Solar II | 59488 | BEARF | PV | OP | NA | SUN |  | 67154 |  |  | EIA Prime Mover-level Data
2018 | NC | BearPond Solar Center LLC | 58955 | BEAR | PV | OP | NA | SUN |  | 80913 |  |  | EIA Prime Mover-level Data
2018 | NC | Beaufort Solar, LLC | 59887 | GEN | PV | OP | NA | SUN |  | 246542 |  |  | EIA Prime Mover-level Data
2018 | NC | Beetle Solar | 59511 | PV1 | PV | OP | NA | SUN |  | 61800 |  |  | EIA Prime Mover-level Data
2018 | NC | Belews Creek | 8042 | 1 | ST | OP | CELL | BIT | 6,013.0 | 45679901 | 468.17 | 0.020498 | EPA/CAMD | EPA/NEI | 1974
2018 | NC | Belews Creek | 8042 | 2 | ST | OP | CELL | BIT | 4,501.0 | 29514047 | 314.17 | 0.02129 | EPA/CAMD | EPA/NEI | 1975
2018 | NC | Belwood Farm | 58314 | 1 | PV | OP | NA | SUN |  | 65504 |  |  | EIA Prime Mover-level Data
2018 | NC | Benthall Bridge PV 1 | 59515 | BENT1 | PV | OP | NA | SUN |  | 76754 |  |  | EIA Prime Mover-level Data
2018 | NC | Bernhardt Furniture Solar Farm | 60881 | BERN4 | PV | OP | NA | SUN |  | 5909 |  |  | EIA Prime Mover-level Data
2018 | NC | Bethel Price Solar, LLC | 58843 | 1 | PV | OP | NA | SUN |  | 63907 |  |  | EIA Prime Mover-level Data
2018 | NC | Bethel Solar | 59173 | 5MWPV | PV | OP | NA | SUN |  | 68778 |  |  | EIA Prime Mover-level Data
2018 | NC | Beulaville | 59039 | GEN 1 | PV | OP | NA | SUN |  | 30762 |  |  | EIA Prime Mover-level Data
2018 | NC | BG Stewart Solar Farm, LLC | 59930 | NB005 | PV | OP | NA | SUN |  | 82307 |  |  | EIA Prime Mover-level Data
2018 | NC | Biltmore Solar Fields | 61271 | 18950 | PV | OP | NA | SUN |  | 17862 |  |  | EIA Prime Mover-level Data
2018 | NC | Binks Solar | 58737 | PV1 | PV | CN | NA | SUN
2018 | NC | Biscoe Solar LLC | 58667 | BISCO | PV | OP | NA | SUN |  | 82163 |  |  | EIA Prime Mover-level Data
2018 | NC | Bizzell Church Solar 1, LLC | 60401 | BCSPV | PV | OP | NA | SUN |  | 85918 |  |  | EIA Prime Mover-level Data
2018 | NC | Bizzell Church Solar 2 | 61158 | BIZZE | PV | OP | NA | SUN |  | 84295 |  |  | EIA Prime Mover-level Data
2018 | NC | Blackburn Landfill Co-Generation | 55488 | BB1 | IC | OP | NA | LFG |  | 69311 | 0.50944 | 0.0147 | EIA Prime Mover-level Data | Estimated using an emission factor
2018 | NC | Blackburn Landfill Co-Generation | 55488 | BB2 | IC | OP | NA | LFG |  | 69311 | 0.50944 | 0.0147 | EIA Prime Mover-level Data | Estimated using an emission factor
2018 | NC | Blackburn Landfill Co-Generation | 55488 | BB3 | IC | OP | NA | LFG |  | 62380 | 0.45849 | 0.0147 | EIA Prime Mover-level Data | Estimated using an emission factor
2018 | NC | Bladen Solar | 61561 | GEN1 | PV | OP | NA | SUN |  | 947830 |  |  | EIA Prime Mover-level Data
2018 | NC | Bladenboro Farm | 58868 | 1 | PV | OP | NA | SUN |  | 75917 |  |  | EIA Prime Mover-level Data
2018 | NC | Bladenboro Solar 2 | 62101 | PGRF6 | PV | OP | NA | SUN |  | 21109 |  |  | EIA Prime Mover-level Data
2018 | NC | Bladenboro Solar, LLC | 61283 | GEN1 | PV | OP | NA | SUN |  | 86710 |  |  | EIA Prime Mover-level Data
2018 | NC | Blewett | 2707 | 1 | HY | OP | NA | WAT |  | 104810 |  |  | EIA Prime Mover-level Data
2018 | NC | Blewett | 2707 | 1 | GT | OP | CT | DFO | 11.0 | 1410 | 0.016722 | 0.023718 | EPA/CAMD | NEI avg EF - PM, fuel type, firing type | 1971
2018 | NC | Blewett | 2707 | 2 | HY | OP | NA | WAT |  | 104810 |  |  | EIA Prime Mover-level Data
2018 | NC | Blewett | 2707 | 2 | GT | OP | CT | DFO | 25.0 | 3989 | 0.047306 | 0.023718 | EPA/CAMD | NEI avg EF - PM, fuel type, firing type | 1971
2018 | NC | Blewett | 2707 | 3 | HY | OP | NA | WAT |  | 104810 |  |  | EIA Prime Mover-level Data
2018 | NC | Blewett | 2707 | 3 | GT | OP | CT | DFO | 29.0 | 5648 | 0.066981 | 0.023718 | EPA/CAMD | NEI avg EF - PM, fuel type, firing type | 1971
2018 | NC | Blewett | 2707 | 4 | HY | OP | NA | WAT |  | 163766 |  |  | EIA Prime Mover-level Data
2018 | NC | Blewett | 2707 | 4 | GT | OP | CT | DFO | 32.0 | 6249 | 0.074108 | 0.023718 | EPA/CAMD | NEI avg EF - PM, fuel type, firing type | 1971
2018 | NC | Blewett | 2707 | 5 | HY | OP | NA | WAT |  | 163766 |  |  | EIA Prime Mover-level Data
2018 | NC | Blewett | 2707 | 6 | HY | OP | NA | WAT |  | 163766 |  |  | EIA Prime Mover-level Data
2018 | NC | Blue Bird Solar | 60177 | PV1 | PV | L | NA | SUN
2018 | NC | Blueberry One | 58605 | PV1 | PV | OP | NA | SUN |  | 86612 |  |  | EIA Prime Mover-level Data
2018 | NC | Boaz Farm Solar | 61157 | BOAZF | PV | OP | NA | SUN |  | 83191 |  |  | EIA Prime Mover-level Data
2018 | NC | Bolton Farm | 58349 | 1 | PV | OP | NA | SUN |  | 79655 |  |  | EIA Prime Mover-level Data
2018 | NC | Bondi Solar | 61352 | GEN1 | PV | OP | NA | SUN |  | 61446 |  |  | EIA Prime Mover-level Data
2018 | NC | Bonnie Solar | 60175 | PV1 | PV | CN | NA | SUN
2018 | NC | Boseman Solar Center LLC | 58807 | BSC1 | PV | OP | NA | SUN |  | 77459 |  |  | EIA Prime Mover-level Data
2018 | NC | Bostic Delivery No 2 | 56547 | 1 | IC | OP | NA | DFO |  | 12 | 0.00186 | 0.31 | EIA Prime Mover-level Data | Estimated using an emission factor
2018 | NC | Boykin PV1 | 59996 | BOYK1 | PV | L | NA | SUN
2018 | NC | Bradley Farm (Dudley) | 62593 | PV1 | PV | P | NA | SUN
2018 | NC | Bradley PV1 | 59154 | BRAD1 | PV | OP | NA | SUN |  | 71440 |  |  | EIA Prime Mover-level Data
2018 | NC | Brantley Solar | 60623 | PV1 | PV | OP | NA | SUN |  | 138821 |  |  | EIA Prime Mover-level Data
2018 | NC | BRE | 59706 | NB005 | PV | OP | NA | SUN |  | 77304 |  |  | EIA Prime Mover-level Data
2018 | NC | BRE NC Solar 2 | 60626 | BEAM2 | PV | L | NA | SUN
2018 | NC | BRE NC Solar 3 | 60627 | BEAM3 | PV | L | NA | SUN
2018 | NC | BRE NC Solar 4 | 60628 | BEAM4 | PV | L | NA | SUN
2018 | NC | Bridgewater | 2719 | 1 | HY | OP | NA | WAT |  | 503577 |  |  | EIA Prime Mover-level Data
2018 | NC | Bridgewater | 2719 | 2 | HY | OP | NA | WAT |  | 503577 |  |  | EIA Prime Mover-level Data
2018 | NC | Bridgewater | 2719 | 3 | HY | OP | NA | WAT |  | 65852 |  |  | EIA Prime Mover-level Data
2018 | NC | Broad River Solar, LLC | 62822 | GEN1 | PV | P | NA | SUN
2018 | NC | Broadridge Solar, LLC | 61218 | BROAD | PV | OP | NA | SUN |  | 88363 |  |  | EIA Prime Mover-level Data
2018 | NC | Broadway Solar Center, LLC | 59762 | BRDWY | PV | OP | NA | SUN |  | 83099 |  |  | EIA Prime Mover-level Data
2018 | NC | Brooke Solar | 60140 | PV1 | PV | L | NA | SUN
2018 | NC | Brunswick Nuclear | 6014 | 1 | ST | OP | NA | NUC |  | 74165967 |  |  | EIA Prime Mover-level Data
2018 | NC | Brunswick Nuclear | 6014 | 2 | ST | OP | NA | NUC |  | 78753833 |  |  | EIA Prime Mover-level Data
2018 | NC | Buck | 2720 | 11C | CT | OP | CC | NG | 8,415.0 | 18260410 | 51.22 | 0.00561 | EPA/CAMD | EPA/NEI | 2011
2018 | NC | Buck | 2720 | 12C | CT | OP | CC | NG | 8,436.0 | 17935748 | 51.22 | 0.0057115 | EPA/CAMD | EPA/NEI | 2011
2018 | NC | Buckleberry Solar | 61693 | GEN | PV | OP | NA | SUN |  | 19020 |  |  | EIA Prime Mover-level Data
2018 | NC | Buddy Solar | 58735 | PV1 | PV | OP | NA | SUN |  | 53771 |  |  | EIA Prime Mover-level Data
2018 | NC | Bullock Solar, LLC | 61512 | GEN1 | PV | OP | NA | SUN |  | 901365 |  |  | EIA Prime Mover-level Data
2018 | NC | Bunn Level Farm, LLC | 60636 | 1 | PV | OP | NA | SUN |  | 86650 |  |  | EIA Prime Mover-level Data
2018 | NC | Burgaw Solar, LLC | 62240 | 1072 | PV | U | NA | SUN
2018 | NC | Butler-Warner Generation Plant | 1016 | GT-1 | CT | OP | CC | NG | 414.0 | 113887 | 2.02 | 0.035474 | EPA/CAMD | EPA/NEI | 1976
2018 | NC | Butler-Warner Generation Plant | 1016 | GT-2 | CT | OP | CC | NG | 358.0 | 104740 | 2.02 | 0.038572 | EPA/CAMD | EPA/NEI | 1976
2018 | NC | Butler-Warner Generation Plant | 1016 | GT-3 | CT | OP | CC | NG | 397.0 | 125273 | 2.02 | 0.03225 | EPA/CAMD | EPA/NEI | 1976
2018 | NC | Butler-Warner Generation Plant | 1016 | GT-4 | GT | OP | CT | NG | 249.0 | 79180 | 0.49 | 0.012377 | EPA/CAMD | EPA/NEI | 1976
2018 | NC | Butler-Warner Generation Plant | 1016 | GT-5 | GT | OP | CT | NG | 211.0 | 59497 | 0.49 | 0.016471 | EPA/CAMD | EPA/NEI | 1977
2018 | NC | Butler-Warner Generation Plant | 1016 | GT-6 | CT | OP | CC | NG | 390.0 | 121330 | 2.02 | 0.033298 | EPA/CAMD | EPA/NEI | 1978
2018 | NC | Butler-Warner Generation Plant | 1016 | GT-7 | CT | OP | CC | NG | 402.0 | 125285 | 2.02 | 0.032246 | EPA/CAMD | EPA/NEI | 1979
2018 | NC | Butler-Warner Generation Plant | 1016 | GT-8 | CT | OP | CC | NG | 434.0 | 135897 | 0.44 | 0.0064755 | EPA/CAMD | EPA/NEI | 1980
2018 | NC | Buxton | 2783 | 1A | IC | OP | NA | DFO |  | 1185 | 0.18368 | 0.31 | EIA Prime Mover-level Data | Estimated using an emission factor
2018 | NC | Buxton | 2783 | 2A | IC | OP | NA | DFO |  | 1185 | 0.18368 | 0.31 | EIA Prime Mover-level Data | Estimated using an emission factor
2018 | NC | Buxton | 2783 | 3A | IC | OP | NA | DFO |  | 1185 | 0.18368 | 0.31 | EIA Prime Mover-level Data | Estimated using an emission factor
2018 | NC | Buxton | 2783 | 4A | IC | OP | NA | DFO |  | 1185 | 0.18368 | 0.31 | EIA Prime Mover-level Data | Estimated using an emission factor
2018 | NC | Buxton | 2783 | 5A | IC | OP | NA | DFO |  | 1185 | 0.18368 | 0.31 | EIA Prime Mover-level Data | Estimated using an emission factor
2018 | NC | Cabaniss Solar | 60430 | PV1 | PV | T | NA | SUN
2018 | NC | Camden Dam Solar, LLC | 62330 | CMDND | PV | U | NA | SUN
2018 | NC | Camp Lejeune Solar | 59966 | PV1 | PV | OP | NA | SUN |  | 180253 |  |  | EIA Prime Mover-level Data
2018 | NC | Candace Solar | 59499 | PV1 | PV | OP | NA | SUN |  | 82609 |  |  | EIA Prime Mover-level Data
2018 | NC | Canton North Carolina | 50244 | 10REC | ST | OP | NA | BLQ |  | 4889455 | 0.076031 | 3.11e-05 | EIA Unit-level Data | Estimated using an emission factor
2018 | NC | Canton North Carolina | 50244 | 11REC | ST | OP | NA | BLQ |  | 4920479 | 0.076513 | 3.11e-05 | EIA Unit-level Data | Estimated using an emission factor
2018 | NC | Canton North Carolina | 50244 | 4PB | ST | OP | NA | BIT |  | 3762930 | 83.7004 | 0.044487 | EIA Unit-level Data | NEI avg EF - PM, fuel type
2018 | NC | Canton North Carolina | 50244 | BBB | ST | RE | NA | KER |  | 0 |  |  | EIA Unit-level Data
2018 | NC | Canton North Carolina | 50244 | EPB | ST | OP | NA | NG |  | 1318031 | 5.3067 | 0.0080524 | EIA Unit-level Data | NEI avg EF - PM, fuel type
2018 | NC | Canton North Carolina | 50244 | PGB | ST | RE | NA | NG |  | 22126 | 0.089084 | 0.0080524 | EIA Unit-level Data | NEI avg EF - PM, fuel type
2018 | NC | Canton North Carolina | 50244 | RBB | ST | OP | NA | BIT |  | 1743645 | 38.7846 | 0.044487 | EIA Unit-level Data | NEI avg EF - PM, fuel type
2018 | NC | Canton North Carolina | 50244 | RCB | ST | OP | NA | BIT |  | 1995851 | 44.3945 | 0.044487 | EIA Unit-level Data | NEI avg EF - PM, fuel type
2018 | NC | Canton North Carolina | 50244 | WPB | ST | OP | NA | NG |  | 1342677 | 5.4059 | 0.0080524 | EIA Unit-level Data | NEI avg EF - PM, fuel type
2018 | NC | Cape Fear | 2708 | 1 | CA | RE | NA | DFO
2018 | NC | Cape Fear | 2708 | 2 | CA | RE | NA | DFO
2018 | NC | Cape Fear | 2708 | 5 | ST | RE | TANGENTIAL | BIT
2018 | NC | Cape Fear | 2708 | 6 | ST | RE | TANGENTIAL | BIT
2018 | NC | Cape Fear | 2708 | 1A | CT | RE | NA | DFO
2018 | NC | Cape Fear | 2708 | 1B | CT | RE | NA | DFO
2018 | NC | Cape Fear | 2708 | 2A | CT | RE | NA | DFO
2018 | NC | Cape Fear | 2708 | 2B | CT | RE | NA | DFO
2018 | NC | Cardinal Solar | 60174 | PV1 | PV | CN | NA | SUN
2018 | NC | Carl Friedrich Gauss Solar | 60882 | GAUSS | PV | OP | NA | SUN |  | 5581 |  |  | EIA Prime Mover-level Data
2018 | NC | Carol Jean Solar | 59017 | GEN 1 | PV | OP | NA | SUN |  | 60224 |  |  | EIA Prime Mover-level Data
2018 | NC | Carolina Poultry Power Farmville | 62873 | 7474 | ST | T | NA | AB
2018 | NC | Carolina Poultry Power Farmville | 62873 | 7475 | ST | T | NA | AB
2018 | NC | Carolina Poultry Power Farmville | 62873 | 7476 | ST | T | NA | AB
2018 | NC | Carter PV1 | 59156 | CTR1 | PV | OP | NA | SUN |  | 79199 |  |  | EIA Prime Mover-level Data
2018 | NC | Carter Solar | 60167 | PV1 | PV | CN | NA | SUN
2018 | NC | Cash Solar | 60178 | PV1 | PV | L | NA | SUN
2018 | NC | Castalia Solar | 58849 | 1 | PV | OP | NA | SUN |  | 32634 |  |  | EIA Prime Mover-level Data
2018 | NC | Catawba River Pollution Control | 56553 | 1234 | IC | OP | NA | DFO |  | 478 | 0.07409 | 0.31 | EIA Prime Mover-level Data | Estimated using an emission factor
2018 | NC | Catawba Solar LLC | 60800 | PV1 | PV | OP | NA | SUN |  | 28202 |  |  | EIA Prime Mover-level Data
2018 | NC | CB Bladen Solar, LLC | 60402 | CBPV | PV | OP | NA | SUN |  | 85380 |  |  | EIA Prime Mover-level Data
2018 | NC | CBC Solar Energy Gen Fac Phase 2 | 59451 | PV2 | PV | OP | NA | SUN |  | 37564 |  |  | EIA Prime Mover-level Data
2018 | NC | Cedar Cliff | 2743 | 1 | HY | OP | NA | WAT |  | 251748 |  |  | EIA Prime Mover-level Data
2018 | NC | Cedar Solar, LLC | 60135 | CED | PV | OP | NA | SUN |  | 82371 |  |  | EIA Prime Mover-level Data
2018 | NC | Century Drive Solar Farm | 61187 | CENT1 | PV | OP | NA | SUN |  | 14597 |  |  | EIA Prime Mover-level Data
2018 | NC | CenturyLink Regional HQ | 54882 | GEN1 | IC | SB | NA | DFO
2018 | NC | CenturyLink Regional HQ | 54882 | GEN2 | IC | SB | NA | DFO
2018 | NC | Chadbourn Farm | 58311 | 1 | PV | OP | NA | SUN |  | 84833 |  |  | EIA Prime Mover-level Data
2018 | NC | Changeup | 62601 | CHANG | PV | V | NA | SUN
2018 | NC | Charlotte Solar | 58722 | PV1 | PV | OP | NA | SUN |  | 84652 |  |  | EIA Prime Mover-level Data
2018 | NC | Chatuge | 2778 | 1 | HY | OP | NA | WAT |  | 329032 |  |  | EIA Prime Mover-level Data
2018 | NC | Chauncey Farm LLC | 59100 | 1 | PV | OP | NA | SUN |  | 76127 |  |  | EIA Prime Mover-level Data
2018 | NC | Chei Solar | 59508 | PV1 | PV | OP | NA | SUN |  | 80766 |  |  | EIA Prime Mover-level Data
2018 | NC | Cheoah | 54899 | 1 | HY | RE | NA | WAT
2018 | NC | Cheoah | 54899 | 2 | HY | RE | NA | WAT
2018 | NC | Cheoah | 54899 | 3 | HY | RE | NA | WAT
2018 | NC | Cheoah | 54899 | 4 | HY | RE | NA | WAT
2018 | NC | Cheoah | 54899 | 5 | HY | OP | NA | WAT |  | 1125218 |  |  | EIA Prime Mover-level Data
2018 | NC | Cheoah | 54899 | 1A | HY | OP | NA | WAT |  | 1031450 |  |  | EIA Prime Mover-level Data
2018 | NC | Cheoah | 54899 | 2A | HY | OP | NA | WAT |  | 1031450 |  |  | EIA Prime Mover-level Data
2018 | NC | Cheoah | 54899 | 3A | HY | OP | NA | WAT |  | 1031450 |  |  | EIA Prime Mover-level Data
2018 | NC | Cheoah | 54899 | 4A | HY | OP | NA | WAT |  | 1031450 |  |  | EIA Prime Mover-level Data
2018 | NC | Cherryville City Hall | 56340 | 1 | IC | OP | NA | DFO |  | 682 | 0.10571 | 0.31 | EIA Prime Mover-level Data | Estimated using an emission factor
2018 | NC | Chestnut Solar | 61011 | PV1 | PV | T | NA | SUN
2018 | NC | Choco Solar, LLC | 59899 | CHOCO | PV | OP | NA | SUN |  | 94681 |  |  | EIA Prime Mover-level Data
2018 | NC | Chocowinity Solar LLC | 58675 | CHOCO | PV | OP | NA | SUN |  | 79279 |  |  | EIA Prime Mover-level Data
2018 | NC | Chowan Jehu Solar | 62693 | PGR03 | PV | OP | NA | SUN |  | 73446 |  |  | EIA Prime Mover-level Data
2018 | NC | Christina Solar | 60172 | PV1 | PV | CN | NA | SUN
2018 | NC | Church Road Solar LLC | 62168 | CHU01 | PV | OP | NA | SUN |  | 19585 |  |  | EIA Prime Mover-level Data
2018 | NC | CII Methane Management IV, LLC | 59711 | GEN1 | IC | OP | NA | LFG |  | 120082 | 0.8826 | 0.0147 | EIA Prime Mover-level Data | Estimated using an emission factor
2018 | NC | Cirrus Solar LLC | 58674 | CIRRU | PV | OP | NA | SUN |  | 79902 |  |  | EIA Prime Mover-level Data
2018 | NC | Clayton Solar | 60171 | PV1 | PV | CN | NA | SUN
2018 | NC | Cleveland County Generating Facility | 57029 | ES1 | GT | OP | CT | NG | 1,235.0 | 1984711 | 8.6 | 0.0086662 | EPA/CAMD | EPA/NEI | 2012
2018 | NC | Cleveland County Generating Facility | 57029 | ES2 | GT | OP | CT | NG | 1,448.0 | 2360413 | 12.5 | 0.010591 | EPA/CAMD | EPA/NEI | 2012
2018 | NC | Cleveland County Generating Facility | 57029 | ES3 | GT | OP | CT | NG | 1,368.0 | 2203957 | 10.7 | 0.0097098 | EPA/CAMD | EPA/NEI | 2012
2018 | NC | Cleveland County Generating Facility | 57029 | ES4 | GT | OP | CT | NG | 877.0 | 1386753 | 8.6 | 0.012403 | EPA/CAMD | EPA/NEI | 2012
2018 | NC | Cliffside | 2721 | 5 | ST | OP | TANGENTIAL | BIT | 3,457.0 | 13355108 | 135.84 | 0.020343 | EPA/CAMD | EPA/NEI | 1972
2018 | NC | Cliffside | 2721 | 6 | ST | OP | WALL | BIT | 6,599.0 | 39447053 | 70.3 | 0.0035643 | EPA/CAMD | EPA/NEI | 2012
2018 | NC | Climax Solar | 60286 | PV1 | PV | IP | NA | SUN
2018 | NC | Cline Solar Farm, LLC | 59929 | NB007 | PV | OP | NA | SUN |  | 76027 |  |  | EIA Prime Mover-level Data
2018 | NC | Clipperton Holdings | 59213 | PV1 | PV | OP | NA | SUN |  | 86164 |  |  | EIA Prime Mover-level Data
2018 | NC | Coats Solar Farm, LLC | 59937 | NB006 | PV | OP | NA | SUN |  | 87935 |  |  | EIA Prime Mover-level Data
2018 | NC | COC Surry LFG, LLC | 59439 | UNIT1 | IC | OP | NA | LFG |  | 73919 | 0.5433 | 0.0147 | EIA Prime Mover-level Data | Estimated using an emission factor
2018 | NC | Cohen Farm Solar, LLC | 60146 | FLS1 | PV | OP | NA | SUN |  | 86793 |  |  | EIA Prime Mover-level Data
2018 | NC | Colin Solar | 58723 | PV1 | PV | CN | NA | SUN
2018 | NC | Collard Holdings Solar | 62317 | PV | PV | L | NA | SUN
2018 | NC | Concord Energy | 57896 | UNT1 | GT | OP | NA | LFG |  | 466027 | 5.0331 | 0.0216 | EIA Prime Mover-level Data | Estimated using an emission factor
2018 | NC | Concord Energy | 57896 | UNT2 | GT | OP | NA | LFG |  | 466027 | 5.0331 | 0.0216 | EIA Prime Mover-level Data | Estimated using an emission factor
2018 | NC | Concord Farm | 59818 | 1 | PV | OP | NA | SUN |  | 43493 |  |  | EIA Prime Mover-level Data
2018 | NC | Conetoe II Solar, LLC | 59944 | CONE1 | PV | OP | NA | SUN |  | 1423565 |  |  | EIA Prime Mover-level Data
2018 | NC | Conetoe Solar | 60188 | CON15 | PV | OP | NA | SUN |  | 93222 |  |  | EIA Prime Mover-level Data
2018 | NC | Cookstown | 62600 | COOKS | PV | V | NA | SUN
2018 | NC | Copperfield | 61882 | GEN1 | PV | OP | NA | SUN
2018 | NC | Cork Oak Solar | 60637 | NC160 | PV | OP | NA | SUN |  | 307988 |  |  | EIA Prime Mover-level Data
2018 | NC | Cornelius Delivery No 1 | 56546 | 1 | IC | OP | NA | DFO |  | 50 | 0.00775 | 0.31 | EIA Prime Mover-level Data | Estimated using an emission factor
2018 | NC | Cornwall Solar Center, LLC | 59663 | CSC1 | PV | OP | NA | SUN |  | 80320 |  |  | EIA Prime Mover-level Data
2018 | NC | Cotten Farm, LLC | 60965 | COT | PV | OP | NA | SUN |  | 87050 |  |  | EIA Prime Mover-level Data
2018 | NC | Cougar Solar, LLC | 61658 | COUGR | PV | OP | NA | SUN |  | 36243 |  |  | EIA Prime Mover-level Data
2018 | NC | County Home Solar Center, LLC | 60199 | CHSC1 | PV | OP | NA | SUN |  | 33089 |  |  | EIA Prime Mover-level Data
2018 | NC | County Home Solar LLC | 62167 | COU01 | PV | OP | NA | SUN |  | 20443 |  |  | EIA Prime Mover-level Data
2018 | NC | Cowans Ford | 2722 | 1 | HY | OP | NA | WAT |  | 709387 |  |  | EIA Prime Mover-level Data
2018 | NC | Cowans Ford | 2722 | 2 | HY | OP | NA | WAT |  | 709387 |  |  | EIA Prime Mover-level Data
2018 | NC | Cowans Ford | 2722 | 3 | HY | OP | NA | WAT |  | 709387 |  |  | EIA Prime Mover-level Data
2018 | NC | Cowans Ford | 2722 | 4 | HY | OP | NA | WAT |  | 709387 |  |  | EIA Prime Mover-level Data
2018 | NC | CPI USA North Carolina Roxboro | 10379 | BLR01A | ST | OP | STOKER | WDS | 7,591.0 | 1440985 | 51.27 | 0.07116 | EPA/CAMD | EPA/NEI | 1987
2018 | NC | CPI USA North Carolina Roxboro | 10379 | BLR01B | ST | OP | STOKER | WDS | 7,725.0 | 1520431 | 51.27 | 0.067441 | EPA/CAMD | EPA/NEI | 1987
2018 | NC | CPI USA North Carolina Roxboro | 10379 | BLR01C | ST | OP | STOKER | WDS | 7,694.0 | 1501522 | 51.27 | 0.068291 | EPA/CAMD | EPA/NEI | 1987
2018 | NC | CPI USA North Carolina Southport | 10378 | BLR01A | ST | OP | STOKER | WDS | 6,903.0 | 1207283 | 56.25 | 0.093184 | EPA/CAMD | EPA/NEI | 1987
2018 | NC | CPI USA North Carolina Southport | 10378 | BLR01B | ST | OP | STOKER | WDS | 6,867.0 | 1220676 | 56.25 | 0.092162 | EPA/CAMD | EPA/NEI | 1987
2018 | NC | CPI USA North Carolina Southport | 10378 | BLR01C | ST | OP | STOKER | WDS | 7,117.0 | 1239508 | 56.25 | 0.090762 | EPA/CAMD | EPA/NEI | 1987
2018 | NC | CPI USA North Carolina Southport | 10378 | BLR02A | ST | OP | STOKER | WDS | 7,561.0 | 1337725 | 56.25 | 0.084098 | EPA/CAMD | EPA/NEI | 1987
2018 | NC | CPI USA North Carolina Southport | 10378 | BLR02B | ST | OP | STOKER | WDS | 7,324.0 | 1235071 | 56.25 | 0.091088 | EPA/CAMD | EPA/NEI | 1987
2018 | NC | CPI USA North Carolina Southport | 10378 | BLR02C | ST | OP | STOKER | WDS | 7,395.0 | 1319880 | 56.25 | 0.085235 | EPA/CAMD | EPA/NEI | 1987
2018 | NC | Craven County Wood Energy | 10525 | ES5A | ST | OP | STOKER | WDS | 7,047.0 | 4672057 | 52.5 | 0.022474 | EPA/CAMD | EPA/NEI | 1990
2018 | NC | Crawford Solar | 60294 | PV1 | PV | IP | NA | SUN
2018 | NC | Creech Solar 2, LLC | 60635 | PV1 | PV | OP | NA | SUN |  | 83838 |  |  | EIA Prime Mover-level Data
2018 | NC | Crestwood Solar Center LLC | 59914 | CREST | PV | OP | NA | SUN |  | 79136 |  |  | EIA Prime Mover-level Data
2018 | NC | Creswell Alligood Solar, LLC | 59548 | CRES1 | PV | OP | NA | SUN |  | 278036 |  |  | EIA Prime Mover-level Data
2018 | NC | Crimson Solar | 60295 | PV1 | PV | IP | NA | SUN
2018 | NC | Crockett Farm | 59561 | PV1 | PV | OP | NA | SUN |  | 81659 |  |  | EIA Prime Mover-level Data
2018 | NC | Crooked Run | 62678 | 299 | PV | L | NA | SUN
2018 | NC | CS Murphy Point, LLC | 57687 | 1 | PV | OP | NA | SUN |  | 11224 |  |  | EIA Prime Mover-level Data
2018 | NC | Currin Solar, LLC | 60403 | CSPV | PV | OP | NA | SUN |  | 78159 |  |  | EIA Prime Mover-level Data
2018 | NC | Dan River | 2723 | 8C | CT | OP | CC | NG | 8,218.0 | 17893533 | 161.86 | 0.018091 | EPA/CAMD | EPA/NEI | 2012
2018 | NC | Dan River | 2723 | 9C | CT | OP | CC | NG | 8,132.0 | 17680270 | 161.86 | 0.01831 | EPA/CAMD | EPA/NEI | 2012
2018 | NC | Daniel Farm LLC | 59126 | 1 | PV | OP | NA | SUN |  | 78461 |  |  | EIA Prime Mover-level Data
2018 | NC | Davidson Gas Producers LLC | 57436 | 1 | IC | OP | NA | LFG |  | 131860 | 0.96917 | 0.0147 | EIA Prime Mover-level Data | Estimated using an emission factor
2018 | NC | Davis Lane Solar, LLC | 61581 | DAVIS | PV | OP | NA | SUN |  | 81050 |  |  | EIA Prime Mover-level Data
2018 | NC | Daystar Solar | 60179 | PV1 | PV | OP | NA | SUN |  | 84232 |  |  | EIA Prime Mover-level Data
2018 | NC | DD Fayetteville Solar NC LLC | 59117 | PV1 | PV | OP | NA | SUN |  | 210828 |  |  | EIA Prime Mover-level Data
2018 | NC | DE Solar 10240 Old Dowd Rd | 57334 | PV01 | PV | OP | NA | SUN |  | 18035 |  |  | EIA Prime Mover-level Data
2018 | NC | DE Solar 1725 Drywall Dr | 57336 | PV01 | PV | OP | NA | SUN |  | 12584 |  |  | EIA Prime Mover-level Data
2018 | NC | DE Solar 657 Brigham Rd | 57335 | PV01 | PV | OP | NA | SUN |  | 18235 |  |  | EIA Prime Mover-level Data
2018 | NC | Deep Branch Farm | 61403 | 1 | PV | OP | NA | SUN |  | 78379 |  |  | EIA Prime Mover-level Data
2018 | NC | Delco Farm | 61088 | 1 | PV | OP | NA | SUN |  | 75551 |  |  | EIA Prime Mover-level Data
2018 | NC | Dement Farm LLC | 58874 | DF1 | PV | OP | NA | SUN |  | 80010 |  |  | EIA Prime Mover-level Data
2018 | NC | Desert Wind Farm, LLC | 59968 | 1 | WT | OP | NA | WND |  | 4948996 |  |  | EIA Prime Mover-level Data
2018 | NC | Dessie Solar Center LLC | 58952 | DESS | PV | OP | NA | SUN |  | 76390 |  |  | EIA Prime Mover-level Data
2018 | NC | Dibrell Farm | 58346 | 1 | PV | OP | NA | SUN |  | 77304 |  |  | EIA Prime Mover-level Data
2018 | NC | Dixon Dairy Road Solar | 58453 | 1 | PV | OP | NA | SUN |  | 61857 |  |  | EIA Prime Mover-level Data
2018 | NC | Dogwood Solar, LLC | 58844 | 1 | PV | OP | NA | SUN |  | 319888 |  |  | EIA Prime Mover-level Data
2018 | NC | Domtar Paper Co LLC Plymouth NC | 50189 | 1CB | ST | RE | WALL | WDS |  | 0 | 0 |  | EIA Unit-level Data | NEI avg EF - PM, fuel type
2018 | NC | Domtar Paper Co LLC Plymouth NC | 50189 | 1HFB | ST | OP | STOKER | WDS |  | 3904833 | 67.5795 | 0.034613 | EIA Unit-level Data | NEI avg EF - PM, fuel type, firing type
2018 | NC | Domtar Paper Co LLC Plymouth NC | 50189 | 2HFB | ST | OP | STOKER | WDS |  | 3209346 | 55.543 | 0.034613 | EIA Unit-level Data | NEI avg EF - PM, fuel type, firing type
2018 | NC | Domtar Paper Co LLC Plymouth NC | 50189 | 5REC | ST | OP | OTHER BOILER | BLQ |  | 10637651 | 1.6542 | 0.000311 | EIA Unit-level Data | Estimated using an emission factor
2018 | NC | Domtar Paper Co LLC Plymouth NC | 50189 | PKG | ST | RE | WALL | WDS |  | 0 | 0 |  | EIA Unit-level Data | NEI avg EF - PM, fuel type
2018 | NC | Downs Farm Solar | 59429 | DOWN1 | PV | OP | NA | SUN |  | 78461 |  |  | EIA Prime Mover-level Data
2018 | NC | Dragstrip Farm | 59102 | 1 | PV | OP | NA | SUN |  | 81132 |  |  | EIA Prime Mover-level Data
2018 | NC | Drexel Operations Center | 56548 | 1 | IC | OP | NA | DFO |  | 688 | 0.10664 | 0.31 | EIA Prime Mover-level Data | Estimated using an emission factor
2018 | NC | DSM Pharmaceuticals | 54887 | GEN1 | GT | SB | NA | NG |  | 7745 | 0.021234 | 0.0054834 | EIA Prime Mover-level Data | NEI avg EF - PM, fuel type, firing type
2018 | NC | DSM Pharmaceuticals | 54887 | GEN2 | IC | SB | NA | DFO |  | 426 | 0.06603 | 0.31 | EIA Prime Mover-level Data | Estimated using an emission factor
2018 | NC | DSM Pharmaceuticals | 54887 | GEN3 | IC | SB | NA | DFO |  | 1564 | 0.24242 | 0.31 | EIA Prime Mover-level Data | Estimated using an emission factor
2018 | NC | DSM Pharmaceuticals | 54887 | GEN4 | IC | SB | NA | DFO |  | 1706 | 0.26443 | 0.31 | EIA Prime Mover-level Data | Estimated using an emission factor
2018 | NC | DSM Pharmaceuticals | 54887 | GEN5 | IC | SB | NA | DFO |  | 1422 | 0.22041 | 0.31 | EIA Prime Mover-level Data | Estimated using an emission factor
2018 | NC | DSM Pharmaceuticals | 54887 | GEN6 | IC | SB | NA | DFO |  | 1706 | 0.26443 | 0.31 | EIA Prime Mover-level Data | Estimated using an emission factor
2018 | NC | DSM Pharmaceuticals | 54887 | GEN7 | IC | SB | NA | DFO |  | 142 | 0.02201 | 0.31 | EIA Prime Mover-level Data | Estimated using an emission factor
2018 | NC | DSM Pharmaceuticals | 54887 | GEN8 | IC | SB | NA | DFO |  | 426 | 0.06603 | 0.31 | EIA Prime Mover-level Data | Estimated using an emission factor
2018 | NC | Duck Solar | 58724 | PV1 | PV | CN | NA | SUN
2018 | NC | Dunn | 59376 | DUNN1 | PV | OP | NA | SUN |  | 32506 |  |  | EIA Prime Mover-level Data
2018 | NC | Duplin Solar I LLC (160 Houston Lane) | 60599 | DPLN | PV | OP | NA | SUN |  | 73454 |  |  | EIA Prime Mover-level Data
2018 | NC | Duplin Solar LLC | 58879 | DF | PV | OP | NA | SUN |  | 80878 |  |  | EIA Prime Mover-level Data
2018 | NC | Durham Solar | 60131 | DURM | PV | OP | NA | SUN |  | 53988 |  |  | EIA Prime Mover-level Data
2018 | NC | E Nash PV1 | 60002 | NASH1 | PV | L | NA | SUN
2018 | NC | Eagle Solar | 60161 | PV1 | PV | L | NA | SUN
2018 | NC | East Wayne Solar LLC | 59189 | 1 | PV | OP | NA | SUN |  | 33454 |  |  | EIA Prime Mover-level Data
2018 | NC | Eastover Farm | 59562 | PV1 | PV | OP | NA | SUN |  | 81588 |  |  | EIA Prime Mover-level Data
2018 | NC | Eastside WWTP | 57606 | 1 | IC | OP | NA | DFO |  | 749 | 0.1161 | 0.31 | EIA Prime Mover-level Data | Estimated using an emission factor
2018 | NC | Eastside WWTP | 57606 | 2 | IC | OP | NA | DFO |  | 749 | 0.1161 | 0.31 | EIA Prime Mover-level Data | Estimated using an emission factor
2018 | NC | Eastside WWTP | 57606 | 3 | IC | OP | NA | DFO |  | 749 | 0.1161 | 0.31 | EIA Prime Mover-level Data | Estimated using an emission factor
2018 | NC | Eastway Solar, LLC | 60829 | PV1 | PV | IP | NA | SUN
2018 | NC | Eden Solar LLC | 59778 | EDENS | PV | OP | NA | SUN |  | 775923 |  |  | EIA Prime Mover-level Data
2018 | NC | Edenton Generators | 7429 | 1 | IC | RE | NA | DFO
2018 | NC | Edenton Generators | 7429 | 2 | IC | OP | NA | DFO |  | 1294 | 0.20057 | 0.31 | EIA Prime Mover-level Data | Estimated using an emission factor
2018 | NC | Edenton Generators | 7429 | 3 | IC | OP | NA | DFO |  | 1294 | 0.20057 | 0.31 | EIA Prime Mover-level Data | Estimated using an emission factor
2018 | NC | Edenton Solar | 61781 | EDE | PV | U | NA | SUN
2018 | NC | Edgecombe Genco, LLC | 10384 | BLR01A | ST | OP | STOKER | BIT | 2,935.0 | 541905 | 0.12 | 0.00044288 | EPA/CAMD | EPA/NEI | 1990
2018 | NC | Edgecombe Genco, LLC | 10384 | BLR01B | ST | OP | STOKER | BIT | 2,280.0 | 410719 | 0.12 | 0.00058434 | EPA/CAMD | EPA/NEI | 1990
2018 | NC | Edgecombe Genco, LLC | 10384 | BLR02A | ST | OP | STOKER | BIT | 1,816.0 | 328680 | 0.25 | 0.0015212 | EPA/CAMD | EPA/NEI | 1990
2018 | NC | Edgecombe Genco, LLC | 10384 | BLR02B | ST | OP | STOKER | BIT | 2,326.0 | 431313 | 0.25 | 0.0011593 | EPA/CAMD | EPA/NEI | 1990
2018 | NC | Eisenhower Solar | 60963 | PV1 | PV | CN | NA | SUN
2018 | NC | Ellerbe | 59042 | GEN 1 | PV | OP | NA | SUN |  | 29186 |  |  | EIA Prime Mover-level Data
2018 | NC | Elliana Solar | 58725 | PV1 | PV | OP | NA | SUN |  | 80002 |  |  | EIA Prime Mover-level Data
2018 | NC | Elm City Solar Facility | 59164 | NSC 1 | PV | OP | NA | SUN |  | 723741 |  |  | EIA Prime Mover-level Data
2018 | NC | Elm Solar, LLC | 60136 | ELM | PV | OP | NA | SUN |  | 84505 |  |  | EIA Prime Mover-level Data
2018 | NC | Enka | 10320 | GE10 | ST | RE | NA | BIT
2018 | NC | Enka | 10320 | GE11 | ST | RE | NA | BIT
2018 | NC | Enka | 10320 | GE12 | ST | RE | NA | BIT
2018 | NC | Enka | 10320 | GEN8 | ST | RE | NA | BIT
2018 | NC | Enka | 10320 | GEN9 | ST | RE | NA | BIT
2018 | NC | Ennis Solar, LLC | 62662 | 22503 | PV | U | NA | SUN
2018 | NC | Erwin Farm | 58859 | 1 | PV | OP | NA | SUN |  | 58098 |  |  | EIA Prime Mover-level Data
2018 | NC | ESA Selma | 59956 | GEN02 | PV | OP | NA | SUN |  | 28082 |  |  | EIA Prime Mover-level Data
2018 | NC | Everett PV1 | 60997 | EVRT1 | PV | L | NA | SUN
2018 | NC | Everetts Wildcat Solar, LLC | 59549 | EVER1 | PV | OP | NA | SUN |  | 97115 |  |  | EIA Prime Mover-level Data
2018 | NC | Exum Farm Solar, LLC | 60400 | FLS1 | PV | OP | NA | SUN |  | 83411 |  |  | EIA Prime Mover-level Data
2018 | NC | Facile Solar | 59406 | SYS1 | PV | OP | NA | SUN |  | 29141 |  |  | EIA Prime Mover-level Data
2018 | NC | Fairmont-FLS 100 | 59052 | GEN 1 | PV | OP | NA | SUN |  | 59312 |  |  | EIA Prime Mover-level Data
2018 | NC | Faison Solar | 59333 | FAIS1 | PV | OP | NA | SUN |  | 24727 |  |  | EIA Prime Mover-level Data
2018 | NC | Falls Hydro | 54895 | YF1 | HY | OP | NA | WAT |  | 416596 |  |  | EIA Prime Mover-level Data
2018 | NC | Falls Hydro | 54895 | YF2 | HY | OP | NA | WAT |  | 518430 |  |  | EIA Prime Mover-level Data
2018 | NC | Falls Hydro | 54895 | YF3 | HY | OP | NA | WAT |  | 518430 |  |  | EIA Prime Mover-level Data
2018 | NC | Farrington Farm | 58318 | 1 | PV | OP | NA | SUN |  | 11298 |  |  | EIA Prime Mover-level Data
2018 | NC | Fern Solar LLC | 62798 | FERN | PV | P | NA | SUN
2018 | NC | First Citizens Bank | 61491 | FCB | PV | OP | NA | SUN |  | 10559 |  |  | EIA Prime Mover-level Data
2018 | NC | Fisher Solar Farm - NC | 61089 | 1 | PV | OP | NA | SUN |  | 81215 |  |  | EIA Prime Mover-level Data
2018 | NC | Five Forks Solar | 59951 | 5FRK | PV | T | NA | SUN
2018 | NC | Flash Solar | 58726 | PV1 | PV | OP | NA | SUN |  | 78331 |  |  | EIA Prime Mover-level Data
2018 | NC | Flat Meeks PV 1 | 59514 | FLAT1 | PV | OP | NA | SUN |  | 39225 |  |  | EIA Prime Mover-level Data
2018 | NC | Flemming Solar Center LLC | 58808 | FSC1 | PV | OP | NA | SUN |  | 79593 |  |  | EIA Prime Mover-level Data
2018 | NC | Flint Hill Solar, LLC | 60370 | FHSPV | PV | OP | NA | SUN |  | 81889 |  |  | EIA Prime Mover-level Data
2018 | NC | Flowers Solar LLC | 62487 | FLOW | PV | TS | NA | SUN
2018 | NC | Floyd Road Solar Farm | 61031 | PV1 | PV | OP | NA | SUN |  | 83866 |  |  | EIA Prime Mover-level Data
2018 | NC | Floyd Solar, LLC | 60147 | FLS1 | PV | OP | NA | SUN |  | 83649 |  |  | EIA Prime Mover-level Data
2018 | NC | FLS Solar 170, LLC | 59552 | FLS1 | PV | OP | NA | SUN |  | 32752 |  |  | EIA Prime Mover-level Data
2018 | NC | FLS Solar 200, LLC | 59551 | FLS1 | PV | OP | NA | SUN |  | 56924 |  |  | EIA Prime Mover-level Data
2018 | NC | FLS Solar 230 (Warren) | 59646 | FLS1 | PV | OP | NA | SUN |  | 78297 |  |  | EIA Prime Mover-level Data
2018 | NC | Fontana Dam | 2779 | 1 | HY | OP | NA | WAT |  | 3336302 |  |  | EIA Prime Mover-level Data
2018 | NC | Fontana Dam | 2779 | 2 | HY | OP | NA | WAT |  | 3818212 |  |  | EIA Prime Mover-level Data
2018 | NC | Fontana Dam | 2779 | 3 | HY | OP | NA | WAT |  | 3336302 |  |  | EIA Prime Mover-level Data
2018 | NC | Fox Creek Solar | 60624 | PV1 | PV | OP | NA | SUN |  | 51653 |  |  | EIA Prime Mover-level Data
2018 | NC | Foxfire Solar Farm | 59563 | PV1 | PV | OP | NA | SUN |  | 86275 |  |  | EIA Prime Mover-level Data
2018 | NC | Franklin (NC) | 2745 | 1 | HY | OP | NA | WAT |  | 16987 |  |  | EIA Prime Mover-level Data
2018 | NC | Franklin (NC) | 2745 | 2 | HY | OP | NA | WAT |  | 16987 |  |  | EIA Prime Mover-level Data
2018 | NC | Franklin Solar 2 | 59579 | PV1 | PV | OP | NA | SUN |  | 33336 |  |  | EIA Prime Mover-level Data
2018 | NC | Franklin Solar, LLC | 58802 | INV1 | PV | OP | NA | SUN |  | 7333 |  |  | EIA Prime Mover-level Data
2018 | NC | Franklin Solar, LLC | 58802 | INV2 | PV | OP | NA | SUN |  | 7333 |  |  | EIA Prime Mover-level Data
2018 | NC | Franklin Solar, LLC | 58802 | INV3 | PV | OP | NA | SUN |  | 7333 |  |  | EIA Prime Mover-level Data
2018 | NC | Franklin Solar, LLC | 58802 | INV4 | PV | OP | NA | SUN |  | 7333 |  |  | EIA Prime Mover-level Data
2018 | NC | Franklinton Solar | 59708 | 5MWPV | PV | OP | NA | SUN |  | 85134 |  |  | EIA Prime Mover-level Data
2018 | NC | Freemont Solar Center LLC | 59912 | FREE | PV | OP | NA | SUN |  | 82127 |  |  | EIA Prime Mover-level Data
2018 | NC | Fremont Farm | 59103 | 1 | PV | OP | NA | SUN |  | 88781 |  |  | EIA Prime Mover-level Data
2018 | NC | Friesian Holdings | 60692 | PV1 | PV | L | NA | SUN
2018 | NC | Future Gen Plant 1 | 7727 | 1 | CC | IP | NA | NG
2018 | NC | Future Gen Plant 2 | 7728 | 1 | CC | IP | NA | NG
2018 | NC | G G Allen | 2718 | 1 | ST | OP | TANGENTIAL | BIT | 805.0 | 905342 | 22.25 | 0.049153 | EPA/CAMD | EPA/NEI | 1957
2018 | NC | G G Allen | 2718 | 2 | ST | OP | TANGENTIAL | BIT | 921.0 | 1066509 | 22.25 | 0.041725 | EPA/CAMD | EPA/NEI | 1957
2018 | NC | G G Allen | 2718 | 3 | ST | OP | TANGENTIAL | BIT | 1,080.0 | 1634672 | 14.19 | 0.017361 | EPA/CAMD | EPA/NEI | 1959
2018 | NC | G G Allen | 2718 | 4 | ST | OP | TANGENTIAL | BIT | 1,192.0 | 1872451 | 14.19 | 0.015157 | EPA/CAMD | EPA/NEI | 1960
2018 | NC | G G Allen | 2718 | 5 | ST | OP | TANGENTIAL | BIT | 2,368.0 | 3849883 | 22.25 | 0.011559 | EPA/CAMD | EPA/NEI | 1961
2018 | NC | Gainey Solar, LLC | 60633 | PV1 | PV | OP | NA | SUN |  | 36199 |  |  | EIA Prime Mover-level Data
2018 | NC | Gamble Solar | 61127 | 12348 | PV | L | NA | SUN
2018 | NC | Garrell Solar Farm | 58866 | 1 | PV | OP | NA | SUN |  | 62331 |  |  | EIA Prime Mover-level Data
2018 | NC | Garysburg Solar | 59641 | 5MWPV | PV | OP | NA | SUN |  | 79665 |  |  | EIA Prime Mover-level Data
2018 | NC | Gaston | 2756 | 1 | HY | OP | NA | WAT |  | 1075678 |  |  | EIA Prime Mover-level Data
2018 | NC | Gaston | 2756 | 2 | HY | OP | NA | WAT |  | 1075678 |  |  | EIA Prime Mover-level Data
2018 | NC | Gaston | 2756 | 3 | HY | OP | NA | WAT |  | 1075678 |  |  | EIA Prime Mover-level Data
2018 | NC | Gaston | 2756 | 4 | HY | OP | NA | WAT |  | 1075678 |  |  | EIA Prime Mover-level Data
2018 | NC | Gaston County Renewable Energy Center | 61758 | GEN1 | IC | OP | NA | LFG |  | 118859 | 0.87361 | 0.0147 | EIA Prime Mover-level Data | Estimated using an emission factor
2018 | NC | Gaston County Renewable Energy Center | 61758 | GEN2 | IC | OP | NA | LFG |  | 118859 | 0.87361 | 0.0147 | EIA Prime Mover-level Data | Estimated using an emission factor
2018 | NC | Gaston County Renewable Energy Center | 61758 | GEN3 | IC | OP | NA | LFG |  | 118859 | 0.87361 | 0.0147 | EIA Prime Mover-level Data | Estimated using an emission factor
2018 | NC | Gaston Memorial Hospital | 57629 | GMH1 | IC | OP | NA | DFO |  | 340 | 0.0527 | 0.31 | EIA Prime Mover-level Data | Estimated using an emission factor
2018 | NC | Gaston Solar | 59642 | 5MWPV | PV | OP | NA | SUN |  | 78588 |  |  | EIA Prime Mover-level Data
2018 | NC | Gaston Solar Power Plant | 62669 | PV1 | PV | T | NA | SUN
2018 | NC | Gastonia Duke Street | 56061 | 1 | IC | RE | NA | DFO
2018 | NC | Gastonia Prime Power Park | 56954 | 1 | IC | OP | NA | DFO |  | 372 | 0.05766 | 0.31 | EIA Prime Mover-level Data | Estimated using an emission factor
2018 | NC | Gastonia Prime Power Park | 56954 | 2 | IC | OP | NA | DFO |  | 372 | 0.05766 | 0.31 | EIA Prime Mover-level Data | Estimated using an emission factor
2018 | NC | Gastonia Prime Power Park | 56954 | 3 | IC | OP | NA | DFO |  | 291 | 0.045105 | 0.31 | EIA Prime Mover-level Data | Estimated using an emission factor
2018 | NC | Gastonia Prime Power Park | 56954 | 4 | IC | OP | NA | DFO |  | 291 | 0.045105 | 0.31 | EIA Prime Mover-level Data | Estimated using an emission factor
2018 | NC | Gastonia Prime Power Park | 56954 | 5 | IC | OP | NA | DFO |  | 291 | 0.045105 | 0.31 | EIA Prime Mover-level Data | Estimated using an emission factor
2018 | NC | Gastonia Prime Power Park | 56954 | 6 | IC | OP | NA | DFO |  | 291 | 0.045105 | 0.31 | EIA Prime Mover-level Data | Estimated using an emission factor
2018 | NC | Gastonia Rankin Lake | 56060 | 1 | IC | RE | NA | DFO
2018 | NC | Gastonia Solar Center | 60359 | 60916 | PV | OP | NA | SUN |  | 1587 |  |  | EIA Prime Mover-level Data
2018 | NC | Gastonia, Tulip Drive | 56262 | DG3 | IC | OP | NA | DFO |  | 494 | 0.07657 | 0.31 | EIA Prime Mover-level Data | Estimated using an emission factor
2018 | NC | Gastonia, Tulip Drive | 56262 | Unit1 | IC | OP | NA | DFO |  | 494 | 0.07657 | 0.31 | EIA Prime Mover-level Data | Estimated using an emission factor
2018 | NC | Gastonia, Tulip Drive | 56262 | Unit2 | IC | OP | NA | DFO |  | 494 | 0.07657 | 0.31 | EIA Prime Mover-level Data | Estimated using an emission factor
2018 | NC | Gates Solar LLC | 58673 | GATES | PV | OP | NA | SUN |  | 86868 |  |  | EIA Prime Mover-level Data
2018 | NC | Germantown Solar, LLC | 60480 | PV1 | PV | OP | NA | SUN |  | 24747 |  |  | EIA Prime Mover-level Data
2018 | NC | GKS Solar | 59426 | GKS1 | PV | OP | NA | SUN |  | 77904 |  |  | EIA Prime Mover-level Data
2018 | NC | Graham Solar Center LLC | 58957 | GRAH | PV | OP | NA | SUN |  | 66398 |  |  | EIA Prime Mover-level Data
2018 | NC | Grandy PV 1 | 59518 | GRAND | PV | P | NA | SUN
2018 | NC | Granite Falls Walmart | 56549 | 1 | IC | OP | NA | DFO |  | 658 | 0.10199 | 0.31 | EIA Prime Mover-level Data | Estimated using an emission factor
2018 | NC | Granville Solar PV Power Project | 58487 | 1 | PV | OP | NA | SUN |  | 42600 |  |  | EIA Prime Mover-level Data
2018 | NC | Green Farm | 59148 | GREEN | PV | OP | NA | SUN |  | 66078 |  |  | EIA Prime Mover-level Data
2018 | NC | Grove Solar | 60181 | PV1 | PV | L | NA | SUN
2018 | NC | Grove Solar, LLC | 62807 | 12083 | PV | L | NA | SUN
2018 | NC | GRS CMS | 55599 | 1 | GT | OP | NA | LFG |  | 406203 | 4.387 | 0.0216 | EIA Prime Mover-level Data | Estimated using an emission factor
2018 | NC | H F Lee Steam Electric Plant | 2709 | 10 | GT | OP | CT | DFO | 304.0 | 429530 | 3.46 | 0.016111 | EPA/CAMD | EPA/NEI | 2000
2018 | NC | H F Lee Steam Electric Plant | 2709 | 11 | GT | OP | CT | DFO | 450.0 | 647750 | 3.46 | 0.010683 | EPA/CAMD | EPA/NEI | 2000
2018 | NC | H F Lee Steam Electric Plant | 2709 | 12 | GT | OP | CT | NG | 823.0 | 1203603 | 7.14 | 0.011864 | EPA/CAMD | EPA/NEI | 2000
2018 | NC | H F Lee Steam Electric Plant | 2709 | 13 | GT | OP | CT | NG | 786.0 | 1099403 | 7.14 | 0.012989 | EPA/CAMD | EPA/NEI | 2000
2018 | NC | H F Lee Steam Electric Plant | 2709 | 14 | GT | OP | CT | NG | 1,295.0 | 1819671 | 5.5 | 0.006045 | EPA/CAMD | EPA/NEI | 2009
2018 | NC | H F Lee Steam Electric Plant | 2709 | 01A | CT | OP | CC | NG | 8,257.0 | 16861477 | 52.27 | 0.0061999 | EPA/CAMD | EPA/NEI | 2012
2018 | NC | H F Lee Steam Electric Plant | 2709 | 01B | CT | OP | CC | NG | 8,336.0 | 17059337 | 52.88 | 0.0061995 | EPA/CAMD | EPA/NEI | 2012
2018 | NC | H F Lee Steam Electric Plant | 2709 | 01C | CT | OP | CC | NG | 8,341.0 | 16730557 | 51.86 | 0.0061994 | EPA/CAMD | EPA/NEI | 2012
2018 | NC | Halifax | 58943 | 1 | PV | OP | NA | SUN |  | 305554 |  |  | EIA Prime Mover-level Data
2018 | NC | Halifax Solar LLC | 60884 | HALFX | PV | P | NA | SUN
2018 | NC | Hanover Solar, LLC | 61877 | HAN01 | PV | OP | NA | SUN |  | 58474 |  |  | EIA Prime Mover-level Data
2018 | NC | Happy Solar | 59512 | PV1 | PV | OP | NA | SUN |  | 66652 |  |  | EIA Prime Mover-level Data
2018 | NC | Hardison Farm Solar, LLC | 60415 | HFSPV | PV | OP | NA | SUN |  | 84196 |  |  | EIA Prime Mover-level Data
2018 | NC | Harrell's Hill Solar Center LLC | 59337 | HHS1 | PV | OP | NA | SUN |  | 81336 |  |  | EIA Prime Mover-level Data
2018 | NC | Harris | 6015 | 1 | ST | OP | NA | NUC |  | 79328975 |  |  | EIA Prime Mover-level Data
2018 | NC | Haw River Hydro | 10258 | 1 | HY | OP | NA | WAT |  | 40946 |  |  | EIA Prime Mover-level Data
2018 | NC | Haw River Hydro | 10258 | 2 | HY | OP | NA | WAT |  | 20473 |  |  | EIA Prime Mover-level Data
2018 | NC | Hawk Solar | 60163 | PV1 | PV | CN | NA | SUN
2018 | NC | Hawkins Solar | 58727 | PV1 | PV | CN | NA | SUN
2018 | NC | Haynes Farm | 58332 | 1 | PV | OP | NA | SUN |  | 73127 |  |  | EIA Prime Mover-level Data
2018 | NC | Haywood Farm Solar, LLC | 61255 | HAY02 | PV | OP | NA | SUN |  | 84633 |  |  | EIA Prime Mover-level Data
2018 | NC | HCE Johnston I, LLC | 60121 | HCEJI | PV | OP | NA | SUN |  | 33190 |  |  | EIA Prime Mover-level Data
2018 | NC | HCE Moore I | 62539 | PGR02 | PV | OP | NA | SUN |  | 27 |  |  | EIA Prime Mover-level Data
2018 | NC | Hector Farm | 60577 | 1 | PV | OP | NA | SUN |  | 84417 |  |  | EIA Prime Mover-level Data
2018 | NC | Heedeh Solar | 60157 | PV1 | PV | OP | NA | SUN |  | 21929 |  |  | EIA Prime Mover-level Data
2018 | NC | Hemlock Solar | 60207 | HEMLK | PV | OP | NA | SUN |  | 90879 |  |  | EIA Prime Mover-level Data
2018 | NC | Hertford Solar Farm | 60384 | HERT | PV | OP | NA | SUN |  | 77940 |  |  | EIA Prime Mover-level Data
2018 | NC | Hew Fulton Farm, LLC | 60778 | 1 | PV | OP | NA | SUN |  | 83958 |  |  | EIA Prime Mover-level Data
2018 | NC | Hickory | 59829 | 5515 | PV | T | NA | SUN
2018 | NC | Higgins Solar | 60166 | PV1 | PV | L | NA | SUN
2018 | NC | High Point, Fairfield | 56059 | 1 | IC | OP | NA | DFO |  | 56 | 0.00868 | 0.31 | EIA Prime Mover-level Data | Estimated using an emission factor
2018 | NC | High Point, Jackson Lake | 56058 | 1 | IC | RE | NA | DFO
2018 | NC | High Point, POLO | 57196 | 1 | IC | OP | NA | DFO |  | 887 | 0.13748 | 0.31 | EIA Prime Mover-level Data | Estimated using an emission factor
2018 | NC | High Point, Pump Station Rd | 56260 | Unit1 | IC | OP | NA | DFO |  | 649 | 0.1006 | 0.31 | EIA Prime Mover-level Data | Estimated using an emission factor
2018 | NC | High Point, Pump Station Rd | 56260 | Unit2 | IC | OP | NA | DFO |  | 649 | 0.1006 | 0.31 | EIA Prime Mover-level Data | Estimated using an emission factor
2018 | NC | High Rock Hydro | 54896 | HR1 | HY | OP | NA | WAT |  | 463908 |  |  | EIA Prime Mover-level Data
2018 | NC | High Rock Hydro | 54896 | HR2 | HY | OP | NA | WAT |  | 463908 |  |  | EIA Prime Mover-level Data
2018 | NC | High Rock Hydro | 54896 | HR3 | HY | OP | NA | WAT |  | 463908 |  |  | EIA Prime Mover-level Data
2018 | NC | High Shoals Hydro (NC) | 10550 | GEN1 | HY | OP | NA | WAT |  | 35195 |  |  | EIA Prime Mover-level Data
2018 | NC | High Shoals PV1 | 59997 | HISHO | PV | L | NA | SUN
2018 | NC | Highland Solar Center LLC | 59163 | HSC 1 | PV | OP | NA | SUN |  | 83838 |  |  | EIA Prime Mover-level Data
2018 | NC | Highwater Solar I | 59487 | HIGHW | PV | OP | NA | SUN |  | 88060 |  |  | EIA Prime Mover-level Data
2018 | NC | Hilly Branch | 60358 | 28941 | PV | CN | NA | SUN
2018 | NC | Hiwassee Dam | 2780 | 1 | HY | OP | NA | WAT |  | 3207823 |  |  | EIA Prime Mover-level Data
2018 | NC | Hiwassee Dam | 2780 | 2 | PS | OP | NA | WAT
2018 | NC | Holstein Plant | 58623 | PV1 | PV | OP | NA | SUN |  | 310258 |  |  | EIA Prime Mover-level Data
2018 | NC | Hood Farm Solar, LLC | 61256 | HOF05 | PV | OP | NA | SUN |  | 84417 |  |  | EIA Prime Mover-level Data
2018 | NC | Hopewell Friends | 61883 | GEN1 | PV | OP | NA | SUN
2018 | NC | Howardtown Farm | 60630 | PV1 | PV | L | NA | SUN
2018 | NC | Howell Midland Farm, LLC | 60312 | 1 | PV | OP | NA | SUN |  | 80913 |  |  | EIA Prime Mover-level Data
2018 | NC | Huntersville Delivery No 2 | 56550 | 1 | IC | OP | NA | DFO |  | 43 | 0.006665 | 0.31 | EIA Prime Mover-level Data | Estimated using an emission factor
2018 | NC | Husky Solar | 59510 | PV1 | PV | OP | NA | SUN |  | 76164 |  |  | EIA Prime Mover-level Data
2018 | NC | Hutchinson Farm | 59564 | PV1 | PV | OP | NA | SUN |  | 62056 |  |  | EIA Prime Mover-level Data
2018 | NC | HXNAir Solar One | 60209 | HXNAI | PV | OP | NA | SUN |  | 2726 |  |  | EIA Prime Mover-level Data
2018 | NC | Icarus Solar | 60169 | PV1 | PV | CN | NA | SUN
2018 | NC | Iga Solar | 60170 | PV1 | PV | L | NA | SUN
2018 | NC | Ingredion Winston Salem | 54618 | 900 | ST | OP | NA | WDS |  | 274427 | 3.1301 | 0.022812 | EIA Prime Mover-level Data | NEI avg EF - PM, fuel type
2018 | NC | Ingredion Winston Salem | 54618 | 7500 | ST | OP | NA | WDS |  | 2286892 | 26.0845 | 0.022812 | EIA Prime Mover-level Data | NEI avg EF - PM, fuel type
2018 | NC | Innovative Solar 10 | 60050 | FLS1 | PV | OP | NA | SUN |  | 23005 |  |  | EIA Prime Mover-level Data
2018 | NC | Innovative Solar 14, LLC | 59553 | FLS1 | PV | OP | NA | SUN |  | 31722 |  |  | EIA Prime Mover-level Data
2018 | NC | Innovative Solar 15, LLC | 59554 | FLS1 | PV | OP | NA | SUN |  | 30145 |  |  | EIA Prime Mover-level Data
2018 | NC | Innovative Solar 16 | 60055 | FLS1 | PV | OP | NA | SUN |  | 25111 |  |  | EIA Prime Mover-level Data
2018 | NC | Innovative Solar 18, LLC | 60051 | FLS1 | PV | OP | NA | SUN |  | 34777 |  |  | EIA Prime Mover-level Data
2018 | NC | Innovative Solar 23 | 59670 | IS023 | PV | OP | NA | SUN |  | 34111 |  |  | EIA Prime Mover-level Data
2018 | NC | Innovative Solar 26, LLC | 60052 | FLS1 | PV | OP | NA | SUN |  | 33190 |  |  | EIA Prime Mover-level Data
2018 | NC | Innovative Solar 31 | 60540 | IS031 | PV | OP | NA | SUN |  | 573861 |  |  | EIA Prime Mover-level Data
2018 | NC | Innovative Solar 35, LLC | 61258 | ISS35 | PV | OP | NA | SUN |  | 33846 |  |  | EIA Prime Mover-level Data
2018 | NC | Innovative Solar 37 | 59665 | IS037 | PV | OP | NA | SUN |  | 1404365 |  |  | EIA Prime Mover-level Data
2018 | NC | Innovative Solar 42 | 60539 | IS042 | PV | OP | NA | SUN |  | 1215905 |  |  | EIA Prime Mover-level Data
2018 | NC | Innovative Solar 43, LLC | 60149 | FLS1 | PV | OP | NA | SUN |  | 633308 |  |  | EIA Prime Mover-level Data
2018 | NC | Innovative Solar 44 | 59675 | IS044 | PV | OP | NA | SUN |  | 75897 |  |  | EIA Prime Mover-level Data
2018 | NC | Innovative Solar 46 | 59671 | IS046 | PV | OP | NA | SUN |  | 1333814 |  |  | EIA Prime Mover-level Data
2018 | NC | Innovative Solar 47 | 59666 | IS047 | PV | OP | NA | SUN |  | 663336 |  |  | EIA Prime Mover-level Data
2018 | NC | Innovative Solar 48 | 59667 | IS048 | PV | OP | NA | SUN |  | 79426 |  |  | EIA Prime Mover-level Data
2018 | NC | Innovative Solar 54 | 59669 | IS054 | PV | OP | NA | SUN |  | 6747 |  |  | EIA Prime Mover-level Data
2018 | NC | Innovative Solar 55 | 59676 | IS044 | PV | OP | NA | SUN |  | 38379 |  |  | EIA Prime Mover-level Data
2018 | NC | Innovative Solar 59, LLC | 61259 | ISS59 | PV | OP | NA | SUN |  | 34794 |  |  | EIA Prime Mover-level Data
2018 | NC | Innovative Solar 6 | 59542 | IS6 | PV | OP | NA | SUN |  | 51645 |  |  | EIA Prime Mover-level Data
2018 | NC | Innovative Solar 60, LLC | 61260 | ISS60 | PV | OP | NA | SUN |  | 35841 |  |  | EIA Prime Mover-level Data
2018 | NC | Innovative Solar 63, LLC | 60053 | FLS1 | PV | OP | NA | SUN |  | 77714 |  |  | EIA Prime Mover-level Data
2018 | NC | Innovative Solar 64 | 59677 | IS064 | PV | OP | NA | SUN |  | 79190 |  |  | EIA Prime Mover-level Data
2018 | NC | Innovative Solar 65 | 60398 | FLS1 | PV | OP | NA | SUN |  | 82326 |  |  | EIA Prime Mover-level Data
2018 | NC | Innovative Solar 67 | 59678 | IS067 | PV | OP | NA | SUN |  | 2024 |  |  | EIA Prime Mover-level Data
2018 | NC | International Paper Co. - New Bern Mill | 50188 | PB1 | ST | OP | NA | NG |  | 346425 | 1.3948 | 0.0080524 | EIA Unit-level Data | NEI avg EF - PM, fuel type
2018 | NC | International Paper Co. - New Bern Mill | 50188 | PB2 | ST | OP | NA | NG |  | 453094 | 1.8243 | 0.0080524 | EIA Unit-level Data | NEI avg EF - PM, fuel type
2018 | NC | International Paper Co. - New Bern Mill | 50188 | RB | ST | OP | NA | BLQ |  | 7842468 | 0.12195 | 3.11e-05 | EIA Unit-level Data | Estimated using an emission factor
2018 | NC | International Paper Riegelwood Mill | 54656 | PB1 | ST | RE | NA | WDS |  | 0 | 0 |  | EIA Unit-level Data | NEI avg EF - PM, fuel type
2018 | NC | International Paper Riegelwood Mill | 54656 | PB2 | ST | OP | NA | NG |  | 911866 | 3.6714 | 0.0080524 | EIA Unit-level Data | NEI avg EF - PM, fuel type
2018 | NC | International Paper Riegelwood Mill | 54656 | PB5 | ST | OP | NA | NG |  | 462453 | 1.8619 | 0.0080524 | EIA Unit-level Data | NEI avg EF - PM, fuel type
2018 | NC | International Paper Riegelwood Mill | 54656 | RB4 | ST | OP | NA | BLQ |  | 2713887 | 0.33761 | 0.0002488 | EIA Unit-level Data | Estimated using an emission factor
2018 | NC | International Paper Riegelwood Mill | 54656 | RB5 | ST | OP | NA | BLQ |  | 11833250 | 1.4721 | 0.0002488 | EIA Unit-level Data | Estimated using an emission factor
2018 | NC | Iredell County LFG Facility | 56962 | 1 | IC | OP | NA | LFG |  | 125628 | 0.92337 | 0.0147 | EIA Prime Mover-level Data | Estimated using an emission factor
2018 | NC | Iredell County LFG Facility | 56962 | 2 | IC | OP | NA | LFG |  | 125628 | 0.92337 | 0.0147 | EIA Prime Mover-level Data | Estimated using an emission factor
2018 | NC | Island Grove Solar | 61531 | GEN1 | PV | IP | NA | SUN
2018 | NC | Ivy River Hydro | 50890 | GEN1 | HY | OS | NA | WAT
2018 | NC | Ivy River Hydro | 50890 | GEN2 | HY | OS | NA | WAT
2018 | NC | Ivy River Hydro | 50890 | GEN3 | HY | OS | NA | WAT
2018 | NC | Ivy River Hydro | 50890 | GEN4 | HY | OS | NA | WAT
2018 | NC | Ivy River Hydro | 50890 | GEN5 | HY | OS | NA | WAT
2018 | NC | Ivy River Hydro | 50890 | GEN6 | HY | OS | NA | WAT
2018 | NC | Izia Solar | 60141 | PV1 | PV | L | NA | SUN
2018 | NC | Jackson Solar Farm | 61292 | JAKSN | PV | OP | NA | SUN |  | 153447 |  |  | EIA Prime Mover-level Data
2018 | NC | Jacob Solar | 59503 | PV1 | PV | OP | NA | SUN |  | 80576 |  |  | EIA Prime Mover-level Data
2018 | NC | Jakana Solar | 59170 | 5MWPV | PV | OP | NA | SUN |  | 81623 |  |  | EIA Prime Mover-level Data
2018 | NC | Jamesville Road Solar, LLC | 62329 | JMVLR | PV | U | NA | SUN
2018 | NC | Jersey Holdings | 60784 | PV1 | PV | OP | NA | SUN |  | 86729 |  |  | EIA Prime Mover-level Data
2018 | NC | Jester Solar | 60290 | PV1 | PV | IP | NA | SUN
2018 | NC | Jordan Hydroelectric Project | 58390 | EMOD | HY | OP | NA | WAT |  | 46972 |  |  | EIA Prime Mover-level Data
2018 | NC | Jordan Hydroelectric Project | 58390 | WMOD | HY | OP | NA | WAT |  | 46972 |  |  | EIA Prime Mover-level Data
2018 | NC | Jordan Solar | 60164 | PV1 | PV | CN | NA | SUN
2018 | NC | June Solar | 60158 | PV1 | PV | CN | NA | SUN
2018 | NC | KapStone Kraft Paper Corp | 50254 | 1PB | ST | OP | NA | BIT |  | 3075554 | 68.4108 | 0.044487 | EIA Unit-level Data | NEI avg EF - PM, fuel type
2018 | NC | KapStone Kraft Paper Corp | 50254 | 4PB | ST | OP | NA | NG |  | 485937 | 1.9565 | 0.0080524 | EIA Unit-level Data | NEI avg EF - PM, fuel type
2018 | NC | KapStone Kraft Paper Corp | 50254 | 7RB | ST | OP | NA | BLQ |  | 7265510 | 2.2596 | 0.000622 | EIA Unit-level Data | Estimated using an emission factor
2018 | NC | Katherine Solar | 58728 | PV1 | PV | CN | NA | SUN
2018 | NC | Kathleen Solar | 60180 | PV1 | PV | OP | NA | SUN |  | 7422 |  |  | EIA Prime Mover-level Data
2018 | NC | Keen Farm | 59565 | PV1 | PV | OP | NA | SUN |  | 82289 |  |  | EIA Prime Mover-level Data
2018 | NC | Kelford | 59796 | FLS1 | PV | OP | NA | SUN |  | 69608 |  |  | EIA Prime Mover-level Data
2018 | NC | Kelford | 59527 | KELF1 | PV | OP | NA | SUN |  | 391690 |  |  | EIA Prime Mover-level Data
2018 | NC | Kelly Solar, LLC | 61219 | KELLY | PV | OP | NA | SUN |  | 30290 |  |  | EIA Prime Mover-level Data
2018 | NC | Kenansville | 59051 | GEN 1 | PV | OP | NA | SUN |  | 31704 |  |  | EIA Prime Mover-level Data
2018 | NC | Kenansville Solar 2, LLC | 58803 | INV1 | PV | OP | NA | SUN |  | 32015 |  |  | EIA Prime Mover-level Data
2018 | NC | Kenansville Solar Farm, LLC | 58840 | INV1 | PV | OP | NA | SUN |  | 7486 |  |  | EIA Prime Mover-level Data
2018 | NC | Kenansville Solar Farm, LLC | 58840 | INV2 | PV | OP | NA | SUN |  | 7486 |  |  | EIA Prime Mover-level Data
2018 | NC | Kenansville Solar Farm, LLC | 58840 | INV3 | PV | OP | NA | SUN |  | 7486 |  |  | EIA Prime Mover-level Data
2018 | NC | Kenansville Solar Farm, LLC | 58840 | INV4 | PV | OP | NA | SUN |  | 7486 |  |  | EIA Prime Mover-level Data
2018 | NC | Kenansville Solar Farm, LLC | 58840 | INV5 | PV | OP | NA | SUN |  | 7486 |  |  | EIA Prime Mover-level Data
2018 | NC | Kenansville Solar Farm, LLC | 58840 | INV6 | PV | OP | NA | SUN |  | 7486 |  |  | EIA Prime Mover-level Data
2018 | NC | Kenansville Solar Farm, LLC | 58840 | INV7 | PV | OP | NA | SUN |  | 7486 |  |  | EIA Prime Mover-level Data
2018 | NC | Kenansville Solar Farm, LLC | 58840 | INV8 | PV | OP | NA | SUN |  | 7486 |  |  | EIA Prime Mover-level Data
2018 | NC | Kenansville Solar Farm, LLC | 58840 | INV9 | PV | OP | NA | SUN |  | 7486 |  |  | EIA Prime Mover-level Data
2018 | NC | Kennedy Solar, LLC | 60397 | FLS1 | PV | OP | NA | SUN |  | 83266 |  |  | EIA Prime Mover-level Data
2018 | NC | Kenneth Solar | 59507 | PV1 | PV | OP | NA | SUN |  | 43949 |  |  | EIA Prime Mover-level Data
2018 | NC | Kings Mountain Energy Center | 59325 | ES-1 | CT | OP | CC | NG | 2,695.0 | 6744474 | 19.412 | 0.0057564 | EPA/CAMD | NEI avg EF - PM, fuel type, firing type | 2018
2018 | NC | Kinston | 59125 | 1 | PV | OP | NA | SUN |  | 33372 |  |  | EIA Prime Mover-level Data
2018 | NC | Kinston Davis Farm | 61090 | 1 | PV | OP | NA | SUN |  | 80092 |  |  | EIA Prime Mover-level Data
2018 | NC | Kinston Solar | 59832 | FLS1 | PV | OP | NA | SUN |  | 80649 |  |  | EIA Prime Mover-level Data
2018 | NC | Kirkwall Holdings | 58791 | PV1 | PV | OP | NA | SUN |  | 83838 |  |  | EIA Prime Mover-level Data
2018 | NC | Kitty Hawk | 2757 | GT1 | GT | RE | NA | DFO
2018 | NC | Kitty Hawk | 2757 | GT2 | GT | RE | NA | DFO
2018 | NC | Kojak Farm | 60578 | 1 | PV | OP | NA | SUN |  | 80466 |  |  | EIA Prime Mover-level Data
2018 | NC | L V Sutton | 2713 | 4 | GT | OP | CT | NG | 2,907.0 | 1244555 | 12.16 | 0.019541 | EPA/CAMD | EPA/NEI | 2017
2018 | NC | L V Sutton | 2713 | 5 | GT | OP | CT | NG | 2,525.0 | 993861 | 9.7 | 0.01952 | EPA/CAMD | EPA/NEI | 2017
2018 | NC | L V Sutton | 2713 | 01A | CT | OP | CC | NG | 6,383.0 | 12484918 | 58.69 | 0.0094017 | EPA/CAMD | EPA/NEI | 2013
2018 | NC | L V Sutton | 2713 | 01B | CT | OP | CC | NG | 6,375.0 | 12638020 | 59.41 | 0.0094018 | EPA/CAMD | EPA/NEI | 2013
2018 | NC | Lafayette Solar I, LLC | 60105 | LAF | PV | OP | NA | SUN |  | 30453 |  |  | EIA Prime Mover-level Data
2018 | NC | Lake Lure | 2773 | 1 | HY | OP | NA | WAT |  | 31993 |  |  | EIA Prime Mover-level Data
2018 | NC | Lake Lure | 2773 | 2 | HY | OP | NA | WAT |  | 63986 |  |  | EIA Prime Mover-level Data
2018 | NC | Lake Solar Center LLC | 59161 | LSC 1 | PV | IP | NA | SUN
2018 | NC | Landis Delivery No 2 | 56551 | 1 | IC | OP | NA | DFO |  | 62 | 0.00961 | 0.31 | EIA Prime Mover-level Data | Estimated using an emission factor
2018 | NC | Lane Solar | 62104 | PGRF2 | PV | OP | NA | SUN |  | 19129 |  |  | EIA Prime Mover-level Data
2018 | NC | Langdon Solar Farm, LLC | 60538 | 1 | PV | OP | NA | SUN |  | 81615 |  |  | EIA Prime Mover-level Data
2018 | NC | Langley PV1 | 59158 | LNG1 | PV | OP | NA | SUN |  | 88481 |  |  | EIA Prime Mover-level Data
2018 | NC | Lanier Solar | 59486 | LANIE | PV | OP | NA | SUN |  | 83940 |  |  | EIA Prime Mover-level Data
2018 | NC | Laurinburg Farm | 61091 | 1 | PV | OP | NA | SUN |  | 85044 |  |  | EIA Prime Mover-level Data
2018 | NC | Laurinburg Solar | 59833 | FLS1 | PV | OP | NA | SUN |  | 82553 |  |  | EIA Prime Mover-level Data
2018 | NC | Laurinburg Solar, LLC (Heelstone) | 60200 | LAUR | PV | OP | NA | SUN |  | 36454 |  |  | EIA Prime Mover-level Data
2018 | NC | Leggett Solar, LLC | 60783 | 1 | PV | OP | NA | SUN |  | 90432 |  |  | EIA Prime Mover-level Data
2018 | NC | Lenoir Farm | 58333 | 1 | PV | OP | NA | SUN |  | 76117 |  |  | EIA Prime Mover-level Data
2018 | NC | Lenoir Farm 2 | 58334 | 1 | PV | OP | NA | SUN |  | 73793 |  |  | EIA Prime Mover-level Data
2018 | NC | Lewiston Solar | 59174 | 5MWPV | PV | OP | NA | SUN |  | 81422 |  |  | EIA Prime Mover-level Data
2018 | NC | Lexington | 56261 | Unit1 | IC | OP | NA | DFO |  | 49 | 0.007595 | 0.31 | EIA Prime Mover-level Data | Estimated using an emission factor
2018 | NC | Lexington | 56261 | Unit2 | IC | OP | NA | DFO |  | 49 | 0.007595 | 0.31 | EIA Prime Mover-level Data | Estimated using an emission factor
2018 | NC | Lexington Health Center | 56067 | 1 | IC | OP | NA | DFO |  | 56 | 0.00868 | 0.31 | EIA Prime Mover-level Data | Estimated using an emission factor
2018 | NC | Lexington Hickory Street | 56066 | 1 | IC | RE | NA | DFO
2018 | NC | Lillington Solar | 59921 | 5MWPV | PV | OP | NA | SUN |  | 69625 |  |  | EIA Prime Mover-level Data
2018 | NC | Lincoln | 7277 | 1 | GT | OP | CT | DFO | 140.0 | 96344 | 5.5 | 0.11417 | EPA/CAMD | EPA/NEI | 1995
2018 | NC | Lincoln | 7277 | 2 | GT | OP | CT | DFO | 151.0 | 104721 | 5.5 | 0.10504 | EPA/CAMD | EPA/NEI | 1995
2018 | NC | Lincoln | 7277 | 3 | GT | OP | CT | DFO | 73.0 | 50219 | 5.5 | 0.21904 | EPA/CAMD | EPA/NEI | 1995
2018 | NC | Lincoln | 7277 | 4 | GT | OP | CT | DFO | 129.0 | 94639 | 5.5 | 0.11623 | EPA/CAMD | EPA/NEI | 1995
2018 | NC | Lincoln | 7277 | 5 | GT | OP | CT | DFO | 116.0 | 73976 | 5.5 | 0.1487 | EPA/CAMD | EPA/NEI | 1995
2018 | NC | Lincoln | 7277 | 6 | GT | OP | CT | DFO | 99.0 | 70619 | 5.5 | 0.15577 | EPA/CAMD | EPA/NEI | 1995
2018 | NC | Lincoln | 7277 | 7 | GT | OP | CT | DFO | 118.0 | 86771 | 5.5 | 0.12677 | EPA/CAMD | EPA/NEI | 1995
2018 | NC | Lincoln | 7277 | 8 | GT | OP | CT | DFO | 94.0 | 57697 | 5.5 | 0.19065 | EPA/CAMD | EPA/NEI | 1995
2018 | NC | Lincoln | 7277 | 9 | GT | OP | CT | DFO | 71.0 | 48323 | 5.5 | 0.22763 | EPA/CAMD | EPA/NEI | 1995
2018 | NC | Lincoln | 7277 | 10 | GT | OP | CT | DFO | 70.0 | 56132 | 5.5 | 0.19597 | EPA/CAMD | EPA/NEI | 1995
2018 | NC | Lincoln | 7277 | 11 | GT | OP | CT | DFO | 82.0 | 56093 | 5.5 | 0.1961 | EPA/CAMD | EPA/NEI | 1995
2018 | NC | Lincoln | 7277 | 12 | GT | OP | CT | DFO | 63.0 | 45299 | 5.5 | 0.24283 | EPA/CAMD | EPA/NEI | 1995
2018 | NC | Lincoln | 7277 | 13 | GT | OP | CT | DFO | 64.0 | 47998 | 5.5 | 0.22918 | EPA/CAMD | EPA/NEI | 1996
2018 | NC | Lincoln | 7277 | 14 | GT | OP | CT | DFO | 100.0 | 68247 | 5.5 | 0.16118 | EPA/CAMD | EPA/NEI | 1996
2018 | NC | Lincoln | 7277 | 15 | GT | OP | CT | DFO | 104.0 | 74386 | 5.5 | 0.14788 | EPA/CAMD | EPA/NEI | 1996
2018 | NC | Lincoln | 7277 | 16 | GT | OP | CT | DFO | 110.0 | 73145 | 5.5 | 0.15039 | EPA/CAMD | EPA/NEI | 1996
2018 | NC | Lincoln Solar, LLC (NC) | 60399 | FLS1 | PV | OP | NA | SUN |  | 85481 |  |  | EIA Prime Mover-level Data
2018 | NC | Lincolnton High School | 56341 | 1 | IC | OP | NA | DFO |  | 707 | 0.10958 | 0.31 | EIA Prime Mover-level Data | Estimated using an emission factor
2018 | NC | Little River PV 1 | 59521 | LTLRV | PV | OP | NA | SUN |  | 77246 |  |  | EIA Prime Mover-level Data
2018 | NC | Littlefield Solar Center LLC | 58809 | LSC1 | PV | OP | NA | SUN |  | 78523 |  |  | EIA Prime Mover-level Data
2018 | NC | Lockville Hydropower | 10051 | GEN1 | HY | OP | NA | WAT |  | 1546 |  |  | EIA Prime Mover-level Data
2018 | NC | Lockville Hydropower | 10051 | GEN2 | HY | OP | NA | WAT |  | 1546 |  |  | EIA Prime Mover-level Data
2018 | NC | Long Creek Waste Water Plant | 57630 | ES1 | IC | OP | NA | DFO |  | 667 | 0.10339 | 0.31 | EIA Prime Mover-level Data | Estimated using an emission factor
2018 | NC | Long Creek Waste Water Plant | 57630 | ES2 | IC | OP | NA | DFO |  | 667 | 0.10339 | 0.31 | EIA Prime Mover-level Data | Estimated using an emission factor
2018 | NC | Long Creek Waste Water Plant | 57630 | ES3 | IC | OP | NA | DFO |  | 667 | 0.10339 | 0.31 | EIA Prime Mover-level Data | Estimated using an emission factor
2018 | NC | Long Farm 46 Solar, LLC | 60208 | PV1 | PV | OP | NA | SUN |  | 70893 |  |  | EIA Prime Mover-level Data
2018 | NC | Long Henry Solar | 61347 | GEN1 | PV | OP | NA | SUN |  | 35814 |  |  | EIA Prime Mover-level Data
2018 | NC | Longleaf Solar | 60173 | PV1 | PV | CN | NA | SUN
2018 | NC | Lookout Shoals | 2726 | 1 | HY | OP | NA | WAT |  | 495189 |  |  | EIA Prime Mover-level Data
2018 | NC | Lookout Shoals | 2726 | 2 | HY | OP | NA | WAT |  | 495189 |  |  | EIA Prime Mover-level Data
2018 | NC | Lookout Shoals | 2726 | 3 | HY | OP | NA | WAT |  | 495189 |  |  | EIA Prime Mover-level Data
2018 | NC | Lux Solar, LLC | 61284 | GEN1 | PV | OP | NA | SUN |  | 35917 |  |  | EIA Prime Mover-level Data
2018 | NC | Maiden Community Center | 56342 | 1 | IC | OP | NA | DFO |  | 732 | 0.11346 | 0.31 | EIA Prime Mover-level Data | Estimated using an emission factor
2018 | NC | Maiden Creek Solar Power Plant | 62668 | PV1 | PV | T | NA | SUN
2018 | NC | Maiden Finger Street | 56065 | 1 | IC | RE | NA | DFO
2018 | NC | Manning PV 1 | 59520 | MANN | PV | OP | NA | SUN |  | 3939 |  |  | EIA Prime Mover-level Data
2018 | NC | Manway Solar Farm | 59575 | PV1 | PV | OP | NA | SUN |  | 72315 |  |  | EIA Prime Mover-level Data
2018 | NC | Mariposa Solar Center LLC | 59162 | MSC 1 | PV | OP | NA | SUN |  | 84513 |  |  | EIA Prime Mover-level Data
2018 | NC | Market Farm | 59105 | 1 | PV | OP | NA | SUN |  | 75888 |  |  | EIA Prime Mover-level Data
2018 | NC | Marshall | 2727 | 1 | ST | OP | TANGENTIAL | BIT | 3,850.0 | 9992329 | 44.22 | 0.0088508 | EPA/CAMD | EPA/NEI | 1965
2018 | NC | Marshall | 2727 | 2 | ST | OP | TANGENTIAL | BIT | 2,813.0 | 7103220 | 44.22 | 0.012451 | EPA/CAMD | EPA/NEI | 1966
2018 | NC | Marshall | 2727 | 3 | ST | OP | TANGENTIAL | BIT | 7,105.0 | 32038167 | 106.22 | 0.0066308 | EPA/CAMD | EPA/NEI | 1969
2018 | NC | Marshall | 2727 | 4 | ST | OP | TANGENTIAL | BIT | 7,395.0 | 35697382 | 115.11 | 0.0064492 | EPA/CAMD | EPA/NEI | 1970
2018 | NC | Marshall Dam | 2710 | HC1 | HY | OP | NA | WAT |  | 3702 |  |  | EIA Prime Mover-level Data
2018 | NC | Marshall Dam | 2710 | HC2 | HY | OP | NA | WAT |  | 3702 |  |  | EIA Prime Mover-level Data
2018 | NC | Marshville Farm | 58335 | 1 | PV | OP | NA | SUN |  | 63836 |  |  | EIA Prime Mover-level Data
2018 | NC | Martin Creek Farm LLC | 59124 | 1 | PV | OP | NA | SUN |  | 48189 |  |  | EIA Prime Mover-level Data
2018 | NC | Martins Creek Solar NC, LLC | 57461 | 1 | PV | OP | NA | SUN |  | 10441 |  |  | EIA Prime Mover-level Data
2018 | NC | Mason Solar Center LLC | 59165 | MSC 1 | PV | IP | NA | SUN
2018 | NC | Maxton Solar, LLC | 60416 | MSPV | PV | OP | NA | SUN |  | 85682 |  |  | EIA Prime Mover-level Data
2018 | NC | Mayberry Solar LLC | 57321 | 1PV | PV | OP | NA | SUN |  | 13093 |  |  | EIA Prime Mover-level Data
2018 | NC | Mayo | 6250 | 1A | ST | OP | WALL | BIT | 5,200.0 | 10369329 | 145.17 | 0.028 | EPA/CAMD | EPA/NEI | 1982
2018 | NC | Mayo | 6250 | 1B | ST | OP | WALL | BIT | 5,200.0 | 8196315 | 145.17 | 0.035423 | EPA/CAMD | EPA/NEI | 1982
2018 | NC | MC1 Solar | 60395 | MC1PV | PV | OP | NA | SUN |  | 82226 |  |  | EIA Prime Mover-level Data
2018 | NC | McCallum Farm | 58350 | 1 | PV | OP | NA | SUN |  | 77257 |  |  | EIA Prime Mover-level Data
2018 | NC | McCaskey Solar Farm, LLC | 58804 | INV1 | PV | IP | NA | SUN
2018 | NC | McCaskey Solar Farm, LLC | 58804 | INV2 | PV | IP | NA | SUN
2018 | NC | McCaskey Solar Farm, LLC | 58804 | INV3 | PV | IP | NA | SUN
2018 | NC | McCaskey Solar Farm, LLC | 58804 | INV4 | PV | IP | NA | SUN
2018 | NC | McCaskey Solar Farm, LLC | 58804 | INV5 | PV | IP | NA | SUN
2018 | NC | McCaskey Solar Farm, LLC | 58804 | INV6 | PV | IP | NA | SUN
2018 | NC | McCaskey Solar Farm, LLC | 58804 | INV7 | PV | IP | NA | SUN
2018 | NC | McCaskey Solar Farm, LLC | 58804 | INV8 | PV | IP | NA | SUN
2018 | NC | McGoogan Farm, LLC | 60779 | 1 | PV | OP | NA | SUN |  | 85865 |  |  | EIA Prime Mover-level Data
2018 | NC | McGrigor Farm Solar | 60440 | PV1 | PV | T | NA | SUN
2018 | NC | McGuire | 6038 | 1 | ST | OP | NA | NUC |  | 108302320 |  |  | EIA Prime Mover-level Data
2018 | NC | McGuire | 6038 | 2 | ST | OP | NA | NUC |  | 99348625 |  |  | EIA Prime Mover-level Data
2018 | NC | McKenzie Farm | 58853 | 1 | PV | OP | NA | SUN |  | 73820 |  |  | EIA Prime Mover-level Data
2018 | NC | McLean Homestead | 60020 | PV1 | PV | L | NA | SUN
2018 | NC | Meadowbrook Solar Farm | 59936 | NB008 | PV | OP | NA | SUN |  | 82964 |  |  | EIA Prime Mover-level Data
2018 | NC | Meadows PV 1 | 59513 | MEAD1 | PV | OP | NA | SUN |  | 312584 |  |  | EIA Prime Mover-level Data
2018 | NC | Melinda Solar | 59502 | PV1 | PV | OP | NA | SUN |  | 75214 |  |  | EIA Prime Mover-level Data
2018 | NC | Meriwether Farm | 60579 | 1 | PV | OP | NA | SUN |  | 83903 |  |  | EIA Prime Mover-level Data
2018 | NC | Metropolitan Sewerage District | 10181 | GEN1 | HY | SB | NA | WAT |  | 24558 |  |  | EIA Prime Mover-level Data
2018 | NC | Metropolitan Sewerage District | 10181 | GEN2 | HY | OP | NA | WAT |  | 24558 |  |  | EIA Prime Mover-level Data
2018 | NC | Metropolitan Sewerage District | 10181 | GEN3 | HY | OP | NA | WAT |  | 24558 |  |  | EIA Prime Mover-level Data
2018 | NC | Mile Farm | 58336 | 1 | PV | OP | NA | SUN |  | 77019 |  |  | EIA Prime Mover-level Data
2018 | NC | Mill Pond Solar Farm, LLC | 61196 | MILLL | PV | OP | NA | SUN |  | 74841 |  |  | EIA Prime Mover-level Data
2018 | NC | Mill Pond Solar, LLC | 62328 | MLLPD | PV | U | NA | SUN
2018 | NC | MILL SOLAR 1 | 61160 | MILL1 | PV | OP | NA | SUN |  | 11334 |  |  | EIA Prime Mover-level Data
2018 | NC | Millikan Farm | 59576 | GEN1 | PV | OP | NA | SUN |  | 85819 |  |  | EIA Prime Mover-level Data
2018 | NC | Mills Anson Farm | 61093 | 1 | PV | OP | NA | SUN |  | 79119 |  |  | EIA Prime Mover-level Data
2018 | NC | Milo Solar | 58739 | PV1 | PV | OP | NA | SUN |  | 48063 |  |  | EIA Prime Mover-level Data
2018 | NC | Minnie Solar | 58740 | PV1 | PV | OP | NA | SUN |  | 45435 |  |  | EIA Prime Mover-level Data
2018 | NC | Misenheimer Farm | 59577 | PV1 | PV | OP | NA | SUN |  | 77047 |  |  | EIA Prime Mover-level Data
2018 | NC | Mission | 2746 | 1 | HY | OP | NA | WAT |  | 16376 |  |  | EIA Prime Mover-level Data
2018 | NC | Mission | 2746 | 2 | HY | OP | NA | WAT |  | 16376 |  |  | EIA Prime Mover-level Data
2018 | NC | Mission | 2746 | 3 | HY | OP | NA | WAT |  | 16376 |  |  | EIA Prime Mover-level Data
2018 | NC | Mocksville Farm | 58313 | 1 | PV | OP | NA | SUN |  | 79235 |  |  | EIA Prime Mover-level Data
2018 | NC | Mocksville Solar | 59570 | PV1 | PV | OP | NA | SUN |  | 234597 |  |  | EIA Prime Mover-level Data
2018 | NC | Modlin Solar Farm | 60417 | MSFPV | PV | OP | NA | SUN |  | 84714 |  |  | EIA Prime Mover-level Data
2018 | NC | Moncure Farm LLC | 59123 | 1 | PV | OP | NA | SUN |  | 53697 |  |  | EIA Prime Mover-level Data
2018 | NC | Monroe Generating Station | 57505 | 1 | GT | OP | NA | NG |  | 36190 | 0.099222 | 0.0054834 | EIA Prime Mover-level Data | NEI avg EF - PM, fuel type, firing type
2018 | NC | Monroe Generating Station | 57505 | 2 | GT | OP | NA | NG |  | 36190 | 0.099222 | 0.0054834 | EIA Prime Mover-level Data | NEI avg EF - PM, fuel type, firing type
2018 | NC | Monroe Middle School | 56343 | 1 | IC | OP | NA | DFO |  | 751 | 0.1164 | 0.31 | EIA Prime Mover-level Data | Estimated using an emission factor
2018 | NC | Monroe Moore Farm | 59578 | PV1 | PV | OP | NA | SUN |  | 79819 |  |  | EIA Prime Mover-level Data
2018 | NC | Monroe Solar Facility | 60383 | MONPV | PV | OP | NA | SUN |  | 848521 |  |  | EIA Prime Mover-level Data
2018 | NC | Montgomery Solar LLC | 58649 | 1 | PV | OP | NA | SUN |  | 348298 |  |  | EIA Prime Mover-level Data
2018 | NC | Moore Solar Farm | 58337 | 1 | PV | OP | NA | SUN |  | 73208 |  |  | EIA Prime Mover-level Data
2018 | NC | Moorings Farm | 58338 | 1 | PV | OP | NA | SUN |  | 70665 |  |  | EIA Prime Mover-level Data
2018 | NC | Moorings Farm 2 | 61405 | 1 | PV | OP | NA | SUN |  | 86502 |  |  | EIA Prime Mover-level Data
2018 | NC | Morehead | 2711 | GT1 | GT | RE | NA | DFO
2018 | NC | Morgan Farm, LLC | 60133 | MOR | PV | OP | NA | SUN |  | 85538 |  |  | EIA Prime Mover-level Data
2018 | NC | Morgan's Corner | 60422 | 1 | PV | OP | NA | SUN |  | 254045 |  |  | EIA Prime Mover-level Data
2018 | NC | Morganton Station 5 | 56344 | 1 | IC | OP | NA | DFO |  | 43 | 0.006665 | 0.31 | EIA Prime Mover-level Data | Estimated using an emission factor
2018 | NC | Morganton, Parker Road | 56064 | 1 | IC | OP | NA | DFO |  | 37 | 0.005735 | 0.31 | EIA Prime Mover-level Data | Estimated using an emission factor
2018 | NC | Morning View | 61881 | GEN1 | PV | OP | NA | SUN
2018 | NC | Mount Olive Farm | 59107 | 1 | PV | OP | NA | SUN |  | 87488 |  |  | EIA Prime Mover-level Data
2018 | NC | Mount Olive Solar | 59908 | 2MWPV | PV | OP | NA | SUN |  | 33791 |  |  | EIA Prime Mover-level Data
2018 | NC | Mountain Island | 2728 | 1 | HY | OP | NA | WAT |  | 473001 |  |  | EIA Prime Mover-level Data
2018 | NC | Mountain Island | 2728 | 2 | HY | OP | NA | WAT |  | 473001 |  |  | EIA Prime Mover-level Data
2018 | NC | Mountain Island | 2728 | 3 | HY | OP | NA | WAT |  | 473001 |  |  | EIA Prime Mover-level Data
2018 | NC | Mountain Island | 2728 | 4 | HY | OP | NA | WAT |  | 473001 |  |  | EIA Prime Mover-level Data
2018 | NC | MP Durham LLC | 57365 | 1A | IC | OP | NA | LFG |  | 52122 | 0.3831 | 0.0147 | EIA Prime Mover-level Data | Estimated using an emission factor
2018 | NC | MP Durham LLC | 57365 | 1B | IC | OP | NA | LFG |  | 52122 | 0.3831 | 0.0147 | EIA Prime Mover-level Data | Estimated using an emission factor
2018 | NC | MP Durham LLC | 57365 | 1C | IC | RE | NA | LFG |  | 52122 | 0.3831 | 0.0147 | EIA Prime Mover-level Data | Estimated using an emission factor
2018 | NC | MP Wayne LLC | 57366 | 1A | IC | OP | NA | LFG |  | 39931 | 0.29349 | 0.0147 | EIA Prime Mover-level Data | Estimated using an emission factor
2018 | NC | MP Wayne LLC | 57366 | 1B | IC | OP | NA | LFG |  | 39931 | 0.29349 | 0.0147 | EIA Prime Mover-level Data | Estimated using an emission factor
2018 | NC | MP Wayne LLC | 57366 | 1C | IC | OS | NA | LFG |  | 39931 | 0.29349 | 0.0147 | EIA Prime Mover-level Data | Estimated using an emission factor
2018 | NC | Mt Olive Farm 2 | 58345 | 1 | PV | OP | NA | SUN |  | 80557 |  |  | EIA Prime Mover-level Data
2018 | NC | Mt Olive Solar 1 | 59645 | FLS1 | PV | OP | NA | SUN |  | 76501 |  |  | EIA Prime Mover-level Data
2018 | NC | Murdock Solar | 59509 | PV1 | PV | OP | NA | SUN |  | 64192 |  |  | EIA Prime Mover-level Data
2018 | NC | Murphy Farm Power, LLC | 57677 | 1 | PV | OP | NA | SUN |  | 11014 |  |  | EIA Prime Mover-level Data
2018 | NC | Murphy-Brown LLC | 55002 | 01 | IC | SB | NA | DFO |  | 759 | 0.11764 | 0.31 | EIA Prime Mover-level Data | Estimated using an emission factor
2018 | NC | Murphy-Brown LLC | 55002 | 02 | IC | SB | NA | DFO |  | 759 | 0.11764 | 0.31 | EIA Prime Mover-level Data | Estimated using an emission factor
2018 | NC | Mustang Solar | 61533 | GEN1 | PV | OP | NA | SUN |  | 40921 |  |  | EIA Prime Mover-level Data
2018 | NC | NA 1 (NC) | 7539 | 4 | CT | IP | NA | NG
2018 | NC | NA 1 (NC) | 7539 | 5 | CA | IP | NA | NG
2018 | NC | NA 1 (NC) | 7539 | 6 | CT | IP | NA | NG
2018 | NC | NA 1 (NC) | 7539 | 7 | CC | IP | NA | NG
2018 | NC | NA 1 (NC) | 7539 | 9 | CT | IP | NA | NG
2018 | NC | NA 1 (NC) | 7539 | 10 | CA | IP | NA | NG
2018 | NC | NA 1 (NC) | 7539 | 11 | CT | IP | NA | NG
2018 | NC | NA 1 (NC) | 7539 | 12 | CC | IP | NA | NG
2018 | NC | NA 1 (NC) | 7539 | CCE1 | CC | IP | NA | NG
2018 | NC | NA 1 (NC) | 7539 | CCW1 | CC | IP | NA | NG
2018 | NC | NA 1 (NC) | 7539 | CT1 | GT | IP | NA | NG
2018 | NC | NA 1 (NC) | 7539 | CT2 | GT | IP | NA | NG
2018 | NC | Nantahala | 2747 | 1 | HY | OP | NA | WAT |  | 2463182 |  |  | EIA Prime Mover-level Data
2018 | NC | Narrows (NC) | 54894 | YN1 | HY | OP | NA | WAT |  | 1227074 |  |  | EIA Prime Mover-level Data
2018 | NC | Narrows (NC) | 54894 | YN2 | HY | OP | NA | WAT |  | 1227074 |  |  | EIA Prime Mover-level Data
2018 | NC | Narrows (NC) | 54894 | YN3 | HY | OP | NA | WAT |  | 1440694 |  |  | EIA Prime Mover-level Data
2018 | NC | Narrows (NC) | 54894 | YN4 | HY | OP | NA | WAT |  | 1510245 |  |  | EIA Prime Mover-level Data
2018 | NC | Nash 58 Farm | 58854 | 1 | PV | OP | NA | SUN |  | 78735 |  |  | EIA Prime Mover-level Data
2018 | NC | Nash 64 Farm | 58855 | 1 | PV | OP | NA | SUN |  | 66879 |  |  | EIA Prime Mover-level Data
2018 | NC | Nash 97 Solar, LLC | 60408 | 97PV | PV | OP | NA | SUN |  | 85327 |  |  | EIA Prime Mover-level Data
2018 | NC | Nashville Farms, LLC | 60134 | NASH | PV | OP | NA | SUN |  | 32890 |  |  | EIA Prime Mover-level Data
2018 | NC | NC 102 Project LLC | 61610 | NC102 | PV | OP | NA | SUN |  | 153274 |  |  | EIA Prime Mover-level Data
2018 | NC | NC Renewable Power - Elizabethtown | 10380 | UNIT1 | ST | OP | STOKER | BIT | 0.0 | [5 empty] | 1985
2018 | NC | NC Renewable Power - Elizabethtown | 10380 | UNIT2 | ST | OP | STOKER | BIT | 0.0 | [5 empty] | 1985
2018 | NC | NC Renewable Power - Lumberton LLC | 10382 | UNIT1 | ST | OP | STOKER | WDS | 6,653.0 | 1128868 | 13.04 | 0.023103 | EPA/CAMD | EPA/NEI | 1985
2018 | NC | NC Renewable Power - Lumberton LLC | 10382 | UNIT2 | ST | OP | STOKER | WDS | 7,043.0 | 1251025 | 13.04 | 0.020847 | EPA/CAMD | EPA/NEI | 1985
2018 | NC | NCEMC Anson Plant | 56249 | ES1-A | GT | OP | CT | NG | 1,323.0 | 346061 | 11.04 | 0.063804 | EPA/CAMD | EPA/NEI | 2007
2018 | NC | NCEMC Anson Plant | 56249 | ES1-B | GT | OP | CT | NG | 1,173.0 | 314657 | 11.04 | 0.070172 | EPA/CAMD | EPA/NEI | 2007
2018 | NC | NCEMC Anson Plant | 56249 | ES2-A | GT | OP | CT | NG | 1,337.0 | 350312 | 11.04 | 0.06303 | EPA/CAMD | EPA/NEI | 2007
2018 | NC | NCEMC Anson Plant | 56249 | ES2-B | GT | OP | CT | NG | 1,337.0 | 352252 | 11.04 | 0.062682 | EPA/CAMD | EPA/NEI | 2007
2018 | NC | NCEMC Anson Plant | 56249 | ES3-A | GT | OP | CT | NG | 1,333.0 | 338497 | 11.04 | 0.06523 | EPA/CAMD | EPA/NEI | 2007
2018 | NC | NCEMC Anson Plant | 56249 | ES3-B | GT | OP | CT | NG | 1,296.0 | 348745 | 11.04 | 0.063313 | EPA/CAMD | EPA/NEI | 2007
2018 | NC | NCEMC Anson Plant | 56249 | ES4-A | GT | OP | CT | NG | 1,104.0 | 291086 | 11.04 | 0.075854 | EPA/CAMD | EPA/NEI | 2007
2018 | NC | NCEMC Anson Plant | 56249 | ES4-B | GT | OP | CT | NG | 1,301.0 | 338404 | 11.04 | 0.065247 | EPA/CAMD | EPA/NEI | 2007
2018 | NC | NCEMC Anson Plant | 56249 | ES5-A | GT | OP | CT | NG | 1,340.0 | 350600 | 11.04 | 0.062978 | EPA/CAMD | EPA/NEI | 2007
2018 | NC | NCEMC Anson Plant | 56249 | ES5-B | GT | OP | CT | NG | 1,331.0 | 335204 | 11.04 | 0.06587 | EPA/CAMD | EPA/NEI | 2007
2018 | NC | NCEMC Anson Plant | 56249 | ES6-A | GT | OP | CT | NG | 1,235.0 | 320465 | 11.04 | 0.0689 | EPA/CAMD | EPA/NEI | 2007
2018 | NC | NCEMC Anson Plant | 56249 | ES6-B | GT | OP | CT | NG | 1,251.0 | 327724 | 11.04 | 0.067374 | EPA/CAMD | EPA/NEI | 2007
2018 | NC | NCEMC Hamlet Plant | 56292 | ES1-A | GT | OP | CT | NG | 1,015.0 | 256008 | 4.59 | 0.035858 | EPA/CAMD | EPA/NEI | 2007
2018 | NC | NCEMC Hamlet Plant | 56292 | ES1-B | GT | OP | CT | NG | 715.0 | 184775 | 4.59 | 0.049682 | EPA/CAMD | EPA/NEI | 2007
2018 | NC | NCEMC Hamlet Plant | 56292 | ES2-A | GT | OP | CT | NG | 162.0 | 33703 | 4.59 | 0.27238 | EPA/CAMD | EPA/NEI | 2007
2018 | NC | NCEMC Hamlet Plant | 56292 | ES2-B | GT | OP | CT | NG | 160.0 | 35594 | 4.59 | 0.25791 | EPA/CAMD | EPA/NEI | 2007
2018 | NC | NCEMC Hamlet Plant | 56292 | ES3-A | GT | OP | CT | NG | 141.0 | 29754 | 4.59 | 0.30853 | EPA/CAMD | EPA/NEI | 2007
2018 | NC | NCEMC Hamlet Plant | 56292 | ES3-B | GT | OP | CT | NG | 143.0 | 31080 | 4.59 | 0.29537 | EPA/CAMD | EPA/NEI | 2007
2018 | NC | NCEMC Hamlet Plant | 56292 | ES4-A | GT | OP | CT | NG | 1,064.0 | 270433 | 4.59 | 0.033946 | EPA/CAMD | EPA/NEI | 2007
2018 | NC | NCEMC Hamlet Plant | 56292 | ES4-B | GT | OP | CT | NG | 1,061.0 | 265660 | 4.59 | 0.034555 | EPA/CAMD | EPA/NEI | 2007
2018 | NC | NCEMC Hamlet Plant | 56292 | ES5-A | GT | OP | CT | NG | 1,047.0 | 266868 | 4.59 | 0.034399 | EPA/CAMD | EPA/NEI | 2007
2018 | NC | NCEMC Hamlet Plant | 56292 | ES5-B | GT | OP | CT | NG | 1,043.0 | 254901 | 4.59 | 0.036014 | EPA/CAMD | EPA/NEI | 2007
2018 | NC | NCEMC Hamlet Plant | 56292 | ES6-A | GT | OP | CT | NG | 149.0 | 32815 | 0.24 | 0.014627 | EPA/CAMD | EPA/NEI | 2013
2018 | NC | NCEMC Hamlet Plant | 56292 | ES6-B | GT | OP | CT | NG | 148.0 | 32013 | 0.24 | 0.014994 | EPA/CAMD | EPA/NEI | 2013
2018 | NC | NCSU Cates Cogeneration Plant | 61676 | CTG1 | GT | OP | NA | NG |  | 577549 | 1.5835 | 0.0054834 | EIA Prime Mover-level Data | NEI avg EF - PM, fuel type, firing type
2018 | NC | NCSU Cates Cogeneration Plant | 61676 | CTG2 | GT | OP | NA | NG |  | 577549 | 1.5835 | 0.0054834 | EIA Prime Mover-level Data | NEI avg EF - PM, fuel type, firing type
2018 | NC | NCSU CCUP Cogeneration Plant | 61675 | CTG1 | GT | V | NA | NG
2018 | NC | NCSU CCUP Cogeneration Plant | 61675 | STG | ST | V | NA | NG
2018 | NC | Neisler Street Solar | 60072 | NSS1 | PV | OP | NA | SUN |  | 33802 |  |  | EIA Prime Mover-level Data
2018 | NC | Neuse River Solar Farm | 58524 | 1 | PV | OP | NA | SUN |  | 13366 |  |  | EIA Prime Mover-level Data
2018 | NC | New Bern | 56688 | 1 | IC | OP | NA | LFG |  | 15240 | 0.11201 | 0.0147 | EIA Prime Mover-level Data | Estimated using an emission factor
2018 | NC | New Bern | 56688 | 2 | IC | OP | NA | LFG |  | 15240 | 0.11201 | 0.0147 | EIA Prime Mover-level Data | Estimated using an emission factor
2018 | NC | New Bern | 56688 | 3 | IC | OP | NA | LFG |  | 15240 | 0.11201 | 0.0147 | EIA Prime Mover-level Data | Estimated using an emission factor
2018 | NC | New Bern | 56688 | 4 | IC | OP | NA | LFG |  | 15240 | 0.11201 | 0.0147 | EIA Prime Mover-level Data | Estimated using an emission factor
2018 | NC | New Bern | 56688 | 5 | IC | OP | NA | LFG |  | 15240 | 0.11201 | 0.0147 | EIA Prime Mover-level Data | Estimated using an emission factor
2018 | NC | New Bern | 56688 | 6 | IC | OP | NA | LFG |  | 15240 | 0.11201 | 0.0147 | EIA Prime Mover-level Data | Estimated using an emission factor
2018 | NC | New Bern | 56688 | 7 | IC | OP | NA | LFG |  | 15240 | 0.11201 | 0.0147 | EIA Prime Mover-level Data | Estimated using an emission factor
2018 | NC | New Bern | 56688 | 8 | IC | OP | NA | LFG |  | 15240 | 0.11201 | 0.0147 | EIA Prime Mover-level Data | Estimated using an emission factor
2018 | NC | New Bern | 56688 | 9 | IC | OP | NA | LFG |  | 15240 | 0.11201 | 0.0147 | EIA Prime Mover-level Data | Estimated using an emission factor
2018 | NC | New Bern | 56688 | 10 | IC | OP | NA | LFG |  | 15240 | 0.11201 | 0.0147 | EIA Prime Mover-level Data | Estimated using an emission factor
2018 | NC | New Bern | 56688 | 11 | IC | OP | NA | LFG |  | 15240 | 0.11201 | 0.0147 | EIA Prime Mover-level Data | Estimated using an emission factor
2018 | NC | New Bern | 56688 | 12 | IC | OP | NA | LFG |  | 15240 | 0.11201 | 0.0147 | EIA Prime Mover-level Data | Estimated using an emission factor
2018 | NC | New Bern | 56688 | 13 | IC | OP | NA | LFG |  | 15240 | 0.11201 | 0.0147 | EIA Prime Mover-level Data | Estimated using an emission factor
2018 | NC | New Bern | 56688 | 14 | IC | OP | NA | LFG |  | 15240 | 0.11201 | 0.0147 | EIA Prime Mover-level Data | Estimated using an emission factor
2018 | NC | New Bern | 56688 | 15 | IC | OP | NA | LFG |  | 15240 | 0.11201 | 0.0147 | EIA Prime Mover-level Data | Estimated using an emission factor
2018 | NC | New Bern | 56688 | 16 | IC | OP | NA | LFG |  | 15240 | 0.11201 | 0.0147 | EIA Prime Mover-level Data | Estimated using an emission factor
2018 | NC | New Bern | 56688 | 17 | IC | OP | NA | LFG |  | 15240 | 0.11201 | 0.0147 | EIA Prime Mover-level Data | Estimated using an emission factor
2018 | NC | New Bern | 56688 | 18 | IC | OP | NA | LFG |  | 15240 | 0.11201 | 0.0147 | EIA Prime Mover-level Data | Estimated using an emission factor
2018 | NC | New Bern Farm | 58339 | 1 | PV | OP | NA | SUN |  | 71623 |  |  | EIA Prime Mover-level Data
2018 | NC | Newton Grove | 59835 | GEN1 | PV | OP | NA | SUN |  | 29608 |  |  | EIA Prime Mover-level Data
2018 | NC | Nick Solar | 58741 | NICK | PV | OP | NA | SUN |  | 77431 |  |  | EIA Prime Mover-level Data
2018 | NC | Nickelson Solar, LLC | 62205 | GNICK | PV | OP | NA | SUN |  | 1742 |  |  | EIA Prime Mover-level Data
2018 | NC | Nitro Solar | 59501 | NITRO | PV | OP | NA | SUN |  | 72642 |  |  | EIA Prime Mover-level Data
2018 | NC | North 301 Solar | 61778 | N301 | PV | T | NA | SUN
2018 | NC | North Carolina Solar Bethea I | 58531 | P22A | PV | OP | NA | SUN |  | 13874 |  |  | EIA Prime Mover-level Data
2018 | NC | North Carolina Solar Bethea I | 58531 | P22B | PV | OP | NA | SUN |  | 13874 |  |  | EIA Prime Mover-level Data
2018 | NC | North Carolina Solar III LLC | 58880 | NCIII | PV | OP | NA | SUN |  | 79235 |  |  | EIA Prime Mover-level Data
2018 | NC | North Nash Farm, LLC | 60651 | 1 | PV | OP | NA | SUN |  | 86421 |  |  | EIA Prime Mover-level Data
2018 | NC | Northern Cardinal Solar | 60992 | NCARD | PV | OP | NA | SUN |  | 12089 |  |  | EIA Prime Mover-level Data
2018 | NC | Oakboro Farm | 58851 | 1 | PV | OP | NA | SUN |  | 76335 |  |  | EIA Prime Mover-level Data
2018 | NC | Ocracoke | 6377 | 1 | IC | OP | NA | DFO |  | 1357 | 0.21033 | 0.31 | EIA Prime Mover-level Data | Estimated using an emission factor
2018 | NC | Ocracoke | 6377 | BAT | BA | OP | NA | MWH |  | 0 |  |  | EIA Prime Mover-level Data
2018 | NC | Old Caroleen Solar Farm | 61534 | GEN1 | PV | OP | NA | SUN |  | 9684 |  |  | EIA Prime Mover-level Data
2018 | NC | Old Catawba PV 1 | 59519 | OLDC | PV | OP | NA | SUN |  | 51417 |  |  | EIA Prime Mover-level Data
2018 | NC | Old Pageland Monroe Road Solar Farm | 60600 | PV1 | PV | OP | NA | SUN |  | 85225 |  |  | EIA Prime Mover-level Data
2018 | NC | Old Wire Farm | 61094 | 1 | PV | OP | NA | SUN |  | 89054 |  |  | EIA Prime Mover-level Data
2018 | NC | Onslow Energy | 59036 | GEN 1 | PV | IP | NA | SUN
2018 | NC | Onslow Power Producers | 58558 | GEN1 | IC | OP | NA | LFG |  | 105864 | 0.7781 | 0.0147 | EIA Prime Mover-level Data | Estimated using an emission factor
2018 | NC | Orbit Energy Charlotte | 58638 | 1 | IC | SB | NA | OBG |  | 1776 | 0.013054 | 0.0147 | EIA Prime Mover-level Data | Estimated using an emission factor
2018 | NC | Organ Church Solar | 60284 | ORA01 | PV | IP | NA | SUN
2018 | NC | Organ Church Solar | 60284 | PV1 | PV | IP | NA | SUN
2018 | NC | Osceola Solar, LLC | 60828 | PV1 | PV | CN | NA | SUN
2018 | NC | Ouchchy PV1 | 59999 | OUCH1 | PV | OP | NA | SUN |  | 46882 |  |  | EIA Prime Mover-level Data
2018 | NC | Owen Solar | 58742 | PV1 | PV | OP | NA | SUN |  | 83466 |  |  | EIA Prime Mover-level Data
2018 | NC | Oxford Dam | 2729 | 1 | HY | OP | NA | WAT |  | 489992 |  |  | EIA Prime Mover-level Data
2018 | NC | Oxford Dam | 2729 | 2 | HY | OP | NA | WAT |  | 489992 |  |  | EIA Prime Mover-level Data
2018 | NC | Page Solar | 62018 | PGRI1 | PV | OP | NA | SUN
2018 | NC | Pamlico Partners Solar | 58799 | 1 | PV | OP | NA | SUN |  | 84206 |  |  | EIA Prime Mover-level Data
2018 | NC | Panda Solar NC 1, LLC | 62089 | 20002 | PV | V | NA | SUN
2018 | NC | Panda Solar NC 10, LLC | 62128 | 20031 | PV | V | NA | SUN
2018 | NC | Panda Solar NC 11, LLC | 62129 | 20032 | PV | V | NA | SUN
2018 | NC | Panda Solar NC 2, LLC | 62120 | 20003 | PV | V | NA | SUN
2018 | NC | Panda Solar NC 3, LLC | 62121 | 20011 | PV | V | NA | SUN
2018 | NC | Panda Solar NC 4, LLC | 62122 | 20009 | PV | V | NA | SUN
2018 | NC | Panda Solar NC 5, LLC | 62123 | 20007 | PV | V | NA | SUN
2018 | NC | Panda Solar NC 6, LLC | 62124 | 20028 | PV | V | NA | SUN
2018 | NC | Panda Solar NC 7, LLC | 62125 | 20038 | PV | V | NA | SUN
2018 | NC | Panda Solar NC 8, LLC | 62126 | 20052 | PV | V | NA | SUN
2018 | NC | Panda Solar NC 9, LLC | 62127 | 20022 | PV | V | NA | SUN
2018 | NC | Pasquotank | 59530 | PASQ1 | PV | OP | NA | SUN |  | 399834 |  |  | EIA Prime Mover-level Data
2018 | NC | Pate Farm | 58856 | 1 | PV | OP | NA | SUN |  | 78297 |  |  | EIA Prime Mover-level Data
2018 | NC | PCIP Solar | 58305 | PCIP | PV | OP | NA | SUN |  | 15400 |  |  | EIA Prime Mover-level Data
2018 | NC | PCS Phosphate | 50509 | GEN1 | ST | OP | NA | WH |  | 2128296 |  |  | EIA Prime Mover-level Data
2018 | NC | PCSP3 Airport | 58538 | 3 | PV | OP | NA | SUN |  | 36937 |  |  | EIA Prime Mover-level Data
2018 | NC | Peanut Solar | 60557 | PV1 | PV | CN | NA | SUN
2018 | NC | Pecan Grove Solar, LLC | 62659 | 1081 | PV | U | NA | SUN
2018 | NC | Pecan PV1 | 59157 | PEC1 | PV | OP | NA | SUN |  | 82937 |  |  | EIA Prime Mover-level Data
2018 | NC | Pecan Solar | 60030 | PECAN | PV | OP | NA | SUN |  | 194186 |  |  | EIA Prime Mover-level Data
2018 | NC | Perkins Solar, LLC | 60629 | PV1 | PV | OP | NA | SUN |  | 33199 |  |  | EIA Prime Mover-level Data
2018 | NC | Phelps 158 Solar Farm | 61134 | 15800 | PV | OP | NA | SUN |  | 73891 |  |  | EIA Prime Mover-level Data
2018 | NC | Pike Road Solar | 60360 | 51116 | PV | CN | NA | SUN
2018 | NC | Pikeville Farm | 61404 | 1 | PV | OP | NA | SUN |  | 89694 |  |  | EIA Prime Mover-level Data
2018 | NC | Pine Valley Solar Farm, LLC | 60298 | PV1 | PV | L | NA | SUN
2018 | NC | Pinesage | 61978 | GEN1 | PV | OP | NA | SUN
2018 | NC | Pineville Delivery 2 | 56345 | 1 | IC | OP | NA | DFO |  | 56 | 0.00868 | 0.31 | EIA Prime Mover-level Data | Estimated using an emission factor
2018 | NC | Pinewood Solar Center LLC | 59160 | PSC 1 | PV | IP | NA | SUN
2018 | NC | Plant Rowan County | 7826 | 1 | GT | OP | CT | NG | 1,117.0 | 1542722 | 4.27 | 0.0055357 | EPA/CAMD | EPA/NEI | 2001
2018 | NC | Plant Rowan County | 7826 | 2 | GT | OP | CT | NG | 1,317.0 | 1892731 | 5.2 | 0.0054947 | EPA/CAMD | EPA/NEI | 2001
2018 | NC | Plant Rowan County | 7826 | 3 | GT | OP | CT | NG | 1,428.0 | 1871137 | 5.3 | 0.005665 | EPA/CAMD | EPA/NEI | 2001
2018 | NC | Plant Rowan County | 7826 | 4 | CT | OP | CC | NG | 8,132.0 | 14468001 | 30.4 | 0.0042024 | EPA/CAMD | EPA/NEI | 2003
2018 | NC | Plant Rowan County | 7826 | 5 | CT | OP | CC | NG | 8,176.0 | 14580156 | 30.7 | 0.0042112 | EPA/CAMD | EPA/NEI | 2003
2018 | NC | Plymouth Solar LLC | 58480 | 1 | PV | OP | NA | SUN |  | 82217 |  |  | EIA Prime Mover-level Data
2018 | NC | Pollocksville Solar | 59917 | 5MWPV | PV | OP | NA | SUN |  | 83711 |  |  | EIA Prime Mover-level Data
2018 | NC | Porter Solar | 59504 | PV1 | PV | OP | NA | SUN |  | 70191 |  |  | EIA Prime Mover-level Data
2018 | NC | Princeton | 59533 | PRCTN | PV | OP | NA | SUN |  | 81551 |  |  | EIA Prime Mover-level Data
2018 | NC | Progress Manis I | 58529 | P11A | PV | OP | NA | SUN |  | 13874 |  |  | EIA Prime Mover-level Data
2018 | NC | Progress Manis I | 58529 | P11B | PV | OP | NA | SUN |  | 13874 |  |  | EIA Prime Mover-level Data
2018 | NC | Progress Solar 1, LLC | 58493 | PRO1 | PV | OP | NA | SUN |  | 55419 |  |  | EIA Prime Mover-level Data
2018 | NC | Progress Solar II, LLC | 58494 | PROG2 | PV | OP | NA | SUN |  | 52410 |  |  | EIA Prime Mover-level Data
2018 | NC | Progress Solar III, LLC | 58495 | PROG3 | PV | OP | NA | SUN |  | 53759 |  |  | EIA Prime Mover-level Data
2018 | NC | Quail Holdings | 60434 | PV1 | PV | L | NA | SUN
2018 | NC | Quarter Horse Solar | 62095 | PGRF5 | PV | OP | NA | SUN |  | 6219 |  |  | EIA Prime Mover-level Data
2018 | NC | Queens Creek | 6438 | 1 | HY | OP | NA | WAT |  | 42136 |  |  | EIA Prime Mover-level Data
2018 | NC | Quincy Solar | 59506 | PV1 | PV | OP | NA | SUN |  | 48910 |  |  | EIA Prime Mover-level Data
2018 | NC | QVC Inc | 56966 | 1 | PV | OP | NA | SUN |  | 7149 |  |  | EIA Prime Mover-level Data
2018 | NC | QVC Inc | 56966 | 2 | PV | OP | NA | SUN |  | 20734 |  |  | EIA Prime Mover-level Data
2018 | NC | Raeford Farm | 58274 | RAEF | PV | OP | NA | SUN |  | 80240 |  |  | EIA Prime Mover-level Data
2018 | NC | Railroad Farm | 58316 | 1 | PV | OP | NA | SUN |  | 77512 |  |  | EIA Prime Mover-level Data
2018 | NC | Railroad Farm 2 | 61095 | 1 | PV | OP | NA | SUN |  | 85882 |  |  | EIA Prime Mover-level Data
2018 | NC | Rams Horn Solar Center LLC | 58810 | RHSC1 | PV | OP | NA | SUN |  | 78032 |  |  | EIA Prime Mover-level Data
2018 | NC | Ranchland Solar, LLC | 61813 | RCHLD | PV | OP | NA | SUN |  | 798185 |  |  | EIA Prime Mover-level Data
2018 | NC | Red Hill Solar Center, LLC | 59760 | RHILL | PV | OP | NA | SUN |  | 76829 |  |  | EIA Prime Mover-level Data
2018 | NC | Red Oak Solar Farm, LLC | 60929 | RDOAK | PV | OP | NA | SUN |  | 87990 |  |  | EIA Prime Mover-level Data
2018 | NC | Red Toad 1425 A Powatan Road, LLC | 60129 | POW | PV | OP | NA | SUN |  | 36126 |  |  | EIA Prime Mover-level Data
2018 | NC | Red Toad 4451 Buffalo Road, LLC | 62131 | G4451 | PV | OP | NA | SUN |  | 3611 |  |  | EIA Prime Mover-level Data
2018 | NC | Red Toad 5840 Buffalo Road, LLC | 62204 | G5840 | PV | OP | NA | SUN |  | 2699 |  |  | EIA Prime Mover-level Data
2018 | NC | Redmon Solar Farm LLC | 59114 | 1 | PV | OP | NA | SUN |  | 36345 |  |  | EIA Prime Mover-level Data
2018 | NC | Reidsville Energy Center | 61240 | REC | CT | T | NA | NG
2018 | NC | Reidsville Energy Center | 61240 | REC2 | CA | T | NA | NG
2018 | NC | Reventure Park | 58865 | LFG | IC | OP | NA | LFG |  | 74332 | 0.54634 | 0.0147 | EIA Prime Mover-level Data | Estimated using an emission factor
2018 | NC | Reventure Park | 58865 | RNG | IC | OP | NA | LFG |  | 62595 | 0.46007 | 0.0147 | EIA Prime Mover-level Data | Estimated using an emission factor
2018 | NC | Rhodhiss | 2730 | 1 | HY | OP | NA | WAT |  | 362583 |  |  | EIA Prime Mover-level Data
2018 | NC | Rhodhiss | 2730 | 2 | HY | OP | NA | WAT |  | 362583 |  |  | EIA Prime Mover-level Data
2018 | NC | Rhodhiss | 2730 | 3 | HY | OP | NA | WAT |  | 362583 |  |  | EIA Prime Mover-level Data
2018 | NC | Rhubarb One | 59216 | PV1 | PV | CN | NA | SUN
2018 | NC | Richmond County Plant | 7805 | 1 | GT | OP | CT | NG | 4,361.0 | 6503799 | 18.2 | 0.0055967 | EPA/CAMD | EPA/NEI | 2001
2018 | NC | Richmond County Plant | 7805 | 2 | GT | OP | CT | NG | 4,251.0 | 6482633 | 17.64 | 0.0054422 | EPA/CAMD | EPA/NEI | 2001
2018 | NC | Richmond County Plant | 7805 | 3 | GT | OP | CT | NG | 5,162.0 | 7813898 | 22.3 | 0.0057078 | EPA/CAMD | EPA/NEI | 2001
2018 | NC | Richmond County Plant | 7805 | 4 | GT | OP | CT | NG | 3,646.0 | 5483745 | 15.04 | 0.0054853 | EPA/CAMD | EPA/NEI | 2001
2018 | NC | Richmond County Plant | 7805 | 6 | GT | OP | CT | NG | 5,154.0 | 7765812 | 21 | 0.0054083 | EPA/CAMD | EPA/NEI | 2002
2018 | NC | Richmond County Plant | 7805 | 7 | CT | OP | CC | NG | 8,256.0 | 14111859 | 39 | 0.0055273 | EPA/CAMD | EPA/NEI | 2002
2018 | NC | Richmond County Plant | 7805 | 8 | CT | OP | CC | NG | 8,183.0 | 13716502 | 38 | 0.0055408 | EPA/CAMD | EPA/NEI | 2002
2018 | NC | Richmond County Plant | 7805 | 9 | CT | OP | CC | NG | 8,206.0 | 17281289 | 48 | 0.0055551 | EPA/CAMD | EPA/NEI | 2011
2018 | NC | Richmond County Plant | 7805 | 10 | CT | OP | CC | NG | 8,272.0 | 17593957 | 48 | 0.0054564 | EPA/CAMD | EPA/NEI | 2011
2018 | NC | River Road Solar, LLC | 60487 | PV1 | PV | OP | NA | SUN |  | 71421 |  |  | EIA Prime Mover-level Data
2018 | NC | Riverbend | 2732 | 4 | ST | RE | NA | BIT
2018 | NC | Riverbend | 2732 | 5 | ST | RE | NA | BIT
2018 | NC | Riverbend | 2732 | 6 | ST | RE | NA | BIT
2018 | NC | Riverbend | 2732 | 7 | ST | RE | TANGENTIAL | BIT
2018 | NC | Riverbend | 2732 | 8 | GT | RE | TANGENTIAL | NG
2018 | NC | Riverbend | 2732 | 9 | GT | RE | TANGENTIAL | NG
2018 | NC | Riverbend | 2732 | 10 | GT | RE | TANGENTIAL | NG
2018 | NC | Riverbend | 2732 | 11 | GT | RE | NA | NG
2018 | NC | RJ Solar | 58743 | PV1 | PV | CN | NA | SUN
2018 | NC | Roanoke Rapids | 2758 | 1 | HY | OP | NA | WAT |  | 857104 |  |  | EIA Prime Mover-level Data
2018 | NC | Roanoke Rapids | 2758 | 2 | HY | OP | NA | WAT |  | 857104 |  |  | EIA Prime Mover-level Data
2018 | NC | Roanoke Rapids | 2758 | 3 | HY | OP | NA | WAT |  | 857104 |  |  | EIA Prime Mover-level Data
2018 | NC | Roanoke Rapids | 2758 | 4 | HY | OP | NA | WAT |  | 857104 |  |  | EIA Prime Mover-level Data
2018 | NC | Robeson County LFG to Energy | 59763 | GEN01 | IC | OP | NA | LFG |  | 23294 | 0.17121 | 0.0147 | EIA Prime Mover-level Data | Estimated using an emission factor
2018 | NC | Robeson County LFG to Energy | 59763 | GEN02 | IC | OP | NA | LFG |  | 23294 | 0.17121 | 0.0147 | EIA Prime Mover-level Data | Estimated using an emission factor
2018 | NC | Robin Solar | 60165 | PV1 | PV | L | NA | SUN
2018 | NC | Rock Farm | 58347 | 1 | PV | OP | NA | SUN |  | 80685 |  |  | EIA Prime Mover-level Data
2018 | NC | Rockingham County Combustion Turbine | 55116 | CT1 | GT | OP | CT | NG | 3,223.0 | 5070502 | 22.84 | 0.009009 | EPA/CAMD | EPA/NEI | 2000
2018 | NC | Rockingham County Combustion Turbine | 55116 | CT2 | GT | OP | CT | NG | 3,236.0 | 5068106 | 22.84 | 0.0090132 | EPA/CAMD | EPA/NEI | 2000
2018 | NC | Rockingham County Combustion Turbine | 55116 | CT3 | GT | OP | CT | NG | 2,711.0 | 4345419 | 22.84 | 0.010512 | EPA/CAMD | EPA/NEI | 2000
2018 | NC | Rockingham County Combustion Turbine | 55116 | CT4 | GT | OP | CT | NG | 3,200.0 | 5089946 | 22.84 | 0.0089746 | EPA/CAMD | EPA/NEI | 2000
2018 | NC | Rockingham County Combustion Turbine | 55116 | CT5 | GT | OP | CT | NG | 3,254.0 | 5086665 | 22.84 | 0.0089803 | EPA/CAMD | EPA/NEI | 2000
2018 | NC | Rockingham Solar, LLC | 60106 | ROCK | PV | OP | NA | SUN |  | 85563 |  |  | EIA Prime Mover-level Data
2018 | NC | Rockwell Solar LLC | 58668 | ROCKW | PV | OP | NA | SUN |  | 52438 |  |  | EIA Prime Mover-level Data
2018 | NC | Rocky Mount Mill | 50468 | 1 | HY | OA | NA | WAT
2018 | NC | Rocky Mount Mill | 50468 | 2 | HY | OA | NA | WAT
2018 | NC | Rocky Mount Mill | 50468 | 3 | HY | OA | NA | WAT
2018 | NC | Roman Solar | 60159 | PV1 | PV | CN | NA | SUN
2018 | NC | Roper Farm, LLC | 60761 | 1 | PV | OP | NA | SUN |  | 86439 |  |  | EIA Prime Mover-level Data
2018 | NC | Rose Hill | 59375 | ROSE1 | PV | OP | NA | SUN |  | 31558 |  |  | EIA Prime Mover-level Data
2018 | NC | Rosemary Power Station | 50555 | 1 | CT | OP | CC | DFO | 213.0 | 184708 | 1.04 | 0.011261 | EPA/CAMD | EPA/NEI | 1990
2018 | NC | Rosemary Power Station | 50555 | 2 | CT | OP | CC | NG | 228.0 | 97538 | 2.19 | 0.044906 | EPA/CAMD | EPA/NEI | 1990
2018 | NC | Rosewood Solar | 61520 | GEN1 | PV | OP | NA | SUN |  | 35461 |  |  | EIA Prime Mover-level Data
2018 | NC | Round Hill PV1 | 59998 | RNDHL | PV | CN | NA | SUN
2018 | NC | Rowan Solar NC LLC | 60780 | PV1 | PV | CN | NA | SUN
2018 | NC | Roxboro | 2712 | 1 | ST | OP | WALL | BIT | 4,223.0 | 9068121 | 41.19 | 0.0090846 | EPA/CAMD | EPA/NEI | 1966
2018 | NC | Roxboro | 2712 | 2 | ST | OP | TANGENTIAL | BIT | 5,436.0 | 18933900 | 46.01 | 0.0048601 | EPA/CAMD | EPA/NEI | 1968
2018 | NC | Roxboro | 2712 | 3A | ST | OP | WALL | BIT | 4,229.0 | 7837339 | 46.64 | 0.011902 | EPA/CAMD | EPA/NEI | 1973
2018 | NC | Roxboro | 2712 | 3B | ST | OP | WALL | BIT | 4,412.0 | 8576213 | 46.64 | 0.010877 | EPA/CAMD | EPA/NEI | 1973
2018 | NC | Roxboro | 2712 | 4A | ST | OP | WALL | BIT | 4,347.0 | 10328293 | 127.69 | 0.024726 | EPA/CAMD | EPA/NEI | 1980
2018 | NC | Roxboro | 2712 | 4B | ST | OP | WALL | BIT | 3,577.0 | 8083314 | 127.69 | 0.031593 | EPA/CAMD | EPA/NEI | 1980
2018 | NC | Roxboro Farm | 58340 | 1 | PV | OP | NA | SUN |  | 72669 |  |  | EIA Prime Mover-level Data
2018 | NC | Roxboro Solar Farm, LLC | 61288 | GEN1 | PV | OP | NA | SUN |  | 79974 |  |  | EIA Prime Mover-level Data
2018 | NC | Royal Solar | 59831 | FLS1 | PV | OP | NA | SUN |  | 81185 |  |  | EIA Prime Mover-level Data
2018 | NC | Ruff Solar LLC | 62594 | 11625 | PV | T | NA | SUN
2018 | NC | Ruskin Solar | 60922 | PV1 | PV | OP | NA | SUN |  | 35851 |  |  | EIA Prime Mover-level Data
2018 | NC | Rutherford Farm | 59589 | PV1 | PV | OP | NA | SUN |  | 1201426 |  |  | EIA Prime Mover-level Data
2018 | NC | Sabattus Solar LLC | 62596 | 11999 | PV | U | NA | SUN
2018 | NC | Sadie Solar | 60168 | PV1 | PV | CN | NA | SUN
2018 | NC | Sadiebrook NC Solar | 62102 | PGRF1 | PV | OP | NA | SUN |  | 33764 |  |  | EIA Prime Mover-level Data
2018 | NC | Salem Energy Systems LLC | 54984 | UNT1 | GT | RE | NA | LFG
2018 | NC | Salem Energy Systems LLC | 54984 | UNT2 | GT | OP | NA | LFG |  | 451716 | 4.8785 | 0.0216 | EIA Prime Mover-level Data | Estimated using an emission factor
2018 | NC | Salisbury Solar | 61128 | 12349 | PV | OP | NA | SUN |  | 23505 |  |  | EIA Prime Mover-level Data
2018 | NC | Samarcand Solar Farm, LLC | 58805 | INV1 | PV | OP | NA | SUN |  | 7737 |  |  | EIA Prime Mover-level Data
2018 | NC | Samarcand Solar Farm, LLC | 58805 | INV10 | PV | OP | NA | SUN |  | 7737 |  |  | EIA Prime Mover-level Data
2018 | NC | Samarcand Solar Farm, LLC | 58805 | INV2 | PV | OP | NA | SUN |  | 7737 |  |  | EIA Prime Mover-level Data
2018 | NC | Samarcand Solar Farm, LLC | 58805 | INV3 | PV | OP | NA | SUN |  | 7737 |  |  | EIA Prime Mover-level Data
2018 | NC | Samarcand Solar Farm, LLC | 58805 | INV4 | PV | OP | NA | SUN |  | 7737 |  |  | EIA Prime Mover-level Data
2018 | NC | Samarcand Solar Farm, LLC | 58805 | INV5 | PV | OP | NA | SUN |  | 7737 |  |  | EIA Prime Mover-level Data
2018 | NC | Samarcand Solar Farm, LLC | 58805 | INV6 | PV | OP | NA | SUN |  | 7737 |  |  | EIA Prime Mover-level Data
2018 | NC | Samarcand Solar Farm, LLC | 58805 | INV7 | PV | OP | NA | SUN |  | 7737 |  |  | EIA Prime Mover-level Data
2018 | NC | Samarcand Solar Farm, LLC | 58805 | INV8 | PV | OP | NA | SUN |  | 7737 |  |  | EIA Prime Mover-level Data
2018 | NC | Samarcand Solar Farm, LLC | 58805 | INV9 | PV | OP | NA | SUN |  | 7737 |  |  | EIA Prime Mover-level Data
2018 | NC | Sampson County Disposal | 57492 | GEN1 | IC | OP | NA | LFG |  | 111614 | 0.82036 | 0.0147 | EIA Prime Mover-level Data | Estimated using an emission factor
2018 | NC | Sampson County Disposal | 57492 | GEN2 | IC | OP | NA | LFG |  | 111614 | 0.82036 | 0.0147 | EIA Prime Mover-level Data | Estimated using an emission factor
2018 | NC | Sampson County Disposal | 57492 | GEN3 | IC | OP | NA | LFG |  | 111614 | 0.82036 | 0.0147 | EIA Prime Mover-level Data | Estimated using an emission factor
2018 | NC | Sampson County Disposal | 57492 | GEN4 | IC | OP | NA | LFG |  | 111614 | 0.82036 | 0.0147 | EIA Prime Mover-level Data | Estimated using an emission factor
2018 | NC | Sampson County Disposal | 57492 | GEN5 | IC | OP | NA | LFG |  | 111614 | 0.82036 | 0.0147 | EIA Prime Mover-level Data | Estimated using an emission factor
2018 | NC | Sampson County Disposal | 57492 | GEN6 | IC | OP | NA | LFG |  | 111614 | 0.82036 | 0.0147 | EIA Prime Mover-level Data | Estimated using an emission factor
2018 | NC | Sampson County Disposal | 57492 | GEN7 | IC | T | NA | LFG
2018 | NC | Sampson County Disposal | 57492 | GEN8 | IC | T | NA | LFG
2018 | NC | Sampson Solar | 61096 | 1 | PV | OP | NA | SUN |  | 33609 |  |  | EIA Prime Mover-level Data
2018 | NC | Sandy Cross Solar, LLC | 58491 | SANDY | PV | OP | NA | SUN |  | 16886 |  |  | EIA Prime Mover-level Data
2018 | NC | Sandy Solar | 62692 | PGR04 | PV | OP | NA | SUN |  | 77814 |  |  | EIA Prime Mover-level Data
2018 | NC | Santeetlah | 54898 | 1 | HY | OP | NA | WAT |  | 651089 |  |  | EIA Prime Mover-level Data
2018 | NC | Santeetlah | 54898 | 2 | HY | OP | NA | WAT |  | 651089 |  |  | EIA Prime Mover-level Data
2018 | NC | Sarah Solar | 59500 | SARAH | PV | OP | NA | SUN |  | 77849 |  |  | EIA Prime Mover-level Data
2018 | NC | SAS Solar Farm | 56915 | 1 | PV | OP | NA | SUN |  | 5791 |  |  | EIA Prime Mover-level Data
2018 | NC | SAS Solar Farm | 56915 | 2 | PV | OP | NA | SUN |  | 5791 |  |  | EIA Prime Mover-level Data
2018 | NC | SAS Solar Farm | 56915 | 3 | PV | OP | NA | SUN |  | 5791 |  |  | EIA Prime Mover-level Data
2018 | NC | SAS Solar Farm | 56915 | 4 | PV | OP | NA | SUN |  | 5791 |  |  | EIA Prime Mover-level Data
2018 | NC | Scarlet Solar | 60921 | PV1 | PV | OP | NA | SUN |  | 36180 |  |  | EIA Prime Mover-level Data
2018 | NC | Schell Solar Farm | 59591 | PV1 | PV | OP | NA | SUN |  | 79307 |  |  | EIA Prime Mover-level Data
2018 | NC | Seaboard Solar LLC | 59643 | 5MWPV | PV | OP | NA | SUN |  | 77913 |  |  | EIA Prime Mover-level Data
2018 | NC | Sedberry Farm | 59592 | PV1 | PV | OP | NA | SUN |  | 81077 |  |  | EIA Prime Mover-level Data
2018 | NC | Sellers Farm Solar | 60439 | PV1 | PV | T | NA | SUN
2018 | NC | Selma Solar LLC | 58669 | SELMA | PV | OP | NA | SUN |  | 81615 |  |  | EIA Prime Mover-level Data
2018 | NC | Shadow Solar | 58744 | PV1 | PV | CN | NA | SUN
2018 | NC | Shankle Solar Center LLC | 58956 | SHAN | PV | OP | NA | SUN |  | 77658 |  |  | EIA Prime Mover-level Data
2018 | NC | Shannon Farm | 58323 | 1 | PV | OP | NA | SUN |  | 77622 |  |  | EIA Prime Mover-level Data
2018 | NC | Shawboro PV1 | 59155 | SHAW1 | PV | OP | NA | SUN |  | 345981 |  |  | EIA Prime Mover-level Data
2018 | NC | Shelby Randolph Road Solar 1, LLC | 60101 | SRR | PV | OP | NA | SUN |  | 31722 |  |  | EIA Prime Mover-level Data
2018 | NC | Shelby Solar Energy Generation Facility | 57200 | 1 | PV | OP | NA | SUN |  | 15418 |  |  | EIA Prime Mover-level Data
2018 | NC | Shelby, NC | 54363 | GEN2 | IC | SB | NA | DFO
2018 | NC | Shelby, NC | 54363 | GEN3 | IC | SB | NA | DFO
2018 | NC | Shelby, NC | 54363 | GEN4 | IC | SB | NA | DFO
2018 | NC | Shelby, NC | 54363 | GEN5 | IC | SB | NA | DFO
2018 | NC | Shelby, Toms Street | 56063 | 1 | IC | OP | NA | DFO |  | 31 | 0.004805 | 0.31 | EIA Prime Mover-level Data | Estimated using an emission factor
2018 | NC | Shelter Solar | 60156 | PV1 | PV | OP | NA | SUN |  | 274 |  |  | EIA Prime Mover-level Data
2018 | NC | Shiloh Hwy Solar | 62691 | PGR05 | PV | OP | NA | SUN
2018 | NC | Shoe Creek Solar, LLC | 60380 | SCSPV | PV | OP | NA | SUN |  | 1089025 |  |  | EIA Prime Mover-level Data
2018 | NC | SID Solar I, LLC | 60108 | SID | PV | OP | NA | SUN |  | 77009 |  |  | EIA Prime Mover-level Data
2018 | NC | Sigmon Catawba Farm | 58861 | 1 | PV | OP | NA | SUN |  | 73174 |  |  | EIA Prime Mover-level Data
2018 | NC | Signature Solar | 60155 | PV1 | PV | CN | NA | SUN
2018 | NC | Siler 421 Farm, LLC | 61019 | SILER | PV | OP | NA | SUN |  | 88437 |  |  | EIA Prime Mover-level Data
2018 | NC | Simons Farm | 59149 | SIMON | PV | OP | NA | SUN |  | 86284 |  |  | EIA Prime Mover-level Data
2018 | NC | Smithfield | 59955 | GEN01 | PV | OP | NA | SUN |  | 30427 |  |  | EIA Prime Mover-level Data
2018 | NC | Smithfield Farmland Corp Bladen | 54823 | GEN1 | IC | SB | NA | DFO |  | 198 | 0.03069 | 0.31 | EIA Prime Mover-level Data | Estimated using an emission factor
2018 | NC | Smithfield Farmland Corp Bladen | 54823 | GEN2 | IC | SB | NA | DFO |  | 198 | 0.03069 | 0.31 | EIA Prime Mover-level Data | Estimated using an emission factor
2018 | NC | Smithfield Farmland Corp Bladen | 54823 | GEN3 | IC | SB | NA | DFO |  | 198 | 0.03069 | 0.31 | EIA Prime Mover-level Data | Estimated using an emission factor
2018 | NC | Smithfield Farmland Corp Bladen | 54823 | GEN4 | IC | SB | NA | DFO |  | 198 | 0.03069 | 0.31 | EIA Prime Mover-level Data | Estimated using an emission factor
2018 | NC | Smithfield Farmland Corp Bladen | 54823 | GEN5 | IC | SB | NA | DFO |  | 198 | 0.03069 | 0.31 | EIA Prime Mover-level Data | Estimated using an emission factor
2018 | NC | Smithfield Farmland Corp Bladen | 54823 | GEN6 | IC | SB | NA | DFO |  | 198 | 0.03069 | 0.31 | EIA Prime Mover-level Data | Estimated using an emission factor
2018 | NC | Smithfield Farmland Corp Bladen | 54823 | GEN7 | IC | SB | NA | DFO |  | 198 | 0.03069 | 0.31 | EIA Prime Mover-level Data | Estimated using an emission factor
2018 | NC | Smithfield Farmland Corp Bladen | 54823 | GEN8 | IC | SB | NA | DFO |  | 198 | 0.03069 | 0.31 | EIA Prime Mover-level Data | Estimated using an emission factor
2018 | NC | Smithfield Farmland Corp Bladen | 54823 | GEN9 | IC | SB | NA | DFO |  | 198 | 0.03069 | 0.31 | EIA Prime Mover-level Data | Estimated using an emission factor
2018 | NC | Smithfield Farmland Corp Bladen | 54823 | GN10 | IC | SB | NA | DFO |  | 198 | 0.03069 | 0.31 | EIA Prime Mover-level Data | Estimated using an emission factor
2018 | NC | Smithfield Farmland Corp Bladen | 54823 | GN11 | IC | SB | NA | DFO |  | 198 | 0.03069 | 0.31 | EIA Prime Mover-level Data | Estimated using an emission factor
2018 | NC | Smithfield Farmland Corp Bladen | 54823 | GN12 | IC | SB | NA | DFO |  | 198 | 0.03069 | 0.31 | EIA Prime Mover-level Data | Estimated using an emission factor
2018 | NC | Smithfield Farmland Corp Bladen | 54823 | GN13 | IC | SB | NA | DFO |  | 198 | 0.03069 | 0.31 | EIA Prime Mover-level Data | Estimated using an emission factor
2018 | NC | Smithfield Farmland Corp Bladen | 54823 | GN14 | IC | SB | NA | DFO |  | 198 | 0.03069 | 0.31 | EIA Prime Mover-level Data | Estimated using an emission factor
2018 | NC | Smithfield Farmland Corp Bladen | 54823 | GN15 | IC | SB | NA | DFO |  | 198 | 0.03069 | 0.31 | EIA Prime Mover-level Data | Estimated using an emission factor
2018 | NC | Smithfield Farmland Corp Bladen | 54823 | GN16 | IC | SB | NA | DFO |  | 198 | 0.03069 | 0.31 | EIA Prime Mover-level Data | Estimated using an emission factor
2018 | NC | Smithfield Farmland Corp Bladen | 54823 | GN17 | IC | SB | NA | DFO |  | 198 | 0.03069 | 0.31 | EIA Prime Mover-level Data | Estimated using an emission factor
2018 | NC | Smithfield Farmland Corp Bladen | 54823 | GN18 | IC | SB | NA | DFO |  | 198 | 0.03069 | 0.31 | EIA Prime Mover-level Data | Estimated using an emission factor
2018 | NC | Smithfield Farmland Corp Bladen | 54823 | GN19 | IC | SB | NA | DFO |  | 198 | 0.03069 | 0.31 | EIA Prime Mover-level Data | Estimated using an emission factor
2018 | NC | Smithfield Packaged Meats Corp. | 56035 | 1 | IC | SB | NA | DFO |  | 1290 | 0.19995 | 0.31 | EIA Prime Mover-level Data | Estimated using an emission factor
2018 | NC | Smithfield Packaged Meats Corp. | 58575 | 1 | IC | OP | NA | DFO |  | 3433 | 0.53212 | 0.31 | EIA Prime Mover-level Data | Estimated using an emission factor
2018 | NC | Smithfield Packaged Meats Corp. | 56035 | 2 | IC | SB | NA | DFO |  | 1290 | 0.19995 | 0.31 | EIA Prime Mover-level Data | Estimated using an emission factor
2018 | NC | Smithfield Packaged Meats Corp. | 58575 | 2 | IC | OP | NA | DFO |  | 3433 | 0.53212 | 0.31 | EIA Prime Mover-level Data | Estimated using an emission factor
2018 | NC | Smithfield Packaged Meats Corp. | 58575 | 3 | IC | OP | NA | DFO |  | 3433 | 0.53212 | 0.31 | EIA Prime Mover-level Data | Estimated using an emission factor
2018 | NC | Smithfield Packaged Meats Corp. | 58575 | 4 | IC | OP | NA | DFO |  | 3433 | 0.53212 | 0.31 | EIA Prime Mover-level Data | Estimated using an emission factor
2018 | NC | Snow Camp Solar, LLC | 60367 | SCSPV | PV | OP | NA | SUN |  | 98812 |  |  | EIA Prime Mover-level Data
2018 | NC | Snow Hill Solar 2 LLC | 59106 | 1 | PV | OP | NA | SUN |  | 32815 |  |  | EIA Prime Mover-level Data
2018 | NC | SoINCPower5, LLC | 59857 | BAT1 | PV | OP | NA | SUN |  | 90442 |  |  | EIA Prime Mover-level Data
2018 | NC | SoINCPower6, LLC | 59856 | SUN1 | PV | OP | NA | SUN |  | 97890 |  |  | EIA Prime Mover-level Data
2018 | NC | Solar Star North Carolina II LLC | 57435 | 1 | PV | OP | NA | SUN |  | 17043 |  |  | EIA Prime Mover-level Data
2018 | NC | Solar Star North Carolina II LLC | 57435 | 2 | PV | OP | NA | SUN |  | 17043 |  |  | EIA Prime Mover-level Data
2018 | NC | Solar Star North Carolina II LLC | 57435 | 3 | PV | OP | NA | SUN |  | 17043 |  |  | EIA Prime Mover-level Data
2018 | NC | Solar Star North Carolina II LLC | 57435 | 4 | PV | OP | NA | SUN |  | 17043 |  |  | EIA Prime Mover-level Data
2018 | NC | Solar Star North Carolina II LLC | 57435 | 5 | PV | OP | NA | SUN |  | 17043 |  |  | EIA Prime Mover-level Data
2018 | NC | Soluga Farms 1 | 59191 | 1 | PV | OP | NA | SUN |  | 80466 |  |  | EIA Prime Mover-level Data
2018 | NC | Soluga Farms 2 LLC | 59192 | 1 | PV | OP | NA | SUN |  | 78533 |  |  | EIA Prime Mover-level Data
2018 | NC | Soluga Farms III | 60580 | 1 | PV | OP | NA | SUN |  | 85937 |  |  | EIA Prime Mover-level Data
2018 | NC | Soluga Farms IV | 59934 | SFIV | PV | OP | NA | SUN |  | 16340 |  |  | EIA Prime Mover-level Data
2018 | NC | Sonne One | 58782 | PV1 | PV | OP | NA | SUN |  | 80511 |  |  | EIA Prime Mover-level Data
2018 | NC | Sonne Two | 58829 | PV1 | PV | OP | NA | SUN |  | 89118 |  |  | EIA Prime Mover-level Data
2018 | NC | Sophie Solar | 58745 | PV1 | PV | OP | NA | SUN |  | 69480 |  |  | EIA Prime Mover-level Data
2018 | NC | Soul City Solar | 59606 | FLS1 | PV | OP | NA | SUN |  | 48280 |  |  | EIA Prime Mover-level Data
2018 | NC | South Atlantic Services Solar Farm I | 60798 | PV1 | PV | OP | NA | SUN |  | 26069 |  |  | EIA Prime Mover-level Data
2018 | NC | South Louisburg Solar | 59825 | 5MWPV | PV | OP | NA | SUN |  | 89502 |  |  | EIA Prime Mover-level Data
2018 | NC | South Robeson Farm | 58273 | SROB | PV | OP | NA | SUN |  | 77904 |  |  | EIA Prime Mover-level Data
2018 | NC | South Winston Farm, LLC | 60409 | SWFPV | PV | OP | NA | SUN |  | 81505 |  |  | EIA Prime Mover-level Data
2018 | NC | Southerland Farm Solar | 60553 | 1 | PV | OP | NA | SUN |  | 68851 |  |  | EIA Prime Mover-level Data
2018 | NC | Soy Solar | 59571 | PV1 | PV | CN | NA | SUN
2018 | NC | Speedway Solar NC, LLC | 62821 | GEN1 | PV | P | NA | SUN
2018 | NC | Spencer Farm, LLC | 61220 | 1 | PV | OP | NA | SUN |  | 81414 |  |  | EIA Prime Mover-level Data
2018 | NC | Spicewood Solar Farm LLC | 59109 | 1 | PV | OP | NA | SUN |  | 76738 |  |  | EIA Prime Mover-level Data
2018 | NC | Spring Valley Farm 2, LLC | 59593 | PV1 | PV | OP | NA | SUN |  | 83099 |  |  | EIA Prime Mover-level Data
2018 | NC | St. Pauls Solar 1, LLC | 60396 | FLS1 | PV | OP | NA | SUN |  | 84971 |  |  | EIA Prime Mover-level Data
2018 | NC | St. Pauls Solar 2 | 61156 | STPAU | PV | OP | NA | SUN |  | 84998 |  |  | EIA Prime Mover-level Data
2018 | NC | Stagecoach Solar | 59604 | FLS1 | PV | OP | NA | SUN |  | 71595 |  |  | EIA Prime Mover-level Data
2018 | NC | Stainback Solar Farm | 60257 | INV1 | PV | OP | NA | SUN |  | 84005 |  |  | EIA Prime Mover-level Data
2018 | NC | Star Solar | 58746 | PV1 | PV | OP | NA | SUN |  | 84826 |  |  | EIA Prime Mover-level Data
2018 | NC | Starr | 62602 | STARR | PV | V | NA | SUN
2018 | NC | Statesville Delivery No 3 | 56552 | 1 | IC | OP | NA | DFO |  | 31 | 0.004805 | 0.31 | EIA Prime Mover-level Data | Estimated using an emission factor
2018 | NC | Statesville Solar | 61535 | GEN1 | PV | OP | NA | SUN |  | 81069 |  |  | EIA Prime Mover-level Data
2018 | NC | Statesville, Highway 64 | 56062 | 1 | IC | OP | NA | DFO |  | 43 | 0.006665 | 0.31 | EIA Prime Mover-level Data | Estimated using an emission factor
2018 | NC | Stikeleather Farm | 59595 | PV1 | PV | OP | NA | SUN |  | 82127 |  |  | EIA Prime Mover-level Data
2018 | NC | Stone Solar | 61085 | 1 | PV | OP | NA | SUN |  | 87331 |  |  | EIA Prime Mover-level Data
2018 | NC | Stony Knoll Solar, LLC | 62820 | GEN1 | PV | P | NA | SUN
2018 | NC | Stout Farm | 59581 | PV1 | PV | OP | NA | SUN |  | 77741 |  |  | EIA Prime Mover-level Data
2018 | NC | Sugar Run Solar | 60189 | SRS15 | PV | OP | NA | SUN |  | 88836 |  |  | EIA Prime Mover-level Data
2018 | NC | Summit Farms Solar | 60611 | PV1 | PV | OP | NA | SUN |  | 1046328 |  |  | EIA Prime Mover-level Data
2018 | NC | Sun Devil Solar | 59505 | PV1 | PV | OP | NA | SUN |  | 76792 |  |  | EIA Prime Mover-level Data
2018 | NC | Sun Farm V, LLC | 61287 | SF5PV | PV | OP | NA | SUN |  | 1304 |  |  | EIA Prime Mover-level Data
2018 | NC | Sun Farm VI, LLC | 61842 | PV1 | PV | OP | NA | SUN |  | 4659 |  |  | EIA Prime Mover-level Data
2018 | NC | SunEdison LV Sutton Plant Site | 56938 | NCP1 | PV | OP | NA | SUN |  | 8534 |  |  | EIA Prime Mover-level Data
2018 | NC | SunEnergy1-Scotland Neck, LLC | 59898 | SE1SN | PV | OP | NA | SUN |  | 50059 |  |  | EIA Prime Mover-level Data
2018 | NC | Sunfish Farm | 58864 | 1 | PV | OP | NA | SUN |  | 78177 |  |  | EIA Prime Mover-level Data
2018 | NC | Sunflower Solar | 60638 | NC160 | PV | OP | NA | SUN |  | 251237 |  |  | EIA Prime Mover-level Data
2018 | NC | Sweetgum Solar | 59824 | 5732 | PV | OP | NA | SUN |  | 84442 |  |  | EIA Prime Mover-level Data
2018 | NC | Tamworth Holdings | 60394 | PV1 | PV | L | NA | SUN
2018 | NC | Tanager Holdings | 60691 | PV1 | PV | L | NA | SUN
2018 | NC | Tarboro Solar | 59648 | 5MWPV | PV | OP | NA | SUN |  | 87743 |  |  | EIA Prime Mover-level Data
2018 | NC | Tart Farm | 59583 | PV1 | PV | OP | NA | SUN |  | 81031 |  |  | EIA Prime Mover-level Data
2018 | NC | Tate Solar | 60160 | PV1 | PV | L | NA | SUN
2018 | NC | Taylorsville Solar LLC | 57402 | TAY1 | PV | OP | NA | SUN |  | 14572 |  |  | EIA Prime Mover-level Data
2018 | NC | Tennessee Creek | 2749 | 1 | HY | OP | NA | WAT |  | 438677 |  |  | EIA Prime Mover-level Data
2018 | NC | Thanksgiving Fire Solar Farm, LLC | 62786 | 12087 | PV | T | NA | SUN
2018 | NC | Thigpen Farms Solar, LLC | 60850 | PV1 | PV | T | NA | SUN
2018 | NC | Thornton PV1 | 59152 | THOR1 | PV | OP | NA | SUN |  | 76246 |  |  | EIA Prime Mover-level Data
2018 | NC | Thorpe | 2750 | 1 | HY | OP | NA | WAT |  | 875501 |  |  | EIA Prime Mover-level Data
2018 | NC | Three Bridge | 62540 | PGR01 | PV | OP | NA | SUN
2018 | NC | Tiburon Holdings | 59217 | PV1 | PV | OP | NA | SUN |  | 83649 |  |  | EIA Prime Mover-level Data
2018 | NC | Tides Lane Farm | 60429 | PV1 | PV | T | NA | SUN
2018 | NC | Tillery | 2714 | 1 | HY | OP | NA | WAT |  | 569807 |  |  | EIA Prime Mover-level Data
2018 | NC | Tillery | 2714 | 2 | HY | OP | NA | WAT |  | 466206 |  |  | EIA Prime Mover-level Data
2018 | NC | Tillery | 2714 | 3 | HY | OP | NA | WAT |  | 569807 |  |  | EIA Prime Mover-level Data
2018 | NC | Tillery | 2714 | 4 | HY | OP | NA | WAT |  | 569807 |  |  | EIA Prime Mover-level Data
2018 | NC | Tolson Solar | 61131 | 12345 | PV | OP | NA | SUN |  | 51744 |  |  | EIA Prime Mover-level Data
2018 | NC | Tower Solar Center LLC | 59159 | TSC 1 | PV | IP | NA | SUN
2018 | NC | Town of Cary | 59377 | CARY1 | PV | OP | NA | SUN |  | 20369 |  |  | EIA Prime Mover-level Data
2018 | NC | Tracy Solar | 59498 | PV1 | PV | OP | NA | SUN |  | 168654 |  |  | EIA Prime Mover-level Data
2018 | NC | Trinity Solar | 60291 | PV1 | PV | IP | NA | SUN
2018 | NC | Tripple State Farm | 61086 | 1 | PV | OP | NA | SUN |  | 86247 |  |  | EIA Prime Mover-level Data
2018 | NC | Tuckasegee | 2751 | 1 | HY | OP | NA | WAT |  | 64528 |  |  | EIA Prime Mover-level Data
2018 | NC | Tuckertown Hydro | 54897 | TT1 | HY | OP | NA | WAT |  | 499731 |  |  | EIA Prime Mover-level Data
2018 | NC | Tuckertown Hydro | 54897 | TT2 | HY | OP | NA | WAT |  | 499731 |  |  | EIA Prime Mover-level Data
2018 | NC | Tuckertown Hydro | 54897 | TT3 | HY | OP | NA | WAT |  | 499731 |  |  | EIA Prime Mover-level Data
2018 | NC | Turkey Branch Solar LLC | 58670 | TURKY | PV | OP | NA | SUN |  | 80596 |  |  | EIA Prime Mover-level Data
2018 | NC | Turkey Creek PV1 | 60000 | TRKCK | PV | OP | NA | SUN |  | 204680 |  |  | EIA Prime Mover-level Data
2018 | NC | Turner Shoals | 2735 | 1 | HY | OP | NA | WAT |  | 95238 |  |  | EIA Prime Mover-level Data
2018 | NC | Turner Shoals | 2735 | 2 | HY | OP | NA | WAT |  | 95238 |  |  | EIA Prime Mover-level Data
2018 | NC | Tuxedo | 2736 | 1 | HY | OP | NA | WAT |  | 154372 |  |  | EIA Prime Mover-level Data
2018 | NC | Tuxedo | 2736 | 2 | HY | OP | NA | WAT |  | 154372 |  |  | EIA Prime Mover-level Data
2018 | NC | TWE Chocowinity Solar, LLC | 60048 | FLS1 | PV | OP | NA | SUN |  | 63408 |  |  | EIA Prime Mover-level Data
2018 | NC | TWE New Bern Solar Project, LLC | 60191 | FLS1 | PV | OP | NA | SUN |  | 56869 |  |  | EIA Prime Mover-level Data
2018 | NC | Two Lines Farm | 58348 | 1 | PV | OP | NA | SUN |  | 77393 |  |  | EIA Prime Mover-level Data
2018 | NC | Two Mile Desert Project | 60510 | PV1 | PV | T | NA | SUN
2018 | NC | Two Mile Solar | 59427 | TMS1 | PV | OP | NA | SUN |  | 80959 |  |  | EIA Prime Mover-level Data
2018 | NC | Tyler Solar | 60970 | PV1 | PV | IP | NA | SUN
2018 | NC | UNC-CH LFG Facility | 58268 | LFG1 | IC | OP | NA | LFG |  | 39970 | 0.29378 | 0.0147 | EIA Prime Mover-level Data | Estimated using an emission factor
2018 | NC | Underwood PV2 | 60998 | UNWD2 | PV | L | NA | SUN
2018 | NC | University of NC Chapel Hill | 54276 | ES001 | ST | OP | FLUIDIZED | BIT | 2,519.0 | 959795 | 3.36 | 0.0070015 | EIA non-ozone season distributed and EPA/CAMD ozone season | EPA/NEI | 1991
2018 | NC | University of NC Chapel Hill | 54276 | ES002 | ST | OP | FLUIDIZED | BIT | 3,335.0 | 1566101 | 3.41 | 0.0043548 | EIA non-ozone season distributed and EPA/CAMD ozone season | EPA/NEI | 1991
2018 | NC | University of NC Chapel Hill | 54276 | ES003 | ST | OP | WALL | NG | 148.0 | 19914 | 0.080172 | 0.0080518 | EIA non-ozone season distributed and EPA/CAMD ozone season | EPA/NEI | 2003
2018 | NC | Upchurch Solar Center LLC | 58812 | USC1 | PV | OP | NA | SUN |  | 80212 |  |  | EIA Prime Mover-level Data
2018 | NC | Uwharrie Mountain Renewable | 58526 | 1 | IC | OP | NA | LFG |  | 104333 | 0.76685 | 0.0147 | EIA Prime Mover-level Data | Estimated using an emission factor
2018 | NC | Uwharrie Mountain Renewable | 58526 | 2 | IC | OP | NA | LFG |  | 104333 | 0.76685 | 0.0147 | EIA Prime Mover-level Data | Estimated using an emission factor
2018 | NC | Uwharrie Mountain Renewable | 58526 | 3 | IC | OP | NA | LFG |  | 104333 | 0.76685 | 0.0147 | EIA Prime Mover-level Data | Estimated using an emission factor
2018 | NC | Uwharrie Mountain Renewable | 58526 | 4 | IC | OP | NA | LFG |  | 104333 | 0.76685 | 0.0147 | EIA Prime Mover-level Data | Estimated using an emission factor
2018 | NC | Uwharrie Mountain Renewable | 58526 | 5 | IC | OP | NA | LFG |  | 104333 | 0.76685 | 0.0147 | EIA Prime Mover-level Data | Estimated using an emission factor
2018 | NC | Uwharrie Mountain Renewable | 58526 | 6 | IC | OP | NA | LFG |  | 104333 | 0.76685 | 0.0147 | EIA Prime Mover-level Data | Estimated using an emission factor
2018 | NC | Van Slyke Solar Center, LLC | 59761 | VSLYK | PV | OP | NA | SUN |  | 82600 |  |  | EIA Prime Mover-level Data
2018 | NC | Vance Solar Farm, LLC | 59928 | NB007 | PV | OP | NA | SUN |  | 77431 |  |  | EIA Prime Mover-level Data
2018 | NC | Vaughn Creek PV1 | 60001 | VNCRK | PV | OP | NA | SUN |  | 344050 |  |  | EIA Prime Mover-level Data
2018 | NC | Vickers | 59190 | 1 | PV | OP | NA | SUN |  | 33653 |  |  | EIA Prime Mover-level Data
2018 | NC | Vicksburg Solar | 59605 | FLS1 | PV | OP | NA | SUN |  | 78169 |  |  | EIA Prime Mover-level Data
2018 | NC | Violet Solar | 60961 | PV1 | PV | OP | NA | SUN |  | 82 |  |  | EIA Prime Mover-level Data
2018 | NC | Viper Solar | 60920 | PV1 | PV | OP | NA | SUN |  | 34750 |  |  | EIA Prime Mover-level Data
2018 | NC | W H Weatherspoon | 2716 | 4 | GT | OP | CT | DFO | 47.0 | 20342 | 0.09 | 0.0088487 | EPA/CAMD | EPA/NEI | 1970
2018 | NC | W H Weatherspoon | 2716 | 5 | GT | OP | CT | DFO | 45.0 | 17437 | 0.07 | 0.0080289 | EPA/CAMD | EPA/NEI | 1970
2018 | NC | W H Weatherspoon | 2716 | 6 | GT | OP | CT | DFO | 44.0 | 16451 | 0.06 | 0.0072944 | EPA/CAMD | EPA/NEI | 1971
2018 | NC | W H Weatherspoon | 2716 | 7 | GT | OP | CT | DFO | 44.0 | 18353 | 0.07 | 0.0076282 | EPA/CAMD | EPA/NEI | 1971
2018 | NC | Waco Farm | 58863 | 1 | PV | OP | NA | SUN |  | 79354 |  |  | EIA Prime Mover-level Data
2018 | NC | Wadesboro 4 | 62627 | WADE4 | PV | V | NA | SUN
2018 | NC | Wadesboro Farm 1 | 61087 | 1 | PV | OP | NA | SUN |  | 82628 |  |  | EIA Prime Mover-level Data
2018 | NC | Wadesboro Farm 2 | 60575 | 1 | PV | OP | NA | SUN |  | 86065 |  |  | EIA Prime Mover-level Data
2018 | NC | Wadesboro Farm 3 | 60576 | 1 | PV | OP | NA | SUN |  | 86027 |  |  | EIA Prime Mover-level Data
2018 | NC | Wadesboro Solar | 61129 | 12347 | PV | OP | NA | SUN |  | 35718 |  |  | EIA Prime Mover-level Data
2018 | NC | Wagstaff Farm 1 | 58862 | 1 | PV | OP | NA | SUN |  | 80074 |  |  | EIA Prime Mover-level Data
2018 | NC | Wake County LFG Facility | 59688 | E1 | IC | OP | NA | LFG |  | 19712 | 0.14488 | 0.0147 | EIA Prime Mover-level Data | Estimated using an emission factor
2018 | NC | Wake County LFG Facility | 59688 | E10 | IC | OP | NA | LFG |  | 19712 | 0.14488 | 0.0147 | EIA Prime Mover-level Data | Estimated using an emission factor
2018 | NC | Wake County LFG Facility | 59688 | E11 | IC | OP | NA | LFG |  | 19712 | 0.14488 | 0.0147 | EIA Prime Mover-level Data | Estimated using an emission factor
2018 | NC | Wake County LFG Facility | 59688 | E12 | IC | OP | NA | LFG |  | 19712 | 0.14488 | 0.0147 | EIA Prime Mover-level Data | Estimated using an emission factor
2018 | NC | Wake County LFG Facility | 59688 | E13 | IC | OP | NA | LFG |  | 19712 | 0.14488 | 0.0147 | EIA Prime Mover-level Data | Estimated using an emission factor
2018 | NC | Wake County LFG Facility | 59688 | E14 | IC | OP | NA | LFG |  | 19712 | 0.14488 | 0.0147 | EIA Prime Mover-level Data | Estimated using an emission factor
2018 | NC | Wake County LFG Facility | 59688 | E15 | IC | OP | NA | LFG |  | 19712 | 0.14488 | 0.0147 | EIA Prime Mover-level Data | Estimated using an emission factor
2018 | NC | Wake County LFG Facility | 59688 | E16 | IC | OP | NA | LFG |  | 19712 | 0.14488 | 0.0147 | EIA Prime Mover-level Data | Estimated using an emission factor
2018 | NC | Wake County LFG Facility | 59688 | E17 | IC | OP | NA | LFG |  | 19712 | 0.14488 | 0.0147 | EIA Prime Mover-level Data | Estimated using an emission factor
2018 | NC | Wake County LFG Facility | 59688 | E18 | IC | OP | NA | LFG |  | 19712 | 0.14488 | 0.0147 | EIA Prime Mover-level Data | Estimated using an emission factor
2018 | NC | Wake County LFG Facility | 59688 | E19 | IC | OP | NA | LFG |  | 19712 | 0.14488 | 0.0147 | EIA Prime Mover-level Data | Estimated using an emission factor
2018 | NC | Wake County LFG Facility | 59688 | E2 | IC | OP | NA | LFG |  | 19712 | 0.14488 | 0.0147 | EIA Prime Mover-level Data | Estimated using an emission factor
2018 | NC | Wake County LFG Facility | 59688 | E20 | IC | OP | NA | LFG |  | 19712 | 0.14488 | 0.0147 | EIA Prime Mover-level Data | Estimated using an emission factor
2018 | NC | Wake County LFG Facility | 59688 | E21 | IC | OP | NA | LFG |  | 19712 | 0.14488 | 0.0147 | EIA Prime Mover-level Data | Estimated using an emission factor
2018 | NC | Wake County LFG Facility | 59688 | E22 | IC | OP | NA | LFG |  | 19712 | 0.14488 | 0.0147 | EIA Prime Mover-level Data | Estimated using an emission factor
2018 | NC | Wake County LFG Facility | 59688 | E23 | IC | OP | NA | LFG |  | 19712 | 0.14488 | 0.0147 | EIA Prime Mover-level Data | Estimated using an emission factor
2018 | NC | Wake County LFG Facility | 59688 | E24 | IC | OP | NA | LFG |  | 19712 | 0.14488 | 0.0147 | EIA Prime Mover-level Data | Estimated using an emission factor
2018 | NC | Wake County LFG Facility | 59688 | E3 | IC | OP | NA | LFG |  | 19712 | 0.14488 | 0.0147 | EIA Prime Mover-level Data | Estimated using an emission factor
2018 | NC | Wake County LFG Facility | 59688 | E4 | IC | OP | NA | LFG |  | 19712 | 0.14488 | 0.0147 | EIA Prime Mover-level Data | Estimated using an emission factor
2018 | NC | Wake County LFG Facility | 59688 | E5 | IC | OP | NA | LFG |  | 19712 | 0.14488 | 0.0147 | EIA Prime Mover-level Data | Estimated using an emission factor
2018 | NC | Wake County LFG Facility | 59688 | E6 | IC | OP | NA | LFG |  | 19712 | 0.14488 | 0.0147 | EIA Prime Mover-level Data | Estimated using an emission factor
2018 | NC | Wake County LFG Facility | 59688 | E7 | IC | OP | NA | LFG |  | 19712 | 0.14488 | 0.0147 | EIA Prime Mover-level Data | Estimated using an emission factor
2018 | NC | Wake County LFG Facility | 59688 | E8 | IC | OP | NA | LFG |  | 19712 | 0.14488 | 0.0147 | EIA Prime Mover-level Data | Estimated using an emission factor
2018 | NC | Wake County LFG Facility | 59688 | E9 | IC | OP | NA | LFG |  | 19712 | 0.14488 | 0.0147 | EIA Prime Mover-level Data | Estimated using an emission factor
2018 | NC | Wakefield Solar | 61536 | GEN1 | PV | OP | NA | SUN |  | 86502 |  |  | EIA Prime Mover-level Data
2018 | NC | Wallace | 59050 | GEN 1 | PV | OP | NA | SUN |  | 30453 |  |  | EIA Prime Mover-level Data
2018 | NC | Wallace Solar 2 | 60090 | 2MWPV | PV | CN | NA | SUN
2018 | NC | Walters | 2715 | 1 | HY | OP | NA | WAT |  | 1452354 |  |  | EIA Prime Mover-level Data
2018 | NC | Walters | 2715 | 2 | HY | OP | NA | WAT |  | 1452354 |  |  | EIA Prime Mover-level Data
2018 | NC | Walters | 2715 | 3 | HY | OP | NA | WAT |  | 1452354 |  |  | EIA Prime Mover-level Data
2018 | NC | Walters Solar (FLS 260) | 59603 | FLS1 | PV | OP | NA | SUN |  | 81488 |  |  | EIA Prime Mover-level Data
2018 | NC | Warbler Holdings | 60393 | PV1 | PV | L | NA | SUN
2018 | NC | Ward WTP | 57607 | 1 | IC | OP | NA | DFO |  | 365 | 0.056575 | 0.31 | EIA Prime Mover-level Data | Estimated using an emission factor
2018 | NC | Ward WTP | 57607 | 2 | IC | OP | NA | DFO |  | 365 | 0.056575 | 0.31 | EIA Prime Mover-level Data | Estimated using an emission factor
2018 | NC | Warren Solar Farm LLC | 62223 | 10423 | PV | U | NA | SUN
2018 | NC | Warrenton Farm | 58312 | 1 | PV | OP | NA | SUN |  | 64666 |  |  | EIA Prime Mover-level Data
2018 | NC | Warrenton I Solar | 62100 | PGRI4 | PV | OP | NA | SUN
2018 | NC | Warsaw Farm | 58848 | 1 | PV | OP | NA | SUN |  | 1029669 |  |  | EIA Prime Mover-level Data
2018 | NC | Warsaw I | 59119 | PV1 | PV | OP | NA | SUN |  | 30864 |  |  | EIA Prime Mover-level Data
2018 | NC | Warsaw II | 59120 | PV1 | PV | OP | NA | SUN |  | 31584 |  |  | EIA Prime Mover-level Data
2018 | NC | Washington Airport Solar LLC | 58845 | 1 | PV | OP | NA | SUN |  | 82875 |  |  | EIA Prime Mover-level Data
2018 | NC | Washington Millfield Solar, LLC | 58846 | 1 | PV | OP | NA | SUN |  | 83786 |  |  | EIA Prime Mover-level Data
2018 | NC | Washington Solar | 60948 | PV1 | PV | P | NA | SUN
2018 | NC | Washington White Post Solar LLC | 58135 | 1 | PV | OP | NA | SUN |  | 194770 |  |  | EIA Prime Mover-level Data
2018 | NC | Waste Management Piedmont LFGTE Project | 57169 | GEN1 | IC | OP | NA | LFG |  | 55098 | 0.40497 | 0.0147 | EIA Prime Mover-level Data | Estimated using an emission factor
2018 | NC | Waste Management Piedmont LFGTE Project | 57169 | GEN2 | IC | OP | NA | LFG |  | 55098 | 0.40497 | 0.0147 | EIA Prime Mover-level Data | Estimated using an emission factor
2018 | NC | Waste Management Piedmont LFGTE Project | 57169 | GEN3 | IC | OP | NA | LFG |  | 55098 | 0.40497 | 0.0147 | EIA Prime Mover-level Data | Estimated using an emission factor
2018 | NC | Water Filter Plant #2 | 55534 | 1299 | IC | OP | NA | DFO |  | 616 | 0.09548 | 0.31 | EIA Prime Mover-level Data | Estimated using an emission factor
2018 | NC | Water Filter Plant #2 | 55534 | 3516 | IC | RE | NA | DFO
2018 | NC | Watson Seed Farm PV1 | 59153 | WAT1 | PV | OP | NA | SUN |  | 316996 |  |  | EIA Prime Mover-level Data
2018 | NC | Watts Farm | 58317 | 1 | PV | OP | NA | SUN |  | 76573 |  |  | EIA Prime Mover-level Data
2018 | NC | Wayne County | 7538 | 1 | GT | OP | NA | NG |  | 1055619 | 2.8942 | 0.0054834 | EIA Prime Mover-level Data | NEI avg EF - PM, fuel type, firing type
2018 | NC | Wayne County | 7538 | 2 | GT | OP | NA | NG |  | 1055619 | 2.8942 | 0.0054834 | EIA Prime Mover-level Data | NEI avg EF - PM, fuel type, firing type
2018 | NC | Wayne County | 7538 | 3 | GT | OP | NA | NG |  | 1055619 | 2.8942 | 0.0054834 | EIA Prime Mover-level Data | NEI avg EF - PM, fuel type, firing type
2018 | NC | Wayne County | 7538 | 4 | GT | OP | NA | NG |  | 1055619 | 2.8942 | 0.0054834 | EIA Prime Mover-level Data | NEI avg EF - PM, fuel type, firing type
2018 | NC | Wayne County | 7538 | 5 | GT | OP | NA | NG |  | 1075628 | 2.949 | 0.0054834 | EIA Prime Mover-level Data | NEI avg EF - PM, fuel type, firing type
2018 | NC | Wayne Solar I LLC | 60602 | WYN1 | PV | OP | NA | SUN |  | 77731 |  |  | EIA Prime Mover-level Data
2018 | NC | Wayne Solar II LLC | 60598 | WYN2 | PV | OP | NA | SUN |  | 79081 |  |  | EIA Prime Mover-level Data
2018 | NC | Wayne Solar III LLC | 60597 | WYN3 | PV | OP | NA | SUN |  | 73264 |  |  | EIA Prime Mover-level Data
2018 | NC | Wellons Farm | 59584 | PV1 | PV | OP | NA | SUN |  | 93514 |  |  | EIA Prime Mover-level Data
2018 | NC | Wendell Solar Farm LLC | 62595 | 10424 | PV | V | NA | SUN
2018 | NC | West Salisbury Farm LLC | 59111 | 1 | PV | OP | NA | SUN |  | 77802 |  |  | EIA Prime Mover-level Data
2018 | NC | West Siler Farm LLC | 59112 | 1 | PV | OP | NA | SUN |  | 81743 |  |  | EIA Prime Mover-level Data
2018 | NC | Westside WWTP | 57608 | 1 | IC | OP | NA | DFO |  | 774 | 0.11997 | 0.31 | EIA Prime Mover-level Data | Estimated using an emission factor
2018 | NC | Whitakers | 59526 | WHIT1 | PV | OP | NA | SUN |  | 239904 |  |  | EIA Prime Mover-level Data
2018 | NC | Whitakers Farm (Fisher Rd) | 60438 | 1 | PV | OP | NA | SUN |  | 54734 |  |  | EIA Prime Mover-level Data
2018 | NC | White Cross Farm | 58341 | 1 | PV | OP | NA | SUN |  | 73773 |  |  | EIA Prime Mover-level Data
2018 | NC | White Farm Solar, LLC | 60363 | WFSPV | PV | OP | NA | SUN |  | 81176 |  |  | EIA Prime Mover-level Data
2018 | NC | White Street Renewables | 60364 | WSLFG | IC | TS | NA | LFG
2018 | NC | White Street Renewables | 60364 | WSPV | PV | CN | NA | SUN
2018 | NC | Whiteville Solar 2 | 60292 | PV1 | PV | IP | NA | SUN
2018 | NC | Wilfork Solar | 60162 | PV1 | PV | CN | NA | SUN
2018 | NC | Wilkinson Solar LLC | 62544 | GEN1 | PV | P | NA | SUN
2018 | NC | Willard Solar | 60287 | PV1 | PV | P | NA | SUN
2018 | NC | Williamston Solar | 59176 | 5MWPV | PV | OP | NA | SUN |  | 82262 |  |  | EIA Prime Mover-level Data
2018 | NC | Williamston Speight Solar, LLC | 60787 | SPGHT | PV | OP | NA | SUN |  | 234315 |  |  | EIA Prime Mover-level Data
2018 | NC | Williamston West Farm, LLC | 60484 | 1 | PV | OP | NA | SUN |  | 78743 |  |  | EIA Prime Mover-level Data
2018 | NC | Willoughby PV1 | 60003 | WILL1 | PV | L | NA | SUN
2018 | NC | Wilson Farm 1 | 58342 | 1 | PV | OP | NA | SUN |  | 70301 |  |  | EIA Prime Mover-level Data
2018 | NC | Wilson Solar Farm 1 | 61274 | WISL1 | PV | OP | NA | SUN |  | 54397 |  |  | EIA Prime Mover-level Data
2018 | NC | Wilson Solar Farm 2 | 61275 | WILS2 | PV | OP | NA | SUN |  | 78242 |  |  | EIA Prime Mover-level Data
2018 | NC | Wilson Solar Farm 3 | 61276 | WILS3 | PV | OP | NA | SUN |  | 147531 |  |  | EIA Prime Mover-level Data
2018 | NC | Wilson Solar Farm 4 | 61277 | WILS4 | PV | OP | NA | SUN |  | 153082 |  |  | EIA Prime Mover-level Data
2018 | NC | Wilson Solar Farm 5 | 61278 | WILS5 | PV | OP | NA | SUN |  | 155151 |  |  | EIA Prime Mover-level Data
2018 | NC | Wilson Solar Farm 6 | 61279 | WILS6 | PV | OP | NA | SUN |  | 168893 |  |  | EIA Prime Mover-level Data
2018 | NC | Wilson Solar Farm 7 | 61280 | WILS7 | PV | OP | NA | SUN |  | 156694 |  |  | EIA Prime Mover-level Data
2018 | NC | Windsor Cooper HIill Solar, LLC | 58847 | 1 | PV | OP | NA | SUN |  | 75817 |  |  | EIA Prime Mover-level Data
2018 | NC | Windsor Solar | 59171 | 5MWPV | PV | OP | NA | SUN |  | 85125 |  |  | EIA Prime Mover-level Data
2018 | NC | Winton Solar | 59177 | 5MWPV | PV | OP | NA | SUN |  | 83693 |  |  | EIA Prime Mover-level Data
2018 | NC | Winton Solar 2 | 61188 | PV1 | PV | CN | NA | SUN
2018 | NC | Woodfin | 56849 | 1 | GT | IP | NA | NG
2018 | NC | Woodland Church Farm | 59586 | PV1 | PV | OP | NA | SUN |  | 79974 |  |  | EIA Prime Mover-level Data
2018 | NC | Woodland Solar | 59175 | 5MWPV | PV | OP | NA | SUN |  | 79902 |  |  | EIA Prime Mover-level Data
2018 | NC | Woodleaf Solar Facility | 62304 | PV1 | PV | OP | NA | SUN
2018 | NC | Works 53 | 58046 | 1 | IC | SB | NA | DFO |  | 94 | 0.01457 | 0.31 | EIA Prime Mover-level Data | Estimated using an emission factor
2018 | NC | Works 53 | 58046 | 2 | IC | SB | NA | DFO |  | 113 | 0.017515 | 0.31 | EIA Prime Mover-level Data | Estimated using an emission factor
2018 | NC | Works 53 | 58046 | 3 | IC | SB | NA | DFO |  | 75 | 0.011625 | 0.31 | EIA Prime Mover-level Data | Estimated using an emission factor
2018 | NC | Wortham Solar Farm | 60361 | INV1 | PV | OP | NA | SUN |  | 80082 |  |  | EIA Prime Mover-level Data
2018 | NC | XPF Solar Field | 59146 | PV1 | PV | OP | NA | SUN |  | 42316 |  |  | EIA Prime Mover-level Data
2018 | NC | Yadkin 601 Farm | 59587 | PV1 | PV | OP | NA | SUN |  | 48170 |  |  | EIA Prime Mover-level Data
2018 | NC | Yadkinville Solar | 59950 | YAK | PV | OP | NA | SUN |  | 57362 |  |  | EIA Prime Mover-level Data
2018 | NC | Yanceyville Farm | 58343 | 1 | PV | OP | NA | SUN |  | 75587 |  |  | EIA Prime Mover-level Data
2018 | NC | Yanceyville Farm 2 LLC | 59113 | 1 | PV | OP | NA | SUN |  | 80166 |  |  | EIA Prime Mover-level Data
2018 | NC | Yanceyville Farm 3, LLC | 60240 | 1 | PV | OP | NA | SUN |  | 78651 |  |  | EIA Prime Mover-level Data
2018 | NC | York Road Solar I, LLC | 60107 | YORK | PV | OP | NA | SUN |  | 32369 |  |  | EIA Prime Mover-level Data
2018 | NC | ZV Solar 1 | 60980 | PV1 | PV | OP | NA | SUN |  | 88243 |  |  | EIA Prime Mover-level Data
2018 | NC | ZV Solar 2, LLC | 61257 | ZV204 | PV | OP | NA | SUN |  | 82281 |  |  | EIA Prime Mover-level Data
2018 | NC | ZV Solar 3, LLC | 60549 | ZV3 | PV | OP | NA | SUN |  | 85673 |  |  | EIA Prime Mover-level Data
2018 | ND | American Crystal Sugar Drayton | 54213 | G1 | ST | OP | NA | SUB
2018 | ND | American Crystal Sugar Hillsboro | 54210 | EUI1 | ST | OP | NA | SUB |  | 2808198 | 24.1284 | 0.017184 | EIA Unit-level Data | NEI avg EF - PM, fuel type
2018 | ND | Antelope Valley | 6469 | B1 | ST | OP | TANGENTIAL | LIG | 8,214.0 | 34370105 | 430.1419 | 0.02503 | EPA/CAMD | EPA/NEI | 1984
2018 | ND | Antelope Valley | 6469 | B2 | ST | OP | TANGENTIAL | LIG | 7,774.0 | 35494838 | 444.2179 | 0.02503 | EPA/CAMD | EPA/NEI | 1986
2018 | ND | Ashtabula Wind Energy Center | 57032 | 1 | WT | OP | NA | WND |  | 1384313 |  |  | EIA Prime Mover-level Data
2018 | ND | Ashtabula Wind II LLC | 57121 | 1 | WT | OP | NA | WND |  | 3478089 |  |  | EIA Prime Mover-level Data
2018 | ND | Ashtabula Wind III LLC | 57387 | GE16 | WT | OP | NA | WND |  | 1948351 |  |  | EIA Prime Mover-level Data
2018 | ND | Baldwin Wind LLC | 57347 | GE1 | WT | OP | NA | WND |  | 3097440 |  |  | EIA Prime Mover-level Data
2018 | ND | Bison 2 Wind Energy Center | 57800 | BISO2 | WT | OP | NA | WND |  | 2518618 |  |  | EIA Prime Mover-level Data
2018 | ND | Bison 3 Wind Energy Center | 57801 | BISO3 | WT | OP | NA | WND |  | 2539589 |  |  | EIA Prime Mover-level Data
2018 | ND | Bison 4 Wind Energy Center | 58872 | BISO4 | WT | OP | NA | WND |  | 6497932 |  |  | EIA Prime Mover-level Data
2018 | ND | Bison I Wind Energy Center | 57038 | PHS1 | WT | OP | NA | WND |  | 938256 |  |  | EIA Prime Mover-level Data
2018 | ND | Bison I Wind Energy Center | 57038 | PHS2 | WT | OP | NA | WND |  | 1147323 |  |  | EIA Prime Mover-level Data
2018 | ND | Border Winds Wind Farm | 59200 | 1 | WT | OP | NA | WND |  | 5557577 |  |  | EIA Prime Mover-level Data
2018 | ND | Brady II Wind Energy Center | 60354 | BWEC2 | WT | OP | NA | WND |  | 5656305 |  |  | EIA Prime Mover-level Data
2018 | ND | Brady Wind Energy Center | 60355 | BWEC1 | WT | OP | NA | WND |  | 5731520 |  |  | EIA Prime Mover-level Data
2018 | ND | Burke Wind, LLC | 61100 | GE23 | WT | P | NA | WND
2018 | ND | Cedar Hills Wind Farm | 57171 | 1 | WT | OP | NA | WND |  | 453811 |  |  | EIA Prime Mover-level Data
2018 | ND | Coal Creek | 6030 | 1 | ST | OP | TANGENTIAL | RC | 8,359.0 | 48250097 | 1088.04 | 0.0451 | EPA/CAMD | EPA/NEI | 1979
2018 | ND | Coal Creek | 6030 | 2 | ST | OP | TANGENTIAL | RC | 8,320.0 | 47761484 | 1077.021 | 0.0451 | EPA/CAMD | EPA/NEI | 1981
2018 | ND | Courtenay Wind Farm | 58658 | 1 | WT | OP | NA | WND |  | 6512411 |  |  | EIA Prime Mover-level Data
2018 | ND | Coyote | 8222 | B1 | ST | OP | CYCLONE | LIG | 7,970.0 | 34550493 | 394.2211 | 0.02282 | EPA/CAMD | EPA/NEI | 1981
2018 | ND | Dakota Magic | 7884 | 1 | IC | SB | NA | DFO
2018 | ND | Emmons-Logan Wind, LLC | 62380 | ELLLC | WT | T | NA | WND
2018 | ND | Enderlin | 54908 | GEN1 | ST | SB | NA | AB |  | 76878 | 38.5159 | 1.002 | EIA Prime Mover-level Data | Estimated using an emission factor
2018 | ND | Enderlin | 54908 | GEN2 | ST | SB | NA | AB
2018 | ND | Foxtail Wind, LLC | 61747 | 1 | WT | U | NA | WND
2018 | ND | FPL Energy Ashtabula Wind LLC | 56919 | GE15 | WT | OP | NA | WND |  | 4381345 |  |  | EIA Prime Mover-level Data
2018 | ND | FPL Energy Burleigh County Wind | 56357 | GE | WT | OP | NA | WND |  | 457035 |  |  | EIA Prime Mover-level Data
2018 | ND | FPL Energy Burleigh County Wind | 56357 | GE15 | WT | OP | NA | WND |  | 799810 |  |  | EIA Prime Mover-level Data
2018 | ND | FPL Energy North Dakota Wind I/II | 56099 | GE15 | WT | OP | NA | WND |  | 1318307 |  |  | EIA Prime Mover-level Data
2018 | ND | FPL Energy Oliver Wind I LLC | 56392 | 1 | WT | OP | NA | WND |  | 1338876 |  |  | EIA Prime Mover-level Data
2018 | ND | FPL Energy Oliver Wind II LLC | 56573 | 2 | WT | OP | NA | WND |  | 1344412 |  |  | EIA Prime Mover-level Data
2018 | ND | Garrison | 2815 | 1 | HY | OP | NA | WAT |  | 6044903 |  |  | EIA Prime Mover-level Data
2018 | ND | Garrison | 2815 | 2 | HY | OP | NA | WAT |  | 6044903 |  |  | EIA Prime Mover-level Data
2018 | ND | Garrison | 2815 | 3 | HY | OP | NA | WAT |  | 6044903 |  |  | EIA Prime Mover-level Data
2018 | ND | Garrison | 2815 | 4 | HY | OP | NA | WAT |  | 5430968 |  |  | EIA Prime Mover-level Data
2018 | ND | Garrison | 2815 | 5 | HY | OP | NA | WAT |  | 5430968 |  |  | EIA Prime Mover-level Data
2018 | ND | Garrison Butte Wind, LLC | 60066 | GEN | WT | P | NA | WND
2018 | ND | Glen Ullin Energy Center | 62938 | 39001 | WT | T | NA | WND
2018 | ND | Glen Ullin Station 6 | 57172 | 1 | ST | OP | NA | WH |  | 409517 |  |  | EIA Prime Mover-level Data
2018 | ND | Grafton | 2811 | 1 | IC | SB | NA | DFO
2018 | ND | Grafton | 2811 | 2 | IC | SB | NA | DFO
2018 | ND | Grafton | 2811 | 3 | IC | SB | NA | DFO
2018 | ND | Grafton | 2811 | 4 | IC | SB | NA | DFO
2018 | ND | Grand Forks | 2821 | 1 | IC | RE | NA | DFO
2018 | ND | Grand Forks | 2821 | 2 | IC | RE | NA | DFO
2018 | ND | Grand Forks | 2821 | 3 | IC | RE | NA | DFO
2018 | ND | Grand Forks | 2821 | 4 | IC | RE | NA | DFO
2018 | ND | Grand Forks | 2821 | 5 | IC | RE | NA | DFO
2018 | ND | Grand Forks | 2821 | 6 | IC | RE | NA | DFO
2018 | ND | Grand Forks | 2821 | 7 | IC | RE | NA | DFO
2018 | ND | Grand Forks | 2821 | 8 | IC | RE | NA | DFO
2018 | ND | Grand Forks | 2821 | 9 | IC | RE | NA | DFO
2018 | ND | Grand Forks | 2821 | 10 | IC | RE | NA | DFO
2018 | ND | Grand Forks | 2821 | 11 | IC | RE | NA | DFO
2018 | ND | Harwood | 2822 | 1 | IC | RE | NA | DFO
2018 | ND | Harwood | 2822 | 2 | IC | RE | NA | DFO
2018 | ND | Harwood | 2822 | 3 | IC | RE | NA | DFO
2018 | ND | Hillsboro | 56098 | 1 | IC | OP | NA | DFO |  | 83 | 0.012865 | 0.31 | EIA Prime Mover-level Data | Estimated using an emission factor
2018 | ND | Hillsboro | 56098 | 2 | IC | OP | NA | DFO |  | 83 | 0.012865 | 0.31 | EIA Prime Mover-level Data | Estimated using an emission factor
2018 | ND | Jamestown | 2801 | 1 | GT | SB | NA | DFO |  | 3684 | 0.031792 | 0.017259 | EIA Prime Mover-level Data | NEI avg EF - PM, fuel type, firing type
2018 | ND | Jamestown | 2801 | 2 | GT | SB | NA | DFO |  | 3684 | 0.031792 | 0.017259 | EIA Prime Mover-level Data | NEI avg EF - PM, fuel type, firing type
2018 | ND | Kindred School | 56242 | 1 | IC | SB | NA | DFO |  | 616 | 0.09548 | 0.31 | EIA Prime Mover-level Data | Estimated using an emission factor
2018 | ND | Langdon Renewables, LLC | 56605 | GE15 | WT | OP | NA | WND |  | 5069855 |  |  | EIA Prime Mover-level Data
2018 | ND | Langdon Wind Energy Center | 57033 | 1 | WT | OP | NA | WND |  | 1304231 |  |  | EIA Prime Mover-level Data
2018 | ND | Langdon Wind II LLC | 56912 | GE15 | WT | OP | NA | WND |  | 1257026 |  |  | EIA Prime Mover-level Data
2018 | ND | Leland Olds | 2817 | 1 | ST | OP | WALL | RC | 8,258.0 | 14285928 | 470.007 | 0.0658 | EPA/CAMD | EPA/NEI | 1966
2018 | ND | Leland Olds | 2817 | 2 | ST | OP | CYCLONE | RC | 6,517.0 | 23585131 | 708.7332 | 0.0601 | EPA/CAMD | EPA/NEI | 1975
2018 | ND | Lindahl Wind Project, LLC | 59684 | LWP01 | WT | OP | NA | WND |  | 5101346 |  |  | EIA Prime Mover-level Data
2018 | ND | Lonesome Creek Station | 57943 | CT1 | GT | OP | CT | NG | 3,390.0 | 1028489 | 1.2 | 0.0023335 | EPA/CAMD | EPA/NEI | 2013
2018 | ND | Lonesome Creek Station | 57943 | CT2 | GT | OP | CT | NG | 3,453.0 | 1139974 | 0.8 | 0.0014035 | EPA/CAMD | EPA/NEI | 2014
2018 | ND | Lonesome Creek Station | 57943 | CT3 | GT | OP | CT | NG | 3,718.0 | 1247497 | 1.9 | 0.0030461 | EPA/CAMD | EPA/NEI | 2014
2018 | ND | Lonesome Creek Station | 57943 | CT4 | GT | OP | CT | NG | 4,582.0 | 1504072 | 1.9 | 0.0025265 | EPA/CAMD | EPA/NEI | 2016
2018 | ND | Lonesome Creek Station | 57943 | CT5 | GT | OP | CT | NG | 4,314.0 | 1417800 | 1.8 | 0.0025391 | EPA/CAMD | EPA/NEI | 2016
2018 | ND | Luverne Wind Farm | 57031 | 1 | WT | OP | NA | WND |  | 1619002 |  |  | EIA Prime Mover-level Data
2018 | ND | Merricourt Wind Project | 57048 | 1 | WT | P | NA | WND
2018 | ND | Milton R Young | 2823 | B1 | ST | OP | CYCLONE | RC | 6,772.0 | 17453674 | 524.4829 | 0.0601 | EPA/CAMD | EPA/NEI | 1970
2018 | ND | Milton R Young | 2823 | B2 | ST | OP | CYCLONE | RC | 8,304.0 | 37990222 | 647.7333 | 0.0341 | EPA/CAMD | EPA/NEI | 1977
2018 | ND | Minot Wind Project | 55995 | MWP | WT | OP | NA | WND |  | 67514 |  |  | EIA Prime Mover-level Data
2018 | ND | Minot Wind Project | 55995 | MWP2 | WT | OP | NA | WND |  | 116852 |  |  | EIA Prime Mover-level Data
2018 | ND | New Frontier Wind | 59903 | GEN | WT | OP | NA | WND |  | 250316 |  |  | EIA Prime Mover-level Data
2018 | ND | Oliver Wind III, LLC | 60905 | WT1 | WT | OP | NA | WND |  | 3881742 |  |  | EIA Prime Mover-level Data
2018 | ND | Pembina Land Port of Entry Wind Turbine | 62782 | PEMWT | WT | OP | NA | WND
2018 | ND | Pioneer Generating Station | 57881 | CT1 | GT | OP | CT | NG | 2,481.0 | 612106 | 2.3919 | 0.0078154 | EPA/CAMD | NEI avg EF - PM, fuel type, firing type | 2013
2018 | ND | Pioneer Generating Station | 57881 | CT2 | GT | OP | CT | NG | 2,203.0 | 534456 | 2.0885 | 0.0078154 | EPA/CAMD | NEI avg EF - PM, fuel type, firing type | 2013
2018 | ND | Pioneer Generating Station | 57881 | CT3 | GT | OP | CT | NG | 3,174.0 | 834219 | 3.2599 | 0.0078154 | EPA/CAMD | NEI avg EF - PM, fuel type, firing type | 2014
2018 | ND | Portable Generator 1 | 59196 | IC1 | IC | RE | NA | DFO
2018 | ND | Portable Generator 2 | 59194 | IC1 | IC | SB | NA | DFO |  | 29 | 0.004495 | 0.31 | EIA Prime Mover-level Data | Estimated using an emission factor
2018 | ND | Portable Generator 3 | 59195 | IC2 | IC | SB | NA | DFO |  | 29 | 0.004495 | 0.31 | EIA Prime Mover-level Data | Estimated using an emission factor
2018 | ND | Prairie Winds ND1 | 56607 | ND1 | WT | OP | NA | WND |  | 3250959 |  |  | EIA Prime Mover-level Data
2018 | ND | R M Heskett | 2790 | B2 | ST | OP | FLUIDIZED | LIG | 7,938.0 | 5288309 | 132.102 | 0.04996 | EPA/CAMD | EPA/NEI | 1963
2018 | ND | R M Heskett | 2790 | CT6 | GT | OP | CT | NG | 194.0 | 76290 | 0.182 | 0.0047713 | EPA/CAMD | EPA/NEI | 2014
2018 | ND | Rugby Wind Power Project | 57097 | 1 | WT | OP | NA | WND |  | 3708289 |  |  | EIA Prime Mover-level Data
2018 | ND | Spiritwood Station | 56786 | 001 | ST | OP | FLUIDIZED | LIG | 8,184.0 | 5221238 | 46 | 0.01762 | EPA/CAMD | EPA/NEI | 2011
2018 | ND | Stanton | 2824 | 1 | ST | RE | WALL | SUB
2018 | ND | Stanton | 2824 | 2 | IC | RE | NA | DFO
2018 | ND | Sunflower Wind Project | 60088 | SNFLR | WT | OP | NA | WND |  | 3876729 |  |  | EIA Prime Mover-level Data
2018 | ND | Tatanka Wind Power LLC | 56669 | TW1 | WT | OP | NA | WND |  | 5664155 |  |  | EIA Prime Mover-level Data
2018 | ND | Tesoro Mandan Cogeneration Plant | 52133 | GEN1 | ST | OP | NA | PRG |  | 2337623 | 67.2523 | 0.057539 | EIA Prime Mover-level Data | NEI avg EF - PM, fuel type
2018 | ND | Tesoro Mandan Cogeneration Plant | 52133 | GEN2 | ST | OP | NA | PRG |  | 2337623 | 67.2523 | 0.057539 | EIA Prime Mover-level Data | NEI avg EF - PM, fuel type
2018 | ND | Tesoro Mandan Cogeneration Plant | 52133 | GEN3 | ST | OP | NA | PRG |  | 2337623 | 67.2523 | 0.057539 | EIA Prime Mover-level Data | NEI avg EF - PM, fuel type
2018 | ND | Thunder Spirit Wind, LLC | 58965 | 2 | WT | OP | NA | WND |  | 1147423 |  |  | EIA Prime Mover-level Data
2018 | ND | Thunder Spirit Wind, LLC | 58965 | THNDR | WT | OP | NA | WND |  | 2569748 |  |  | EIA Prime Mover-level Data
2018 | ND | Velva Windfarm LLC | 56670 | VW1 | WT | OP | NA | WND |  | 236867 |  |  | EIA Prime Mover-level Data
2018 | ND | Walhalla | 55638 | GEN1 | ST | RE | NA | SUB
2018 | ND | Williston | 2791 | 2 | GT | RE | NA | NG
2018 | ND | Williston | 2791 | 3 | GT | RE | NA | NG
2018 | ND | Wilton Wind II LLC | 57120 | 1 | WT | OP | NA | WND |  | 1613977 |  |  | EIA Prime Mover-level Data
2018 | NE | Ainsworth Wind | 56162 | 1 | WT | OP | NA | WND |  | 1518228 |  |  | EIA Prime Mover-level Data
2018 | NE | Ansley | 2214 | 2 | IC | OP | NA | NG |  | 121 | 2.5531e-05 | 0.000422 | EIA Prime Mover-level Data | Estimated using an emission factor
2018 | NE | Ansley | 2214 | 3 | IC | OP | NA | DFO |  | 80 | 0.0124 | 0.31 | EIA Prime Mover-level Data | Estimated using an emission factor
2018 | NE | Archer Daniels Midland Columbus | 57046 | CFB1 | ST | OP | NA | SUB |  | 5236088 | 44.9891 | 0.017184 | EIA Unit-level Data | NEI avg EF - PM, fuel type
2018 | NE | Archer Daniels Midland Columbus | 57046 | CFB2 | ST | OP | NA | SUB |  | 5006768 | 43.0187 | 0.017184 | EIA Unit-level Data | NEI avg EF - PM, fuel type
2018 | NE | Archer Daniels Midland Lincoln | 10862 | GEN1 | ST | OP | NA | SUB |  | 1468952 | 12.6214 | 0.017184 | EIA Prime Mover-level Data | NEI avg EF - PM, fuel type
2018 | NE | Arnold | 2216 | 1 | IC | SB | NA | DFO
2018 | NE | Arnold | 2216 | 3 | IC | OS | NA | DFO
2018 | NE | Arnold | 2216 | 4 | IC | OS | NA | DFO
2018 | NE | Arnold | 2216 | 2A | IC | OS | NA | DFO
2018 | NE | Auburn | 2215 | 1 | IC | OP | NA | NG |  | 318 | 6.7098e-05 | 0.000422 | EIA Prime Mover-level Data | Estimated using an emission factor
2018 | NE | Auburn | 2215 | 2 | IC | OP | NA | NG |  | 133 | 2.8063e-05 | 0.000422 | EIA Prime Mover-level Data | Estimated using an emission factor
2018 | NE | Auburn | 2215 | 5 | IC | OP | NA | NG |  | 438 | 9.2418e-05 | 0.000422 | EIA Prime Mover-level Data | Estimated using an emission factor
2018 | NE | Auburn | 2215 | 6 | IC | OP | NA | NG |  | 358 | 7.5538e-05 | 0.000422 | EIA Prime Mover-level Data | Estimated using an emission factor
2018 | NE | Auburn | 2215 | 7 | IC | OP | NA | NG |  | 743 | 0.00015677 | 0.000422 | EIA Prime Mover-level Data | Estimated using an emission factor
2018 | NE | Auburn | 2215 | 4A | IC | OP | NA | NG |  | 491 | 0.0001036 | 0.000422 | EIA Prime Mover-level Data | Estimated using an emission factor
2018 | NE | Beatrice | 8000 | 1 | CT | OP | CC | NG | 2,753.0 | 2037179 | 1.5288 | 0.0015009 | EPA/CAMD | EPA/NEI | 2004
2018 | NE | Beatrice | 8000 | 2 | CT | OP | CC | NG | 2,572.0 | 1873188 | 1.6744 | 0.0017878 | EPA/CAMD | EPA/NEI | 2004
2018 | NE | Beaver City | 2217 | 1 | IC | OP | NA | DFO
2018 | NE | Beaver City | 2217 | 2 | IC | OP | NA | NG
2018 | NE | Beaver City | 2217 | 3 | IC | OP | NA | DFO
2018 | NE | Beaver City | 2217 | 4 | IC | OP | NA | NG
2018 | NE | Broken Bow | 2221 | 1 | IC | OP | NA | DFO |  | 42 | 0.00651 | 0.31 | EIA Prime Mover-level Data | Estimated using an emission factor
2018 | NE | Broken Bow | 2221 | 2 | IC | OP | NA | NG |  | 294 | 6.2034e-05 | 0.000422 | EIA Prime Mover-level Data | Estimated using an emission factor
2018 | NE | Broken Bow | 2221 | 3 | IC | OP | NA | DFO |  | 67 | 0.010385 | 0.31 | EIA Prime Mover-level Data | Estimated using an emission factor
2018 | NE | Broken Bow | 2221 | 4 | IC | OP | NA | NG |  | 67 | 1.4137e-05 | 0.000422 | EIA Prime Mover-level Data | Estimated using an emission factor
2018 | NE | Broken Bow | 2221 | 5 | IC | OP | NA | NG |  | 84 | 1.7724e-05 | 0.000422 | EIA Prime Mover-level Data | Estimated using an emission factor
2018 | NE | Broken Bow | 2221 | 6 | IC | OP | NA | NG |  | 176 | 3.7136e-05 | 0.000422 | EIA Prime Mover-level Data | Estimated using an emission factor
2018 | NE | Broken Bow Wind II, LLC | 58981 | BBII | WT | OP | NA | WND |  | 2751346 |  |  | EIA Prime Mover-level Data
2018 | NE | Broken Bow Wind LLC | 57593 | 1 | WT | OP | NA | WND |  | 2685197 |  |  | EIA Prime Mover-level Data
2018 | NE | Burt County Wind | 61511 | BCNE | WT | L | NA | WND
2018 | NE | Burwell | 2222 | 1 | IC | SB | NA | DFO |  | 607 | 0.094085 | 0.31 | EIA Prime Mover-level Data | Estimated using an emission factor
2018 | NE | Burwell | 2222 | 2 | IC | SB | NA | DFO |  | 514 | 0.07967 | 0.31 | EIA Prime Mover-level Data | Estimated using an emission factor
2018 | NE | Burwell | 2222 | 3 | IC | SB | NA | DFO |  | 420 | 0.0651 | 0.31 | EIA Prime Mover-level Data | Estimated using an emission factor
2018 | NE | Burwell | 2222 | 4 | IC | SB | NA | DFO |  | 280 | 0.0434 | 0.31 | EIA Prime Mover-level Data | Estimated using an emission factor
2018 | NE | C W Burdick | 2241 | GT-2 | GT | OP | CT | NG | 189.0 | 40741 | 0.0077147 | 0.00037872 | EPA/CAMD | EPA/NEI | 2003
2018 | NE | C W Burdick | 2241 | GT-3 | GT | OP | CT | NG | 78.0 | 19672 | 0.05575 | 0.005668 | EPA/CAMD | EPA/NEI | 2003
2018 | NE | Cambridge | 2223 | 1 | IC | RE | NA | DFO
2018 | NE | Cambridge | 2223 | 2 | IC | RE | NA | DFO
2018 | NE | Cambridge | 2223 | 3 | IC | RE | NA | DFO
2018 | NE | Cambridge | 2223 | CAT1 | IC | SB | NA | DFO |  | 29 | 0.004495 | 0.31 | EIA Prime Mover-level Data | Estimated using an emission factor
2018 | NE | Cambridge | 2223 | CAT2 | IC | OP | NA | DFO |  | 29 | 0.004495 | 0.31 | EIA Prime Mover-level Data | Estimated using an emission factor
2018 | NE | Campbell Village | 2225 | 1 | IC | SB | NA | DFO
2018 | NE | Campbell Village | 2225 | 2 | IC | SB | NA | DFO
2018 | NE | Campbell Village | 2225 | 3 | IC | SB | NA | DFO
2018 | NE | Campbell Village | 2225 | IC4 | IC | SB | NA | DFO
2018 | NE | Canaday | 2226 | 1 | ST | OP | TANGENTIAL | NG | 45.0 | 12898 | 0 | 0 | EPA/CAMD | EPA/NEI | 1958
2018 | NE | Cass County Station | 55972 | CT1 | GT | OP | CT | NG | 556.0 | 728564 | 1.2597 | 0.003458 | EPA/CAMD | EPA/NEI | 2003
2018 | NE | Cass County Station | 55972 | CT2 | GT | OP | CT | NG | 484.0 | 641070 | 1.1084 | 0.003458 | EPA/CAMD | EPA/NEI | 2003
2018 | NE | CCC Hastings Wind Turbine | 60931 | WT1 | WT | OP | NA | WND |  | 66414 |  |  | EIA Prime Mover-level Data
2018 | NE | Chappell | 2230 | 1 | IC | RE | NA | DFO
2018 | NE | Chappell | 2230 | 5 | IC | OP | NA | DFO |  | 84 | 0.01302 | 0.31 | EIA Prime Mover-level Data | Estimated using an emission factor
2018 | NE | City Light & Water | 7481 | 1 | IC | OP | NA | DFO |  | 60 | 0.0093 | 0.31 | EIA Prime Mover-level Data | Estimated using an emission factor
2018 | NE | City Light & Water | 7481 | 2 | IC | OP | NA | DFO |  | 26 | 0.00403 | 0.31 | EIA Prime Mover-level Data | Estimated using an emission factor
2018 | NE | City of Lexington | 61467 | LXNE1 | PV | OP | NA | SUN |  | 60815 |  |  | EIA Prime Mover-level Data
2018 | NE | Columbus | 2260 | 1 | HY | OP | NA | WAT |  | 461127 |  |  | EIA Prime Mover-level Data
2018 | NE | Columbus | 2260 | 2 | HY | OP | NA | WAT |  | 461127 |  |  | EIA Prime Mover-level Data
2018 | NE | Columbus | 2260 | 3 | HY | OP | NA | WAT |  | 461127 |  |  | EIA Prime Mover-level Data
2018 | NE | Cooper Nuclear Station | 8036 | 1 | ST | OP | NA | NUC |  | 58882045 |  |  | EIA Prime Mover-level Data
2018 | NE | Cottonwood Wind Energy Center | 61407 | CTNWD | WT | OP | NA | WND |  | 3753589 |  |  | EIA Prime Mover-level Data
2018 | NE | Creston Ridge II, LLC | 61668 | CR2-1 | WT | OP | NA | WND |  | 92861 |  |  | EIA Prime Mover-level Data
2018 | NE | Creston Ridge II, LLC | 61668 | CR2-2 | WT | OP | NA | WND |  | 92861 |  |  | EIA Prime Mover-level Data
2018 | NE | Creston Ridge II, LLC | 61668 | CR2-3 | WT | OP | NA | WND |  | 92861 |  |  | EIA Prime Mover-level Data
2018 | NE | Creston Ridge Wind Farm | 60932 | WT1 | WT | OP | NA | WND |  | 265699 |  |  | EIA Prime Mover-level Data
2018 | NE | Crete | 2231 | 1 | IC | RE | NA | DFO
2018 | NE | Crete | 2231 | 2 | IC | RE | NA | NG
2018 | NE | Crete | 2231 | 3 | IC | RE | NA | NG
2018 | NE | Crete | 2231 | 4 | IC | RE | NA | NG
2018 | NE | Crete | 2231 | 5 | IC | RE | NA | NG
2018 | NE | Crete | 2231 | 6 | IC | RE | NA | NG
2018 | NE | Crete | 2231 | 7 | IC | OP | NA | NG |  | 789 | 0.00016648 | 0.000422 | EIA Prime Mover-level Data | Estimated using an emission factor
2018 | NE | Crofton Bluffs Wind LLC | 57278 | CWET1 | WT | OP | NA | WND |  | 1446990 |  |  | EIA Prime Mover-level Data
2018 | NE | Curtis | 2232 | 2 | IC | OP | NA | NG |  | 234 | 4.9374e-05 | 0.000422 | EIA Prime Mover-level Data | Estimated using an emission factor
2018 | NE | Curtis | 2232 | 3 | IC | OP | NA | NG |  | 286 | 6.0346e-05 | 0.000422 | EIA Prime Mover-level Data | Estimated using an emission factor
2018 | NE | Curtis | 2232 | 4 | IC | OP | NA | NG |  | 364 | 7.6804e-05 | 0.000422 | EIA Prime Mover-level Data | Estimated using an emission factor
2018 | NE | David City | 2233 | 1 | IC | OP | NA | NG |  | 59 | 1.2449e-05 | 0.000422 | EIA Prime Mover-level Data | Estimated using an emission factor
2018 | NE | David City | 2233 | 2 | IC | OP | NA | DFO |  | 40 | 0.0062 | 0.31 | EIA Prime Mover-level Data | Estimated using an emission factor
2018 | NE | David City | 2233 | 3 | IC | OP | NA | NG |  | 40 | 8.44e-06 | 0.000422 | EIA Prime Mover-level Data | Estimated using an emission factor
2018 | NE | David City | 2233 | 4 | IC | OP | NA | NG |  | 91 | 1.9201e-05 | 0.000422 | EIA Prime Mover-level Data | Estimated using an emission factor
2018 | NE | David City | 2233 | 5 | IC | OP | NA | DFO |  | 63 | 0.009765 | 0.31 | EIA Prime Mover-level Data | Estimated using an emission factor
2018 | NE | David City | 2233 | 6 | IC | OP | NA | DFO |  | 63 | 0.009765 | 0.31 | EIA Prime Mover-level Data | Estimated using an emission factor
2018 | NE | David City | 2233 | 7 | IC | OP | NA | DFO |  | 63 | 0.009765 | 0.31 | EIA Prime Mover-level Data | Estimated using an emission factor
2018 | NE | Deshler | 2234 | 2 | IC | OP | NA | DFO |  | 3 | 0.000465 | 0.31 | EIA Prime Mover-level Data | Estimated using an emission factor
2018 | NE | Deshler | 2234 | 4 | IC | OP | NA | DFO |  | 6 | 0.00093 | 0.31 | EIA Prime Mover-level Data | Estimated using an emission factor
2018 | NE | Deshler | 2234 | 5 | IC | OP | NA | DFO |  | 11 | 0.001705 | 0.31 | EIA Prime Mover-level Data | Estimated using an emission factor
2018 | NE | Deshler | 2234 | 1A | IC | OP | NA | DFO |  | 3 | 0.000465 | 0.31 | EIA Prime Mover-level Data | Estimated using an emission factor
2018 | NE | Don Henry | 2243 | 1 | GT | SB | NA | NG |  | 3418 | 0.0093711 | 0.0054834 | EIA Prime Mover-level Data | NEI avg EF - PM, fuel type, firing type
2018 | NE | Elk City Station | 7955 | 1 | IC | OP | NA | LFG |  | 69743 | 0.51261 | 0.0147 | EIA Prime Mover-level Data | Estimated using an emission factor
2018 | NE | Elk City Station | 7955 | 2 | IC | OP | NA | LFG |  | 69743 | 0.51261 | 0.0147 | EIA Prime Mover-level Data | Estimated using an emission factor
2018 | NE | Elk City Station | 7955 | 3 | IC | OP | NA | LFG |  | 69743 | 0.51261 | 0.0147 | EIA Prime Mover-level Data | Estimated using an emission factor
2018 | NE | Elk City Station | 7955 | 4 | IC | OP | NA | LFG |  | 69743 | 0.51261 | 0.0147 | EIA Prime Mover-level Data | Estimated using an emission factor
2018 | NE | Elk City Station | 7955 | 5 | IC | OP | NA | LFG |  | 69743 | 0.51261 | 0.0147 | EIA Prime Mover-level Data | Estimated using an emission factor
2018 | NE | Elk City Station | 7955 | 6 | IC | OP | NA | LFG |  | 69743 | 0.51261 | 0.0147 | EIA Prime Mover-level Data | Estimated using an emission factor
2018 | NE | Elk City Station | 7955 | 7 | IC | OP | NA | LFG |  | 69743 | 0.51261 | 0.0147 | EIA Prime Mover-level Data | Estimated using an emission factor
2018 | NE | Elk City Station | 7955 | 8 | IC | OP | NA | LFG |  | 69743 | 0.51261 | 0.0147 | EIA Prime Mover-level Data | Estimated using an emission factor
2018 | NE | Elkhorn Ridge Wind LLC | 56947 | 1 | WT | OP | NA | WND |  | 2141097 |  |  | EIA Prime Mover-level Data
2018 | NE | Emerson | 2235 | 2 | IC | OP | NA | NG |  | 30 | 6.33e-06 | 0.000422 | EIA Prime Mover-level Data | Estimated using an emission factor
2018 | NE | Emerson | 2235 | 3 | IC | OP | NA | DFO |  | 3 | 0.000465 | 0.31 | EIA Prime Mover-level Data | Estimated using an emission factor
2018 | NE | Emerson | 2235 | 4 | IC | OP | NA | NG |  | 11 | 2.321e-06 | 0.000422 | EIA Prime Mover-level Data | Estimated using an emission factor
2018 | NE | Falls City | 2237 | 1 | IC | OP | NA | DFO |  | 523 | 0.081065 | 0.31 | EIA Prime Mover-level Data | Estimated using an emission factor
2018 | NE | Falls City | 2237 | 2 | IC | OP | NA | DFO |  | 784 | 0.12152 | 0.31 | EIA Prime Mover-level Data | Estimated using an emission factor
2018 | NE | Falls City | 2237 | 3 | IC | OP | NA | NG |  | 2353 | 0.00049648 | 0.000422 | EIA Prime Mover-level Data | Estimated using an emission factor
2018 | NE | Falls City | 2237 | 4 | IC | OP | NA | NG |  | 959 | 0.00020235 | 0.000422 | EIA Prime Mover-level Data | Estimated using an emission factor
2018 | NE | Falls City | 2237 | 5 | IC | OP | NA | NG |  | 1743 | 0.00036777 | 0.000422 | EIA Prime Mover-level Data | Estimated using an emission factor
2018 | NE | Falls City | 2237 | 6 | IC | OP | NA | NG |  | 2179 | 0.00045977 | 0.000422 | EIA Prime Mover-level Data | Estimated using an emission factor
2018 | NE | Falls City | 2237 | 7 | IC | OP | NA | NG |  | 5404 | 0.0011402 | 0.000422 | EIA Prime Mover-level Data | Estimated using an emission factor
2018 | NE | Falls City | 2237 | 8 | IC | OP | NA | NG |  | 5230 | 0.0011035 | 0.000422 | EIA Prime Mover-level Data | Estimated using an emission factor
2018 | NE | Falls City | 2237 | 9 | IC | OP | NA | NG |  | 8106 | 0.0017104 | 0.000422 | EIA Prime Mover-level Data | Estimated using an emission factor
2018 | NE | Flat Water Wind Farm LLC | 57283 | WTG1 | WT | OP | NA | WND |  | 1881491 |  |  | EIA Prime Mover-level Data
2018 | NE | Flat Water Wind Farm LLC | 57283 | WTG2 | WT | P | NA | WND
2018 | NE | Fort Calhoun | 2289 | 1 | ST | RE | NA | NUC
2018 | NE | Franklin (NE) | 2238 | 1 | IC | OP | NA | NG |  | 44 | 9.284e-06 | 0.000422 | EIA Prime Mover-level Data | Estimated using an emission factor
2018 | NE | Franklin (NE) | 2238 | 2 | IC | OP | NA | NG |  | 95 | 2.0045e-05 | 0.000422 | EIA Prime Mover-level Data | Estimated using an emission factor
2018 | NE | Franklin (NE) | 2238 | 3 | IC | OP | NA | NG |  | 80 | 1.688e-05 | 0.000422 | EIA Prime Mover-level Data | Estimated using an emission factor
2018 | NE | Franklin (NE) | 2238 | 4 | IC | OP | NA | NG |  | 66 | 1.3926e-05 | 0.000422 | EIA Prime Mover-level Data | Estimated using an emission factor
2018 | NE | Gavins Point | 6624 | 1 | HY | OP | NA | WAT |  | 2192724 |  |  | EIA Prime Mover-level Data
2018 | NE | Gavins Point | 6624 | 2 | HY | OP | NA | WAT |  | 2192724 |  |  | EIA Prime Mover-level Data
2018 | NE | Gavins Point | 6624 | 3 | HY | OP | NA | WAT |  | 2192724 |  |  | EIA Prime Mover-level Data
2018 | NE | Gerald Gentleman Station | 6077 | 1 | ST | OP | WALL | SUB | 8,506.0 | 45830967 | 139.5239 | 0.0060886 | EPA/CAMD | EPA/NEI | 1979
2018 | NE | Gerald Gentleman Station | 6077 | 2 | ST | OP | WALL | SUB | 7,712.0 | 42157048 | 3.0663 | 0.00014547 | EPA/CAMD | EPA/NEI | 1982
2018 | NE | Gerald Whelan Energy Center | 60 | 1 | ST | OP | TANGENTIAL | RC | 7,044.0 | 4186830 | 9.2332 | 0.0044106 | EPA/CAMD | EPA/NEI | 1981
2018 | NE | Gerald Whelan Energy Center | 60 | 2 | ST | OP | WALL | SUB | 7,144.0 | 11609224 | 21.7727 | 0.0037509 | EPA/CAMD | EPA/NEI | 2010
2018 | NE | Grande Prairie Wind Farm | 58695 | 1 | WT | OP | NA | WND |  | 13742723 |  |  | EIA Prime Mover-level Data
2018 | NE | Hallam Peaking | 2265 | 1A | GT | OP | CT | NG | 143.0 | 26617 | 0.10401 | 0.0078154 | EPA/CAMD | NEI avg EF - PM, fuel type, firing type | 1973
2018 | NE | Hallam Peaking | 2265 | 1B | GT | OP | CT | NG | 122.0 | 24453 | 0.095555 | 0.0078154 | EPA/CAMD | NEI avg EF - PM, fuel type, firing type | 1973
2018 | NE | Hastings Community Solar Farm | 62833 | PV | PV | P | NA | SUN
2018 | NE | Hebron Peaking | 2266 | 1A | GT | OP | CT | DFO | 23.0 | 2691 | 0.032046 | 0.023817 | EPA/CAMD | EPA/NEI | 1973
2018 | NE | Hebron Peaking | 2266 | 1B | GT | OP | CT | DFO | 23.0 | 2674 | 0.032046 | 0.023968 | EPA/CAMD | EPA/NEI | 1973
2018 | NE | Holdrege Solar Center | 59713 | HDSC | PV | OP | NA | SUN |  | 61346 |  |  | EIA Prime Mover-level Data
2018 | NE | J Street | 2250 | 1 | GT | OP | CT | NG | 33.0 | 6262 | 0.02447 | 0.0078154 | EPA/CAMD | NEI avg EF - PM, fuel type, firing type | 1972
2018 | NE | Jeffrey | 2227 | 1 | HY | OP | NA | WAT |  | 522247 |  |  | EIA Prime Mover-level Data
2018 | NE | Jeffrey | 2227 | 2 | HY | OP | NA | WAT |  | 522247 |  |  | EIA Prime Mover-level Data
2018 | NE | Johnson 1 | 2228 | 1 | HY | OP | NA | WAT |  | 379738 |  |  | EIA Prime Mover-level Data
2018 | NE | Johnson 1 | 2228 | 2 | HY | OP | NA | WAT |  | 379738 |  |  | EIA Prime Mover-level Data
2018 | NE | Johnson 2 | 2229 | 1 | HY | OP | NA | WAT |  | 953078 |  |  | EIA Prime Mover-level Data
2018 | NE | Jones Street | 2290 | 1 | GT | OP | CT | DFO | 64.0 | 39584 | 0.1 | 0.0050525 | EPA/CAMD | EPA/NEI | 1973
2018 | NE | Jones Street | 2290 | 2 | GT | OP | CT | DFO | 59.0 | 37660 | 0.1 | 0.0053107 | EPA/CAMD | EPA/NEI | 1973
2018 | NE | Kearney | 2268 | 1 | HY | OP | NA | WAT |  | 3392 |  |  | EIA Prime Mover-level Data
2018 | NE | Kearney NPPD Solar Project | 61884 | PV1 | PV | OP | NA | SUN |  | 101055 |  |  | EIA Prime Mover-level Data
2018 | NE | Kimball | 2248 | 1 | IC | OP | NA | DFO |  | 107 | 0.016585 | 0.31 | EIA Prime Mover-level Data | Estimated using an emission factor
2018 | NE | Kimball | 2248 | 2 | IC | OP | NA | DFO |  | 107 | 0.016585 | 0.31 | EIA Prime Mover-level Data | Estimated using an emission factor
2018 | NE | Kimball | 2248 | 3 | IC | OP | NA | DFO |  | 139 | 0.021545 | 0.31 | EIA Prime Mover-level Data | Estimated using an emission factor
2018 | NE | Kimball | 2248 | 4 | IC | OP | NA | DFO |  | 139 | 0.021545 | 0.31 | EIA Prime Mover-level Data | Estimated using an emission factor
2018 | NE | Kimball | 2248 | 5 | IC | OP | NA | DFO |  | 118 | 0.01829 | 0.31 | EIA Prime Mover-level Data | Estimated using an emission factor
2018 | NE | Kimball | 2248 | 6 | IC | OP | NA | DFO |  | 417 | 0.064635 | 0.31 | EIA Prime Mover-level Data | Estimated using an emission factor
2018 | NE | Kimball Wind | 56106 | 1 | WT | RE | NA | WND
2018 | NE | Kimball Wind | 56106 | KIM01 | WT | OP | NA | WND |  | 538483 |  |  | EIA Prime Mover-level Data
2018 | NE | Kingsley | 785 | 1 | HY | OP | NA | WAT |  | 709409 |  |  | EIA Prime Mover-level Data
2018 | NE | Laredo Ridge Wind LLC | 57262 | 1 | WT | OP | NA | WND |  | 2799527 |  |  | EIA Prime Mover-level Data
2018 | NE | Laurel | 2249 | 1 | IC | SB | NA | NG |  | 138 | 2.9118e-05 | 0.000422 | EIA Prime Mover-level Data | Estimated using an emission factor
2018 | NE | Laurel | 2249 | 2 | IC | SB | NA | NG |  | 95 | 2.0045e-05 | 0.000422 | EIA Prime Mover-level Data | Estimated using an emission factor
2018 | NE | Laurel | 2249 | 3 | IC | RE | NA | NG
2018 | NE | Laurel | 2249 | 4 | IC | RE | NA | NG
2018 | NE | Laurel | 2249 | 6 | IC | RE | NA | NG
2018 | NE | Laurel | 2249 | 7 | IC | SB | NA | NG |  | 138 | 2.9118e-05 | 0.000422 | EIA Prime Mover-level Data | Estimated using an emission factor
2018 | NE | Lon D Wright Power Plant | 2240 | 8 | ST | OP | WALL | SUB | 7,104.0 | 4129159 | 21 | 0.010172 | EPA/CAMD | EPA/NEI | 1976
2018 | NE | Lon D Wright Power Plant | 2240 | 50T | GT | OP | CT | NG | 338.0 | 176914 | 0 | 0 | EPA/CAMD | EPA/NEI | 2003
2018 | NE | Lon D Wright Power Plant | 2240 | CTNWD | WT | OP | NA | WND
2018 | NE | Lon D Wright Power Plant | 2240 | SLR1 | PV | OP | NA | SUN
2018 | NE | Lon D Wright Power Plant | 2240 | SLR2 | PV | OP | NA | SUN
2018 | NE | Lyons | 2253 | 2 | IC | OP | NA | DFO |  | 24 | 0.00372 | 0.31 | EIA Prime Mover-level Data | Estimated using an emission factor
2018 | NE | Lyons | 2253 | 3 | IC | OP | NA | DFO |  | 38 | 0.00589 | 0.31 | EIA Prime Mover-level Data | Estimated using an emission factor
2018 | NE | Lyons | 2253 | 5 | IC | RE | NA | DFO
2018 | NE | Lyons | 2253 | 4A | IC | OP | NA | DFO |  | 58 | 0.00899 | 0.31 | EIA Prime Mover-level Data | Estimated using an emission factor
2018 | NE | Madison Utilities | 7469 | FM1 | IC | OP | NA | DFO |  | 66 | 0.01023 | 0.31 | EIA Prime Mover-level Data | Estimated using an emission factor
2018 | NE | Madison Utilities | 7469 | FM2 | IC | OP | NA | DFO |  | 43 | 0.006665 | 0.31 | EIA Prime Mover-level Data | Estimated using an emission factor
2018 | NE | Madison Utilities | 7469 | FM3 | IC | OP | NA | DFO |  | 36 | 0.00558 | 0.31 | EIA Prime Mover-level Data | Estimated using an emission factor
2018 | NE | Madison Utilities | 7469 | FM4 | IC | RE | NA | DFO
2018 | NE | Madison Utilities | 7469 | FM5 | IC | OP | NA | DFO |  | 46 | 0.00713 | 0.31 | EIA Prime Mover-level Data | Estimated using an emission factor
2018 | NE | McCook Peaking | 2271 | 1A | GT | OP | CT | DFO | 24.0 | 3457 | 0 | 0 | EPA/CAMD | EPA/NEI | 1973
2018 | NE | McCook Peaking | 2271 | 1B | GT | OP | CT | DFO | 24.0 | 3612 | 0 | 0 | EPA/CAMD | EPA/NEI | 1973
2018 | NE | Milligan III Wind Farm | 61159 | M3001 | WT | T | NA | WND
2018 | NE | Missouri River Wastewater Treatment | 55033 | 6013 | IC | OP | NA | OBG |  | 49485 | 0.36371 | 0.0147 | EIA Prime Mover-level Data | Estimated using an emission factor
2018 | NE | Missouri River Wastewater Treatment | 55033 | 6101 | IC | OP | NA | OBG |  | 49485 | 0.36371 | 0.0147 | EIA Prime Mover-level Data | Estimated using an emission factor
2018 | NE | Missouri River Wastewater Treatment | 55033 | 6102 | IC | OP | NA | OBG |  | 49485 | 0.36371 | 0.0147 | EIA Prime Mover-level Data | Estimated using an emission factor
2018 | NE | Mobile | 6229 | 1 | IC | OP | NA | DFO |  | 514 | 0.07967 | 0.31 | EIA Prime Mover-level Data | Estimated using an emission factor
2018 | NE | Mobile | 6229 | 2 | IC | OP | NA | DFO |  | 823 | 0.12756 | 0.31 | EIA Prime Mover-level Data | Estimated using an emission factor
2018 | NE | Mobile | 6229 | 3 | IC | RE | NA | DFO
2018 | NE | Mobile | 6229 | 500 | IC | OP | NA | DFO |  | 257 | 0.039835 | 0.31 | EIA Prime Mover-level Data | Estimated using an emission factor
2018 | NE | Monroe (NE) | 2273 | 1 | HY | OP | NA | WAT |  | 96274 |  |  | EIA Prime Mover-level Data
2018 | NE | Monroe (NE) | 2273 | 2 | HY | OP | NA | WAT |  | 96274 |  |  | EIA Prime Mover-level Data
2018 | NE | Monroe (NE) | 2273 | 3 | HY | OP | NA | WAT |  | 96274 |  |  | EIA Prime Mover-level Data
2018 | NE | Monument Road | 61033 | MR001 | WT | L | NA | WND
2018 | NE | Nebraska City # 1 | 2255 | 2 | IC | OP | NA | DFO |  | 143 | 0.022165 | 0.31 | EIA Prime Mover-level Data | Estimated using an emission factor
2018 | NE | Nebraska City # 1 | 2255 | 3 | IC | OP | NA | NG |  | 238 | 5.0218e-05 | 0.000422 | EIA Prime Mover-level Data | Estimated using an emission factor
2018 | NE | Nebraska City # 1 | 2255 | 4 | IC | OP | NA | NG |  | 295 | 6.2245e-05 | 0.000422 | EIA Prime Mover-level Data | Estimated using an emission factor
2018 | NE | Nebraska City # 1 | 2255 | 5 | IC | OP | NA | NG |  | 190 | 4.009e-05 | 0.000422 | EIA Prime Mover-level Data | Estimated using an emission factor
2018 | NE | Nebraska City # 1 | 2255 | 8 | IC | OP | NA | NG |  | 390 | 8.229e-05 | 0.000422 | EIA Prime Mover-level Data | Estimated using an emission factor
2018 | NE | Nebraska City # 1 | 2255 | 9 | IC | OP | NA | NG |  | 608 | 0.00012829 | 0.000422 | EIA Prime Mover-level Data | Estimated using an emission factor
2018 | NE | Nebraska City # 1 | 2255 | 10 | IC | OP | NA | NG |  | 618 | 0.0001304 | 0.000422 | EIA Prime Mover-level Data | Estimated using an emission factor
2018 | NE | Nebraska City # 2 | 7555 | 11 | IC | OP | NA | NG |  | 165 | 3.4815e-05 | 0.000422 | EIA Prime Mover-level Data | Estimated using an emission factor
2018 | NE | Nebraska City # 2 | 7555 | 12 | IC | OP | NA | NG |  | 165 | 3.4815e-05 | 0.000422 | EIA Prime Mover-level Data | Estimated using an emission factor
2018 | NE | Nebraska City # 2 | 7555 | 13 | IC | OP | NA | DFO |  | 165 | 0.025575 | 0.31 | EIA Prime Mover-level Data | Estimated using an emission factor
2018 | NE | Nebraska City Station | 6096 | 1 | ST | OP | WALL | SUB | 8,349.0 | 42878181 | 66.463 | 0.0031001 | EPA/CAMD | EPA/NEI | 1979
2018 | NE | Nebraska City Station | 6096 | 2 | ST | OP | WALL | SUB | 8,605.0 | 49911507 | 98.3424 | 0.0039407 | EPA/CAMD | EPA/NEI | 2008
2018 | NE | North Denver | 2244 | 4 | ST | SB | NA | NG |  | 2858 | 0.011507 | 0.0080524 | EIA Unit-level Data | NEI avg EF - PM, fuel type
2018 | NE | North Denver | 2244 | 5 | ST | SB | NA | NG |  | 3053 | 0.012292 | 0.0080524 | EIA Unit-level Data | NEI avg EF - PM, fuel type
2018 | NE | North Omaha Station | 2291 | 1 | ST | OP | TANGENTIAL | NG | 104.0 | 7609 | 0.02 | 0.0052569 | EPA/CAMD | EPA/NEI | 1954
2018 | NE | North Omaha Station | 2291 | 2 | ST | OP | TANGENTIAL | NG | 36.0 | 5193 | 0.03 | 0.011554 | EPA/CAMD | EPA/NEI | 1957
2018 | NE | North Omaha Station | 2291 | 3 | ST | OP | TANGENTIAL | NG | 98.0 | 7266 | 0.03 | 0.0082576 | EPA/CAMD | EPA/NEI | 1959
2018 | NE | North Omaha Station | 2291 | 4 | ST | OP | TANGENTIAL | SUB | 7,707.0 | 8223546 | 27.224 | 0.006621 | EPA/CAMD | EPA/NEI | 1963
2018 | NE | North Omaha Station | 2291 | 5 | ST | OP | WALL | SUB | 7,791.0 | 11652228 | 41.6366 | 0.0071465 | EPA/CAMD | EPA/NEI | 1968
2018 | NE | North Platte | 2274 | 1 | HY | OP | NA | WAT |  | 392257 |  |  | EIA Prime Mover-level Data
2018 | NE | North Platte | 2274 | 2 | HY | OP | NA | WAT |  | 392257 |  |  | EIA Prime Mover-level Data
2018 | NE | Ord | 2294 | 1 | IC | OP | NA | DFO |  | 618 | 0.09579 | 0.31 | EIA Prime Mover-level Data | Estimated using an emission factor
2018 | NE | Ord | 2294 | 2 | IC | OP | NA | DFO |  | 185 | 0.028675 | 0.31 | EIA Prime Mover-level Data | Estimated using an emission factor
2018 | NE | Ord | 2294 | 3 | IC | OP | NA | DFO |  | 309 | 0.047895 | 0.31 | EIA Prime Mover-level Data | Estimated using an emission factor
2018 | NE | Ord | 2294 | 4A | IC | OP | NA | DFO |  | 185 | 0.028675 | 0.31 | EIA Prime Mover-level Data | Estimated using an emission factor
2018 | NE | Ord | 2294 | 5A | IC | OP | NA | DFO |  | 185 | 0.028675 | 0.31 | EIA Prime Mover-level Data | Estimated using an emission factor
2018 | NE | Oxford (NE) | 2295 | 2 | IC | OP | NA | NG |  | 67 | 1.4137e-05 | 0.000422 | EIA Prime Mover-level Data | Estimated using an emission factor
2018 | NE | Oxford (NE) | 2295 | 3 | IC | OP | NA | NG |  | 101 | 2.1311e-05 | 0.000422 | EIA Prime Mover-level Data | Estimated using an emission factor
2018 | NE | Oxford (NE) | 2295 | 4 | IC | OP | NA | NG |  | 67 | 1.4137e-05 | 0.000422 | EIA Prime Mover-level Data | Estimated using an emission factor
2018 | NE | Oxford (NE) | 2295 | 5 | IC | OP | NA | NG |  | 146 | 3.0806e-05 | 0.000422 | EIA Prime Mover-level Data | Estimated using an emission factor
2018 | NE | Papillion Creek Wastewater | 55027 | 951 | IC | SB | NA | OBG |  | 29674 | 0.2181 | 0.0147 | EIA Prime Mover-level Data | Estimated using an emission factor
2018 | NE | Papillion Creek Wastewater | 55027 | 952 | IC | OP | NA | OBG |  | 29674 | 0.2181 | 0.0147 | EIA Prime Mover-level Data | Estimated using an emission factor
2018 | NE | Papillion Creek Wastewater | 55027 | 953 | IC | OP | NA | OBG |  | 29674 | 0.2181 | 0.0147 | EIA Prime Mover-level Data | Estimated using an emission factor
2018 | NE | Pender | 2296 | 1 | IC | OP | NA | NG |  | 114 | 2.4054e-05 | 0.000422 | EIA Prime Mover-level Data | Estimated using an emission factor
2018 | NE | Pender | 2296 | 2 | IC | OP | NA | NG |  | 151 | 3.1861e-05 | 0.000422 | EIA Prime Mover-level Data | Estimated using an emission factor
2018 | NE | Pender | 2296 | 3 | IC | OP | NA | NG |  | 38 | 8.018e-06 | 0.000422 | EIA Prime Mover-level Data | Estimated using an emission factor
2018 | NE | Pender | 2296 | 4 | IC | OP | NA | NG |  | 68 | 1.4348e-05 | 0.000422 | EIA Prime Mover-level Data | Estimated using an emission factor
2018 | NE | Pender | 2296 | 5 | IC | RE | NA | NG
2018 | NE | Perennial Windfarm | 61677 | T-1 | WT | OP | NA | WND |  | 40037 |  |  | EIA Prime Mover-level Data
2018 | NE | Perennial Windfarm | 61677 | T-2 | WT | OP | NA | WND |  | 40037 |  |  | EIA Prime Mover-level Data
2018 | NE | Perennial Windfarm | 61677 | T-3 | WT | OP | NA | WND |  | 40037 |  |  | EIA Prime Mover-level Data
2018 | NE | Plainview Muncipal Power | 2297 | 1 | IC | OP | NA | DFO |  | 27 | 0.004185 | 0.31 | EIA Prime Mover-level Data | Estimated using an emission factor
2018 | NE | Plainview Muncipal Power | 2297 | 3 | IC | OP | NA | DFO |  | 22 | 0.00341 | 0.31 | EIA Prime Mover-level Data | Estimated using an emission factor
2018 | NE | Plainview Muncipal Power | 2297 | 4 | IC | OP | NA | DFO |  | 30 | 0.00465 | 0.31 | EIA Prime Mover-level Data | Estimated using an emission factor
2018 | NE | Plainview Muncipal Power | 2297 | 5 | IC | OP | NA | DFO |  | 44 | 0.00682 | 0.31 | EIA Prime Mover-level Data | Estimated using an emission factor
2018 | NE | Platte | 59 | 1 | ST | OP | TANGENTIAL | SUB | 7,986.0 | 6717778 | 0.011542 | 3.4362e-06 | EPA/CAMD | EPA/NEI | 1982
2018 | NE | Plum Creek Wind Project (NE) | 62711 | PLUM | WT | P | NA | WND
2018 | NE | Polk County Renewables, LLC | 62333 | T-1 | WT | OP | NA | WND |  | 4203 |  |  | EIA Prime Mover-level Data
2018 | NE | Prairie Breeze | 58322 | 1 | WT | OP | NA | WND |  | 7323814 |  |  | EIA Prime Mover-level Data
2018 | NE | Prairie Breeze II | 60262 | GEN1 | WT | OP | NA | WND |  | 2786853 |  |  | EIA Prime Mover-level Data
2018 | NE | Prairie Breeze III | 60314 | GEN1 | WT | OP | NA | WND |  | 1287507 |  |  | EIA Prime Mover-level Data
2018 | NE | Rattlesnake Creek Wind Project | 59292 | RCWP | WT | V | NA | WND
2018 | NE | Red Cloud | 2299 | 1 | IC | RE | NA | DFO
2018 | NE | Red Cloud | 2299 | 2 | IC | OP | NA | DFO |  | 198 | 0.03069 | 0.31 | EIA Prime Mover-level Data | Estimated using an emission factor
2018 | NE | Red Cloud | 2299 | 3 | IC | OP | NA | DFO |  | 286 | 0.04433 | 0.31 | EIA Prime Mover-level Data | Estimated using an emission factor
2018 | NE | Red Cloud | 2299 | 4 | IC | OP | NA | DFO |  | 286 | 0.04433 | 0.31 | EIA Prime Mover-level Data | Estimated using an emission factor
2018 | NE | Red Cloud | 2299 | 5 | IC | OP | NA | DFO |  | 484 | 0.07502 | 0.31 | EIA Prime Mover-level Data | Estimated using an emission factor
2018 | NE | Rokeby | 6373 | 1 | GT | OP | CT | NG | 671.0 | 229392 | 0 | 0 | EPA/CAMD | EPA/NEI | 1975
2018 | NE | Rokeby | 6373 | 2 | GT | OP | CT | NG | 291.0 | 158673 | 0 | 0 | EPA/CAMD | EPA/NEI | 1996
2018 | NE | Rokeby | 6373 | 3 | GT | OP | CT | NG | 243.0 | 160828 | 0 | 0 | EPA/CAMD | EPA/NEI | 2001
2018 | NE | Salt Valley Wind Plant | 7965 | G1 | WT | OP | NA | WND |  | 10623 |  |  | EIA Prime Mover-level Data
2018 | NE | Salt Valley Wind Plant | 7965 | G2 | WT | OP | NA | WND |  | 10623 |  |  | EIA Prime Mover-level Data
2018 | NE | Sargent | 2300 | 1 | IC | OP | NA | DFO |  | 374 | 0.05797 | 0.31 | EIA Prime Mover-level Data | Estimated using an emission factor
2018 | NE | Sargent | 2300 | 3 | IC | OP | NA | DFO |  | 306 | 0.04743 | 0.31 | EIA Prime Mover-level Data | Estimated using an emission factor
2018 | NE | Sargent | 2300 | 4 | IC | OP | NA | DFO |  | 136 | 0.02108 | 0.31 | EIA Prime Mover-level Data | Estimated using an emission factor
2018 | NE | Sarpy County Station | 2292 | 1 | GT | OP | CT | NG | 741.0 | 591132 | 0.47384 | 0.0016032 | EPA/CAMD | EPA/NEI | 1972
2018 | NE | Sarpy County Station | 2292 | 2 | GT | OP | CT | NG | 529.0 | 430532 | 0.35136 | 0.0016322 | EPA/CAMD | EPA/NEI | 1972
2018 | NE | Sarpy County Station | 2292 | CT3 | GT | OP | CT | NG | 424.0 | 283174 | 1.1066 | 0.0078154 | EPA/CAMD | NEI avg EF - PM, fuel type, firing type | 1996
2018 | NE | Sarpy County Station | 2292 | CT4A | GT | OP | CT | NG | 659.0 | 104157 | 0.40702 | 0.0078154 | EPA/CAMD | NEI avg EF - PM, fuel type, firing type | 2000
2018 | NE | Sarpy County Station | 2292 | CT4B | GT | OP | CT | NG | 775.0 | 128281 | 0.50129 | 0.0078154 | EPA/CAMD | NEI avg EF - PM, fuel type, firing type | 2000
2018 | NE | Sarpy County Station | 2292 | CT5A | GT | OP | CT | NG | 860.0 | 131296 | 0.51307 | 0.0078154 | EPA/CAMD | NEI avg EF - PM, fuel type, firing type | 2000
2018 | NE | Sarpy County Station | 2292 | CT5B | GT | OP | CT | NG | 917.0 | 151497 | 0.59201 | 0.0078154 | EPA/CAMD | NEI avg EF - PM, fuel type, firing type | 2000
2018 | NE | Seward Wind Farm | 61056 | T1 | WT | OP | NA | WND |  | 57533 |  |  | EIA Prime Mover-level Data
2018 | NE | Sheldon | 2277 | 1 | ST | OP | CYCLONE | SUB | 6,316.0 | 5614026 | 0.6089 | 0.00021692 | EPA/CAMD | EPA/NEI | 1968
2018 | NE | Sheldon | 2277 | 2 | ST | OP | CYCLONE | SUB | 4,846.0 | 4736417 | 0.55165 | 0.00023294 | EPA/CAMD | EPA/NEI | 1961
2018 | NE | Sholes Wind Energy Center | 61889 | WSN1 | WT | U | NA | WND
2018 | NE | Sidney (NE) | 2302 | 1 | IC | OP | NA | NG |  | 21 | 4.431e-06 | 0.000422 | EIA Prime Mover-level Data | Estimated using an emission factor
2018 | NE | Sidney (NE) | 2302 | 2 | IC | RE | NA | NG
2018 | NE | Sidney (NE) | 2302 | 3 | IC | OP | NA | DFO |  | 14 | 0.00217 | 0.31 | EIA Prime Mover-level Data | Estimated using an emission factor
2018 | NE | Sidney (NE) | 2302 | 4 | IC | RE | NA | NG
2018 | NE | Sidney (NE) | 2302 | 5 | IC | OP | NA | NG |  | 55 | 1.1605e-05 | 0.000422 | EIA Prime Mover-level Data | Estimated using an emission factor
2018 | NE | South Sioux City Solar | 60823 | PV1 | PV | OP | NA | SUN |  | 23988 |  |  | EIA Prime Mover-level Data
2018 | NE | Spalding | 2303 | 1 | HY | OP | NA | WAT |  | 593 |  |  | EIA Prime Mover-level Data
2018 | NE | Spalding | 2303 | 2 | HY | OP | NA | WAT |  | 593 |  |  | EIA Prime Mover-level Data
2018 | NE | Spalding | 2303 | 4 | IC | SB | NA | DFO |  | 4 | 0.00062 | 0.31 | EIA Prime Mover-level Data | Estimated using an emission factor
2018 | NE | Spalding | 2303 | 5 | IC | SB | NA | DFO |  | 8 | 0.00124 | 0.31 | EIA Prime Mover-level Data | Estimated using an emission factor
2018 | NE | Spalding | 2303 | 6 | IC | SB | NA | DFO |  | 25 | 0.003875 | 0.31 | EIA Prime Mover-level Data | Estimated using an emission factor
2018 | NE | Spencer Hydro | 2278 | 1 | HY | OP | NA | WAT |  | 31940 |  |  | EIA Prime Mover-level Data
2018 | NE | Spencer Hydro | 2278 | 2 | HY | OP | NA | WAT |  | 63881 |  |  | EIA Prime Mover-level Data
2018 | NE | Springview | 7771 | 1 | WT | RE | NA | WND
2018 | NE | Springview | 7771 | 2 | WT | RE | NA | WND
2018 | NE | Springview | 7771 | 3 | WT | OP | NA | WND |  | 42426 |  |  | EIA Prime Mover-level Data
2018 | NE | Springview | 7771 | 4 | WT | OP | NA | WND |  | 42426 |  |  | EIA Prime Mover-level Data
2018 | NE | Steele Flats Wind Project LLC | 58594 | 1 | WT | OP | NA | WND |  | 2760020 |  |  | EIA Prime Mover-level Data
2018 | NE | Stuart (NE) | 2305 | 1 | IC | OP | NA | DFO |  | 85 | 0.013175 | 0.31 | EIA Prime Mover-level Data | Estimated using an emission factor
2018 | NE | Stuart (NE) | 2305 | 2 | IC | SB | NA | DFO |  | 24 | 0.00372 | 0.31 | EIA Prime Mover-level Data | Estimated using an emission factor
2018 | NE | Stuart (NE) | 2305 | 3 | IC | SB | NA | DFO |  | 24 | 0.00372 | 0.31 | EIA Prime Mover-level Data | Estimated using an emission factor
2018 | NE | Stuart (NE) | 2305 | 5 | IC | OP | NA | DFO |  | 98 | 0.01519 | 0.31 | EIA Prime Mover-level Data | Estimated using an emission factor
2018 | NE | Syracuse # 2 | 2256 | 6 | IC | OP | NA | NG |  | 92 | 1.9412e-05 | 0.000422 | EIA Prime Mover-level Data | Estimated using an emission factor
2018 | NE | Syracuse # 2 | 2256 | 7 | IC | OP | NA | NG |  | 92 | 1.9412e-05 | 0.000422 | EIA Prime Mover-level Data | Estimated using an emission factor
2018 | NE | Tecumseh | 2308 | 1 | IC | OP | NA | DFO |  | 163 | 0.025265 | 0.31 | EIA Prime Mover-level Data | Estimated using an emission factor
2018 | NE | Tecumseh | 2308 | 2 | IC | OP | NA | DFO |  | 348 | 0.05394 | 0.31 | EIA Prime Mover-level Data | Estimated using an emission factor
2018 | NE | Tecumseh | 2308 | 3 | IC | OP | NA | DFO |  | 255 | 0.039525 | 0.31 | EIA Prime Mover-level Data | Estimated using an emission factor
2018 | NE | Tecumseh | 2308 | 4 | IC | OP | NA | DFO |  | 302 | 0.04681 | 0.31 | EIA Prime Mover-level Data | Estimated using an emission factor
2018 | NE | Tecumseh | 2308 | 5A | IC | OP | NA | DFO |  | 557 | 0.086335 | 0.31 | EIA Prime Mover-level Data | Estimated using an emission factor
2018 | NE | Terry Bundy Generating Station | 7887 | SVGS2 | CT | OP | CC | NG | 2,609.0 | 725825 | 2.0891 | 0.0057564 | EPA/CAMD | NEI avg EF - PM, fuel type, firing type | 2003
2018 | NE | Terry Bundy Generating Station | 7887 | SVGS3 | CT | OP | CC | NG | 2,414.0 | 635979 | 1.8305 | 0.0057564 | EPA/CAMD | NEI avg EF - PM, fuel type, firing type | 2003
2018 | NE | Terry Bundy Generating Station | 7887 | SVGS4 | GT | OP | CT | NG | 2,422.0 | 587997 | 2.2977 | 0.0078154 | EPA/CAMD | NEI avg EF - PM, fuel type, firing type | 2003
2018 | NE | TPW Petersburg | 57755 | PETE | WT | OP | NA | WND |  | 1424578 |  |  | EIA Prime Mover-level Data
2018 | NE | Upstream Wind Energy LLC | 61784 | UWE | WT | OP | NA | WND |  | 799703 |  |  | EIA Prime Mover-level Data
2018 | NE | Valentine Wind, LLC | 59736 | 7772 | WT | OP | NA | WND |  | 56960 |  |  | EIA Prime Mover-level Data
2018 | NE | Wahoo | 2310 | 1 | IC | OP | NA | NG |  | 249 | 5.2539e-05 | 0.000422 | EIA Prime Mover-level Data | Estimated using an emission factor
2018 | NE | Wahoo | 2310 | 2 | IC | OP | NA | DFO |  | 50 | 0.00775 | 0.31 | EIA Prime Mover-level Data | Estimated using an emission factor
2018 | NE | Wahoo | 2310 | 3 | IC | OP | NA | NG |  | 438 | 9.2418e-05 | 0.000422 | EIA Prime Mover-level Data | Estimated using an emission factor
2018 | NE | Wahoo | 2310 | 4 | IC | OP | NA | NG |  | 119 | 2.5109e-05 | 0.000422 | EIA Prime Mover-level Data | Estimated using an emission factor
2018 | NE | Wahoo | 2310 | 5 | IC | OP | NA | NG |  | 209 | 4.4099e-05 | 0.000422 | EIA Prime Mover-level Data | Estimated using an emission factor
2018 | NE | Wahoo | 2310 | 6 | IC | OP | NA | NG |  | 348 | 7.3428e-05 | 0.000422 | EIA Prime Mover-level Data | Estimated using an emission factor
2018 | NE | Wakefield | 2311 | 2 | IC | OP | NA | NG |  | 48 | 1.0128e-05 | 0.000422 | EIA Prime Mover-level Data | Estimated using an emission factor
2018 | NE | Wakefield | 2311 | 5 | IC | OP | NA | NG |  | 104 | 2.1944e-05 | 0.000422 | EIA Prime Mover-level Data | Estimated using an emission factor
2018 | NE | Wakefield | 2311 | 6 | IC | OP | NA | NG |  | 104 | 2.1944e-05 | 0.000422 | EIA Prime Mover-level Data | Estimated using an emission factor
2018 | NE | Wakefield | 2311 | IC4 | IC | OP | NA | NG |  | 72 | 1.5192e-05 | 0.000422 | EIA Prime Mover-level Data | Estimated using an emission factor
2018 | NE | Wayne IC | 2312 | 1 | IC | OP | NA | DFO |  | 154 | 0.02387 | 0.31 | EIA Prime Mover-level Data | Estimated using an emission factor
2018 | NE | Wayne IC | 2312 | 2 | IC | SB | NA | DFO |  | 118 | 0.01829 | 0.31 | EIA Prime Mover-level Data | Estimated using an emission factor
2018 | NE | Wayne IC | 2312 | 3 | IC | OP | NA | DFO |  | 224 | 0.03472 | 0.31 | EIA Prime Mover-level Data | Estimated using an emission factor
2018 | NE | Wayne IC | 2312 | 4 | IC | OP | NA | DFO |  | 236 | 0.03658 | 0.31 | EIA Prime Mover-level Data | Estimated using an emission factor
2018 | NE | Wayne IC | 2312 | 5 | IC | OP | NA | DFO |  | 413 | 0.064015 | 0.31 | EIA Prime Mover-level Data | Estimated using an emission factor
2018 | NE | Wayne IC | 2312 | 6 | IC | OP | NA | DFO |  | 602 | 0.09331 | 0.31 | EIA Prime Mover-level Data | Estimated using an emission factor
2018 | NE | Wayne IC | 2312 | 7 | IC | OP | NA | DFO |  | 413 | 0.064015 | 0.31 | EIA Prime Mover-level Data | Estimated using an emission factor
2018 | NE | Wayne IC | 2312 | 8 | IC | OP | NA | DFO |  | 413 | 0.064015 | 0.31 | EIA Prime Mover-level Data | Estimated using an emission factor
2018 | NE | West Point Municipal | 2313 | 2 | IC | OP | NA | NG |  | 336 | 7.0896e-05 | 0.000422 | EIA Prime Mover-level Data | Estimated using an emission factor
2018 | NE | West Point Municipal | 2313 | 3 | IC | OP | NA | NG |  | 449 | 9.4739e-05 | 0.000422 | EIA Prime Mover-level Data | Estimated using an emission factor
2018 | NE | West Point Municipal | 2313 | 4 | IC | OP | NA | NG |  | 860 | 0.00018146 | 0.000422 | EIA Prime Mover-level Data | Estimated using an emission factor
2018 | NE | West Point Municipal | 2313 | 5 | IC | OS | NA | NG |  | 1533 | 0.00032346 | 0.000422 | EIA Prime Mover-level Data | Estimated using an emission factor
2018 | NE | Western Sugar Coop - Scottsbluff | 57937 | SCBF | ST | OP | NA | SUB |  | 1998605 | 17.1722 | 0.017184 | EIA Prime Mover-level Data | NEI avg EF - PM, fuel type
2018 | NE | Wilber | 2315 | 4 | IC | OP | NA | DFO |  | 65 | 0.010075 | 0.31 | EIA Prime Mover-level Data | Estimated using an emission factor
2018 | NE | Wilber | 2315 | 5 | IC | OP | NA | DFO |  | 53 | 0.008215 | 0.31 | EIA Prime Mover-level Data | Estimated using an emission factor
2018 | NE | Wilber | 2315 | 6 | IC | OP | NA | DFO |  | 94 | 0.01457 | 0.31 | EIA Prime Mover-level Data | Estimated using an emission factor
2018 | NE | Wisner | 2316 | 1 | IC | RE | NA | DFO
2018 | NE | Wisner | 2316 | 2 | IC | RE | NA | DFO
2018 | NE | Wisner | 2316 | 3 | IC | OP | NA | DFO |  | 83 | 0.012865 | 0.31 | EIA Prime Mover-level Data | Estimated using an emission factor
2018 | NE | Wisner | 2316 | 4 | IC | OP | NA | DFO |  | 155 | 0.024025 | 0.31 | EIA Prime Mover-level Data | Estimated using an emission factor
2018 | NE | Wisner | 2316 | 5 | IC | OP | NA | DFO |  | 155 | 0.024025 | 0.31 | EIA Prime Mover-level Data | Estimated using an emission factor
2018 | NH | Amoskeag | 2354 | 1 | HY | OP | NA | WAT |  | 355701 |  |  | EIA Prime Mover-level Data
2018 | NH | Amoskeag | 2354 | 2 | HY | OP | NA | WAT |  | 296418 |  |  | EIA Prime Mover-level Data
2018 | NH | Amoskeag | 2354 | 3 | HY | OP | NA | WAT |  | 296418 |  |  | EIA Prime Mover-level Data
2018 | NH | Antrim Wind | 59953 | AWND1 | WT | U | NA | WND
2018 | NH | Ayers Island | 2355 | 1 | HY | OP | NA | WAT |  | 146375 |  |  | EIA Prime Mover-level Data
2018 | NH | Ayers Island | 2355 | 2 | HY | OP | NA | WAT |  | 146375 |  |  | EIA Prime Mover-level Data
2018 | NH | Ayers Island | 2355 | 3 | HY | OP | NA | WAT |  | 146375 |  |  | EIA Prime Mover-level Data
2018 | NH | Berlin Gorham | 54639 | CAS1 | HY | OP | NA | WAT |  | 85833 |  |  | EIA Prime Mover-level Data
2018 | NH | Berlin Gorham | 54639 | CAS2 | HY | OP | NA | WAT |  | 85833 |  |  | EIA Prime Mover-level Data
2018 | NH | Berlin Gorham | 54639 | CAS3 | HY | OP | NA | WAT |  | 110867 |  |  | EIA Prime Mover-level Data
2018 | NH | Berlin Gorham | 54639 | GOR1 | HY | OP | NA | WAT |  | 42916 |  |  | EIA Prime Mover-level Data
2018 | NH | Berlin Gorham | 54639 | GOR2 | HY | OP | NA | WAT |  | 42916 |  |  | EIA Prime Mover-level Data
2018 | NH | Berlin Gorham | 54639 | GOR3 | HY | OP | NA | WAT |  | 42916 |  |  | EIA Prime Mover-level Data
2018 | NH | Berlin Gorham | 54639 | GOR4 | HY | OP | NA | WAT |  | 42916 |  |  | EIA Prime Mover-level Data
2018 | NH | Berlin Gorham | 54639 | RS1 | HY | OP | NA | WAT |  | 135902 |  |  | EIA Prime Mover-level Data
2018 | NH | Berlin Gorham | 54639 | RS3 | HY | OP | NA | WAT |  | 146631 |  |  | EIA Prime Mover-level Data
2018 | NH | Berlin Gorham | 54639 | SH2 | HY | OP | NA | WAT |  | 32187 |  |  | EIA Prime Mover-level Data
2018 | NH | Berlin Gorham | 54639 | SHL1 | HY | OP | NA | WAT |  | 32187 |  |  | EIA Prime Mover-level Data
2018 | NH | Berlin Gorham | 54639 | SHL3 | HY | OP | NA | WAT |  | 64375 |  |  | EIA Prime Mover-level Data
2018 | NH | Berlin Gorham | 54639 | SM1 | HY | OP | NA | WAT |  | 28611 |  |  | EIA Prime Mover-level Data
2018 | NH | Berlin Gorham | 54639 | SM2 | HY | OP | NA | WAT |  | 28611 |  |  | EIA Prime Mover-level Data
2018 | NH | Berlin Gorham | 54639 | SM3 | HY | OP | NA | WAT |  | 25035 |  |  | EIA Prime Mover-level Data
2018 | NH | Berlin Gorham | 54639 | SM4 | HY | OP | NA | WAT |  | 28611 |  |  | EIA Prime Mover-level Data
2018 | NH | Berlin Gorham | 54639 | XP1 | HY | OP | NA | WAT |  | 21458 |  |  | EIA Prime Mover-level Data
2018 | NH | Berlin Gorham | 54639 | XP2 | HY | OP | NA | WAT |  | 21458 |  |  | EIA Prime Mover-level Data
2018 | NH | Berlin Gorham | 54639 | XP3 | HY | OP | NA | WAT |  | 21458 |  |  | EIA Prime Mover-level Data
2018 | NH | Berlin Gorham | 54639 | XP4 | HY | OP | NA | WAT |  | 17882 |  |  | EIA Prime Mover-level Data
2018 | NH | Berlin Gorham | 54639 | XP5 | HY | OP | NA | WAT |  | 25035 |  |  | EIA Prime Mover-level Data
2018 | NH | Bridgewater Power LP | 10290 | EU1 | ST | OP | NA | WDS |  | 1206240 | 13.7585 | 0.022812 | EIA Unit-level Data | NEI avg EF - PM, fuel type
2018 | NH | Burgess BioPower | 58054 | ST01 | ST | OP | FLUIDIZED | WDS | 7,761.0 | 7979694 | 27.7251 | 0.0069489 | EPA/CAMD | EPA/NEI | 2013
2018 | NH | China Mill Hydro | 50103 | GEN 1 | HY | OP | NA | WAT |  | 33397 |  |  | EIA Prime Mover-level Data
2018 | NH | Clement Dam Hydro LLC | 10276 | 0049 | HY | OP | NA | WAT |  | 96139 |  |  | EIA Prime Mover-level Data
2018 | NH | Comerford | 2349 | GEN1 | HY | OP | NA | WAT |  | 421395 |  |  | EIA Prime Mover-level Data
2018 | NH | Comerford | 2349 | GEN2 | HY | OP | NA | WAT |  | 930900 |  |  | EIA Prime Mover-level Data
2018 | NH | Comerford | 2349 | GEN3 | HY | OP | NA | WAT |  | 930900 |  |  | EIA Prime Mover-level Data
2018 | NH | Comerford | 2349 | GEN4 | HY | OP | NA | WAT |  | 930900 |  |  | EIA Prime Mover-level Data
2018 | NH | Crotched Mountain Rehabilitation Center | 54515 | GEN1 | IC | SB | NA | DFO |  | 174 | 0.02697 | 0.31 | EIA Prime Mover-level Data | Estimated using an emission factor
2018 | NH | Crotched Mountain Rehabilitation Center | 54515 | GEN2 | IC | SB | NA | DFO |  | 174 | 0.02697 | 0.31 | EIA Prime Mover-level Data | Estimated using an emission factor
2018 | NH | Crotched Mountain Rehabilitation Center | 54515 | GEN3 | IC | SB | NA | DFO |  | 174 | 0.02697 | 0.31 | EIA Prime Mover-level Data | Estimated using an emission factor
2018 | NH | Dartmouth College Heating Plant | 54409 | GEN1 | ST | OP | NA | RFO |  | 151755 | 0.69423 | 0.0091493 | EIA Prime Mover-level Data | NEI avg EF - PM, fuel type
2018 | NH | Dartmouth College Heating Plant | 54409 | GEN2 | ST | OP | NA | RFO |  | 151755 | 0.69423 | 0.0091493 | EIA Prime Mover-level Data | NEI avg EF - PM, fuel type
2018 | NH | Dartmouth College Heating Plant | 54409 | GEN3 | ST | OP | NA | RFO |  | 227632 | 1.0413 | 0.0091493 | EIA Prime Mover-level Data | NEI avg EF - PM, fuel type
2018 | NH | DG Whitefield LLC | 10839 | BLR1 | ST | OP | NA | WDS |  | 1514472 | 17.2742 | 0.022812 | EIA Unit-level Data | NEI avg EF - PM, fuel type
2018 | NH | Dodge Falls Associates | 10526 | 1UNI | HY | OP | NA | WAT |  | 239811 |  |  | EIA Prime Mover-level Data
2018 | NH | Dunbarton Energy Partners LP | 55779 | MA1 | IC | RE | NA | LFG
2018 | NH | Dunbarton Energy Partners LP | 55779 | MA2 | IC | RE | NA | LFG
2018 | NH | Eastman Falls | 2356 | 1 | HY | OP | NA | WAT |  | 74874 |  |  | EIA Prime Mover-level Data
2018 | NH | Eastman Falls | 2356 | 2 | HY | OP | NA | WAT |  | 191345 |  |  | EIA Prime Mover-level Data
2018 | NH | EHC West Hopkinton | 54384 | GEN1 | HY | OP | NA | WAT |  | 16885 |  |  | EIA Prime Mover-level Data
2018 | NH | Errol Hydroelectric Project | 10570 | 1 | HY | OP | NA | WAT |  | 132301 |  |  | EIA Prime Mover-level Data
2018 | NH | Garvins Falls | 2357 | 1 | HY | OP | NA | WAT |  | 99936 |  |  | EIA Prime Mover-level Data
2018 | NH | Garvins Falls | 2357 | 2 | HY | OP | NA | WAT |  | 99936 |  |  | EIA Prime Mover-level Data
2018 | NH | Garvins Falls | 2357 | 3 | HY | OP | NA | WAT |  | 70543 |  |  | EIA Prime Mover-level Data
2018 | NH | Garvins Falls | 2357 | 4 | HY | OP | NA | WAT |  | 94058 |  |  | EIA Prime Mover-level Data
2018 | NH | General Electric Great Falls Upper Hydro | 10059 | 500 | HY | OS | NA | WAT
2018 | NH | General Electric Great Falls Upper Hydro | 10059 | 1575 | HY | OS | NA | WAT
2018 | NH | Gorham | 2358 | 1 | HY | OP | NA | WAT |  | 21091 |  |  | EIA Prime Mover-level Data
2018 | NH | Gorham | 2358 | 2 | HY | OP | NA | WAT |  | 21091 |  |  | EIA Prime Mover-level Data
2018 | NH | Gorham | 2358 | 3 | HY | OP | NA | WAT |  | 36909 |  |  | EIA Prime Mover-level Data
2018 | NH | Gorham | 2358 | 4 | HY | OP | NA | WAT |  | 36909 |  |  | EIA Prime Mover-level Data
2018 | NH | Granite Reliable Power | 58004 | 1 | WT | OP | NA | WND |  | 1953413 |  |  | EIA Prime Mover-level Data
2018 | NH | Granite Ridge Energy | 55170 | 0001 | CT | OP | CC | NG | 3,506.0 | 7204403 | 0.68442 | 0.00019 | EPA/CAMD | EPA/NEI | 2003
2018 | NH | Granite Ridge Energy | 55170 | 0002 | CT | OP | CC | NG | 4,277.0 | 8433581 | 0.80119 | 0.00019 | EPA/CAMD | EPA/NEI | 2003
2018 | NH | Gregg Falls | 50384 | 1 | HY | OP | NA | WAT |  | 75808 |  |  | EIA Prime Mover-level Data
2018 | NH | Gregg Falls | 50384 | 2 | HY | OP | NA | WAT |  | 44796 |  |  | EIA Prime Mover-level Data
2018 | NH | Groton Wind LLC | 58141 | 1 | WT | OP | NA | WND |  | 959550 |  |  | EIA Prime Mover-level Data
2018 | NH | Hampton Facility | 10108 | GEN1 | IC | RE | NA | DFO
2018 | NH | Hampton Facility | 10108 | GEN2 | IC | RE | NA | DFO
2018 | NH | Hampton Facility | 10108 | GEN3 | IC | RE | NA | DFO
2018 | NH | Hampton Facility | 10108 | GEN4 | IC | RE | NA | DFO
2018 | NH | Hampton Facility | 10108 | GEN5 | IC | RE | NA | DFO
2018 | NH | Hampton Facility | 10108 | GEN6 | IC | RE | NA | DFO
2018 | NH | Hampton Facility | 10108 | GEN8 | GT | OP | NA | NG |  | 363031 | 0.99532 | 0.0054834 | EIA Prime Mover-level Data | NEI avg EF - PM, fuel type, firing type
2018 | NH | Hillsborough Hosiery | 10036 | GEN1 | HY | OP | NA | WAT |  | 22590 |  |  | EIA Prime Mover-level Data
2018 | NH | Hillsborough Hosiery | 10036 | GEN2 | HY | OP | NA | WAT |  | 22590 |  |  | EIA Prime Mover-level Data
2018 | NH | Hooksett | 2359 | 1 | HY | OP | NA | WAT |  | 64356 |  |  | EIA Prime Mover-level Data
2018 | NH | Indeck Energy-Alexandria | 58595 | B1 | ST | OS | NA | WDS |  | 0 | 0 |  | EIA Unit-level Data | NEI avg EF - PM, fuel type
2018 | NH | Jackman | 2360 | 1 | HY | OP | NA | WAT |  | 136753 |  |  | EIA Prime Mover-level Data
2018 | NH | Jericho Power | 59070 | WT 1 | WT | OP | NA | WND |  | 232937 |  |  | EIA Prime Mover-level Data
2018 | NH | Lempster Wind LLC | 56399 | 1 | WT | OP | NA | WND |  | 562015 |  |  | EIA Prime Mover-level Data
2018 | NH | Lochmere Hydroelectric Plant | 54572 | UNT1 | HY | OP | NA | WAT |  | 7427 |  |  | EIA Prime Mover-level Data
2018 | NH | Lochmere Hydroelectric Plant | 54572 | UNT2 | HY | OP | NA | WAT |  | 7427 |  |  | EIA Prime Mover-level Data
2018 | NH | Lochmere Hydroelectric Plant | 54572 | UNT3 | HY | OP | NA | WAT |  | 7427 |  |  | EIA Prime Mover-level Data
2018 | NH | Lochmere Hydroelectric Plant | 54572 | UNT4 | HY | OP | NA | WAT |  | 7427 |  |  | EIA Prime Mover-level Data
2018 | NH | Lost Nation | 2362 | CT1 | GT | OP | CT | DFO | 44.0 | 15851 | 0.063156 | 0.0079687 | EIA non-ozone season distributed and EPA/CAMD ozone season | EPA/NEI | 1969
2018 | NH | Lower Village Water Power Project | 50285 | 0001 | HY | OP | NA | WAT |  | 28202 |  |  | EIA Prime Mover-level Data
2018 | NH | Lower Village Water Power Project | 50285 | 0002 | HY | OP | NA | WAT |  | 28202 |  |  | EIA Prime Mover-level Data
2018 | NH | Mascoma Hydro | 54471 | 01 | HY | OP | NA | WAT |  | 5890 |  |  | EIA Prime Mover-level Data
2018 | NH | Mascoma Hydro | 54471 | 02 | HY | OP | NA | WAT |  | 5890 |  |  | EIA Prime Mover-level Data
2018 | NH | Mascoma Hydro | 54471 | 03 | HY | OP | NA | WAT |  | 5890 |  |  | EIA Prime Mover-level Data
2018 | NH | Merrimack | 2364 | 1 | ST | OP | CYCLONE | BIT | 2,342.0 | 2333903 | 111.7356 | 0.09575 | EPA/CAMD | EPA/NEI | 1960
2018 | NH | Merrimack | 2364 | 2 | ST | OP | CYCLONE | BIT | 1,853.0 | 4709238 | 225.4548 | 0.09575 | EPA/CAMD | EPA/NEI | 1968
2018 | NH | Merrimack | 2364 | CT1 | GT | OP | CT | JF | 25.0 | 5988 | 0.034044 | 0.011371 | EPA/CAMD | EPA/NEI | 1969
2018 | NH | Merrimack | 2364 | CT2 | GT | OP | CT | JF | 27.0 | 6434 | 0.01971 | 0.0061268 | EPA/CAMD | EPA/NEI | 1969
2018 | NH | Milton Hydro | 10519 | 1 | HY | OP | NA | WAT |  | 8628 |  |  | EIA Prime Mover-level Data
2018 | NH | Milton Hydro | 10519 | 2 | HY | OP | NA | WAT |  | 17257 |  |  | EIA Prime Mover-level Data
2018 | NH | Milton Hydro | 10519 | 3 | HY | OP | NA | WAT |  | 12943 |  |  | EIA Prime Mover-level Data
2018 | NH | Milton Hydro | 10519 | 4 | HY | OP | NA | WAT |  | 21571 |  |  | EIA Prime Mover-level Data
2018 | NH | Mine Falls Generating Station | 10183 | GEN1 | HY | OP | NA | WAT |  | 73131 |  |  | EIA Prime Mover-level Data
2018 | NH | Mine Falls Generating Station | 10183 | GEN2 | HY | OP | NA | WAT |  | 73131 |  |  | EIA Prime Mover-level Data
2018 | NH | Nashua Plant | 55006 | UNT1 | IC | RE | NA | LFG
2018 | NH | Nashua Plant | 55006 | UNT2 | IC | OP | NA | LFG |  | 52746 | 0.38768 | 0.0147 | EIA Prime Mover-level Data | Estimated using an emission factor
2018 | NH | Nashua Plant | 55006 | UNT3 | IC | OP | NA | LFG |  | 105493 | 0.77537 | 0.0147 | EIA Prime Mover-level Data | Estimated using an emission factor
2018 | NH | Newfound Hydroelectric | 50324 | 1 | HY | OP | NA | WAT |  | 26861 |  |  | EIA Prime Mover-level Data
2018 | NH | Newfound Hydroelectric | 50324 | 2 | HY | OP | NA | WAT |  | 26861 |  |  | EIA Prime Mover-level Data
2018 | NH | Newington | 8002 | 1 | ST | OP | TANGENTIAL | RFO | 668.0 | 1618618 | 2.335 | 0.0028851 | EPA/CAMD | EPA/NEI | 1974
2018 | NH | Newington Energy | 55661 | 1 | CT | OP | CC | NG | 2,106.0 | 3100365 | 0.29453 | 0.00019 | EPA/CAMD | EPA/NEI | 2002
2018 | NH | Newington Energy | 55661 | 2 | CT | OP | CC | NG | 2,114.0 | 2953575 | 0.28059 | 0.00019 | EPA/CAMD | EPA/NEI | 2002
2018 | NH | Pembroke Hydro | 50312 | 1 | HY | OP | NA | WAT |  | 111313 |  |  | EIA Prime Mover-level Data
2018 | NH | Penacook Lower Falls | 50353 | 1 | HY | OP | NA | WAT |  | 163313 |  |  | EIA Prime Mover-level Data
2018 | NH | Penacook Upper Falls Hydro | 50414 | 1 | HY | OP | NA | WAT |  | 167278 |  |  | EIA Prime Mover-level Data
2018 | NH | Pinetree Power | 50208 | B1 | ST | OP | NA | WDS |  | 1212448 | 13.8293 | 0.022812 | EIA Unit-level Data | NEI avg EF - PM, fuel type
2018 | NH | Pinetree Power Tamworth | 50739 | 0100 | ST | OP | NA | WDS |  | 1546002 | 17.6339 | 0.022812 | EIA Unit-level Data | NEI avg EF - PM, fuel type
2018 | NH | Plymouth State College Cogeneration | 54803 | A | IC | SB | NA | DFO
2018 | NH | Plymouth State College Cogeneration | 54803 | B | IC | SB | NA | DFO
2018 | NH | Pontook Hydro Facility | 50741 | GEN1 | HY | OP | NA | WAT |  | 159495 |  |  | EIA Prime Mover-level Data
2018 | NH | Pontook Hydro Facility | 50741 | GEN2 | HY | OP | NA | WAT |  | 159495 |  |  | EIA Prime Mover-level Data
2018 | NH | Pontook Hydro Facility | 50741 | GEN3 | HY | OP | NA | WAT |  | 159495 |  |  | EIA Prime Mover-level Data
2018 | NH | Rolfe Canal Hydro | 50351 | 1 | HY | OP | NA | WAT |  | 137664 |  |  | EIA Prime Mover-level Data
2018 | NH | Rollinsford | 54418 | GEN1 | HY | OP | NA | WAT |  | 28699 |  |  | EIA Prime Mover-level Data
2018 | NH | Rollinsford | 54418 | GEN2 | HY | OP | NA | WAT |  | 28699 |  |  | EIA Prime Mover-level Data
2018 | NH | S C Moore | 2351 | GEN1 | HY | OP | NA | WAT |  | 607238 |  |  | EIA Prime Mover-level Data
2018 | NH | S C Moore | 2351 | GEN2 | HY | OP | NA | WAT |  | 607238 |  |  | EIA Prime Mover-level Data
2018 | NH | S C Moore | 2351 | GEN3 | HY | OP | NA | WAT |  | 607238 |  |  | EIA Prime Mover-level Data
2018 | NH | S C Moore | 2351 | GEN4 | HY | OP | NA | WAT |  | 607238 |  |  | EIA Prime Mover-level Data
2018 | NH | Schiller | 2367 | 4 | ST | OP | WALL | BIT | 1,637.0 | 647576 | 31.1743 | 0.09628 | EPA/CAMD | EPA/NEI | 1952
2018 | NH | Schiller | 2367 | 5 | ST | OP | FLUIDIZED | WDS | 6,805.0 | 4355738 | 0.039787 | 1.8269e-05 | EPA/CAMD | EPA/NEI | 1955
2018 | NH | Schiller | 2367 | 6 | ST | OP | WALL | BIT | 2,995.0 | 907489 | 43.6865 | 0.09628 | EPA/CAMD | EPA/NEI | 1957
2018 | NH | Schiller | 2367 | CT1 | GT | OP | CT | JF | 12.0 | 3391 | 0.029502 | 0.0174 | EPA/CAMD | EPA/NEI | 1969
2018 | NH | Seabrook | 6115 | 1 | ST | OP | NA | NUC |  | 105191496 |  |  | EIA Prime Mover-level Data
2018 | NH | Smith (NH) | 2368 | 1 | HY | OP | NA | WAT |  | 1048824 |  |  | EIA Prime Mover-level Data
2018 | NH | Somersworth Lower Great Dam | 50704 | GEN1 | HY | OP | NA | WAT |  | 31403 |  |  | EIA Prime Mover-level Data
2018 | NH | Springfield Power LLC | 10838 | BLR1 | ST | OP | NA | WDS |  | 1748212 | 19.9403 | 0.022812 | EIA Unit-level Data | NEI avg EF - PM, fuel type
2018 | NH | Stevens Mills Dam | 10109 | 2 | HY | RE | NA | WAT
2018 | NH | Stevens Mills Dam | 10109 | 1G | HY | OP | NA | WAT |  | 5102 |  |  | EIA Prime Mover-level Data
2018 | NH | Stevens Mills Dam | 10109 | 3G | HY | OP | NA | WAT |  | 43370 |  |  | EIA Prime Mover-level Data
2018 | NH | Turnkey Landfill Gas Recovery | 54663 | GEN1 | IC | OP | NA | LFG |  | 23249 | 0.17088 | 0.0147 | EIA Prime Mover-level Data | Estimated using an emission factor
2018 | NH | Turnkey Landfill Gas Recovery | 54663 | GEN2 | IC | OP | NA | LFG |  | 23249 | 0.17088 | 0.0147 | EIA Prime Mover-level Data | Estimated using an emission factor
2018 | NH | Turnkey Landfill Gas Recovery | 54663 | GEN3 | IC | OP | NA | LFG |  | 23249 | 0.17088 | 0.0147 | EIA Prime Mover-level Data | Estimated using an emission factor
2018 | NH | Turnkey Landfill Gas Recovery | 54663 | GEN4 | IC | OP | NA | LFG |  | 23249 | 0.17088 | 0.0147 | EIA Prime Mover-level Data | Estimated using an emission factor
2018 | NH | Turnkey Landfill Gas Recovery | 54663 | GEN5 | GT | OP | NA | LFG |  | 219877 | 2.3747 | 0.0216 | EIA Prime Mover-level Data | Estimated using an emission factor
2018 | NH | Turnkey Landfill Gas Recovery | 54663 | GEN6 | GT | OP | NA | LFG |  | 219877 | 2.3747 | 0.0216 | EIA Prime Mover-level Data | Estimated using an emission factor
2018 | NH | UNH 7.9 MW Plant | 58180 | 1 | GT | OP | NA | LFG |  | 696971 | 7.5273 | 0.0216 | EIA Prime Mover-level Data | Estimated using an emission factor
2018 | NH | Wheelabrator Claremont Facility | 50872 | GEN1 | ST | RE | NA | MSW
2018 | NH | Wheelabrator Concord Facility | 50873 | B1 | ST | OP | NA | MSW |  | 990654 | 0.077271 | 0.000156 | EIA Unit-level Data | Estimated using an emission factor
2018 | NH | Wheelabrator Concord Facility | 50873 | B2 | ST | OP | NA | MSW |  | 996300 | 0.077711 | 0.000156 | EIA Unit-level Data | Estimated using an emission factor
2018 | NH | White Lake | 2369 | CT1 | GT | OP | CT | JF | 41.0 | 15115 | 0.048492 | 0.0064164 | EIA non-ozone season distributed and EPA/CAMD ozone season | EPA/NEI | 1969
2018 | NJ | 12 Applegate Solar LLC | 59371 | PV1 | PV | OP | NA | SUN |  | 20125 |  |  | EIA Prime Mover-level Data
2018 | NJ | 145 Talmadge Solar | 57458 | 1 | PV | OP | NA | SUN |  | 42180 |  |  | EIA Prime Mover-level Data
2018 | NJ | 180 Raritan Solar | 58187 | 1 | PV | OP | NA | SUN |  | 21755 |  |  | EIA Prime Mover-level Data
2018 | NJ | 24 Applegate Solar LLC | 59365 | PV1 | PV | OP | NA | SUN |  | 6464 |  |  | EIA Prime Mover-level Data
2018 | NJ | 350 Clark Solar, NG, LLC | 61224 | 5400 | PV | OP | NA | SUN |  | 15930 |  |  | EIA Prime Mover-level Data
2018 | NJ | 4 Applegate Solar LLC | 59370 | PV1 | PV | OP | NA | SUN |  | 16266 |  |  | EIA Prime Mover-level Data
2018 | NJ | 46 Meadowlands Parkway | 62325 | 1 | PV | OP | NA | SUN |  | 4213 |  |  | EIA Prime Mover-level Data
2018 | NJ | 77 Metro Way | 62326 | 1 | PV | OP | NA | SUN |  | 1823 |  |  | EIA Prime Mover-level Data
2018 | NJ | AC Criminal Courts Complex SPE2, LLC | 58798 | ACCCC | PV | OP | NA | SUN |  | 15903 |  |  | EIA Prime Mover-level Data
2018 | NJ | AC Landfill Energy LLC | 57845 | UNIT1 | IC | OP | NA | LFG |  | 56356 | 0.41422 | 0.0147 | EIA Prime Mover-level Data | Estimated using an emission factor
2018 | NJ | AC Landfill Energy LLC | 57845 | UNIT2 | IC | OP | NA | LFG |  | 66922 | 0.49188 | 0.0147 | EIA Prime Mover-level Data | Estimated using an emission factor
2018 | NJ | AC Landfill Energy LLC | 57845 | UNIT3 | IC | OP | NA | LFG |  | 66922 | 0.49188 | 0.0147 | EIA Prime Mover-level Data | Estimated using an emission factor
2018 | NJ | ACB Energy Parntners LLC - MTF Cogen | 62492 | ACB-1 | GT | OP | NA | NG
2018 | NJ | ACCC Mays Landing | 60802 | PV1 | PV | OP | NA | SUN |  | 17414 |  |  | EIA Prime Mover-level Data
2018 | NJ | Adams Ave MS and HS | 60772 | PVHS | PV | OP | NA | SUN |  | 25354 |  |  | EIA Prime Mover-level Data
2018 | NJ | Adams Ave MS and HS | 60772 | PVMS | PV | OP | NA | SUN |  | 18311 |  |  | EIA Prime Mover-level Data
2018 | NJ | Alethea I | 58519 | 1 | PV | OP | NA | SUN |  | 28593 |  |  | EIA Prime Mover-level Data
2018 | NJ | Amazon | 58357 | WR | PV | OP | NA | SUN |  | 47413 |  |  | EIA Prime Mover-level Data
2018 | NJ | Anheuser-Busch Newark Brewery | 54913 | GEN1 | GT | RE | NA | NG
2018 | NJ | Anheuser-Busch Newark Brewery | 54913 | GEN2 | GT | RE | NA | NG
2018 | NJ | Atlantic City Convention Center | 56900 | 1 | PV | OP | NA | SUN |  | 6609 |  |  | EIA Prime Mover-level Data
2018 | NJ | Atlantic City Convention Center | 56900 | 2 | PV | OP | NA | SUN |  | 6609 |  |  | EIA Prime Mover-level Data
2018 | NJ | Atlantic City Convention Center | 56900 | 3 | PV | OP | NA | SUN |  | 6609 |  |  | EIA Prime Mover-level Data
2018 | NJ | Atlantic City Convention Center | 56900 | 4 | PV | OP | NA | SUN |  | 6609 |  |  | EIA Prime Mover-level Data
2018 | NJ | Atlantic Coast Freezers Solar Facility | 58360 | ACF | PV | OP | NA | SUN |  | 26990 |  |  | EIA Prime Mover-level Data
2018 | NJ | Augusta Solar Farm | 62906 | AUGSF | PV | OP | NA | SUN
2018 | NJ | B L England | 2378 | 2 | ST | OP | CYCLONE | BIT | 193.0 | 172105 | 1.88 | 0.021847 | EPA/CAMD | EPA/NEI | 1964
2018 | NJ | B L England | 2378 | 3 | ST | OP | WALL | RFO | 0.0 | [5 empty] | 1974
2018 | NJ | Bayonne Energy Center | 56964 | GT1 | GT | OP | CT | NG | 2,049.0 | 772120 | 27.601 | 0.071494 | EPA/CAMD | EPA/NEI | 2012
2018 | NJ | Bayonne Energy Center | 56964 | GT10 | GT | OP | CT | NG | 1,360.0 | 486372 | 1.9006 | 0.0078154 | EPA/CAMD | NEI avg EF - PM, fuel type, firing type | 2018
2018 | NJ | Bayonne Energy Center | 56964 | GT2 | GT | OP | CT | NG | 2,183.0 | 853721 | 27.601 | 0.06466 | EPA/CAMD | EPA/NEI | 2012
2018 | NJ | Bayonne Energy Center | 56964 | GT3 | GT | OP | CT | NG | 1,853.0 | 716991 | 27.601 | 0.076991 | EPA/CAMD | EPA/NEI | 2012
2018 | NJ | Bayonne Energy Center | 56964 | GT4 | GT | OP | CT | NG | 1,901.0 | 726541 | 27.601 | 0.075979 | EPA/CAMD | EPA/NEI | 2012
2018 | NJ | Bayonne Energy Center | 56964 | GT5 | GT | OP | CT | NG | 1,988.0 | 796259 | 27.601 | 0.069327 | EPA/CAMD | EPA/NEI | 2012
2018 | NJ | Bayonne Energy Center | 56964 | GT6 | GT | OP | CT | NG | 1,792.0 | 674709 | 27.601 | 0.081816 | EPA/CAMD | EPA/NEI | 2012
2018 | NJ | Bayonne Energy Center | 56964 | GT7 | GT | OP | CT | NG | 2,249.0 | 866565 | 27.601 | 0.063702 | EPA/CAMD | EPA/NEI | 2012
2018 | NJ | Bayonne Energy Center | 56964 | GT8 | GT | OP | CT | NG | 2,075.0 | 778991 | 27.601 | 0.070863 | EPA/CAMD | EPA/NEI | 2012
2018 | NJ | Bayonne Energy Center | 56964 | GT9 | GT | OP | CT | NG | 1,407.0 | 538468 | 2.1042 | 0.0078154 | EPA/CAMD | NEI avg EF - PM, fuel type, firing type | 2018
2018 | NJ | Bayonne MUA- Leitner-Poma Wind Turbine | 59797 | WT1 | WT | OP | NA | WND |  | 10349 |  |  | EIA Prime Mover-level Data
2018 | NJ | Bayonne Plant Holding, LLC | 50497 | 001001 | CT | OP | CC | NG | 35.0 | 15329 | 0.12 | 0.015657 | EPA/CAMD | EPA/NEI | 1988
2018 | NJ | Bayonne Plant Holding, LLC | 50497 | 002001 | CT | OP | CC | NG | 83.0 | 16090 | 0.1 | 0.01243 | EPA/CAMD | EPA/NEI | 1988
2018 | NJ | Bayonne Plant Holding, LLC | 50497 | 004001 | CT | OP | CC | NG | 14.0 | 2352 | 0.02 | 0.017007 | EPA/CAMD | EPA/NEI | 1988
2018 | NJ | Bayville Central Facility | 54569 | COG1 | IC | OP | NA | OBG |  | 3316 | 0.024373 | 0.0147 | EIA Prime Mover-level Data | Estimated using an emission factor
2018 | NJ | Bayville Central Facility | 54569 | COG2 | IC | OP | NA | OBG |  | 3316 | 0.024373 | 0.0147 | EIA Prime Mover-level Data | Estimated using an emission factor
2018 | NJ | Bayville Central Facility | 54569 | COG3 | IC | OP | NA | OBG |  | 3316 | 0.024373 | 0.0147 | EIA Prime Mover-level Data | Estimated using an emission factor
2018 | NJ | Bayville Central Facility | 54569 | COG4 | IC | OP | NA | DFO |  | 16579 | 2.5697 | 0.31 | EIA Prime Mover-level Data | Estimated using an emission factor
2018 | NJ | Bayville Central Facility | 54569 | COG5 | IC | OP | NA | DFO |  | 16579 | 2.5697 | 0.31 | EIA Prime Mover-level Data | Estimated using an emission factor
2018 | NJ | Bayville Central Facility | 54569 | COG6 | IC | OP | NA | DFO |  | 16579 | 2.5697 | 0.31 | EIA Prime Mover-level Data | Estimated using an emission factor
2018 | NJ | Bayville Central Facility | 54569 | COG7 | IC | OP | NA | DFO |  | 16579 | 2.5697 | 0.31 | EIA Prime Mover-level Data | Estimated using an emission factor
2018 | NJ | Bayville Central Facility | 54569 | CPV1 | PV | OP | NA | SUN |  | 1978 |  |  | EIA Prime Mover-level Data
2018 | NJ | Bayville Central Facility | 54569 | SBG1 | IC | RE | NA | DFO
2018 | NJ | Bayway Refinery | 56294 | FGX | OT | OP | NA | WH |  | 224613 |  |  | EIA Prime Mover-level Data
2018 | NJ | BBB Corporate Headquarters | 58093 | HQNJ | PV | OP | NA | SUN |  | 12566 |  |  | EIA Prime Mover-level Data
2018 | NJ | BC Landfill Energy LLC | 57847 | UNIT1 | IC | OP | NA | LFG |  | 78749 | 0.57881 | 0.0147 | EIA Prime Mover-level Data | Estimated using an emission factor
2018 | NJ | BC Landfill Energy LLC | 57847 | UNIT2 | IC | OP | NA | LFG |  | 78749 | 0.57881 | 0.0147 | EIA Prime Mover-level Data | Estimated using an emission factor
2018 | NJ | BC Landfill Energy LLC | 57847 | UNIT3 | IC | OP | NA | LFG |  | 78749 | 0.57881 | 0.0147 | EIA Prime Mover-level Data | Estimated using an emission factor
2018 | NJ | BC Landfill Energy LLC | 57847 | UNIT4 | IC | OP | NA | LFG |  | 78749 | 0.57881 | 0.0147 | EIA Prime Mover-level Data | Estimated using an emission factor
2018 | NJ | BC Landfill Energy LLC | 57847 | UNIT5 | IC | OP | NA | LFG |  | 78749 | 0.57881 | 0.0147 | EIA Prime Mover-level Data | Estimated using an emission factor
2018 | NJ | Beaver Run | 60805 | BRUN1 | PV | OP | NA | SUN |  | 96623 |  |  | EIA Prime Mover-level Data
2018 | NJ | Bed Bath & Beyond DC Port Reading NJ | 58096 | PTNJ | PV | OP | NA | SUN |  | 20843 |  |  | EIA Prime Mover-level Data
2018 | NJ | Benjamin Moore & Co. Solar | 57733 | PV1 | PV | OP | NA | SUN |  | 17105 |  |  | EIA Prime Mover-level Data
2018 | NJ | Bergen Generating Station | 2398 | 1101 | CT | OP | CC | NG | 3,573.0 | 3255124 | 76.6818 | 0.047115 | EPA/CAMD | EPA/NEI | 1995
2018 | NJ | Bergen Generating Station | 2398 | 1201 | CT | OP | CC | NG | 2,953.0 | 2950318 | 76.6818 | 0.051982 | EPA/CAMD | EPA/NEI | 1995
2018 | NJ | Bergen Generating Station | 2398 | 1301 | CT | OP | CC | NG | 3,675.0 | 3319852 | 76.6818 | 0.046196 | EPA/CAMD | EPA/NEI | 1995
2018 | NJ | Bergen Generating Station | 2398 | 1401 | CT | OP | CC | NG | 2,598.0 | 2491488 | 76.6818 | 0.061555 | EPA/CAMD | EPA/NEI | 1995
2018 | NJ | Bergen Generating Station | 2398 | 2101 | CT | OP | CC | NG | 6,686.0 | 9920560 | 76.6818 | 0.015459 | EPA/CAMD | EPA/NEI | 2002
2018 | NJ | Bergen Generating Station | 2398 | 2201 | CT | OP | CC | NG | 5,695.0 | 8426755 | 76.6818 | 0.0182 | EPA/CAMD | EPA/NEI | 2002
2018 | NJ | Bernards Solar | 60437 | BERNS | PV | OP | NA | SUN |  | 38697 |  |  | EIA Prime Mover-level Data
2018 | NJ | Berry Plastics Solar | 59097 | PV1 | PV | OP | NA | SUN |  | 135768 |  |  | EIA Prime Mover-level Data
2018 | NJ | BJ's Wholesale Club Inc Dist Center | 60227 | PV1 | PV | OP | NA | SUN |  | 18483 |  |  | EIA Prime Mover-level Data
2018 | NJ | BlackRock-Matrix | 57727 | BLAR | PV | OP | NA | SUN |  | 32615 |  |  | EIA Prime Mover-level Data
2018 | NJ | BNB Camden Solar | 61893 | BNBHQ | PV | OP | NA | SUN |  | 27705 |  |  | EIA Prime Mover-level Data
2018 | NJ | BNB Camden Solar | 61893 | BNBSO | PV | OP | NA | SUN |  | 18890 |  |  | EIA Prime Mover-level Data
2018 | NJ | Bordentown Solar | 60734 | PV1 | PV | OP | NA | SUN |  | 94511 |  |  | EIA Prime Mover-level Data
2018 | NJ | Brickyard Solar | 60733 | PV1 | PV | OP | NA | SUN |  | 21364 |  |  | EIA Prime Mover-level Data
2018 | NJ | Bridgeport Disposal Solar Farm | 59166 | BRIDG | PV | OP | NA | SUN |  | 15765 |  |  | EIA Prime Mover-level Data
2018 | NJ | Bristol Myers Squibb Lawrenceville | 58947 | DG101 | IC | SB | NA | DFO |  | 291 | 0.045105 | 0.31 | EIA Prime Mover-level Data | Estimated using an emission factor
2018 | NJ | Bristol Myers Squibb Lawrenceville | 58947 | TG101 | GT | OP | NA | NG |  | 447836 | 1.2278 | 0.0054834 | EIA Prime Mover-level Data | NEI avg EF - PM, fuel type, firing type
2018 | NJ | Bristol Myers Squibb New Brunswick | 54829 | GEN1 | GT | OP | NA | NG |  | 795472 | 2.1809 | 0.0054834 | EIA Prime Mover-level Data | NEI avg EF - PM, fuel type, firing type
2018 | NJ | Bristol Myers Squibb New Brunswick | 54829 | GEN2 | ST | SB | NA | NG |  | 562 | 0.0022627 | 0.0080524 | EIA Prime Mover-level Data | NEI avg EF - PM, fuel type
2018 | NJ | Burlington Coat Factory Solar | 62712 | BCF | PV | OP | NA | SUN
2018 | NJ | Burlington Generating Station | 2399 | 121 | GT | OP | CT | NG | 607.0 | 130837 | 2.6233 | 0.0401 | EPA/CAMD | EPA/NEI | 2000
2018 | NJ | Burlington Generating Station | 2399 | 122 | GT | OP | CT | NG | 527.0 | 116231 | 2.6233 | 0.045139 | EPA/CAMD | EPA/NEI | 2000
2018 | NJ | Burlington Generating Station | 2399 | 123 | GT | OP | CT | NG | 543.0 | 120208 | 2.6233 | 0.043646 | EPA/CAMD | EPA/NEI | 2000
2018 | NJ | Burlington Generating Station | 2399 | 124 | GT | OP | CT | NG | 538.0 | 109705 | 2.6233 | 0.047825 | EPA/CAMD | EPA/NEI | 2000
2018 | NJ | Caldwell Wastewater Treatment Plant | 62027 | BAT1 | BA | OP | NA | MWH |  | 0 |  |  | EIA Prime Mover-level Data
2018 | NJ | Caldwell Wastewater Treatment Plant | 62027 | PV1 | PV | OP | NA | SUN |  | 8343 |  |  | EIA Prime Mover-level Data
2018 | NJ | Calpine Vineland Solar LLC | 57081 | CVS1 | PV | OP | NA | SUN |  | 26015 |  |  | EIA Prime Mover-level Data
2018 | NJ | Calpine Vineland Solar LLC | 57081 | CVS2 | PV | OP | NA | SUN |  | 20359 |  |  | EIA Prime Mover-level Data
2018 | NJ | Camden Plant Holding, LLC | 10751 | 002001 | CT | OP | CC | NG | 463.0 | 466910 | 0.95 | 0.0040693 | EPA/CAMD | EPA/NEI | 1993
2018 | NJ | Camden Resource Recovery Facility | 10435 | SG101A | ST | OP | NA | MSW |  | 1120538 | 0.87402 | 0.00156 | EIA Unit-level Data | Estimated using an emission factor
2018 | NJ | Camden Resource Recovery Facility | 10435 | SG101B | ST | OP | NA | MSW |  | 1045637 | 0.8156 | 0.00156 | EIA Unit-level Data | Estimated using an emission factor
2018 | NJ | Camden Resource Recovery Facility | 10435 | SG101C | ST | OP | NA | MSW |  | 1152618 | 0.89904 | 0.00156 | EIA Unit-level Data | Estimated using an emission factor
2018 | NJ | Carlls Corner Energy Center | 2379 | 002001 | GT | OP | CT | NG | 429.0 | 263082 | 1.0086 | 0.0076676 | EPA/CAMD | EPA/NEI | 1973
2018 | NJ | Carlls Corner Energy Center | 2379 | 003001 | GT | OP | CT | NG | 7.0 | 4550 | 0.0448 | 0.019692 | EPA/CAMD | EPA/NEI | 1973
2018 | NJ | Carneys Point | 10566 | 1001 | ST | OP | WALL | BIT | 7,812.0 | 4939844 | 19.9239 | 0.0080666 | EPA/CAMD | EPA/NEI | 1994
2018 | NJ | Carneys Point | 10566 | 1002 | ST | OP | WALL | BIT | 8,625.0 | 5339133 | 7.2824 | 0.0027279 | EPA/CAMD | EPA/NEI | 1994
2018 | NJ | Carrier Clinic | 59297 | CARRI | PV | OP | NA | SUN |  | 16813 |  |  | EIA Prime Mover-level Data
2018 | NJ | CCG Marketing | 62616 | CCGWC | PV | OP | NA | SUN |  | 20816 |  |  | EIA Prime Mover-level Data
2018 | NJ | CCMUA | 59248 | CCMUA | PV | OP | NA | SUN |  | 17159 |  |  | EIA Prime Mover-level Data
2018 | NJ | Cedar Branch | 60266 | CEDAR | PV | OP | NA | SUN |  | 78771 |  |  | EIA Prime Mover-level Data
2018 | NJ | Cedar Station | 2380 | CED1 | GT | RE | NA | KER
2018 | NJ | Cedar Station | 2380 | CED2 | GT | RE | NA | KER
2018 | NJ | CentraState Medical Center PV Facility | 59630 | CS | PV | OP | NA | SUN |  | 68567 |  |  | EIA Prime Mover-level Data
2018 | NJ | CES Cherry Hill Solar | 60201 | CHNJ | PV | OP | NA | SUN |  | 13395 |  |  | EIA Prime Mover-level Data
2018 | NJ | Cherry Hill | 57734 | CH | PV | OP | NA | SUN |  | 12296 |  |  | EIA Prime Mover-level Data
2018 | NJ | Christmas Tree Shops DC Burlington NJ | 58094 | FINJ | PV | OP | NA | SUN |  | 25713 |  |  | EIA Prime Mover-level Data
2018 | NJ | Cinnamon Bay Edgeboro Landfill | 58208 | 1 | IC | OP | NA | LFG |  | 264516 | 1.9442 | 0.0147 | EIA Prime Mover-level Data | Estimated using an emission factor
2018 | NJ | CIP II/AR Bridgewater Holdings - NJCOE | 10122 | 01 | GT | RE | NA | NG
2018 | NJ | CIP II/AR Bridgewater Holdings - NJCOE | 10122 | 02 | GT | OP | NA | NG |  | 396590 | 1.0873 | 0.0054834 | EIA Prime Mover-level Data | NEI avg EF - PM, fuel type, firing type
2018 | NJ | Clayville | 58235 | U1 | GT | OP | CT | NG | 1,725.0 | 828311 | 3.2368 | 0.0078154 | EPA/CAMD | NEI avg EF - PM, fuel type, firing type | 2015
2018 | NJ | College of New Jersey | 58165 | COGEN | IC | OP | NA | NG |  | 405960 | 0.085658 | 0.000422 | EIA Prime Mover-level Data | Estimated using an emission factor
2018 | NJ | Community Foodbank of NJ | 60776 | FDBNK | PV | OP | NA | SUN |  | 6227 |  |  | EIA Prime Mover-level Data
2018 | NJ | Connell East LLC | 62598 | LOREA | PV | OP | NA | SUN
2018 | NJ | Constellation New Energy Inc | 58029 | PV1 | PV | OP | NA | SUN |  | 52238 |  |  | EIA Prime Mover-level Data
2018 | NJ | Cornerstone Power Holmdel LLC | 58536 | 1 | PV | OP | NA | SUN |  | 33728 |  |  | EIA Prime Mover-level Data
2018 | NJ | Cornerstone Power Vineland I LLC | 58512 | PV1 | PV | OP | NA | SUN |  | 42107 |  |  | EIA Prime Mover-level Data
2018 | NJ | Corning Pharmaceutical Glass | 58359 | GG | PV | OP | NA | SUN |  | 30610 |  |  | EIA Prime Mover-level Data
2018 | NJ | County College of Morris | 58881 | PV01 | PV | OP | NA | SUN |  | 31348 |  |  | EIA Prime Mover-level Data
2018 | NJ | Covanta Essex Company | 10643 | 1 | ST | OP | NA | MSW |  | 3248887 | 0.25341 | 0.000156 | EIA Unit-level Data | Estimated using an emission factor
2018 | NJ | Covanta Essex Company | 10643 | 2 | ST | OP | NA | MSW |  | 3271835 | 0.2552 | 0.000156 | EIA Unit-level Data | Estimated using an emission factor
2018 | NJ | Covanta Essex Company | 10643 | 3 | ST | OP | NA | MSW |  | 3330006 | 0.25974 | 0.000156 | EIA Unit-level Data | Estimated using an emission factor
2018 | NJ | Covanta Warren Energy | 10012 | 1 | ST | OP | NA | MSW |  | 662264 | 0.051657 | 0.000156 | EIA Unit-level Data | Estimated using an emission factor
2018 | NJ | Covanta Warren Energy | 10012 | 2 | ST | OP | NA | MSW |  | 646199 | 0.050404 | 0.000156 | EIA Unit-level Data | Estimated using an emission factor
2018 | NJ | Cranbury | 59446 | CRANB | PV | OP | NA | SUN |  | 57505 |  |  | EIA Prime Mover-level Data
2018 | NJ | Cumberland County Solid Waste Complex | 56884 | GEN 2 | IC | OP | NA | LFG |  | 82690 | 0.60777 | 0.0147 | EIA Prime Mover-level Data | Estimated using an emission factor
2018 | NJ | Cumberland County Solid Waste Complex | 56884 | GEN 3 | IC | OP | NA | LFG |  | 82690 | 0.60777 | 0.0147 | EIA Prime Mover-level Data | Estimated using an emission factor
2018 | NJ | Cumberland County Solid Waste Complex | 56884 | GEN1 | IC | OP | NA | LFG |  | 82690 | 0.60777 | 0.0147 | EIA Prime Mover-level Data | Estimated using an emission factor
2018 | NJ | Cumberland Energy Center | 5083 | 004001 | GT | OP | CT | NG | 959.0 | 658149 | 0.2087 | 0.0006342 | EPA/CAMD | EPA/NEI | 1990
2018 | NJ | Cumberland Energy Center | 5083 | 05001 | GT | OP | CT | NG | 1,782.0 | 1187336 | 8.874 | 0.014948 | EPA/CAMD | EPA/NEI | 2009
2018 | NJ | Day Four Solar LLC | 62905 | DAY04 | PV | OP | NA | SUN
2018 | NJ | Deepwater | 2384 | 1 | ST | RE | CYCLONE | NG
2018 | NJ | Deepwater | 2384 | 4 | ST | RE | NA | RFO
2018 | NJ | Deepwater | 2384 | 6 | ST | RE | NA | NG
2018 | NJ | Deepwater | 2384 | CT1 | GT | L | NA | NG
2018 | NJ | Deepwater | 2384 | GTA | GT | RE | NA | NG
2018 | NJ | Deepwater | 2384 | ST1 | ST | L | NA | NG
2018 | NJ | Delilah Road Landfill | 58951 | DRLS | PV | OP | NA | SUN |  | 129102 |  |  | EIA Prime Mover-level Data
2018 | NJ | Deutsche Bank- Piscataway Solar | 60803 | DBPIS | PV | OP | NA | SUN |  | 10359 |  |  | EIA Prime Mover-level Data
2018 | NJ | DG Camden LLC Holtec | 61515 | HOLTC | PV | OP | NA | SUN |  | 36562 |  |  | EIA Prime Mover-level Data
2018 | NJ | DG Florham Park Solar LLC | 62586 | BASF | PV | T | NA | SUN
2018 | NJ | DG New Jersey Solar RLS Logistics | 61507 | RLSNJ | PV | OP | NA | SUN |  | 40219 |  |  | EIA Prime Mover-level Data
2018 | NJ | Dix Solar, L.L.C | 61864 | DIXSL | PV | OP | NA | SUN |  | 182842 |  |  | EIA Prime Mover-level Data
2018 | NJ | Dow Jones South Brunswick Solar | 57397 | PV01 | PV | OP | NA | SUN |  | 22279 |  |  | EIA Prime Mover-level Data
2018 | NJ | Dow Jones South Brunswick Solar | 57397 | PV02 | PV | OP | NA | SUN |  | 14258 |  |  | EIA Prime Mover-level Data
2018 | NJ | DSM Nutritional Products Solar | 62713 | DSM | PV | OP | NA | SUN
2018 | NJ | DSM Solar | 60739 | PV1 | PV | OP | NA | SUN |  | 53914 |  |  | EIA Prime Mover-level Data
2018 | NJ | E F Kenilworth, Inc. | 10805 | 002001 | CT | OP | CC | NG | 8,445.0 | 1600216 | 5.2818 | 0.0066014 | EPA/CAMD | EPA/NEI | 1987
2018 | NJ | Eagle Point Power Generation | 50561 | 0001 | CT | OP | CC | NG | 2,325.0 | 2081760 | 3.49 | 0.0033529 | EPA/CAMD | EPA/NEI | 1991
2018 | NJ | Eagle Point Power Generation | 50561 | 0002 | CT | OP | CC | NG | 2,730.0 | 2543123 | 3.49 | 0.0027447 | EPA/CAMD | EPA/NEI | 1991
2018 | NJ | East Amwell | 60327 | AMWEL | PV | OP | NA | SUN |  | 24080 |  |  | EIA Prime Mover-level Data
2018 | NJ | East Orange Solar | 60727 | PV1 | PV | OP | NA | SUN |  | 54590 |  |  | EIA Prime Mover-level Data
2018 | NJ | EFS Parlin Holdings, LLC | 50799 | 001001 | CT | OP | CC | NG | 223.0 | 88535 | 0.67 | 0.015135 | EPA/CAMD | EPA/NEI | 1991
2018 | NJ | EFS Parlin Holdings, LLC | 50799 | 003001 | CT | OP | CC | NG | 240.0 | 95901 | 0.67 | 0.013973 | EPA/CAMD | EPA/NEI | 1991
2018 | NJ | Elmwood Park Power - LLC | 50852 | 002001 | CT | OP | CC | NG | 72.0 | 34380 | 0.07 | 0.0040721 | EPA/CAMD | EPA/NEI | 1989
2018 | NJ | Engelhard Solar LLC | 59367 | PV1 | PV | OP | NA | SUN |  | 9136 |  |  | EIA Prime Mover-level Data
2018 | NJ | Essex | 2401 | 35001 | GT | OP | CT | NG | 97.0 | 16744 | 0.0289 | 0.003452 | EPA/CAMD | EPA/NEI | 1990
2018 | NJ | ETS Ewing Solar Facility | 57574 | ETS1 | PV | OP | NA | SUN |  | 16550 |  |  | EIA Prime Mover-level Data
2018 | NJ | FedEx Woodbridge | 57776 | 1 | PV | OP | NA | SUN |  | 20598 |  |  | EIA Prime Mover-level Data
2018 | NJ | Flemington Solar | 57485 | FSNJ | PV | OP | NA | SUN |  | 107145 |  |  | EIA Prime Mover-level Data
2018 | NJ | Florence Solar W3-080, LLC | 60990 | PV1 | PV | OP | NA | SUN |  | 102861 |  |  | EIA Prime Mover-level Data
2018 | NJ | Forked River Power | 7138 | 002001 | GT | OP | CT | DFO | 182.0 | 54691 | 0.1806 | 0.0066044 | EPA/CAMD | EPA/NEI | 1989
2018 | NJ | Forked River Power | 7138 | 003001 | GT | OP | CT | DFO | 185.0 | 61293 | 0.1935 | 0.0063139 | EPA/CAMD | EPA/NEI | 1989
2018 | NJ | Frankford Solar | 60732 | PV1 | PV | OP | NA | SUN |  | 94491 |  |  | EIA Prime Mover-level Data
2018 | NJ | Freeze Solar | 60759 | PV1 | PV | OP | NA | SUN |  | 18838 |  |  | EIA Prime Mover-level Data
2018 | NJ | French's Landfill PV | 60994 | GEN1 | PV | OP | NA | SUN |  | 64601 |  |  | EIA Prime Mover-level Data
2018 | NJ | Frenchtown I Solar | 57486 | F1NJ | PV | OP | NA | SUN |  | 38961 |  |  | EIA Prime Mover-level Data
2018 | NJ | Frenchtown II Solar | 57487 | F2NJ | PV | OP | NA | SUN |  | 37072 |  |  | EIA Prime Mover-level Data
2018 | NJ | Frenchtown III Solar | 58564 | F3NJ | PV | OP | NA | SUN |  | 107694 |  |  | EIA Prime Mover-level Data
2018 | NJ | G&S Wantage Solar LLC | 59366 | PV1 | PV | OP | NA | SUN |  | 78241 |  |  | EIA Prime Mover-level Data
2018 | NJ | Garfield Solar | 62680 | GARFS | PV | L | NA | SUN
2018 | NJ | Garfield Solar | 62680 | GARMS | PV | L | NA | SUN
2018 | NJ | Gemini Technologies Services, Inc. Solar | 60804 | DBGAT | PV | OP | NA | SUN |  | 13806 |  |  | EIA Prime Mover-level Data
2018 | NJ | Gilbert Generating Station | 2393 | 04 | CT | OP | CC | NG | 34.0 | 15021 | 0.04 | 0.0053259 | EPA/CAMD | EPA/NEI | 1974
2018 | NJ | Gilbert Generating Station | 2393 | 05 | CT | OP | CC | NG | 34.0 | 15275 | 0.04 | 0.0052373 | EPA/CAMD | EPA/NEI | 1974
2018 | NJ | Gilbert Generating Station | 2393 | 06 | CT | OP | CC | NG | 36.0 | 19073 | 0.05 | 0.005243 | EPA/CAMD | EPA/NEI | 1974
2018 | NJ | Gilbert Generating Station | 2393 | 07 | CT | OP | CC | NG | 37.0 | 17987 | 0.04 | 0.0044477 | EPA/CAMD | EPA/NEI | 1974
2018 | NJ | Gilbert Generating Station | 2393 | 9 | GT | OP | CT | NG | 107.0 | 81318 | 0.2 | 0.004919 | EPA/CAMD | EPA/NEI | 1996
2018 | NJ | Glen Gardner | 8227 | 1 | GT | RE | NA | NG
2018 | NJ | Glen Gardner | 8227 | 2 | GT | RE | NA | NG
2018 | NJ | Glen Gardner | 8227 | 3 | GT | RE | NA | NG
2018 | NJ | Glen Gardner | 8227 | 4 | GT | RE | NA | NG
2018 | NJ | Glen Gardner | 8227 | 5 | GT | RE | NA | NG
2018 | NJ | Glen Gardner | 8227 | 6 | GT | RE | NA | NG
2018 | NJ | Glen Gardner | 8227 | 7 | GT | RE | NA | NG
2018 | NJ | Glen Gardner | 8227 | 8 | GT | RE | NA | NG
2018 | NJ | Glopak Solar PV Power Plant | 61248 | INV1R | PV | OP | NA | SUN |  | 4596 |  |  | EIA Prime Mover-level Data
2018 | NJ | Glopak Solar PV Power Plant | 61248 | INV2G | PV | OP | NA | SUN |  | 4596 |  |  | EIA Prime Mover-level Data
2018 | NJ | Gloucester Community College Solar | 60752 | PV1 | PV | OP | NA | SUN |  | 33737 |  |  | EIA Prime Mover-level Data
2018 | NJ | Goya Foods, Inc- Jersey City Solar | 60839 | PV1 | PV | OP | NA | SUN |  | 35485 |  |  | EIA Prime Mover-level Data
2018 | NJ | Goya Foods, Inc- Secaucus Solar | 60840 | PV1 | PV | OP | NA | SUN |  | 22165 |  |  | EIA Prime Mover-level Data
2018 | NJ | Great Falls Hydro Project | 52068 | GEN1 | HY | OP | NA | WAT |  | 108012 |  |  | EIA Prime Mover-level Data
2018 | NJ | Great Falls Hydro Project | 52068 | GEN2 | HY | OP | NA | WAT |  | 108012 |  |  | EIA Prime Mover-level Data
2018 | NJ | Great Falls Hydro Project | 52068 | GEN3 | HY | OP | NA | WAT |  | 108012 |  |  | EIA Prime Mover-level Data
2018 | NJ | Hall's Warehouse Solar Project | 56877 | TBD | PV | OP | NA | SUN |  | 15027 |  |  | EIA Prime Mover-level Data
2018 | NJ | Hamilton Solar-Crosswicks | 60489 | PV1 | PV | OP | NA | SUN |  | 41112 |  |  | EIA Prime Mover-level Data
2018 | NJ | Hamilton Solar-Crosswicks | 60489 | PV2 | PV | OP | NA | SUN |  | 46986 |  |  | EIA Prime Mover-level Data
2018 | NJ | Hanover | 59628 | HNOVR | PV | OP | NA | SUN |  | 66953 |  |  | EIA Prime Mover-level Data
2018 | NJ | Harmon DC Totowa NJ | 58095 | TONJ | PV | OP | NA | SUN |  | 14962 |  |  | EIA Prime Mover-level Data
2018 | NJ | Harmony | 59627 | HRMNY | PV | OP | NA | SUN |  | 37020 |  |  | EIA Prime Mover-level Data
2018 | NJ | Hartz Way | 60501 | 1 | PV | OP | NA | SUN |  | 11459 |  |  | EIA Prime Mover-level Data
2018 | NJ | Haworth Water Treatment Plant | 56701 | GEN1 | IC | OP | NA | NG |  | 20302 | 0.0042837 | 0.000422 | EIA Prime Mover-level Data | Estimated using an emission factor
2018 | NJ | Haworth Water Treatment Plant | 56701 | GEN2 | IC | OP | NA | NG |  | 20302 | 0.0042837 | 0.000422 | EIA Prime Mover-level Data | Estimated using an emission factor
2018 | NJ | Haworth Water Treatment Plant | 56701 | GEN3 | IC | OP | NA | NG |  | 20302 | 0.0042837 | 0.000422 | EIA Prime Mover-level Data | Estimated using an emission factor
2018 | NJ | Haworth Water Treatment Plant | 56701 | GEN4 | IC | OP | NA | NG |  | 20302 | 0.0042837 | 0.000422 | EIA Prime Mover-level Data | Estimated using an emission factor
2018 | NJ | Haworth Water Treatment Plant | 56701 | GEN5 | IC | OP | NA | DFO |  | 40604 | 6.2936 | 0.31 | EIA Prime Mover-level Data | Estimated using an emission factor
2018 | NJ | Haworth Water Treatment Plant | 56701 | GEN6 | IC | OP | NA | DFO |  | 40604 | 6.2936 | 0.31 | EIA Prime Mover-level Data | Estimated using an emission factor
2018 | NJ | Heller 400M | 62438 | A | PV | OP | NA | SUN
2018 | NJ | Heller 400M | 62438 | B | PV | OP | NA | SUN
2018 | NJ | Heller 400M | 62438 | C | PV | OP | NA | SUN
2018 | NJ | Heller Industrial Parks | 57869 | HH | PV | OP | NA | SUN |  | 3139 |  |  | EIA Prime Mover-level Data
2018 | NJ | Heller Industrial Parks | 57869 | HII | PV | OP | NA | SUN |  | 2511 |  |  | EIA Prime Mover-level Data
2018 | NJ | Heller Industrial Parks | 57869 | HJC | PV | OP | NA | SUN |  | 1256 |  |  | EIA Prime Mover-level Data
2018 | NJ | Heller Industrial Parks | 57869 | HM | PV | OP | NA | SUN |  | 5022 |  |  | EIA Prime Mover-level Data
2018 | NJ | Heller Industrial Parks | 57869 | UNIT1 | PV | OP | NA | SUN |  | 16950 |  |  | EIA Prime Mover-level Data
2018 | NJ | Hoffmann LaRoche | 10123 | TG01 | GT | OP | NA | NG |  | 226738 | 0.62165 | 0.0054834 | EIA Prime Mover-level Data | NEI avg EF - PM, fuel type, firing type
2018 | NJ | Hoffmann LaRoche | 10123 | TG03 | GT | OP | NA | NG |  | 226738 | 0.62165 | 0.0054834 | EIA Prime Mover-level Data | NEI avg EF - PM, fuel type, firing type
2018 | NJ | Hoffmann LaRoche | 10123 | TG1 | GT | RE | NA | NG
2018 | NJ | Hoffmann LaRoche | 10123 | TG2 | GT | RE | NA | NG
2018 | NJ | Hoffmann LaRoche | 10123 | TG3 | GT | RE | NA | NG
2018 | NJ | Holland Solar | 60763 | PV1 | PV | OP | NA | SUN |  | 35124 |  |  | EIA Prime Mover-level Data
2018 | NJ | Hopewell Cogeneration NJ | 60933 | GEN1 | IC | OP | NA | NG |  | 28096 | 0.0059283 | 0.000422 | EIA Prime Mover-level Data | Estimated using an emission factor
2018 | NJ | Hopewell Cogeneration NJ | 60933 | GEN2 | IC | OP | NA | NG |  | 28096 | 0.0059283 | 0.000422 | EIA Prime Mover-level Data | Estimated using an emission factor
2018 | NJ | Hopewell Valley High School | 61473 | BA1 | BA | OP | NA | MWH |  | 0 |  |  | EIA Prime Mover-level Data
2018 | NJ | Hopewell Valley High School | 61473 | HWVHS | PV | OP | NA | SUN |  | 7084 |  |  | EIA Prime Mover-level Data
2018 | NJ | Howard M Down | 2434 | U11 | GT | OP | CT | NG | 1,659.0 | 800883 | 2.729 | 0.006815 | EPA/CAMD | EPA/NEI | 2012
2018 | NJ | Howell Solar | 60728 | PV1 | PV | OP | NA | SUN |  | 100774 |  |  | EIA Prime Mover-level Data
2018 | NJ | Hunterdon Cogen Facility | 54707 | 1 | GT | RE | NA | NG |  | 3288 | 0.0090147 | 0.0054834 | EIA Prime Mover-level Data | NEI avg EF - PM, fuel type, firing type
2018 | NJ | Hunterdon Health System Solar Project | 62225 | PV1 | PV | V | NA | SUN
2018 | NJ | IFF Hazlet | 60709 | GRND | PV | OP | NA | SUN |  | 41588 |  |  | EIA Prime Mover-level Data
2018 | NJ | IFF Hazlet | 60709 | ROOF | PV | RE | NA | SUN
2018 | NJ | IFF Union Beach Project | 62306 | IFFUB | PV | T | NA | SUN
2018 | NJ | IGS Solar I - EWR5 | 61359 | EWR5 | PV | OP | NA | SUN |  | 31632 |  |  | EIA Prime Mover-level Data
2018 | NJ | IGS Solar I - EWR6 | 61360 | EWR6 | PV | OP | NA | SUN |  | 28285 |  |  | EIA Prime Mover-level Data
2018 | NJ | IKEA Westhampton 061 | 58016 | PV | PV | OP | NA | SUN |  | 20800 |  |  | EIA Prime Mover-level Data
2018 | NJ | ILR Landfill | 60375 | ILR1 | PV | OP | NA | SUN |  | 80156 |  |  | EIA Prime Mover-level Data
2018 | NJ | Imclone Solar Electric Facility | 59631 | IM | PV | OP | NA | SUN |  | 107145 |  |  | EIA Prime Mover-level Data
2018 | NJ | IOS - ERW9 | 61466 | EWR9 | PV | OP | NA | SUN |  | 76947 |  |  | EIA Prime Mover-level Data
2018 | NJ | ISH Solar Central, LLC | 57799 | 1 | PV | OP | NA | SUN |  | 13301 |  |  | EIA Prime Mover-level Data
2018 | NJ | Jackson Board of Education-Liberty HS | 60113 | PV1 | PV | OP | NA | SUN |  | 14671 |  |  | EIA Prime Mover-level Data
2018 | NJ | Jacobstown | 59185 | PV1 | PV | OP | NA | SUN |  | 69916 |  |  | EIA Prime Mover-level Data
2018 | NJ | Jefferson Avenue | 60499 | 1 | PV | OP | NA | SUN |  | 18091 |  |  | EIA Prime Mover-level Data
2018 | NJ | Jersey Gardens Phase 1 | 58653 | 1 | PV | OP | NA | SUN |  | 13084 |  |  | EIA Prime Mover-level Data
2018 | NJ | Jersey Gardens Phase 2 | 58654 | 1 | PV | OP | NA | SUN |  | 27216 |  |  | EIA Prime Mover-level Data
2018 | NJ | Jersey-Atlantic Wind Farm | 56300 | 1 | WT | OP | NA | WND |  | 195681 |  |  | EIA Prime Mover-level Data
2018 | NJ | JMB Mcguire-Dix-Lakehurst Solar Project | 58793 | UCIV | PV | OP | NA | SUN |  | 118642 |  |  | EIA Prime Mover-level Data
2018 | NJ | Johnson Matthey, Inc. Solar | 57723 | PV1 | PV | OP | NA | SUN |  | 58327 |  |  | EIA Prime Mover-level Data
2018 | NJ | Jordache Enterprises Solar | 58049 | PV | PV | OP | NA | SUN
2018 | NJ | Junction Road | 60265 | JUNCT | PV | OP | NA | SUN |  | 60834 |  |  | EIA Prime Mover-level Data
2018 | NJ | KDC Solar ASGM | 62739 | ARDAH | PV | T | NA | SUN
2018 | NJ | KDC Solar CSCP LLC | 62746 | CSCP | PV | T | NA | SUN
2018 | NJ | KDC Solar PR1, LLC | 59910 | SF | PV | V | NA | SUN
2018 | NJ | Kearny Generating Station | 2404 | 121 | GT | OP | CT | NG | 953.0 | 274292 | 2.9121 | 0.021234 | EPA/CAMD | EPA/NEI | 2001
2018 | NJ | Kearny Generating Station | 2404 | 122 | GT | OP | CT | NG | 940.0 | 275054 | 2.9121 | 0.021175 | EPA/CAMD | EPA/NEI | 2001
2018 | NJ | Kearny Generating Station | 2404 | 123 | GT | OP | CT | NG | 950.0 | 275566 | 2.9121 | 0.021135 | EPA/CAMD | EPA/NEI | 2001
2018 | NJ | Kearny Generating Station | 2404 | 124 | GT | OP | CT | NG | 954.0 | 288642 | 2.9121 | 0.020178 | EPA/CAMD | EPA/NEI | 2001
2018 | NJ | Kearny Generating Station | 2404 | 131 | GT | OP | CT | NG | 1,132.0 | 328270 | 2.1914 | 0.013351 | EPA/CAMD | EPA/NEI | 2012
2018 | NJ | Kearny Generating Station | 2404 | 132 | GT | OP | CT | NG | 1,173.0 | 335114 | 2.1914 | 0.013079 | EPA/CAMD | EPA/NEI | 2012
2018 | NJ | Kearny Generating Station | 2404 | 133 | GT | OP | CT | NG | 1,181.0 | 335759 | 2.1914 | 0.013053 | EPA/CAMD | EPA/NEI | 2012
2018 | NJ | Kearny Generating Station | 2404 | 134 | GT | OP | CT | NG | 1,117.0 | 305236 | 2.1914 | 0.014359 | EPA/CAMD | EPA/NEI | 2012
2018 | NJ | Kearny Generating Station | 2404 | 141 | GT | OP | CT | NG | 1,222.0 | 375225 | 2.1914 | 0.01168 | EPA/CAMD | EPA/NEI | 2012
2018 | NJ | Kearny Generating Station | 2404 | 142 | GT | OP | CT | NG | 1,225.0 | 380795 | 2.1914 | 0.01151 | EPA/CAMD | EPA/NEI | 2012
2018 | NJ | Kinsley Landfill Solar | 58877 | KINS | PV | OP | NA | SUN |  | 118325 |  |  | EIA Prime Mover-level Data
2018 | NJ | L&D Landfill Solar | 59601 | L&D | PV | OP | NA | SUN |  | 143635 |  |  | EIA Prime Mover-level Data
2018 | NJ | Lafayette Energy Partners LP | 50788 | HA1 | IC | RE | NA | LFG
2018 | NJ | Lafayette Energy Partners LP | 50788 | HA2 | IC | RE | NA | LFG
2018 | NJ | Lakewood | 54640 | 001001 | CT | OP | CC | NG | 3,307.0 | 3165132 | 7.94 | 0.0050172 | EPA/CAMD | EPA/NEI | 1994
2018 | NJ | Lakewood | 54640 | 002001 | CT | OP | CC | NG | 3,313.0 | 3149355 | 7.94 | 0.0050423 | EPA/CAMD | EPA/NEI | 1994
2018 | NJ | Lakewood Cheddar School | 62454 | 1 | PV | OP | NA | SUN
2018 | NJ | Lakewood Seven Solar LLC | 59369 | PV1 | PV | OP | NA | SUN |  | 5782 |  |  | EIA Prime Mover-level Data
2018 | NJ | Lebanon Solar | 57488 | LSNJ | PV | OP | NA | SUN |  | 24673 |  |  | EIA Prime Mover-level Data
2018 | NJ | Linden Cogeneration Facility | 50006 | 004001 | CT | OP | CC | NG | 7,983.0 | 13335239 | 27.61 | 0.0041409 | EPA/CAMD | EPA/NEI | 2001
2018 | NJ | Linden Cogeneration Facility | 50006 | 005001 | CT | OP | CC | NG | 7,533.0 | 7810837 | 13.28 | 0.0034004 | EPA/CAMD | EPA/NEI | 1992
2018 | NJ | Linden Cogeneration Facility | 50006 | 006001 | CT | OP | CC | NG | 7,726.0 | 8129812 | 12.29 | 0.0030234 | EPA/CAMD | EPA/NEI | 1992
2018 | NJ | Linden Cogeneration Facility | 50006 | 007001 | CT | OP | CC | NG | 7,233.0 | 7402843 | 16.06 | 0.0043389 | EPA/CAMD | EPA/NEI | 1992
2018 | NJ | Linden Cogeneration Facility | 50006 | 008001 | CT | OP | CC | NG | 7,280.0 | 7531539 | 9.7 | 0.0025758 | EPA/CAMD | EPA/NEI | 1992
2018 | NJ | Linden Cogeneration Facility | 50006 | 009001 | CT | OP | CC | NG | 6,953.0 | 7085581 | 11.8 | 0.0033307 | EPA/CAMD | EPA/NEI | 1992
2018 | NJ | Linden Generating Station | 2406 | 5 | GT | OP | CT | NG | 179.0 | 77158 | 2.0955 | 0.054317 | EPA/CAMD | EPA/NEI | 1999
2018 | NJ | Linden Generating Station | 2406 | 6 | GT | OP | CT | NG | 338.0 | 217236 | 2.0955 | 0.019292 | EPA/CAMD | EPA/NEI | 2000
2018 | NJ | Linden Generating Station | 2406 | 7 | GT | OP | CT | NG | 305.0 | 176871 | 2.0955 | 0.023695 | EPA/CAMD | EPA/NEI | 1995
2018 | NJ | Linden Generating Station | 2406 | 8 | GT | OP | CT | NG | 244.0 | 131558 | 2.0955 | 0.031857 | EPA/CAMD | EPA/NEI | 1995
2018 | NJ | Linden Generating Station | 2406 | 1101 | CT | OP | CC | NG | 5,649.0 | 9405466 | 50.6326 | 0.010767 | EPA/CAMD | EPA/NEI | 2005
2018 | NJ | Linden Generating Station | 2406 | 1201 | CT | OP | CC | NG | 4,200.0 | 6911216 | 50.6326 | 0.014652 | EPA/CAMD | EPA/NEI | 2005
2018 | NJ | Linden Generating Station | 2406 | 2101 | CT | OP | CC | NG | 6,816.0 | 11197488 | 50.6326 | 0.0090436 | EPA/CAMD | EPA/NEI | 2005
2018 | NJ | Linden Generating Station | 2406 | 2201 | CT | OP | CC | NG | 6,313.0 | 10281087 | 50.6326 | 0.0098497 | EPA/CAMD | EPA/NEI | 2005
2018 | NJ | Linden Solar Farm | 57381 | LIND | PV | OP | NA | SUN |  | 35312 |  |  | EIA Prime Mover-level Data
2018 | NJ | Livingston Solar Canopies | 58505 | LVSC | PV | OP | NA | SUN |  | 56386 |  |  | EIA Prime Mover-level Data
2018 | NJ | Livingston Solar Farm | 58504 | LVSF | PV | OP | NA | SUN |  | 12455 |  |  | EIA Prime Mover-level Data
2018 | NJ | Logan Generating Plant | 10043 | 1001 | ST | OP | WALL | BIT | 7,808.0 | 7400887 | 15.4607 | 0.0041781 | EPA/CAMD | EPA/NEI | 1994
2018 | NJ | L'Oreal Franklin | 60765 | PV1 | PV | OP | NA | SUN |  | 16084 |  |  | EIA Prime Mover-level Data
2018 | NJ | L'Oreal Monmouth | 60766 | PV1 | PV | OP | NA | SUN |  | 23168 |  |  | EIA Prime Mover-level Data
2018 | NJ | L'Oreal Piscataway | 57868 | UNIT1 | PV | OP | NA | SUN |  | 12690 |  |  | EIA Prime Mover-level Data
2018 | NJ | L'Oreal Piscataway | 57868 | UNIT2 | PV | OP | NA | SUN |  | 2928 |  |  | EIA Prime Mover-level Data
2018 | NJ | L'Oreal Piscataway | 57868 | UNIT3 | PV | OP | NA | SUN |  | 6833 |  |  | EIA Prime Mover-level Data
2018 | NJ | Lower Cape May HS | 60769 | PV1 | PV | OP | NA | SUN |  | 20570 |  |  | EIA Prime Mover-level Data
2018 | NJ | Manalapan Village Solar | 57661 | MANVL | PV | OP | NA | SUN |  | 36052 |  |  | EIA Prime Mover-level Data
2018 | NJ | Maple Solar | 57750 | P1 | PV | OP | NA | SUN |  | 24844 |  |  | EIA Prime Mover-level Data
2018 | NJ | Maple Solar | 57750 | P2 | PV | OP | NA | SUN |  | 12422 |  |  | EIA Prime Mover-level Data
2018 | NJ | Mars Wrigley Confectionery US, LLC | 10061 | GEN1 | CT |  | NA | NG |  | 844696 | 2.4312 | 0.0057564 | EIA Unit-level Data | NEI avg EF - PM, fuel type
2018 | NJ | Mars Wrigley Confectionery US, LLC | 10061 | GEN2 | CA | OS | NA | NG
2018 | NJ | Matrix Buildings A&B (Perth Amboy) Solar | 57384 | MATR | PV | OP | NA | SUN |  | 27765 |  |  | EIA Prime Mover-level Data
2018 | NJ | Matrix Stults Road Solar Facility | 57588 | STULT | PV | OP | NA | SUN |  | 29999 |  |  | EIA Prime Mover-level Data
2018 | NJ | McCullough Road Solar Farm | 62638 | WASHG | PV | L | NA | SUN
2018 | NJ | McGraw Hill Solar | 57662 | MCGRH | PV | OP | NA | SUN |  | 150774 |  |  | EIA Prime Mover-level Data
2018 | NJ | McKee City Solar Phase 2 | 57863 | UNIT1 | PV | OP | NA | SUN |  | 28275 |  |  | EIA Prime Mover-level Data
2018 | NJ | Medford WWTP | 59277 | MED1 | PV | OP | NA | SUN |  | 16970 |  |  | EIA Prime Mover-level Data
2018 | NJ | Mercer County Community College | 58882 | PV01 | PV | OP | NA | SUN |  | 87735 |  |  | EIA Prime Mover-level Data
2018 | NJ | Mercer Mall | 58070 | 1 | PV | OP | NA | SUN |  | 13540 |  |  | EIA Prime Mover-level Data
2018 | NJ | Merck Rahway Power Plant | 10224 | BLR 10 | ST | OP | NA | NG |  | 876728 | 3.5299 | 0.0080524 | EIA Unit-level Data | NEI avg EF - PM, fuel type
2018 | NJ | Merck Rahway Power Plant | 10224 | BLR 3 | ST | OP | NA | NG |  | 307687 | 1.2388 | 0.0080524 | EIA Unit-level Data | NEI avg EF - PM, fuel type
2018 | NJ | Merck Rahway Power Plant | 10224 | BLR 5 | ST | SC | NA | DFO |  | 0 | 0 |  | EIA Unit-level Data | NEI avg EF - PM, fuel type
2018 | NJ | Merck Rahway Power Plant | 10224 | BLR 9 | ST | OP | NA | NG |  | 345667 | 1.3917 | 0.0080524 | EIA Unit-level Data | NEI avg EF - PM, fuel type
2018 | NJ | Merck Rahway Power Plant | 10224 | BLR11 | ST | OP | NA | NG |  | 329230 | 1.3256 | 0.0080524 | EIA Unit-level Data | NEI avg EF - PM, fuel type
2018 | NJ | Merck Rahway Power Plant | 10224 | SOLAR | PV | OP | NA | SUN |  | 3908 |  |  | EIA Prime Mover-level Data
2018 | NJ | Mickleton Energy Center | 8008 | 001001 | GT | OP | CT | NG | 121.0 | 132132 | 0.2689 | 0.0040702 | EPA/CAMD | EPA/NEI | 1974
2018 | NJ | Middle Station | 2382 | MID1 | GT | RE | NA | KER
2018 | NJ | Middle Station | 2382 | MID2 | GT | RE | NA | KER
2018 | NJ | Middle Station | 2382 | MID3 | GT | RE | NA | KER
2018 | NJ | Middlesex Apple Orchard Solar | 58090 | SEF-1 | PV | OP | NA | SUN |  | 17744 |  |  | EIA Prime Mover-level Data
2018 | NJ | Middlesex Apple Orchard Solar | 58090 | SEF-2 | PV | OP | NA | SUN |  | 46409 |  |  | EIA Prime Mover-level Data
2018 | NJ | Middlesex Energy Center LLC | 59909 | CT001 | CC | P | NA | NG
2018 | NJ | Middlesex Generating Facility | 56119 | 100 | CT |  | NA | LFG |  | 510182 | 5.51 | 0.0216 | EIA Unit-level Data | Estimated using an emission factor
2018 | NJ | Middlesex Generating Facility | 56119 | 200 | CT |  | NA | LFG |  | 529574 | 5.7194 | 0.0216 | EIA Unit-level Data | Estimated using an emission factor
2018 | NJ | Middlesex Generating Facility | 56119 | HRSG1 | CA | OP | NA | LFG |  | 0 | 0 |  | EIA Unit-level Data | Estimated using an emission factor
2018 | NJ | Middlesex Generating Facility | 56119 | HRSG2 | CA | OP | NA | LFG |  | 0 | 0 |  | EIA Unit-level Data | Estimated using an emission factor
2018 | NJ | Milford Solar Farm (NJ) LLC | 62637 | MILFD | PV | L | NA | SUN
2018 | NJ | Milhurst Solar | 62904 | NPSMH | PV | OP | NA | SUN
2018 | NJ | Mill Creek Solar | 57728 | MILLC | PV | OP | NA | SUN |  | 45700 |  |  | EIA Prime Mover-level Data
2018 | NJ | Millville City Sewer Auth WTP | 58822 | U1BB | PV | OP | NA | SUN |  | 9914 |  |  | EIA Prime Mover-level Data
2018 | NJ | Millville City Sewer Auth WTP | 58822 | U2DB | PV | OP | NA | SUN |  | 6197 |  |  | EIA Prime Mover-level Data
2018 | NJ | Missouri Avenue | 2383 | MISB | GT | RE | NA | KER
2018 | NJ | Missouri Avenue | 2383 | MISC | GT | RE | NA | KER
2018 | NJ | Missouri Avenue | 2383 | MISD | GT | RE | NA | KER
2018 | NJ | Monmouth Landfill Gas to Energy | 55618 | GEN1 | GT | OP | NA | LFG |  | 243757 | 2.6326 | 0.0216 | EIA Prime Mover-level Data | Estimated using an emission factor
2018 | NJ | Monmouth Landfill Gas to Energy | 55618 | GEN2 | GT | OP | NA | LFG |  | 243757 | 2.6326 | 0.0216 | EIA Prime Mover-level Data | Estimated using an emission factor
2018 | NJ | Munich Re Plaza | 59844 | PZ1 | PV | OP | NA | SUN |  | 14041 |  |  | EIA Prime Mover-level Data
2018 | NJ | Munich Re Plaza | 59844 | PZ2 | PV | OP | NA | SUN |  | 7021 |  |  | EIA Prime Mover-level Data
2018 | NJ | Murray Hill Solar | 57471 | MHNJ | PV | OP | NA | SUN |  | 13713 |  |  | EIA Prime Mover-level Data
2018 | NJ | NEO Freehold Gen LLC | 56169 | UNT1 | IC | RE | NA | NG
2018 | NJ | NEO Freehold Gen LLC | 56169 | UNT2 | IC | RE | NA | NG
2018 | NJ | NES Rutgers Solar | 60857 | LKWD1 | PV | OP | NA | SUN |  | 11041 |  |  | EIA Prime Mover-level Data
2018 | NJ | New Road Solar, LLC | 61599 | NEWRD | PV | OP | NA | SUN |  | 66416 |  |  | EIA Prime Mover-level Data
2018 | NJ | Newark Bay Cogen | 50385 | 1001 | CT | OP | CC | NG | 334.0 | 142025 | 1.26 | 0.017743 | EPA/CAMD | EPA/NEI | 1993
2018 | NJ | Newark Bay Cogen | 50385 | 2001 | CT | OP | CC | NG | 362.0 | 155764 | 0.69 | 0.0088596 | EPA/CAMD | EPA/NEI | 1993
2018 | NJ | Newark Energy Center | 58079 | U001 | CT | OP | CC | NG | 7,711.0 | 15548063 | 26.15 | 0.0033638 | EPA/CAMD | EPA/NEI | 2015
2018 | NJ | Newark Energy Center | 58079 | U002 | CT | OP | CC | NG | 7,757.0 | 15396875 | 26.15 | 0.0033968 | EPA/CAMD | EPA/NEI | 2015
2018 | NJ | NHA at Mansfield NJ | 60378 | PV1 | PV | OP | NA | SUN |  | 61618 |  |  | EIA Prime Mover-level Data
2018 | NJ | NJ Oak Solar Plant | 57948 | OAK | PV | OP | NA | SUN |  | 125718 |  |  | EIA Prime Mover-level Data
2018 | NJ | NJMC Landfill | 57724 | NJMC | PV | OP | NA | SUN |  | 32570 |  |  | EIA Prime Mover-level Data
2018 | NJ | North Bergen Solar | 60806 | PV1 | PV | OP | NA | SUN |  | 22020 |  |  | EIA Prime Mover-level Data
2018 | NJ | North Jersey Energy Associates | 10308 | 1001 | CT | OP | CC | NG | 2,798.0 | 2997672 | 8.6 | 0.0057378 | EPA/CAMD | EPA/NEI | 1991
2018 | NJ | North Jersey Energy Associates | 10308 | 1002 | CT | OP | CC | NG | 2,796.0 | 3002981 | 8.32 | 0.0055412 | EPA/CAMD | EPA/NEI | 1991
2018 | NJ | North Jersey Media Group Solar Facility | 58358 | NJMG | PV | OP | NA | SUN |  | 48872 |  |  | EIA Prime Mover-level Data
2018 | NJ | North Run | 59318 | NRUN1 | PV | OP | NA | SUN |  | 66097 |  |  | EIA Prime Mover-level Data
2018 | NJ | NorthPark Solar | 62903 | NPSP1 | PV | OP | NA | SUN
2018 | NJ | NorthPark Solar | 62903 | NPSP2 | PV | OP | NA | SUN
2018 | NJ | Ocean County Landfill | 54980 | UNT1 | IC | OP | NA | LFG |  | 63630 | 0.46768 | 0.0147 | EIA Prime Mover-level Data | Estimated using an emission factor
2018 | NJ | Ocean County Landfill | 54980 | UNT10 | IC | OP | NA | LFG |  | 127260 | 0.93536 | 0.0147 | EIA Prime Mover-level Data | Estimated using an emission factor
2018 | NJ | Ocean County Landfill | 54980 | UNT11 | IC | OP | NA | LFG |  | 127260 | 0.93536 | 0.0147 | EIA Prime Mover-level Data | Estimated using an emission factor
2018 | NJ | Ocean County Landfill | 54980 | UNT12 | IC | OP | NA | LFG |  | 127260 | 0.93536 | 0.0147 | EIA Prime Mover-level Data | Estimated using an emission factor
2018 | NJ | Ocean County Landfill | 54980 | UNT2 | IC | OP | NA | LFG |  | 63630 | 0.46768 | 0.0147 | EIA Prime Mover-level Data | Estimated using an emission factor
2018 | NJ | Ocean County Landfill | 54980 | UNT3 | IC | OP | NA | LFG |  | 63630 | 0.46768 | 0.0147 | EIA Prime Mover-level Data | Estimated using an emission factor
2018 | NJ | Ocean County Landfill | 54980 | UNT4 | IC | OP | NA | LFG |  | 63630 | 0.46768 | 0.0147 | EIA Prime Mover-level Data | Estimated using an emission factor
2018 | NJ | Ocean County Landfill | 54980 | UNT5 | IC | OP | NA | LFG |  | 63630 | 0.46768 | 0.0147 | EIA Prime Mover-level Data | Estimated using an emission factor
2018 | NJ | Ocean County Landfill | 54980 | UNT6 | IC | OP | NA | LFG |  | 63630 | 0.46768 | 0.0147 | EIA Prime Mover-level Data | Estimated using an emission factor
2018 | NJ | Ocean County Landfill | 54980 | UNT7 | IC | OP | NA | LFG |  | 127260 | 0.93536 | 0.0147 | EIA Prime Mover-level Data | Estimated using an emission factor
2018 | NJ | Ocean County Landfill | 54980 | UNT8 | IC | OP | NA | LFG |  | 127260 | 0.93536 | 0.0147 | EIA Prime Mover-level Data | Estimated using an emission factor
2018 | NJ | Ocean County Landfill | 54980 | UNT9 | IC | OP | NA | LFG |  | 127260 | 0.93536 | 0.0147 | EIA Prime Mover-level Data | Estimated using an emission factor
2018 | NJ | Ocean Peaking Power | 55938 | OPP3 | GT | OP | CT | NG | 915.0 | 1382586 | 2.29 | 0.0033126 | EPA/CAMD | EPA/NEI | 2003
2018 | NJ | Ocean Peaking Power | 55938 | OPP4 | GT | OP | CT | NG | 844.0 | 1273473 | 2.29 | 0.0035965 | EPA/CAMD | EPA/NEI | 2003
2018 | NJ | Old Bridge Solar Farm | 61600 | OLDBR | PV | OP | NA | SUN |  | 37620 |  |  | EIA Prime Mover-level Data
2018 | NJ | Overlook Medical Center | 62622 | CHPS1 | IC | OP | NA | NG
2018 | NJ | Overlook Medical Center | 62622 | CHPS2 | IC | OP | NA | NG
2018 | NJ | Overlook Medical Center | 62622 | CHPS3 | IC | SB | NA | DFO
2018 | NJ | Owens Corning | 62439 | A | PV | OP | NA | SUN
2018 | NJ | Oyster Creek | 2388 | 1 | ST | RE | NA | NUC |  | 37012750 |  |  | EIA Prime Mover-level Data
2018 | NJ | Paradise Solar Energy Center | 58569 | 1 | PV | OP | NA | SUN |  | 68293 |  |  | EIA Prime Mover-level Data
2018 | NJ | Parkland Landfill Solar | 59001 | PARK | PV | OP | NA | SUN |  | 104711 |  |  | EIA Prime Mover-level Data
2018 | NJ | Parlin Solar LLC | 59544 | PV1 | PV | OP | NA | SUN |  | 11089 |  |  | EIA Prime Mover-level Data
2018 | NJ | Passaic Valley Water Commission | 50311 | GEN1 | HY | OS | NA | WAT
2018 | NJ | Passaic Valley Water Commission | 50311 | GEN2 | HY | OS | NA | WAT
2018 | NJ | Passaic Valley Water Commission | 50311 | GEN3 | HY | OS | NA | WAT
2018 | NJ | Passaic Valley Water Commission | 50311 | GEN4 | HY | OS | NA | WAT
2018 | NJ | Patriots Stadium | 58896 | PV01 | PV | OP | NA | SUN |  | 10623 |  |  | EIA Prime Mover-level Data
2018 | NJ | Paulsboro Refinery | 50628 | 2A | ST | OP | NA | OG |  | 3110548 | 27.8575 | 0.017912 | EIA Unit-level Data | NEI avg EF - PM, fuel type
2018 | NJ | Paulsboro Refinery | 50628 | 2B | ST | OP | NA | OG |  | 3093855 | 27.708 | 0.017912 | EIA Unit-level Data | NEI avg EF - PM, fuel type
2018 | NJ | Paulsboro Refinery | 50628 | 2C | ST | OP | NA | OG |  | 3048304 | 27.3 | 0.017912 | EIA Unit-level Data | NEI avg EF - PM, fuel type
2018 | NJ | Paulsboro Refinery | 50628 | GEN1 | GT | OP | NA | NG |  | 2999114 | 8.2227 | 0.0054834 | EIA Prime Mover-level Data | NEI avg EF - PM, fuel type, firing type
2018 | NJ | Paulsboro Refinery | 50628 | GEN4 | OT | OP | NA | PC |  | 340783 |  |  | EIA Prime Mover-level Data
2018 | NJ | Paulsboro Refinery | 50628 | HRSG | ST | OP | NA | OG |  | 1886511 | 16.8952 | 0.017912 | EIA Unit-level Data | NEI avg EF - PM, fuel type
2018 | NJ | Pedricktown Cogeneration Plant | 10099 | 001001 | CT | OP | CC | NG | 526.0 | 409920 | 2.46 | 0.012002 | EPA/CAMD | EPA/NEI | 1992
2018 | NJ | Pemberton Road I | 61073 | PEMB1 | PV | OP | NA | SUN |  | 113931 |  |  | EIA Prime Mover-level Data
2018 | NJ | Pemberton Road II | 61074 | PEMB2 | PV | OP | NA | SUN |  | 113884 |  |  | EIA Prime Mover-level Data
2018 | NJ | Pennsauken Landfill | 56511 | GEN1 | IC | OP | NA | LFG |  | 31228 | 0.22953 | 0.0147 | EIA Prime Mover-level Data | Estimated using an emission factor
2018 | NJ | Pennsauken Landfill | 56511 | GEN2 | IC | OP | NA | LFG |  | 31228 | 0.22953 | 0.0147 | EIA Prime Mover-level Data | Estimated using an emission factor
2018 | NJ | Pennsauken Landfill | 56511 | GEN3 | IC | RE | NA | LFG
2018 | NJ | Pennsauken Solar | 56883 | GEN 1 | PV | OP | NA | SUN |  | 954 |  |  | EIA Prime Mover-level Data
2018 | NJ | Pennsauken Solar | 56883 | GEN 2 | PV | OP | NA | SUN |  | 954 |  |  | EIA Prime Mover-level Data
2018 | NJ | Pennsauken Solar | 56883 | GEN 3 | PV | OP | NA | SUN |  | 477 |  |  | EIA Prime Mover-level Data
2018 | NJ | Pennsauken Solar | 56883 | GEN 4 | PV | OP | NA | SUN |  | 954 |  |  | EIA Prime Mover-level Data
2018 | NJ | Pennsauken Solar | 56883 | GEN 5 | PV | OP | NA | SUN |  | 477 |  |  | EIA Prime Mover-level Data
2018 | NJ | Pennsauken Solar | 56883 | GEN 6 | PV | OP | NA | SUN |  | 954 |  |  | EIA Prime Mover-level Data
2018 | NJ | Pennsauken Solar | 56883 | GEN 7 | PV | OP | NA | SUN |  | 954 |  |  | EIA Prime Mover-level Data
2018 | NJ | Pennsauken Solar | 56883 | GEN 8 | PV | OP | NA | SUN |  | 954 |  |  | EIA Prime Mover-level Data
2018 | NJ | Pennsauken Solar | 56883 | GEN 9 | PV | OP | NA | SUN |  | 477 |  |  | EIA Prime Mover-level Data
2018 | NJ | Pennsauken Solar | 56883 | GEN10 | PV | OP | NA | SUN |  | 11452 |  |  | EIA Prime Mover-level Data
2018 | NJ | Pfizer Peapack Solar | 60762 | 07934 | PV | OP | NA | SUN |  | 86757 |  |  | EIA Prime Mover-level Data
2018 | NJ | Pilesgrove | 57448 | PILE | PV | OP | NA | SUN |  | 233868 |  |  | EIA Prime Mover-level Data
2018 | NJ | Pittsgrove Solar | 60740 | PV1 | PV | OP | NA | SUN |  | 26106 |  |  | EIA Prime Mover-level Data
2018 | NJ | Plainfield One Solar LLC | 59364 | PV1 | PV | OP | NA | SUN |  | 9985 |  |  | EIA Prime Mover-level Data
2018 | NJ | Plumsted 537 LLC | 61892 | PLMST | BA | TS | NA | MWH
2018 | NJ | PPL Renewable Energy Merck Solar | 56889 | GEN 1 | PV | OP | NA | SUN |  | 12483 |  |  | EIA Prime Mover-level Data
2018 | NJ | Princeton Energy Center, LLC | 61822 | EDG1 | IC | SB | NA | DFO
2018 | NJ | Princeton Energy Center, LLC | 61822 | EDG2 | IC | SB | NA | DFO
2018 | NJ | Princeton Energy Center, LLC | 61822 | EDG3 | IC | SB | NA | DFO
2018 | NJ | Princeton Energy Center, LLC | 61822 | GT1 | GT | OP | NA | NG |  | 341292 | 0.93572 | 0.0054834 | EIA Prime Mover-level Data | NEI avg EF - PM, fuel type, firing type
2018 | NJ | Princeton Energy Center, LLC | 61822 | S1 | PV | OP | NA | SUN |  | 1906 |  |  | EIA Prime Mover-level Data
2018 | NJ | Princeton Solar Project | 61354 | STONY | PV | OP | NA | SUN |  | 30117 |  |  | EIA Prime Mover-level Data
2018 | NJ | Princeton University Cogeneration | 58584 | GT1 | GT | OP | NA | NG |  | 605463 | 1.66 | 0.0054834 | EIA Prime Mover-level Data | NEI avg EF - PM, fuel type, firing type
2018 | NJ | Princeton University Cogeneration | 58584 | PV1 | PV | OP | NA | SUN |  | 50039 |  |  | EIA Prime Mover-level Data
2018 | NJ | Prudential 55 Livingston Roseland Solar | 60841 | PV1 | PV | OP | NA | SUN |  | 17953 |  |  | EIA Prime Mover-level Data
2018 | NJ | Prudential 80 Livingston Roseland Solar | 60842 | PV1 | PV | OP | NA | SUN |  | 25201 |  |  | EIA Prime Mover-level Data
2018 | NJ | PSEG Bayonne Generating Station | 2397 | 1 | GT | RE | NA | KER
2018 | NJ | PSEG Bayonne Generating Station | 2397 | 2 | GT | RE | NA | KER
2018 | NJ | PSEG Edison Generating Station | 2400 | 11 | GT | RE | NA | NG
2018 | NJ | PSEG Edison Generating Station | 2400 | 12 | GT | RE | NA | NG
2018 | NJ | PSEG Edison Generating Station | 2400 | 13 | GT | RE | NA | NG
2018 | NJ | PSEG Edison Generating Station | 2400 | 14 | GT | RE | NA | NG
2018 | NJ | PSEG Edison Generating Station | 2400 | 21 | GT | RE | NA | NG
2018 | NJ | PSEG Edison Generating Station | 2400 | 22 | GT | RE | NA | NG
2018 | NJ | PSEG Edison Generating Station | 2400 | 23 | GT | RE | NA | NG
2018 | NJ | PSEG Edison Generating Station | 2400 | 24 | GT | RE | NA | NG
2018 | NJ | PSEG Edison Generating Station | 2400 | 31 | GT | RE | NA | NG
2018 | NJ | PSEG Edison Generating Station | 2400 | 32 | GT | RE | NA | NG
2018 | NJ | PSEG Edison Generating Station | 2400 | 33 | GT | RE | NA | NG
2018 | NJ | PSEG Edison Generating Station | 2400 | 34 | GT | RE | NA | NG
2018 | NJ | PSEG Hackettstown | 57204 | 1 | PV | OP | NA | SUN |  | 19759 |  |  | EIA Prime Mover-level Data
2018 | NJ | PSEG Hope Creek Generating Station | 6118 | 1 | ST | OP | NA | NUC |  | 99807226 |  |  | EIA Prime Mover-level Data
2018 | NJ | PSEG Hudson Generating Station | 2403 | 1 | ST | RE | CYCLONE | NG
2018 | NJ | PSEG Hudson Generating Station | 2403 | 2 | ST | RE | WALL | NG |  |  | 0.5499 |  |  | EPA/NEI
2018 | NJ | PSEG Hudson Generating Station | 2403 | 3 | GT | RE | NA | KER
2018 | NJ | PSEG Mercer Generating Station | 2408 | 1 | ST | RE | WALL | BIT
2018 | NJ | PSEG Mercer Generating Station | 2408 | 2 | ST | RE | WALL | BIT
2018 | NJ | PSEG Mercer Generating Station | 2408 | 3 | GT | RE | NA | DFO
2018 | NJ | PSEG National Park Generating Station | 2409 | 1 | GT | RE | NA | KER
2018 | NJ | Quakertown Solar Farm, LLC | 61965 | QKRTN | PV | OP | NA | SUN |  | 10896 |  |  | EIA Prime Mover-level Data
2018 | NJ | Raritan ITS | 59059 | GEN 1 | PV | OP | NA | SUN |  | 13613 |  |  | EIA Prime Mover-level Data
2018 | NJ | Raritan Solar | 60729 | PV1 | PV | OP | NA | SUN |  | 78716 |  |  | EIA Prime Mover-level Data
2018 | NJ | Raritan Solar - 53 Highway | 61601 | RARIT | PV | OP | NA | SUN |  | 63061 |  |  | EIA Prime Mover-level Data
2018 | NJ | Rariton OMP | 59055 | CHP1 | IC | OP | NA | NG
2018 | NJ | Rariton OMP | 59055 | PV1 | PV | OP | NA | SUN
2018 | NJ | RB Manufacturing LLC Belle Mead NJ | 61162 | RBBM | PV | OP | NA | SUN |  | 12277 |  |  | EIA Prime Mover-level Data
2018 | NJ | Red Oak Power, LLC | 55239 | 1 | CT | OP | CC | NG | 6,319.0 | 10573566 | 43.07 | 0.0081467 | EPA/CAMD | EPA/NEI | 2002
2018 | NJ | Red Oak Power, LLC | 55239 | 2 | CT | OP | CC | NG | 5,594.0 | 9402945 | 43.07 | 0.009161 | EPA/CAMD | EPA/NEI | 2002
2018 | NJ | Red Oak Power, LLC | 55239 | 3 | CT | OP | CC | NG | 6,290.0 | 10540218 | 43.07 | 0.0081725 | EPA/CAMD | EPA/NEI | 2002
2018 | NJ | Reeves South | 59278 | REEV1 | PV | OP | NA | SUN |  | 14898 |  |  | EIA Prime Mover-level Data
2018 | NJ | Reeves Station Rd East | 58030 | REEVE | PV | OP | NA | SUN |  | 73419 |  |  | EIA Prime Mover-level Data
2018 | NJ | River Terminal Development Solar | 60843 | RTD1 | PV | OP | NA | SUN |  | 5557 |  |  | EIA Prime Mover-level Data
2018 | NJ | River Terminal Development Solar | 60843 | RTD2 | PV | OP | NA | SUN |  | 6668 |  |  | EIA Prime Mover-level Data
2018 | NJ | River Terminal Development Solar | 60843 | RTD3 | PV | OP | NA | SUN |  | 2223 |  |  | EIA Prime Mover-level Data
2018 | NJ | River Terminal Development Solar | 60843 | RTD4 | PV | OP | NA | SUN |  | 11114 |  |  | EIA Prime Mover-level Data
2018 | NJ | River Terminal Development Solar | 60843 | RTD5 | PV | OP | NA | SUN |  | 4445 |  |  | EIA Prime Mover-level Data
2018 | NJ | Riverside Renewable Energy LLC | 58036 | 1 | PV | OP | NA | SUN |  | 87743 |  |  | EIA Prime Mover-level Data
2018 | NJ | Rock Solid | 59319 | ROCK1 | PV | OP | NA | SUN |  | 108776 |  |  | EIA Prime Mover-level Data
2018 | NJ | Rotor Clip | 61751 | RCLIP | PV | OP | NA | SUN |  | 556 |  |  | EIA Prime Mover-level Data
2018 | NJ | Royal Wine Corp Solar Power Plant | 60781 | PV1 | PV | OP | NA | SUN |  | 10302 |  |  | EIA Prime Mover-level Data
2018 | NJ | Rutgers Biomedical and Health Cogen | 50411 | GEN1 | GT | OP | NA | NG |  | 322507 | 0.88422 | 0.0054834 | EIA Prime Mover-level Data | NEI avg EF - PM, fuel type, firing type
2018 | NJ | Rutgers Biomedical and Health Cogen | 50411 | GEN2 | GT | OP | NA | NG |  | 322507 | 0.88422 | 0.0054834 | EIA Prime Mover-level Data | NEI avg EF - PM, fuel type, firing type
2018 | NJ | Rutgers Biomedical and Health Cogen | 50411 | GEN3 | GT | OP | NA | NG |  | 322507 | 0.88422 | 0.0054834 | EIA Prime Mover-level Data | NEI avg EF - PM, fuel type, firing type
2018 | NJ | Sabert Solar | 60810 | SABER | PV | OP | NA | SUN |  | 15336 |  |  | EIA Prime Mover-level Data
2018 | NJ | Salem Generating Station | 2410 | 1 | ST | OP | NA | NUC |  | 106402257 |  |  | EIA Prime Mover-level Data
2018 | NJ | Salem Generating Station | 2410 | 2 | ST | OP | NA | NUC |  | 91139444 |  |  | EIA Prime Mover-level Data
2018 | NJ | Salem Generating Station | 2410 | 2001 | GT | OP | CT | DFO | 7.0 | 1329 | 0.1164 | 0.17517 | EPA/CAMD | EPA/NEI | 1971
2018 | NJ | Sayreville | 2390 | 012001 | GT | OP | CT | NG | 32.0 | 11959 | 0.12 | 0.020069 | EPA/CAMD | EPA/NEI | 1973
2018 | NJ | Sayreville | 2390 | 014001 | GT | OP | CT | NG | 45.0 | 12659 | 0.26 | 0.041077 | EPA/CAMD | EPA/NEI | 1972
2018 | NJ | Sayreville | 2390 | 015001 | GT | OP | CT | NG | 49.0 | 22360 | 0.39 | 0.034884 | EPA/CAMD | EPA/NEI | 1972
2018 | NJ | Sayreville | 2390 | 016001 | GT | OP | CT | NG | 30.0 | 10652 | 0.18 | 0.033796 | EPA/CAMD | EPA/NEI | 1972
2018 | NJ | SC Landfill Energy LLC | 57843 | GEN1 | IC | OP | NA | LFG |  | 92702 | 0.68136 | 0.0147 | EIA Prime Mover-level Data | Estimated using an emission factor
2018 | NJ | Seabrook Solar Plant | 57667 | P21A | PV | OP | NA | SUN |  | 19680 |  |  | EIA Prime Mover-level Data
2018 | NJ | Seabrook Solar Plant | 57667 | P21B | PV | OP | NA | SUN |  | 19680 |  |  | EIA Prime Mover-level Data
2018 | NJ | Seabrook Solar Plant | 57667 | P2P2 | PV | OP | NA | SUN |  | 10496 |  |  | EIA Prime Mover-level Data
2018 | NJ | Seabrook Solar Plant | 57667 | SBS1 | PV | OP | NA | SUN |  | 39360 |  |  | EIA Prime Mover-level Data
2018 | NJ | Seabrook Village | 60747 | 07724 | PV | OP | NA | SUN |  | 41424 |  |  | EIA Prime Mover-level Data
2018 | NJ | Seaside Heights Power Plant | 58172 | UINT3 | IC | OP | NA | DFO
2018 | NJ | Seaside Heights Power Plant | 58172 | UNIT1 | IC | OP | NA | DFO
2018 | NJ | Seaside Heights Power Plant | 58172 | UNIT2 | IC | OP | NA | DFO
2018 | NJ | Sewaren Generating Station | 2411 | 1 | ST | OP | TANGENTIAL | NG | 0.0 |  | 0.7305 |  |  | EPA/NEI | 1948
2018 | NJ | Sewaren Generating Station | 2411 | 2 | ST | OP | TANGENTIAL | NG | 0.0 |  | 0.3232 |  |  | EPA/NEI | 1948
2018 | NJ | Sewaren Generating Station | 2411 | 3 | ST | OP | TANGENTIAL | NG | 0.0 |  | 0.4952 |  |  | EPA/NEI | 1949
2018 | NJ | Sewaren Generating Station | 2411 | 4 | ST | OP | TANGENTIAL | NG | 0.0 |  | 0.4382 |  |  | EPA/NEI | 1951
2018 | NJ | Sewaren Generating Station | 2411 | 7 | CT | OP | CC | NG | 3,862.0 | 10512851 | 28.4607 | 0.0054145 | EPA/CAMD | EPA/NEI | 2018
2018 | NJ | Sharon Station | 60267 | SHRN1 | PV | OP | NA | SUN |  | 35276 |  |  | EIA Prime Mover-level Data
2018 | NJ | Sherman Avenue | 7288 | 1 | GT | OP | CT | DFO | 965.0 | 744523 | 5.2787 | 0.01418 | EPA/CAMD | EPA/NEI | 1991
2018 | NJ | Shore Point Solar | 57951 | 1 | PV | OP | NA | SUN |  | 10841 |  |  | EIA Prime Mover-level Data
2018 | NJ | Silver Lake Solar Farm | 57341 | SILV | PV | OP | NA | SUN |  | 21244 |  |  | EIA Prime Mover-level Data
2018 | NJ | Silvi Gibraltar Rock | 60746 | 08502 | PV | OP | NA | SUN |  | 34312 |  |  | EIA Prime Mover-level Data
2018 | NJ | Skillman | 59057 | GEN 1 | PV | OP | NA | SUN |  | 6838 |  |  | EIA Prime Mover-level Data
2018 | NJ | Solar Star New Jersey NJ LLC | 58402 | 1 | PV | OP | NA | SUN |  | 17882 |  |  | EIA Prime Mover-level Data
2018 | NJ | Spartan | 60755 | PV1 | PV | OP | NA | SUN |  | 125563 |  |  | EIA Prime Mover-level Data
2018 | NJ | Springfield Solar Project | 61907 | NJLND | PV | OP | NA | SUN |  | 14188 |  |  | EIA Prime Mover-level Data
2018 | NJ | Stockton Athletic Center | 57864 | 2LOT7 | PV | OP | NA | SUN |  | 4126 |  |  | EIA Prime Mover-level Data
2018 | NJ | Stockton Athletic Center | 57864 | LOT7 | PV | OP | NA | SUN |  | 2475 |  |  | EIA Prime Mover-level Data
2018 | NJ | Stockton Athletic Center | 57864 | LOT7B | PV | OP | NA | SUN |  | 2475 |  |  | EIA Prime Mover-level Data
2018 | NJ | Stockton Athletic Center | 57864 | SAC | PV | OP | NA | SUN |  | 2475 |  |  | EIA Prime Mover-level Data
2018 | NJ | Stryker 22, L.L.C. | 61891 | EDGRD | BA | OP | NA | MWH
2018 | NJ | Summit Associates | 57726 | SUMA | PV | OP | NA | SUN |  | 19923 |  |  | EIA Prime Mover-level Data
2018 | NJ | Summit Water Nexus Mt. Holly, LLC Solar | 60809 | MHWWT | PV | OP | NA | SUN |  | 12253 |  |  | EIA Prime Mover-level Data
2018 | NJ | SX Landfill Energy LLC | 57846 | UNIT1 | IC | OP | NA | LFG |  | 85234 | 0.62647 | 0.0147 | EIA Prime Mover-level Data | Estimated using an emission factor
2018 | NJ | SX Landfill Energy LLC | 57846 | UNIT2 | IC | OP | NA | LFG |  | 85234 | 0.62647 | 0.0147 | EIA Prime Mover-level Data | Estimated using an emission factor
2018 | NJ | The City of Vineland at North Vineland | 57746 | PV1 | PV | OP | NA | SUN |  | 51790 |  |  | EIA Prime Mover-level Data
2018 | NJ | The City of Vineland at West Vineland | 57745 | PV1 | PV | OP | NA | SUN |  | 33955 |  |  | EIA Prime Mover-level Data
2018 | NJ | The Lawrenceville School Solar Facility | 58356 | TLS | PV | OP | NA | SUN |  | 73627 |  |  | EIA Prime Mover-level Data
2018 | NJ | Timber Creek HS | 60771 | PV1 | PV | OP | NA | SUN |  | 13905 |  |  | EIA Prime Mover-level Data
2018 | NJ | Tinton Falls Solar Farm | 58483 | UNIT1 | PV | OP | NA | SUN |  | 227848 |  |  | EIA Prime Mover-level Data
2018 | NJ | Tioga Solar Morris County 1 LLC | 58917 | MMIR | PV | OP | NA | SUN |  | 12702 |  |  | EIA Prime Mover-level Data
2018 | NJ | Tissington Solar | 58364 | MC | PV | IP | NA | SUN
2018 | NJ | Titusville Solar | 57815 | PV1 | PV | OP | NA | SUN |  | 36142 |  |  | EIA Prime Mover-level Data
2018 | NJ | Toys R Us- DE, Inc. at Mt. Olive, NJ | 57647 | PV1 | PV | OP | NA | SUN |  | 43565 |  |  | EIA Prime Mover-level Data
2018 | NJ | Trenton Solar Farm | 57352 | TREN | PV | OP | NA | SUN |  | 13403 |  |  | EIA Prime Mover-level Data
2018 | NJ | Union County Resource Recovery | 50960 | UNIT1 | ST | OP | NA | MSW |  | 1701899 | 0.66374 | 0.00078 | EIA Unit-level Data | Estimated using an emission factor
2018 | NJ | Union County Resource Recovery | 50960 | UNIT2 | ST | OP | NA | MSW |  | 1687053 | 0.65795 | 0.00078 | EIA Unit-level Data | Estimated using an emission factor
2018 | NJ | Union County Resource Recovery | 50960 | UNIT3 | ST | OP | NA | MSW |  | 1738914 | 0.67818 | 0.00078 | EIA Unit-level Data | Estimated using an emission factor
2018 | NJ | United Stationers Supply Solar Electric | 58040 | SEF-A | PV | OP | NA | SUN |  | 24391 |  |  | EIA Prime Mover-level Data
2018 | NJ | United Stationers Supply Solar Electric | 58040 | SEF-B | PV | OP | NA | SUN |  | 9756 |  |  | EIA Prime Mover-level Data
2018 | NJ | US Foods Solar | 60808 | USFDS | PV | OP | NA | SUN |  | 73735 |  |  | EIA Prime Mover-level Data
2018 | NJ | USAA Black Bear Energy | 62612 | USBC1 | PV | OP | NA | SUN |  | 15838 |  |  | EIA Prime Mover-level Data
2018 | NJ | Veolia Energy Trenton L.P. | 50094 | 1 | GT | IP | NA | NG
2018 | NJ | Veolia Energy Trenton L.P. | 50094 | 2 | GT | IP | NA | NG
2018 | NJ | Veolia Energy Trenton L.P. | 50094 | 7213 | IC | RE | NA | NG
2018 | NJ | Veolia Energy Trenton L.P. | 50094 | 7214 | IC | OP | NA | NG |  | 8399 | 0.0017722 | 0.000422 | EIA Prime Mover-level Data | Estimated using an emission factor
2018 | NJ | Vineland Headquarters | 57742 | VHQ | PV | OP | NA | SUN |  | 12866 |  |  | EIA Prime Mover-level Data
2018 | NJ | Vineland Mays Landing Solar | 57660 | VNLND | PV | OP | NA | SUN |  | 57926 |  |  | EIA Prime Mover-level Data
2018 | NJ | Viridity Energy Solutions ACUA | 61923 | VACUA | BA | OP | NA | MWH |  | 0 |  |  | EIA Prime Mover-level Data
2018 | NJ | Wakefern Food Corp | 58123 | 1 | PV | OP | NA | SUN |  | 24317 |  |  | EIA Prime Mover-level Data
2018 | NJ | Warren County Solar | 56888 | GEN 1 | PV | OP | NA | SUN |  | 6652 |  |  | EIA Prime Mover-level Data
2018 | NJ | Warren County Solar | 56888 | GEN 2 | PV | OP | NA | SUN |  | 6652 |  |  | EIA Prime Mover-level Data
2018 | NJ | Warren County Solar | 56888 | GEN 3 | PV | OP | NA | SUN |  | 6652 |  |  | EIA Prime Mover-level Data
2018 | NJ | Warren County Solar | 56888 | GEN 4 | PV | OP | NA | SUN |  | 6652 |  |  | EIA Prime Mover-level Data
2018 | NJ | Warren County Solar | 56888 | GEN 5 | PV | IP | NA | SUN
2018 | NJ | Warren County Solar | 56888 | GEN 6 | PV | IP | NA | SUN
2018 | NJ | Warren County Solar | 56888 | GEN 7 | PV | IP | NA | SUN
2018 | NJ | Warren County Solar | 56888 | GEN 8 | PV | IP | NA | SUN
2018 | NJ | Warren County Solar | 56888 | GEN 9 | PV | IP | NA | SUN
2018 | NJ | Warren County Solar | 56888 | GEN10 | PV | IP | NA | SUN
2018 | NJ | WC Landfill Energy LLC | 57848 | GEN1 | IC | RE | NA | LFG
2018 | NJ | WC Landfill Energy LLC | 57848 | SOLAR | PV | OP | NA | SUN |  | 12709 |  |  | EIA Prime Mover-level Data
2018 | NJ | WEA Texas Bayonne | 57383 | BAYO | PV | OP | NA | SUN |  | 18001 |  |  | EIA Prime Mover-level Data
2018 | NJ | Werner | 2385 | GT1 | GT | RE | NA | DFO
2018 | NJ | Werner | 2385 | GT2 | GT | RE | NA | DFO
2018 | NJ | Werner | 2385 | GT3 | GT | RE | NA | DFO
2018 | NJ | Werner | 2385 | GT4 | GT | RE | NA | DFO
2018 | NJ | West Deptford Energy Station | 56963 | E101 | CT | OP | CC | NG | 6,624.0 | 13786573 | 25.45 | 0.003692 | EPA/CAMD | EPA/NEI | 2014
2018 | NJ | West Deptford Energy Station | 56963 | E102 | CT | OP | CC | NG | 6,833.0 | 14189564 | 25.45 | 0.0035871 | EPA/CAMD | EPA/NEI | 2014
2018 | NJ | West Pemberton | 59186 | PV1 | PV | OP | NA | SUN |  | 102870 |  |  | EIA Prime Mover-level Data
2018 | NJ | West Station | 6776 | 002001 | GT | OP | CT | DFO | 53.0 | 18172 | 0.2 | 0.022012 | EPA/CAMD | EPA/NEI | 1972
2018 | NJ | Westside Avenue | 60500 | 1 | PV | OP | NA | SUN |  | 10922 |  |  | EIA Prime Mover-level Data
2018 | NJ | Wheelabrator Gloucester LP | 50885 | BLR1 | ST | OP | NA | MSW |  | 1001182 | 8.5901 | 0.01716 | EIA Unit-level Data | Estimated using an emission factor
2018 | NJ | Wheelabrator Gloucester LP | 50885 | BLR2 | ST | OP | NA | MSW |  | 976349 | 8.3771 | 0.01716 | EIA Unit-level Data | Estimated using an emission factor
2018 | NJ | William G Mennen Sports Solar | 61630 | MENN | PV | OP | NA | SUN |  | 12702 |  |  | EIA Prime Mover-level Data
2018 | NJ | William Paterson University | 57805 | WPU1 | PV | OP | NA | SUN |  | 25002 |  |  | EIA Prime Mover-level Data
2018 | NJ | Williams-Sonoma Solar Facility | 58361 | WS | PV | OP | NA | SUN |  | 37410 |  |  | EIA Prime Mover-level Data
2018 | NJ | Wilzig Associates, LLC | 59751 | WILZG | PV | OP | NA | SUN |  | 13048 |  |  | EIA Prime Mover-level Data
2018 | NJ | Woodbine Landfill Plant | 59116 | V1021 | IC | OP | NA | LFG |  | 85355 | 0.62736 | 0.0147 | EIA Prime Mover-level Data | Estimated using an emission factor
2018 | NJ | Woodbridge Energy Center | 57839 | 0001 | CT | OP | CC | NG | 7,716.0 | 15636379 | 23.69 | 0.0030301 | EPA/CAMD | EPA/NEI | 2015
2018 | NJ | Woodbridge Energy Center | 57839 | 0002 | CT | OP | CC | NG | 7,752.0 | 15662296 | 23.69 | 0.0030251 | EPA/CAMD | EPA/NEI | 2015
2018 | NJ | Woodbridge Energy Center | 57839 | U200 |  | Future | NA | [7 empty] | 2020
2018 | NJ | Yards Creek | 6522 | 1 | PS | OP | NA | WAT |  | 0 |  |  | EIA Prime Mover-level Data
2018 | NJ | Yards Creek | 6522 | 2 | PS | OP | NA | WAT |  | 0 |  |  | EIA Prime Mover-level Data
2018 | NJ | Yards Creek | 6522 | 3 | PS | OP | NA | WAT |  | 0 |  |  | EIA Prime Mover-level Data
2018 | NJ | Yardville Solar Farm | 57382 | YARD | PV | OP | NA | SUN |  | 45738 |  |  | EIA Prime Mover-level Data
2018 | NM | Abiquiu Dam | 7789 | 1 | HY | OP | NA | WAT |  | 104510 |  |  | EIA Prime Mover-level Data
2018 | NM | Abiquiu Dam | 7789 | 2 | HY | OP | NA | WAT |  | 104510 |  |  | EIA Prime Mover-level Data
2018 | NM | Abiquiu Dam | 7789 | 3 | HY | OP | NA | WAT |  | 49767 |  |  | EIA Prime Mover-level Data
2018 | NM | Afton Generating Station | 55210 | 0001 | CT | OP | CC | NG | 5,001.0 | 6383882 | 25 | 0.0078322 | EPA/CAMD | EPA/NEI | 2002
2018 | NM | Alamogordo Solar Energy Center | 57577 | AGSEC | PV | OP | NA | SUN |  | 101183 |  |  | EIA Prime Mover-level Data
2018 | NM | Albuquerque Solar Energy Center | 57567 | ASEC1 | PV | OP | NA | SUN |  | 39026 |  |  | EIA Prime Mover-level Data
2018 | NM | Algodones | 2475 | 1 | ST | OS | NA | NG
2018 | NM | Algodones | 2475 | 2 | ST | OS | NA | NG
2018 | NM | Algodones | 2475 | 3 | ST | OS | NA | NG
2018 | NM | Alta Luna | 60258 | ALPV1 | PV | OP | NA | SUN |  | 657900 |  |  | EIA Prime Mover-level Data
2018 | NM | Anderson Wind I | 58939 | AND1 | WT | OP | NA | WND |  | 166430 |  |  | EIA Prime Mover-level Data
2018 | NM | Anderson Wind II | 58940 | AND2 | WT | OP | NA | WND |  | 403846 |  |  | EIA Prime Mover-level Data
2018 | NM | Animas | 2465 | 1 | CA | RE | NA | NG
2018 | NM | Animas | 2465 | 2 | CA | RE | NA | NG
2018 | NM | Animas | 2465 | 3 | ST | RE | NA | NG
2018 | NM | Animas | 2465 | GT1 | GT | OP | NA | NG |  | 417846 | 1.1456 | 0.0054834 | EIA Prime Mover-level Data | NEI avg EF - PM, fuel type, firing type
2018 | NM | Animas | 2465 | HY1 | HY | OS | NA | WAT |  | 429 |  |  | EIA Prime Mover-level Data
2018 | NM | Animas | 2465 | ST4 | ST | RE | NA | NG
2018 | NM | Aragonne Mesa Phase II | 56656 | 1 | WT | CN | NA | WND
2018 | NM | Aragonne Solar LLC | 59252 | PV1 | PV | CN | NA | SUN
2018 | NM | Aragonne Wind LLC | 56336 | 1 | WT | OP | NA | WND |  | 2409032 |  |  | EIA Prime Mover-level Data
2018 | NM | Blanco Compressor Station | 54221 | 1 | ST | RE | NA | NG
2018 | NM | Blanco Compressor Station | 54221 | 2 | ST | RE | NA | NG
2018 | NM | Blue Sky One | 58689 | 1 | PV | OP | NA | SUN |  | 23807 |  |  | EIA Prime Mover-level Data
2018 | NM | Bluffview Power Plant | 55977 | CTG-1 | CT | OP | CC | NG | 7,161.0 | 3084957 | 1.944 | 0.0012603 | EPA/CAMD | EPA/NEI | 2005
2018 | NM | Broadview Energy JN, LLC | 60145 | 1 | WT | OP | NA | WND |  | 6657563 |  |  | EIA Prime Mover-level Data
2018 | NM | Broadview Energy KW, LLC | 60152 | 1 | WT | OP | NA | WND |  | 5310732 |  |  | EIA Prime Mover-level Data
2018 | NM | Broadview Energy Prime 2 LLC | 58465 | 0002 | WT | OP | NA | WND |  | 356915 |  |  | EIA Prime Mover-level Data
2018 | NM | Broadview Energy Prime LLC | 58464 | 0001 | WT | OP | NA | WND |  | 356915 |  |  | EIA Prime Mover-level Data
2018 | NM | Caprock Solar 1 LLC | 59251 | PV1 | PV | OP | NA | SUN |  | 618299 |  |  | EIA Prime Mover-level Data
2018 | NM | Caprock Solar 2 LLC | 59846 | PV1 | PV | IP | NA | SUN
2018 | NM | Caprock Wind Farm | 56293 | 1 | WT | OP | NA | WND |  | 2258934 |  |  | EIA Prime Mover-level Data
2018 | NM | Caprock Wind Farm | 56293 | 2 | WT | OP | NA | WND |  | 752978 |  |  | EIA Prime Mover-level Data
2018 | NM | Carlsbad | 2453 | 5 | GT | RE | NA | NG
2018 | NM | Carrizozo Solar | 61662 | PV1 | PV | OP | NA | SUN |  | 61383 |  |  | EIA Prime Mover-level Data
2018 | NM | Casa Mesa Wind Energy Center | 61925 | CMNM | WT | OP | NA | WND |  | 171427 |  |  | EIA Prime Mover-level Data
2018 | NM | Casa Mesa Wind Energy Center | 61925 | CMNMB | BA | OP | NA | MWH |  | 0 |  |  | EIA Prime Mover-level Data
2018 | NM | Chaves Solar, LLC | 60405 | CSPV | PV | OP | NA | SUN |  | 1709213 |  |  | EIA Prime Mover-level Data
2018 | NM | Chino Mines | 54667 | 8 | ST | RE | NA | NG
2018 | NM | Chino Mines | 54667 | 9 | CA | OP | NA | NG |  | 296431 | 0.062547 | 0.000422 | EIA Unit-level Data | Estimated using an emission factor
2018 | NM | Cibola | 59619 | CBLA | PV | OP | NA | SUN |  | 179425 |  |  | EIA Prime Mover-level Data
2018 | NM | Cimarron Solar Facility | 57243 | CIM1 | PV | OP | NA | SUN |  | 576862 |  |  | EIA Prime Mover-level Data
2018 | NM | City of Gallup Solar | 62406 | X0022 | PV | OP | NA | SUN |  | 122182 |  |  | EIA Prime Mover-level Data
2018 | NM | City of Truth or Consequences PV | 59653 | COTC | PV | OP | NA | SUN |  | 34402 |  |  | EIA Prime Mover-level Data
2018 | NM | Clean Path Energy Center | 60289 | CPEC1 | CC | P | NA | NG
2018 | NM | Clean Path Energy Center | 60289 | PVGEN | PV | P | NA | SUN
2018 | NM | CNMEC Solar Energy Center | 62191 | CNMEC | PV | OP | NA | SUN |  | 10997 |  |  | EIA Prime Mover-level Data
2018 | NM | Columbus Solar Project | 61165 | 88029 | PV | OP | NA | SUN |  | 46867 |  |  | EIA Prime Mover-level Data
2018 | NM | Cunningham | 2454 | 121B | ST | OP | TANGENTIAL | NG | 6,393.0 | 3028527 | 11.18 | 0.0073831 | EPA/CAMD | EPA/NEI | 1957
2018 | NM | Cunningham | 2454 | 122B | ST | OP | TANGENTIAL | NG | 4,903.0 | 5407228 | 19.96 | 0.0073827 | EPA/CAMD | EPA/NEI | 1965
2018 | NM | Cunningham | 2454 | 123T | GT | OP | CT | NG | 2,220.0 | 2215860 | 5.419 | 0.0048911 | EPA/CAMD | EPA/NEI | 1998
2018 | NM | Cunningham | 2454 | 124T | GT | OP | CT | NG | 4,290.0 | 4335950 | 10.541 | 0.0048621 | EPA/CAMD | EPA/NEI | 1998
2018 | NM | Deming Solar Energy Center | 57575 | DSEC | PV | OP | NA | SUN |  | 102127 |  |  | EIA Prime Mover-level Data
2018 | NM | Deming Solar Energy Center | 57575 | HON2 | PV | OP | NA | SUN |  | 81702 |  |  | EIA Prime Mover-level Data
2018 | NM | Eddy County Generating Station | 55252 | 0001 | GT | IP | NA | NG
2018 | NM | El Cabo Wind | 58098 | 1 | WT | OP | NA | WND |  | 9340754 |  |  | EIA Prime Mover-level Data
2018 | NM | El Vado Dam | 7593 | 1 | HY | OP | NA | WAT |  | 14570 |  |  | EIA Prime Mover-level Data
2018 | NM | Elephant Butte | 6402 | 1 | HY | OP | NA | WAT |  | 120127 |  |  | EIA Prime Mover-level Data
2018 | NM | Elephant Butte | 6402 | 2 | HY | OP | NA | WAT |  | 120127 |  |  | EIA Prime Mover-level Data
2018 | NM | Elephant Butte | 6402 | 3 | HY | OP | NA | WAT |  | 120127 |  |  | EIA Prime Mover-level Data
2018 | NM | Escalante | 87 | 1 | ST | OP | TANGENTIAL | SUB | 8,373.0 | 14006095 | 3.5 | 0.00049978 | EPA/CAMD | EPA/NEI | 1984
2018 | NM | Eubank Landfill Solar Array | 59393 | ESNM1 | PV | OP | NA | SUN |  | 22968 |  |  | EIA Prime Mover-level Data
2018 | NM | Facebook 1 Solar Energy Center | 61556 | FB1 | PV | OP | NA | SUN |  | 242110 |  |  | EIA Prime Mover-level Data
2018 | NM | Facebook 2 Solar Energy Center | 61557 | FB2 | PV | OP | NA | SUN |  | 227485 |  |  | EIA Prime Mover-level Data
2018 | NM | Facebook 3 Solar Energy Center | 61558 | FB3 | PV | OP | NA | SUN |  | 208529 |  |  | EIA Prime Mover-level Data
2018 | NM | Ford Utilities Center | 50906 | 2 | ST | RE | NA | NG
2018 | NM | Ford Utilities Center | 50906 | 3 | GT | OP | NA | NG |  | 413613 | 1.134 | 0.0054834 | EIA Prime Mover-level Data | NEI avg EF - PM, fuel type, firing type
2018 | NM | Ford Utilities Center | 50906 | 4 | ST | OP | NA | NG |  | 0 | 0 |  | EIA Prime Mover-level Data | NEI avg EF - PM, fuel type
2018 | NM | Ford Utilities Center | 50906 | 5 | GT | OP | NA | NG |  | 395887 | 1.0854 | 0.0054834 | EIA Prime Mover-level Data | NEI avg EF - PM, fuel type, firing type
2018 | NM | Four Corners Steam Elec Station | 2442 | 4 | ST | OP | CELL | SUB | 5,058.0 | 33852522 | 430.4348 | 0.02543 | EPA/CAMD | EPA/NEI | 1969
2018 | NM | Four Corners Steam Elec Station | 2442 | 5 | ST | OP | CELL | SUB | 6,933.0 | 48352655 | 614.804 | 0.02543 | EPA/CAMD | EPA/NEI | 1970
2018 | NM | Four Peaks Camino Real | 60696 | 1 | IC | OP | NA | LFG |  | 31841 | 0.23403 | 0.0147 | EIA Prime Mover-level Data | Estimated using an emission factor
2018 | NM | Four Peaks Camino Real | 60696 | 2 | IC | OP | NA | LFG |  | 31841 | 0.23403 | 0.0147 | EIA Prime Mover-level Data | Estimated using an emission factor
2018 | NM | Freeport McMoRan | 54734 | 1 | IC | SB | NA | DFO
2018 | NM | Freeport McMoRan | 54734 | 2 | IC | RE | NA | DFO
2018 | NM | Freeport McMoRan | 54734 | 3 | IC | SB | NA | DFO
2018 | NM | Freeport McMoRan | 54734 | 4 | IC | SB | NA | DFO
2018 | NM | Freeport McMoRan | 54734 | 5 | IC | RE | NA | DFO
2018 | NM | Freeport McMoRan | 54734 | 6 | IC | RE | NA | DFO
2018 | NM | Freeport McMoRan | 54734 | 7 | IC | SB | NA | DFO
2018 | NM | Freeport McMoRan | 54734 | 8 | IC | SB | NA | DFO
2018 | NM | Freeport McMoRan | 54734 | 9 | IC | RE | NA | DFO
2018 | NM | Freeport McMoRan | 54734 | 10 | IC | RE | NA | DFO
2018 | NM | Freeport McMoRan | 54734 | 11 | IC | SB | NA | DFO
2018 | NM | Freeport McMoRan | 54734 | 12 | IC | SB | NA | DFO
2018 | NM | Freeport McMoRan | 54734 | 13 | IC | SB | NA | DFO
2018 | NM | Freeport McMoRan | 54734 | 14 | IC | SB | NA | DFO
2018 | NM | Freeport McMoRan | 54734 | 15 | IC | SB | NA | DFO
2018 | NM | Freeport McMoRan Cobre Mining | 55312 | 1 | IC | RE | NA | DFO
2018 | NM | Freeport McMoRan Cobre Mining | 55312 | 2 | IC | RE | NA | DFO
2018 | NM | Freeport McMoRan Cobre Mining | 55312 | 3 | IC | RE | NA | DFO
2018 | NM | Gallegos Wind Farm, Phase 1 | 59047 | GEN 1 | WT | U | NA | WND
2018 | NM | Gallup Refinery | 50997 | GEN1 | GT | RE | NA | NG
2018 | NM | Gallup Refinery | 50997 | GEN2 | GT | RE | NA | NG
2018 | NM | Grady Wind Energy Center, LLC | 60317 | 1 | WT | V | NA | WND
2018 | NM | GSE NM1 | 58576 | NMP1 | PV | OP | NA | SUN |  | 42018 |  |  | EIA Prime Mover-level Data
2018 | NM | Hatch Solar Energy Center I, LLC | 57591 | 1 | PV | OP | NA | SUN |  | 100407 |  |  | EIA Prime Mover-level Data
2018 | NM | High Lonesome Mesa LLC | 56945 | 1 | WT | OP | NA | WND |  | 2432463 |  |  | EIA Prime Mover-level Data
2018 | NM | Hobbs Generating Station | 56458 | HOBB1 | CT | OP | CC | NG | 8,326.0 | 16132255 | 34.7 | 0.0043019 | EPA/CAMD | EPA/NEI | 2008
2018 | NM | Hobbs Generating Station | 56458 | HOBB2 | CT | OP | CC | NG | 8,262.0 | 15537557 | 33.6 | 0.004325 | EPA/CAMD | EPA/NEI | 2008
2018 | NM | Holloman Solar Facility | 60301 | HPV1 | PV | OP | NA | SUN |  | 18008 |  |  | EIA Prime Mover-level Data
2018 | NM | Kit Carson | 58240 | PV_KC | PV | OP | NA | SUN |  | 27954 |  |  | EIA Prime Mover-level Data
2018 | NM | La Joya NM | 61044 | WT1 | WT | U | NA | WND
2018 | NM | La Luz Energy Center | 58284 | 1 | GT | OP | CT | NG | 718.0 | 134274 | 0.2 | 0.002979 | EPA/CAMD | EPA/NEI | 2015
2018 | NM | Las Vegas | 2447 | 1 | GT | RE | NA | DFO
2018 | NM | Las Vegas Solar Energy Center | 57576 | LVSEC | PV | OP | NA | SUN |  | 88862 |  |  | EIA Prime Mover-level Data
2018 | NM | LCEC Generation LLVC | 57872 | UNIT1 | IC | OP | NA | NG |  | 85290 | 0.017996 | 0.000422 | EIA Prime Mover-level Data | Estimated using an emission factor
2018 | NM | LCEC Generation LLVC | 57872 | UNIT2 | IC | OP | NA | NG |  | 85290 | 0.017996 | 0.000422 | EIA Prime Mover-level Data | Estimated using an emission factor
2018 | NM | LCEC Generation LLVC | 57872 | UNIT3 | IC | OP | NA | NG |  | 85290 | 0.017996 | 0.000422 | EIA Prime Mover-level Data | Estimated using an emission factor
2018 | NM | LCEC Generation LLVC | 57872 | UNIT4 | IC | OP | NA | NG |  | 85290 | 0.017996 | 0.000422 | EIA Prime Mover-level Data | Estimated using an emission factor
2018 | NM | LCEC Generation LLVC | 57872 | UNIT5 | IC | OP | NA | NG |  | 85290 | 0.017996 | 0.000422 | EIA Prime Mover-level Data | Estimated using an emission factor
2018 | NM | Lightning Dock Geothermal HI-01, LLC | 58629 | GEN-5 | BT | OP | NA | GEO |  | 94835 |  |  | EIA Prime Mover-level Data
2018 | NM | Lightning Dock Geothermal HI-01, LLC | 58629 | PB01 | BT | OP | NA | GEO |  | 6239 |  |  | EIA Prime Mover-level Data
2018 | NM | Lightning Dock Geothermal HI-01, LLC | 58629 | PB02 | BT | OP | NA | GEO |  | 6239 |  |  | EIA Prime Mover-level Data
2018 | NM | Lightning Dock Geothermal HI-01, LLC | 58629 | PB03 | BT | OP | NA | GEO |  | 6239 |  |  | EIA Prime Mover-level Data
2018 | NM | Lightning Dock Geothermal HI-01, LLC | 58629 | PB04 | BT | OP | NA | GEO |  | 6239 |  |  | EIA Prime Mover-level Data
2018 | NM | Lordsburg Generating Station | 7967 | 1 | GT | OP | CT | NG | 195.0 | 30001 | 0.099 | 0.0065998 | EPA/CAMD | EPA/NEI | 2002
2018 | NM | Lordsburg Generating Station | 7967 | 2 | GT | OP | CT | NG | 194.0 | 30433 | 0.1 | 0.0065718 | EPA/CAMD | EPA/NEI | 2002
2018 | NM | Los Alamos PV Site | 58256 | 1 | PV | OP | NA | SUN |  | 13957 |  |  | EIA Prime Mover-level Data
2018 | NM | Los Alamos PV Site | 58256 | 2 | BA | OP | NA | MWH |  | 0 |  |  | EIA Prime Mover-level Data
2018 | NM | Los Alamos PV Site | 58256 | 3 | BA | OP | NA | MWH |  | 0 |  |  | EIA Prime Mover-level Data
2018 | NM | Los Alamos PV Site | 58256 | 4 | PV | IP | NA | SUN
2018 | NM | Los Lunas Solar Energy Center | 57571 | LLSEC | PV | OP | NA | SUN |  | 97516 |  |  | EIA Prime Mover-level Data
2018 | NM | Los Lunas Solar Energy Center | 57571 | LMS2 | PV | OP | NA | SUN |  | 39007 |  |  | EIA Prime Mover-level Data
2018 | NM | Luna Energy Facility | 55343 | CTG1 | CT | OP | CC | NG | 7,726.0 | 10327580 | 15.99 | 0.0030966 | EPA/CAMD | EPA/NEI | 2005
2018 | NM | Luna Energy Facility | 55343 | CTG2 | CT | OP | CC | NG | 7,945.0 | 10552216 | 16.34 | 0.003097 | EPA/CAMD | EPA/NEI | 2005
2018 | NM | Macho Springs | 59010 | MSS1 | PV | OP | NA | SUN |  | 1275025 |  |  | EIA Prime Mover-level Data
2018 | NM | Macho Springs Power I | 57947 | GEN | WT | OP | NA | WND |  | 1154056 |  |  | EIA Prime Mover-level Data
2018 | NM | Maddox | 2446 | 051B | ST | OP | TANGENTIAL | NG | 6,302.0 | 3950936 | 14.57 | 0.0073755 | EPA/CAMD | EPA/NEI | 1967
2018 | NM | Manzano Solar | 58521 | MAN1 | PV | OP | NA | SUN |  | 169877 |  |  | EIA Prime Mover-level Data
2018 | NM | Meadow Lake Solar Energy Center | 59618 | MLK | PV | OP | NA | SUN |  | 226380 |  |  | EIA Prime Mover-level Data
2018 | NM | Mesalands Comm College Wind Turbine | 57106 | 1 | WT | OP | NA | WND |  | 27182 |  |  | EIA Prime Mover-level Data
2018 | NM | Middle Daisy | 61681 | 10257 | PV | OP | NA | SUN |  | 124571 |  |  | EIA Prime Mover-level Data
2018 | NM | Milagro Cogeneration Plant | 54814 | GENA | GT | RE | NA | NG
2018 | NM | Milagro Cogeneration Plant | 54814 | GENB | GT | RE | NA | NG
2018 | NM | Milagro Cogeneration Plant | 54814 | GO1A | GT | RE | NA | NG
2018 | NM | Milagro Cogeneration Plant | 54814 | GO1B | GT | RE | NA | NG
2018 | NM | Milo Wind Project LLC | 59838 | GEN1 | WT | OP | NA | WND |  | 1905963 |  |  | EIA Prime Mover-level Data
2018 | NM | Navajo Dam | 584 | 1 | HY | OP | NA | WAT |  | 364720 |  |  | EIA Prime Mover-level Data
2018 | NM | Navajo Dam | 584 | 2 | HY | OP | NA | WAT |  | 364720 |  |  | EIA Prime Mover-level Data
2018 | NM | New Mexico Community Solar Facility | 61783 | NMCSF | PV | CN | NA | SUN
2018 | NM | New Mexico State University | 54975 | 01 | GT | OP | NA | NG |  | 431687 | 1.1836 | 0.0054834 | EIA Prime Mover-level Data | NEI avg EF - PM, fuel type, firing type
2018 | NM | New Mexico Wind Energy Center | 56097 | GE15 | WT | OP | NA | WND |  | 4423462 |  |  | EIA Prime Mover-level Data
2018 | NM | Otero Solar | 58520 | OTE1 | PV | OP | NA | SUN |  | 163831 |  |  | EIA Prime Mover-level Data
2018 | NM | Prosperity Energy Storage Facility | 58899 | GEN-1 | PV | OP | NA | SUN |  | 6136 |  |  | EIA Prime Mover-level Data
2018 | NM | Prosperity Energy Storage Facility | 58899 | GEN-2 | BA | OP | NA | MWH
2018 | NM | Pyramid Generating Station | 7975 | 1 | GT | OP | CT | NG | 445.0 | 110426 | 0.35 | 0.0063391 | EPA/CAMD | EPA/NEI | 2003
2018 | NM | Pyramid Generating Station | 7975 | 2 | GT | OP | CT | NG | 324.0 | 100589 | 0.33 | 0.0065614 | EPA/CAMD | EPA/NEI | 2003
2018 | NM | Pyramid Generating Station | 7975 | 3 | GT | OP | CT | NG | 1,198.0 | 359729 | 1.19 | 0.0066161 | EPA/CAMD | EPA/NEI | 2003
2018 | NM | Pyramid Generating Station | 7975 | 4 | GT | OP | CT | NG | 393.0 | 114403 | 0.38 | 0.0066432 | EPA/CAMD | EPA/NEI | 2003
2018 | NM | Quay County | 58125 | 1 | GT | OP | NA | DFO |  | 3014 | 0.02601 | 0.017259 | EIA Prime Mover-level Data | NEI avg EF - PM, fuel type, firing type
2018 | NM | Questa Solar Facility | 57369 | QST | PV | OP | NA | SUN |  | 17752 |  |  | EIA Prime Mover-level Data
2018 | NM | RC Energy AA LLC Solar Facility | 62756 | AA001 | PV | OP | NA | SUN
2018 | NM | Red Mesa Wind LLC | 57357 | EXIS | WT | OP | NA | WND |  | 1941486 |  |  | EIA Prime Mover-level Data
2018 | NM | Reeves Generating Station | 2450 | 1 | ST | OP | WALL | NG | 1,960.0 | 555321 | 2.033 | 0.0073219 | EPA/CAMD | EPA/NEI | 1960
2018 | NM | Reeves Generating Station | 2450 | 2 | ST | OP | WALL | NG | 2,044.0 | 588145 | 2.1508 | 0.0073138 | EPA/CAMD | EPA/NEI | 1958
2018 | NM | Reeves Generating Station | 2450 | 3 | ST | OP | WALL | NG | 3,035.0 | 1319379 | 4.8298 | 0.0073213 | EPA/CAMD | EPA/NEI | 1962
2018 | NM | Rio Bravo Generating Station | 55039 | GT-1 | GT | OP | CT | NG | 2,659.0 | 2851346 | 11.1423 | 0.0078154 | EPA/CAMD | NEI avg EF - PM, fuel type, firing type | 2000
2018 | NM | Rio Communities Solar Energy Center | 60198 | RCSEC | PV | OP | NA | SUN |  | 214410 |  |  | EIA Prime Mover-level Data
2018 | NM | Rio De Oro Solar Energy Center | 62597 | RDO | PV | T | NA | SUN
2018 | NM | Rio Grande | 2444 | 6 | ST | OP | WALL | NG | 2,562.0 | 790914 | 0.554 | 0.0014009 | EPA/CAMD | EPA/NEI | 1957
2018 | NM | Rio Grande | 2444 | 7 | ST | OP | WALL | NG | 5,349.0 | 1560107 | 0.858 | 0.0010999 | EPA/CAMD | EPA/NEI | 1958
2018 | NM | Rio Grande | 2444 | 8 | ST | OP | WALL | NG | 5,433.0 | 4581419 | 17.409 | 0.0075998 | EPA/CAMD | EPA/NEI | 1968
2018 | NM | Rio Grande | 2444 | 9 | GT | OP | CT | NG | 1,397.0 | 816013 | 0.571 | 0.0013995 | EPA/CAMD | EPA/NEI | 2013
2018 | NM | Rio Rancho High School | 58589 | RRHS | PV | OP | NA | SUN |  | 22102 |  |  | EIA Prime Mover-level Data
2018 | NM | Roadrunner Solar | 57338 | 1 | PV | OP | NA | SUN |  | 451370 |  |  | EIA Prime Mover-level Data
2018 | NM | Roosevelt County | 58771 | GEN1 | WT | OP | NA | WND |  | 9679715 |  |  | EIA Prime Mover-level Data
2018 | NM | Roswell Solar, LLC | 60406 | RSPV | PV | OP | NA | SUN |  | 1718015 |  |  | EIA Prime Mover-level Data
2018 | NM | San Juan | 2451 | 1 | ST | OP | WALL | RC | 5,391.0 | 16895666 | 8.4 | 0.00099434 | EPA/CAMD | EPA/NEI | 1976
2018 | NM | San Juan | 2451 | 4 | ST | OP | WALL | RC | 7,880.0 | 39996285 | 18 | 0.00090008 | EPA/CAMD | EPA/NEI | 1982
2018 | NM | San Juan Mesa Wind Project LLC | 56304 | 1 | WT | OP | NA | WND |  | 3711519 |  |  | EIA Prime Mover-level Data
2018 | NM | Sandoval Solar Energy Center | 59558 | SSEC1 | PV | OP | NA | SUN |  | 148524 |  |  | EIA Prime Mover-level Data
2018 | NM | Santa Fe Solar Energy Center | 60196 | SFSEC | PV | OP | NA | SUN |  | 219715 |  |  | EIA Prime Mover-level Data
2018 | NM | Santolina Solar Energy Center | 60197 | SANTO | PV | OP | NA | SUN |  | 242291 |  |  | EIA Prime Mover-level Data
2018 | NM | SEV NM Phase 2 | 58479 | NMP2 | PV | OP | NA | SUN |  | 37112 |  |  | EIA Prime Mover-level Data
2018 | NM | Silver City WWTP PV Project | 58540 | PV-1 | PV | OP | NA | SUN |  | 16503 |  |  | EIA Prime Mover-level Data
2018 | NM | South Valley Solar Energy Center | 60195 | SVSEC | PV | OP | NA | SUN |  | 230257 |  |  | EIA Prime Mover-level Data
2018 | NM | Southside Water Reclamation Plant | 10339 | GEN1 | IC | OP | NA | NG |  | 227866 | 0.04808 | 0.000422 | EIA Prime Mover-level Data | Estimated using an emission factor
2018 | NM | Southside Water Reclamation Plant | 10339 | GEN2 | IC | OP | NA | NG |  | 227866 | 0.04808 | 0.000422 | EIA Prime Mover-level Data | Estimated using an emission factor
2018 | NM | Southside Water Reclamation Plant | 10339 | GEN3 | IC | OP | NA | OBG |  | 113933 | 0.83741 | 0.0147 | EIA Prime Mover-level Data | Estimated using an emission factor
2018 | NM | Southside Water Reclamation Plant | 10339 | GEN4 | IC | OP | NA | OBG |  | 113933 | 0.83741 | 0.0147 | EIA Prime Mover-level Data | Estimated using an emission factor
2018 | NM | Springer Solar 1 | 59560 | SPRG1 | PV | OP | NA | SUN |  | 23142 |  |  | EIA Prime Mover-level Data
2018 | NM | SPS1 Dollarhide | 57736 | 1 | PV | OP | NA | SUN |  | 160569 |  |  | EIA Prime Mover-level Data
2018 | NM | SPS2 Jal | 57737 | 1 | PV | OP | NA | SUN |  | 176633 |  |  | EIA Prime Mover-level Data
2018 | NM | SPS3 Lea | 57738 | 1 | PV | OP | NA | SUN |  | 172686 |  |  | EIA Prime Mover-level Data
2018 | NM | SPS4 Monument | 57739 | 1 | PV | OP | NA | SUN |  | 185844 |  |  | EIA Prime Mover-level Data
2018 | NM | SPS5 Hopi | 57740 | 1 | PV | OP | NA | SUN |  | 182068 |  |  | EIA Prime Mover-level Data
2018 | NM | Sterling I Wind Farm | 60991 | STER1 | WT | OP | NA | WND |  | 1225168 |  |  | EIA Prime Mover-level Data
2018 | NM | Storrie Lake Solar Project | 58794 | MSMPV | PV | OP | NA | SUN |  | 30993 |  |  | EIA Prime Mover-level Data
2018 | NM | Sue Cleveland High School | 58588 | SCHS | PV | OP | NA | SUN |  | 20742 |  |  | EIA Prime Mover-level Data
2018 | NM | SunE EPE1 LLC | 57986 | 1 | PV | OP | NA | SUN |  | 211904 |  |  | EIA Prime Mover-level Data
2018 | NM | SunE EPE2 LLC | 57985 | 1 | PV | OP | NA | SUN |  | 243532 |  |  | EIA Prime Mover-level Data
2018 | NM | Syncarpha Eagle Nest | 62149 | SYEN1 | PV | OP | NA | SUN |  | 3674 |  |  | EIA Prime Mover-level Data
2018 | NM | Texico Wind Ranch LP | 57258 | 1 | WT | OP | NA | WND |  | 9379 |  |  | EIA Prime Mover-level Data
2018 | NM | Texico Wind Ranch LP | 57258 | 2 | WT | OP | NA | WND |  | 8039 |  |  | EIA Prime Mover-level Data
2018 | NM | Texico Wind Ranch LP | 57258 | 3 | WT | OA | NA | WND |  | 8039 |  |  | EIA Prime Mover-level Data
2018 | NM | TSGT Mobile Generator #15 | 57476 | M15G | IC | OS | NA | DFO
2018 | NM | Tucumcari | 2469 | 3 | IC | RE | NA | DFO
2018 | NM | Tucumcari | 2469 | 4 | IC | RE | NA | DFO
2018 | NM | Tucumcari | 2469 | 5 | IC | RE | NA | DFO
2018 | NM | Tucumcari | 2469 | 6 | IC | RE | NA | DFO
2018 | NM | Tucumcari | 2469 | 8 | IC | RE | NA | DFO
2018 | NM | Tucumcari | 2469 | 9 | IC | RE | NA | DFO
2018 | NM | Univ New Mexico Cogen Plant | 50905 | 1 | GT | RE | NA | NG
2018 | NM | Valencia Power Plant | 55802 | CTG1 | GT | OP | CT | NG | 1,035.0 | 1155278 | 9.308 | 0.016114 | EPA/CAMD | EPA/NEI | 2008
2018 | NM | Vista Solar Energy Center | 62467 | VISTA | PV | U | NA | SUN
2018 | NM | Wal-Mart Truth or Consequences PV | 60341 | WMTOC | PV | OP | NA | SUN |  | 17698 |  |  | EIA Prime Mover-level Data
2018 | NM | Wildcat Wind | 57887 | 1 | WT | OP | NA | WND |  | 830768 |  |  | EIA Prime Mover-level Data
2018 | NM | WSMR I | 58010 | WSMR1 | PV | OP | NA | SUN |  | 62974 |  |  | EIA Prime Mover-level Data
2018 | NM | WSMR I | 58010 | WSMR2 | PV | OP | NA | SUN |  | 5997 |  |  | EIA Prime Mover-level Data
2018 | NV | Aiya Solar Project | 59869 | GEN01 | PV | P | NA | SUN
2018 | NV | Apex Generating Station | 55514 | CTG01 | CT | OP | CC | NG | 5,440.0 | 8368579 | 30.7 | 0.007337 | EPA/CAMD | EPA/NEI | 2003
2018 | NV | Apex Generating Station | 55514 | CTG02 | CT | OP | CC | NG | 5,025.0 | 7517069 | 28.5 | 0.0075827 | EPA/CAMD | EPA/NEI | 2003
2018 | NV | Apex Solar PV Power Project | 58489 | 1 | PV | OP | NA | SUN |  | 473709 |  |  | EIA Prime Mover-level Data
2018 | NV | Arrow Canyon Solar | 62248 | 1 | PV | P | NA | SUN
2018 | NV | Arrow Canyon Solar | 62248 | 2 | BA | P | NA | MWH
2018 | NV | Battle Mountain | 6509 | 1 | IC | RE | NA | DFO
2018 | NV | Battle Mountain | 6509 | 2 | IC | RE | NA | DFO
2018 | NV | Battle Mountain | 6509 | 3 | IC | RE | NA | DFO
2018 | NV | Battle Mountain | 6509 | 4 | IC | RE | NA | DFO
2018 | NV | Battle Mountain Solar Project | 61098 | BMSP | PV | L | NA | SUN
2018 | NV | Beowawe Power | 10287 | GEN1 | ST | OP | NA | GEO |  | 822315 |  |  | EIA Prime Mover-level Data
2018 | NV | Beowawe Power | 10287 | GEN2 | BT | OP | NA | GEO |  | 84869 |  |  | EIA Prime Mover-level Data
2018 | NV | Boulder Solar II, LLC | 60885 | BSII | PV | OP | NA | SUN |  | 1233100 |  |  | EIA Prime Mover-level Data
2018 | NV | Boulder Solar Power, LLC | 60352 | BSP | PV | OP | NA | SUN |  | 2553979 |  |  | EIA Prime Mover-level Data
2018 | NV | Brady | 55991 | OEC | BT | OP | NA | GEO |  | 205761 |  |  | EIA Prime Mover-level Data
2018 | NV | Brady | 55991 | OEC1 | BT | OP | NA | GEO |  | 474834 |  |  | EIA Prime Mover-level Data
2018 | NV | Brady | 55991 | TG-1 | ST | RE | NA | GEO |  | 8856 |  |  | EIA Prime Mover-level Data
2018 | NV | Brady | 55991 | TG-2 | ST | RE | NA | GEO |  | 8856 |  |  | EIA Prime Mover-level Data
2018 | NV | Brady | 55991 | TG-3 | ST | RE | NA | GEO |  | 7701 |  |  | EIA Prime Mover-level Data
2018 | NV | Brunswick | 6510 | 1 | IC | OS | NA | DFO
2018 | NV | Brunswick | 6510 | 2 | IC | OS | NA | DFO
2018 | NV | Brunswick | 6510 | 3 | IC | OS | NA | DFO
2018 | NV | CC Landfill Energy, LLC | 60792 | GT1 | GT | OP | NA | LFG |  | 255015 | 2.7542 | 0.0216 | EIA Prime Mover-level Data | Estimated using an emission factor
2018 | NV | CC Landfill Energy, LLC | 60792 | GT2 | GT | OP | NA | LFG |  | 255015 | 2.7542 | 0.0216 | EIA Prime Mover-level Data | Estimated using an emission factor
2018 | NV | Chuck Lenzie Generating Station | 55322 | CTG-1 | CT | OP | CC | NG | 8,494.0 | 13267518 | 52.6 | 0.0079291 | EPA/CAMD | EPA/NEI | 2005
2018 | NV | Chuck Lenzie Generating Station | 55322 | CTG-2 | CT | OP | CC | NG | 8,336.0 | 13094102 | 51.96 | 0.0079364 | EPA/CAMD | EPA/NEI | 2005
2018 | NV | Chuck Lenzie Generating Station | 55322 | CTG-3 | CT | OP | CC | NG | 7,960.0 | 11349137 | 45.09 | 0.007946 | EPA/CAMD | EPA/NEI | 2005
2018 | NV | Chuck Lenzie Generating Station | 55322 | CTG-4 | CT | OP | CC | NG | 8,340.0 | 11986637 | 47.61 | 0.0079438 | EPA/CAMD | EPA/NEI | 2005
2018 | NV | CityCenter Central Plant Cogen Units | 57348 | UNITA | GT | OP | NA | NG |  | 348006 | 0.95413 | 0.0054834 | EIA Prime Mover-level Data | NEI avg EF - PM, fuel type, firing type
2018 | NV | CityCenter Central Plant Cogen Units | 57348 | UNITB | GT | OP | NA | NG |  | 348006 | 0.95413 | 0.0054834 | EIA Prime Mover-level Data | NEI avg EF - PM, fuel type, firing type
2018 | NV | Clark | 2322 | 11A | GT | OP | CT | NG | 1,038.0 | 180979 | 1.33 | 0.014698 | EPA/CAMD | EPA/NEI | 2008
2018 | NV | Clark | 2322 | 11B | GT | OP | CT | NG | 1,045.0 | 184180 | 1.33 | 0.014442 | EPA/CAMD | EPA/NEI | 2008
2018 | NV | Clark | 2322 | 12A | GT | OP | CT | NG | 976.0 | 170796 | 1.26 | 0.014754 | EPA/CAMD | EPA/NEI | 2008
2018 | NV | Clark | 2322 | 12B | GT | OP | CT | NG | 987.0 | 176516 | 1.26 | 0.014276 | EPA/CAMD | EPA/NEI | 2008
2018 | NV | Clark | 2322 | 13A | GT | OP | CT | NG | 679.0 | 125388 | 0.92 | 0.014674 | EPA/CAMD | EPA/NEI | 2008
2018 | NV | Clark | 2322 | 13B | GT | OP | CT | NG | 685.0 | 128168 | 0.92 | 0.014356 | EPA/CAMD | EPA/NEI | 2008
2018 | NV | Clark | 2322 | 14A | GT | OP | CT | NG | 979.0 | 179086 | 1.3 | 0.014518 | EPA/CAMD | EPA/NEI | 2008
2018 | NV | Clark | 2322 | 14B | GT | OP | CT | NG | 976.0 | 178439 | 1.3 | 0.014571 | EPA/CAMD | EPA/NEI | 2008
2018 | NV | Clark | 2322 | 15A | GT | OP | CT | NG | 1,051.0 | 186708 | 1.34 | 0.014354 | EPA/CAMD | EPA/NEI | 2008
2018 | NV | Clark | 2322 | 15B | GT | OP | CT | NG | 1,073.0 | 184090 | 1.34 | 0.014558 | EPA/CAMD | EPA/NEI | 2008
2018 | NV | Clark | 2322 | 16A | GT | OP | CT | NG | 919.0 | 159848 | 1.16 | 0.014514 | EPA/CAMD | EPA/NEI | 2008
2018 | NV | Clark | 2322 | 16B | GT | OP | CT | NG | 916.0 | 157994 | 1.16 | 0.014684 | EPA/CAMD | EPA/NEI | 2008
2018 | NV | Clark | 2322 | 17A | GT | OP | CT | NG | 934.0 | 164755 | 1.18 | 0.014324 | EPA/CAMD | EPA/NEI | 2008
2018 | NV | Clark | 2322 | 17B | GT | OP | CT | NG | 925.0 | 160990 | 1.18 | 0.014659 | EPA/CAMD | EPA/NEI | 2008
2018 | NV | Clark | 2322 | 18A | GT | OP | CT | NG | 838.0 | 148838 | 1.08 | 0.014512 | EPA/CAMD | EPA/NEI | 2008
2018 | NV | Clark | 2322 | 18B | GT | OP | CT | NG | 832.0 | 148694 | 1.08 | 0.014526 | EPA/CAMD | EPA/NEI | 2008
2018 | NV | Clark | 2322 | 19A | GT | OP | CT | NG | 705.0 | 120214 | 0.88 | 0.014641 | EPA/CAMD | EPA/NEI | 2008
2018 | NV | Clark | 2322 | 19B | GT | OP | CT | NG | 705.0 | 122498 | 0.88 | 0.014368 | EPA/CAMD | EPA/NEI | 2008
2018 | NV | Clark | 2322 | 20A | GT | OP | CT | NG | 1,097.0 | 194298 | 1.41 | 0.014514 | EPA/CAMD | EPA/NEI | 2008
2018 | NV | Clark | 2322 | 20B | GT | OP | CT | NG | 1,110.0 | 193515 | 1.41 | 0.014573 | EPA/CAMD | EPA/NEI | 2008
2018 | NV | Clark | 2322 | 21A | GT | OP | CT | NG | 829.0 | 163447 | 1.18 | 0.014439 | EPA/CAMD | EPA/NEI | 2008
2018 | NV | Clark | 2322 | 21B | GT | OP | CT | NG | 828.0 | 161622 | 1.18 | 0.014602 | EPA/CAMD | EPA/NEI | 2008
2018 | NV | Clark | 2322 | 22A | GT | OP | CT | NG | 594.0 | 111915 | 0.79 | 0.014118 | EPA/CAMD | EPA/NEI | 2008
2018 | NV | Clark | 2322 | 22B | GT | OP | CT | NG | 592.0 | 106324 | 0.79 | 0.01486 | EPA/CAMD | EPA/NEI | 2008
2018 | NV | CM10 | 56944 | PV01 | PV | OP | NA | SUN |  | 178667 |  |  | EIA Prime Mover-level Data
2018 | NV | CM48 | 57205 | PV02 | PV | OP | NA | SUN |  | 152279 |  |  | EIA Prime Mover-level Data
2018 | NV | CM48 | 57205 | PV03 | PV | OP | NA | SUN |  | 190348 |  |  | EIA Prime Mover-level Data
2018 | NV | CM48 | 57205 | PV04 | PV | OP | NA | SUN |  | 190348 |  |  | EIA Prime Mover-level Data
2018 | NV | CM48 | 57205 | PV05 | PV | OP | NA | SUN |  | 190348 |  |  | EIA Prime Mover-level Data
2018 | NV | CM48 | 57205 | PV06 | PV | OP | NA | SUN |  | 190348 |  |  | EIA Prime Mover-level Data
2018 | NV | Copper Mountain Solar 2 | 58017 | PV01 | PV | OP | NA | SUN |  | 652720 |  |  | EIA Prime Mover-level Data
2018 | NV | Copper Mountain Solar 2 | 58017 | PV02 | PV | OP | NA | SUN |  | 652720 |  |  | EIA Prime Mover-level Data
2018 | NV | Copper Mountain Solar 2 | 58017 | PV03 | PV | OP | NA | SUN |  | 739749 |  |  | EIA Prime Mover-level Data
2018 | NV | Copper Mountain Solar 2 | 58017 | PV04 | PV | OP | NA | SUN |  | 652720 |  |  | EIA Prime Mover-level Data
2018 | NV | Copper Mountain Solar 2 | 58017 | PV05 | PV | OP | NA | SUN |  | 652720 |  |  | EIA Prime Mover-level Data
2018 | NV | Copper Mountain Solar 3 | 58915 | 1 | PV | OP | NA | SUN |  | 570698 |  |  | EIA Prime Mover-level Data
2018 | NV | Copper Mountain Solar 3 | 58915 | 2 | PV | OP | NA | SUN |  | 592648 |  |  | EIA Prime Mover-level Data
2018 | NV | Copper Mountain Solar 3 | 58915 | 3 | PV | OP | NA | SUN |  | 570698 |  |  | EIA Prime Mover-level Data
2018 | NV | Copper Mountain Solar 3 | 58915 | 4 | PV | OP | NA | SUN |  | 614598 |  |  | EIA Prime Mover-level Data
2018 | NV | Copper Mountain Solar 3 | 58915 | 5 | PV | OP | NA | SUN |  | 548748 |  |  | EIA Prime Mover-level Data
2018 | NV | Copper Mountain Solar 3 | 58915 | 6 | PV | OP | NA | SUN |  | 570698 |  |  | EIA Prime Mover-level Data
2018 | NV | Copper Mountain Solar 3 | 58915 | 7 | PV | OP | NA | SUN |  | 570698 |  |  | EIA Prime Mover-level Data
2018 | NV | Copper Mountain Solar 3 | 58915 | 8 | PV | OP | NA | SUN |  | 570698 |  |  | EIA Prime Mover-level Data
2018 | NV | Copper Mountain Solar 3 | 58915 | 9 | PV | OP | NA | SUN |  | 526798 |  |  | EIA Prime Mover-level Data
2018 | NV | Copper Mountain Solar 3 | 58915 | 10 | PV | OP | NA | SUN |  | 460948 |  |  | EIA Prime Mover-level Data
2018 | NV | Copper Mountain Solar 4, LLC | 59814 | PV01 | PV | OP | NA | SUN |  | 1331300 |  |  | EIA Prime Mover-level Data
2018 | NV | Copper Mountain Solar 4, LLC | 59814 | PV02 | PV | OP | NA | SUN |  | 1074292 |  |  | EIA Prime Mover-level Data
2018 | NV | Crescent Dunes Solar Energy | 57275 | TSE-1 | CP | OP | NA | SUN |  | 1785396 |  |  | EIA Prime Mover-level Data
2018 | NV | Crescent Valley Solar | 62888 | GEN1 | PV | P | NA | SUN
2018 | NV | Desert Peak Power Plant | 10018 | GEN1 | ST | RE | NA | GEO
2018 | NV | Desert Peak Power Plant | 10018 | GEN2 | BT | OP | NA | GEO |  | 480279 |  |  | EIA Prime Mover-level Data
2018 | NV | Desert Peak Power Plant | 10018 | OEC2 | BT | OP | NA | GEO |  | 352204 |  |  | EIA Prime Mover-level Data
2018 | NV | Desert Star Energy Center | 55077 | EDE1 | CT | OP | CC | NG | 4,600.0 | 6362383 | 14.72 | 0.0046272 | EPA/CAMD | EPA/NEI | 2000
2018 | NV | Desert Star Energy Center | 55077 | EDE2 | CT | OP | CC | NG | 4,437.0 | 6276490 | 14.52 | 0.0046268 | EPA/CAMD | EPA/NEI | 2000
2018 | NV | Dignity - San Martin | 61862 | PV1 | PV | OP | NA | SUN |  | 19532 |  |  | EIA Prime Mover-level Data
2018 | NV | Dignity - Siena Campus | 61825 | PV1 | PV | OP | NA | SUN |  | 16139 |  |  | EIA Prime Mover-level Data
2018 | NV | Dixie Valley Power Partnership | 10681 | GEN1 | ST | P | NA | GEO
2018 | NV | Don A Campbell 1 Geothermal | 58533 | 1 | BT | OP | NA | GEO |  | 1532180 |  |  | EIA Prime Mover-level Data
2018 | NV | Don A Campbell 2 Geothermal | 60419 | DAC2G | BT | OP | NA | GEO |  | 1449150 |  |  | EIA Prime Mover-level Data
2018 | NV | Eagle Shadow Mountain Solar Farm | 61852 | ESMSF | PV | P | NA | SUN
2018 | NV | EGP Stillwater Solar PV II, LLC | 61809 | STWII | PV | OP | NA | SUN |  | 360362 |  |  | EIA Prime Mover-level Data
2018 | NV | Ely Energy Center | 56642 | 1 | ST | IP | NA | SUB
2018 | NV | Ely Energy Center | 56642 | 2 | ST | IP | NA | SUB
2018 | NV | Empire | 50760 | OE11 | ST | RE | NA | GEO
2018 | NV | Empire | 50760 | OE12 | ST | RE | NA | GEO
2018 | NV | Empire | 50760 | OE13 | ST | RE | NA | GEO
2018 | NV | Empire | 50760 | OE14 | ST | RE | NA | GEO
2018 | NV | ENEL Salt Wells LLC | 57213 | 101 | BT | OP | NA | GEO |  | 448118 |  |  | EIA Prime Mover-level Data
2018 | NV | ENEL Salt Wells LLC | 57213 | 201 | BT | OP | NA | GEO |  | 448118 |  |  | EIA Prime Mover-level Data
2018 | NV | Fallon | 6511 | 1 | IC | RE | NA | DFO
2018 | NV | Fleish | 6513 | 1 | HY | OP | NA | WAT |  | 133826 |  |  | EIA Prime Mover-level Data
2018 | NV | Fort Churchill | 2330 | 1 | ST | OP | WALL | NG | 6,143.0 | 3099003 | 11.0491 | 0.0071307 | EPA/CAMD | EPA/NEI | 1968
2018 | NV | Fort Churchill | 2330 | 2 | ST | OP | WALL | NG | 5,196.0 | 2558430 | 9.1143 | 0.0071249 | EPA/CAMD | EPA/NEI | 1971
2018 | NV | Ft. Churchill PV | 59472 | NVC7 | PV | OP | NA | SUN |  | 322742 |  |  | EIA Prime Mover-level Data
2018 | NV | Gabbs | 6514 | 1 | IC | RE | NA | DFO
2018 | NV | Gabbs | 6514 | 2 | IC | RE | NA | DFO
2018 | NV | Galena 2 Geothermal Power Plant | 56540 | GEN1 | BT | OP | NA | GEO |  | 284829 |  |  | EIA Prime Mover-level Data
2018 | NV | Galena 3 Geothermal Power Plant | 56541 | GEN1 | BT | OP | NA | GEO |  | 588936 |  |  | EIA Prime Mover-level Data
2018 | NV | Galena 3 Geothermal Power Plant | 56541 | GEN2 | BT | OP | NA | GEO |  | 588936 |  |  | EIA Prime Mover-level Data
2018 | NV | Goodsprings Waste Heat Recovery | 57684 | HR1 | ST | OP | NA | WH |  | 262434 |  |  | EIA Prime Mover-level Data
2018 | NV | Harry Allen | 7082 | **3 | GT | OP | CT | NG | 1,088.0 | 644018 | 3.31 | 0.010279 | EPA/CAMD | EPA/NEI | 1995
2018 | NV | Harry Allen | 7082 | **4 | GT | OP | CT | NG | 1,278.0 | 794639 | 4.3 | 0.010823 | EPA/CAMD | EPA/NEI | 2006
2018 | NV | Harry Allen | 7082 | **5 | CT | OP | CC | NG | 8,543.0 | 12485282 | 39.69 | 0.0063579 | EPA/CAMD | EPA/NEI | 2011
2018 | NV | Harry Allen | 7082 | **6 | CT | OP | CC | NG | 8,714.0 | 12869786 | 40.91 | 0.0063575 | EPA/CAMD | EPA/NEI | 2011
2018 | NV | Hoover Dam (NV) | 154 | N0 | HY | OP | NA | WAT |  | 38205 |  |  | EIA Prime Mover-level Data
2018 | NV | Hoover Dam (NV) | 154 | N1 | HY | OP | NA | WAT |  | 2069437 |  |  | EIA Prime Mover-level Data
2018 | NV | Hoover Dam (NV) | 154 | N2 | HY | OP | NA | WAT |  | 2069437 |  |  | EIA Prime Mover-level Data
2018 | NV | Hoover Dam (NV) | 154 | N3 | HY | OP | NA | WAT |  | 2069437 |  |  | EIA Prime Mover-level Data
2018 | NV | Hoover Dam (NV) | 154 | N4 | HY | OP | NA | WAT |  | 2069437 |  |  | EIA Prime Mover-level Data
2018 | NV | Hoover Dam (NV) | 154 | N5 | HY | OP | NA | WAT |  | 2069437 |  |  | EIA Prime Mover-level Data
2018 | NV | Hoover Dam (NV) | 154 | N6 | HY | OP | NA | WAT |  | 2069437 |  |  | EIA Prime Mover-level Data
2018 | NV | Hoover Dam (NV) | 154 | N7 | HY | OP | NA | WAT |  | 2021680 |  |  | EIA Prime Mover-level Data
2018 | NV | Hoover Dam (NV) | 154 | N8 | HY | OP | NA | WAT |  | 2069437 |  |  | EIA Prime Mover-level Data
2018 | NV | IKEA Las Vegas 462 | 61193 | PV | PV | OP | NA | SUN |  | 12912 |  |  | EIA Prime Mover-level Data
2018 | NV | Jersey Valley Geothermal Power Plant | 57376 | OEC 1 | BT | OP | NA | GEO |  | 446909 |  |  | EIA Prime Mover-level Data
2018 | NV | Jersey Valley Geothermal Power Plant | 57376 | OEC 2 | BT | OP | NA | GEO |  | 209488 |  |  | EIA Prime Mover-level Data
2018 | NV | Lahontan | 6521 | 1 | HY | OP | NA | WAT |  | 13430 |  |  | EIA Prime Mover-level Data
2018 | NV | Lahontan | 6521 | 2 | HY | OP | NA | WAT |  | 13430 |  |  | EIA Prime Mover-level Data
2018 | NV | Lahontan | 6521 | 3 | HY | OP | NA | WAT |  | 13430 |  |  | EIA Prime Mover-level Data
2018 | NV | Lahontan | 6521 | IC1 | IC | RE | NA | DFO
2018 | NV | Lahontan | 6521 | IC2 | IC | RE | NA | DFO
2018 | NV | Las Vegas Generating Station | 10761 | 1 | CT | OP | CC | NG | 1,536.0 | 472608 | 0.87 | 0.0036817 | EPA/CAMD | EPA/NEI | 1994
2018 | NV | Las Vegas Generating Station | 10761 | 2 | CT | OP | CC | NG | 2,357.0 | 578911 | 1.51 | 0.0052167 | EPA/CAMD | EPA/NEI | 2002
2018 | NV | Las Vegas Generating Station | 10761 | 3 | CT | OP | CC | NG | 2,325.0 | 614107 | 1.6 | 0.0052108 | EPA/CAMD | EPA/NEI | 2002
2018 | NV | Las Vegas Generating Station | 10761 | 4 | CT | OP | CC | NG | 2,462.0 | 626672 | 1.63 | 0.0052021 | EPA/CAMD | EPA/NEI | 2002
2018 | NV | Las Vegas Generating Station | 10761 | 5 | CT | OP | CC | NG | 2,500.0 | 660767 | 1.72 | 0.0052061 | EPA/CAMD | EPA/NEI | 2002
2018 | NV | Las Vegas WPCF Solar Plant | 58477 | 1 | PV | OP | NA | SUN |  | 53341 |  |  | EIA Prime Mover-level Data
2018 | NV | Lovelock Solar | 62934 | GEN1 | PV | U | NA | SUN
2018 | NV | Luning Energy | 61084 | LNING | PV | OP | NA | SUN |  | 1179485 |  |  | EIA Prime Mover-level Data
2018 | NV | McGinness Hills | 57446 | 1 | BT | OP | NA | GEO |  | 1345549 |  |  | EIA Prime Mover-level Data
2018 | NV | McGinness Hills | 57446 | 2 | BT | OP | NA | GEO |  | 1345549 |  |  | EIA Prime Mover-level Data
2018 | NV | McGinness Hills | 57446 | 3 | BT | OP | NA | GEO |  | 807329 |  |  | EIA Prime Mover-level Data
2018 | NV | McGinness Hills | 57446 | OEC21 | BT | OP | NA | GEO |  | 1210994 |  |  | EIA Prime Mover-level Data
2018 | NV | McGinness Hills | 57446 | OEC22 | BT | OP | NA | GEO |  | 1210994 |  |  | EIA Prime Mover-level Data
2018 | NV | McGinness Hills | 57446 | OEC23 | BT | OP | NA | GEO |  | 807329 |  |  | EIA Prime Mover-level Data
2018 | NV | McGinness Hills 3 | 61912 | OEC31 | BT | OP | NA | GEO |  | 152462 |  |  | EIA Prime Mover-level Data
2018 | NV | McGinness Hills 3 | 61912 | OEC32 | BT | OP | NA | GEO |  | 152462 |  |  | EIA Prime Mover-level Data
2018 | NV | Moapa Paiute Energy Center | 55642 | CTG1 | CT | IP | NA | NG
2018 | NV | Moapa Paiute Energy Center | 55642 | CTG2 | CT | IP | NA | NG
2018 | NV | Moapa Paiute Energy Center | 55642 | CTG3 | CT | IP | NA | NG
2018 | NV | Moapa Paiute Energy Center | 55642 | STG1 | CA | IP | NA | NG
2018 | NV | Moapa Southern Paiute | 57859 | 1 | PV | OP | NA | SUN |  | 5693762 |  |  | EIA Prime Mover-level Data
2018 | NV | Mohave | 2341 | 1 | ST | RE | TANGENTIAL | SUB
2018 | NV | Mohave | 2341 | 2 | ST | RE | TANGENTIAL | SUB
2018 | NV | Mountain View Solar | 58544 | 1 | PV | OP | NA | SUN |  | 495792 |  |  | EIA Prime Mover-level Data
2018 | NV | Nellis Air Force Base Solar Array | 56568 | NS1 | PV | OP | NA | SUN |  | 85878 |  |  | EIA Prime Mover-level Data
2018 | NV | Nellis Air Force Base Solar Array | 56568 | NS2 | PV | OP | NA | SUN |  | 91136 |  |  | EIA Prime Mover-level Data
2018 | NV | Nellis Air Force Base Solar Array | 56568 | NS3 | PV | OP | NA | SUN |  | 68352 |  |  | EIA Prime Mover-level Data
2018 | NV | Nellis Solar PV II | 59919 | NSPV2 | PV | OP | NA | SUN |  | 370648 |  |  | EIA Prime Mover-level Data
2018 | NV | Nevada Cogen Assoc#1 GarnetVly | 54350 | AUX | CA | OP | NA | NG |  | 907977 | 0.19158 | 0.000422 | EIA Unit-level Data | Estimated using an emission factor
2018 | NV | Nevada Cogen Assoc#1 GarnetVly | 54350 | GTA | CT |  | NA | NG |  | 1918889 | 5.523 | 0.0057564 | EIA Unit-level Data | NEI avg EF - PM, fuel type
2018 | NV | Nevada Cogen Assoc#1 GarnetVly | 54350 | GTB | CT |  | NA | NG |  | 1909929 | 5.4972 | 0.0057564 | EIA Unit-level Data | NEI avg EF - PM, fuel type
2018 | NV | Nevada Cogen Assoc#1 GarnetVly | 54350 | GTC | CT |  | NA | NG |  | 1941202 | 5.5872 | 0.0057564 | EIA Unit-level Data | NEI avg EF - PM, fuel type
2018 | NV | Nevada Cogen Associates 2 Black Mountain | 54349 | AUX | CA | OP | NA | NG |  | 1190414 | 0.25118 | 0.000422 | EIA Unit-level Data | Estimated using an emission factor
2018 | NV | Nevada Cogen Associates 2 Black Mountain | 54349 | GTA | CT |  | NA | NG |  | 1889980 | 5.4398 | 0.0057564 | EIA Unit-level Data | NEI avg EF - PM, fuel type
2018 | NV | Nevada Cogen Associates 2 Black Mountain | 54349 | GTB | CT |  | NA | NG |  | 1884172 | 5.4231 | 0.0057564 | EIA Unit-level Data | NEI avg EF - PM, fuel type
2018 | NV | Nevada Cogen Associates 2 Black Mountain | 54349 | GTC | CT |  | NA | NG |  | 1908664 | 5.4935 | 0.0057564 | EIA Unit-level Data | NEI avg EF - PM, fuel type
2018 | NV | Nevada Solar One | 56405 | HI | ST | OP | NA | NG |  | 37613 | 0.15144 | 0.0080524 | EIA Unit-level Data | NEI avg EF - PM, fuel type
2018 | NV | New Lahontan | 50261 | GEN1 | HY | OP | NA | WAT |  | 167142 |  |  | EIA Prime Mover-level Data
2018 | NV | NGP Blue Mountain I LLC | 56982 | BM1 | BT | OP | NA | GEO |  | 697184 |  |  | EIA Prime Mover-level Data
2018 | NV | NGP Blue Mountain I LLC | 56982 | BM2 | BT | OP | NA | GEO |  | 697184 |  |  | EIA Prime Mover-level Data
2018 | NV | NGP Blue Mountain I LLC | 56982 | BM3 | BT | OP | NA | GEO |  | 697184 |  |  | EIA Prime Mover-level Data
2018 | NV | North Valmy | 8224 | 1 | ST | OP | WALL | SUB | 3,884.0 | 6169957 | 12.2521 | 0.0039715 | EPA/CAMD | EPA/NEI | 1981
2018 | NV | North Valmy | 8224 | 2 | ST | OP | WALL | SUB | 5,318.0 | 9298082 | 16.4123 | 0.0035303 | EPA/CAMD | EPA/NEI | 1985
2018 | NV | NRG Solar Las Vegas MB 2, LLC | 60350 | LVMB2 | PV | OP | NA | SUN |  | 22303 |  |  | EIA Prime Mover-level Data
2018 | NV | NRG Solar Las Vegas MB-1 | 59430 | MB-1 | PV | OP | NA | SUN |  | 84689 |  |  | EIA Prime Mover-level Data
2018 | NV | NVSS-II | 62636 | NVSS2 | PV | OP | NA | SUN
2018 | NV | Patua Acquisition Project, LLC | 58319 | 1 | BT | OP | NA | GEO |  | 337357 |  |  | EIA Prime Mover-level Data
2018 | NV | Patua Acquisition Project, LLC | 58319 | 3 | BT | OP | NA | GEO |  | 337357 |  |  | EIA Prime Mover-level Data
2018 | NV | Patua Acquisition Project, LLC | 58319 | 5 | BT | OP | NA | GEO |  | 337357 |  |  | EIA Prime Mover-level Data
2018 | NV | Patua Acquisition Project, LLC | 58319 | PV-01 | PV | OP | NA | SUN |  | 246632 |  |  | EIA Prime Mover-level Data
2018 | NV | Playa Solar | 59827 | GEN01 | PV | OP | NA | SUN |  | 1956321 |  |  | EIA Prime Mover-level Data
2018 | NV | Playa Solar 2 | 60261 | GEN1 | PV | OP | NA | SUN |  | 2691642 |  |  | EIA Prime Mover-level Data
2018 | NV | Reid Gardner | 2324 | 1 | ST | RE | WALL | BIT
2018 | NV | Reid Gardner | 2324 | 2 | ST | RE | WALL | BIT
2018 | NV | Reid Gardner | 2324 | 3 | ST | RE | WALL | BIT
2018 | NV | Reid Gardner | 2324 | 4 | ST | RE | WALL | BIT
2018 | NV | Richard Burdette Geothermal | 56321 | 1 | BT | OP | NA | GEO |  | 612702 |  |  | EIA Prime Mover-level Data
2018 | NV | Richard Burdette Geothermal | 56321 | OEC2 | BT | OP | NA | GEO |  | 612702 |  |  | EIA Prime Mover-level Data
2018 | NV | River Mountains Solar | 59747 | 1 | PV | OP | NA | SUN |  | 310477 |  |  | EIA Prime Mover-level Data
2018 | NV | Saguaro Power | 54271 | CTG1 | CT |  | NA | NG |  | 3280607 | 9.4423 | 0.0057564 | EIA Unit-level Data | NEI avg EF - PM, fuel type
2018 | NV | Saguaro Power | 54271 | CTG2 | CT |  | NA | NG |  | 3225494 | 9.2837 | 0.0057564 | EIA Unit-level Data | NEI avg EF - PM, fuel type
2018 | NV | Saguaro Power | 54271 | HRSG1 | CA | OP | NA | OG |  | 0 | 0 |  | EIA Unit-level Data | Estimated using an emission factor
2018 | NV | Saguaro Power | 54271 | HRSG2 | CA | OP | NA | OG |  | 0 | 0 |  | EIA Unit-level Data | Estimated using an emission factor
2018 | NV | San Emidio | 57456 | SE-U1 | ST | OP | NA | GEO |  | 587526 |  |  | EIA Prime Mover-level Data
2018 | NV | Searchlight Solar | 59404 | 1 | PV | OP | NA | SUN |  | 448476 |  |  | EIA Prime Mover-level Data
2018 | NV | Searchlight Wind | 58988 | 1 | WT | CN | NA | WND
2018 | NV | Silver State Solar Power North | 57442 | 56188 | PV | OP | NA | SUN |  | 1076415 |  |  | EIA Prime Mover-level Data
2018 | NV | Silver State Solar Power South | 58644 | BLK1 | PV | OP | NA | SUN |  | 684492 |  |  | EIA Prime Mover-level Data
2018 | NV | Silver State Solar Power South | 58644 | BLK2 | PV | OP | NA | SUN |  | 723384 |  |  | EIA Prime Mover-level Data
2018 | NV | Silver State Solar Power South | 58644 | BLK3 | PV | OP | NA | SUN |  | 964511 |  |  | EIA Prime Mover-level Data
2018 | NV | Silver State Solar Power South | 58644 | BLK4 | PV | OP | NA | SUN |  | 925620 |  |  | EIA Prime Mover-level Data
2018 | NV | Silver State Solar Power South | 58644 | BLK5 | PV | OP | NA | SUN |  | 907470 |  |  | EIA Prime Mover-level Data
2018 | NV | Silver State Solar Power South | 58644 | BLK6 | PV | OP | NA | SUN |  | 948955 |  |  | EIA Prime Mover-level Data
2018 | NV | Silver State Solar Power South | 58644 | BLK7 | PV | OP | NA | SUN |  | 907470 |  |  | EIA Prime Mover-level Data
2018 | NV | Silver State Solar Power South | 58644 | BLK8 | PV | OP | NA | SUN |  | 420029 |  |  | EIA Prime Mover-level Data
2018 | NV | Silverhawk | 55841 | A01 | CT | OP | CC | NG | 4,138.0 | 6048776 | 26.41 | 0.0087323 | EPA/CAMD | EPA/NEI | 2004
2018 | NV | Silverhawk | 55841 | A03 | CT | OP | CC | NG | 3,942.0 | 5714010 | 24.95 | 0.0087329 | EPA/CAMD | EPA/NEI | 2004
2018 | NV | Snow Mountain Solar, LLC | 59935 | GEN01 | PV | CN | NA | SUN
2018 | NV | Soda Lake Geothermal No I II | 52174 | OE11 | ST | OP | NA | GEO |  | 25435 |  |  | EIA Prime Mover-level Data
2018 | NV | Soda Lake Geothermal No I II | 52174 | OE12 | ST | OP | NA | GEO |  | 25435 |  |  | EIA Prime Mover-level Data
2018 | NV | Soda Lake Geothermal No I II | 52174 | OE13 | ST | OP | NA | GEO |  | 25435 |  |  | EIA Prime Mover-level Data
2018 | NV | Soda Lake Geothermal No I II | 52174 | OE21 | ST | OP | NA | GEO |  | 31794 |  |  | EIA Prime Mover-level Data
2018 | NV | Soda Lake Geothermal No I II | 52174 | OEC1 | ST | OP | NA | GEO |  | 74185 |  |  | EIA Prime Mover-level Data
2018 | NV | Soda Lake Geothermal No I II | 52174 | OEC2 | ST | OP | NA | GEO |  | 74185 |  |  | EIA Prime Mover-level Data
2018 | NV | Soda Lake Geothermal No I II | 52174 | OEC3 | ST | OP | NA | GEO |  | 74185 |  |  | EIA Prime Mover-level Data
2018 | NV | Soda Lake Geothermal No I II | 52174 | OEC4 | ST | OP | NA | GEO |  | 74185 |  |  | EIA Prime Mover-level Data
2018 | NV | Soda Lake Geothermal No I II | 52174 | OEC5 | ST | OP | NA | GEO |  | 74185 |  |  | EIA Prime Mover-level Data
2018 | NV | Soda Lake Geothermal No I II | 52174 | OEC6 | ST | OP | NA | GEO |  | 74185 |  |  | EIA Prime Mover-level Data
2018 | NV | Spectrum Solar PV Power Project | 58490 | 1 | PV | OP | NA | SUN |  | 759283 |  |  | EIA Prime Mover-level Data
2018 | NV | Spring Valley Wind Project | 57192 | WTG | WT | OP | NA | WND |  | 2847988 |  |  | EIA Prime Mover-level Data
2018 | NV | Steamboat 1 | 50763 | OE11 | BT | RE | NA | GEO
2018 | NV | Steamboat 1 | 50763 | OE12 | BT | RE | NA | GEO
2018 | NV | Steamboat 1 | 50763 | OE13 | BT | RE | NA | GEO
2018 | NV | Steamboat 1 | 50763 | OE14 | BT | RE | NA | GEO
2018 | NV | Steamboat 1 | 50763 | OE21 | BT | RE | NA | GEO
2018 | NV | Steamboat 1 | 50763 | OE22 | BT | RE | NA | GEO
2018 | NV | Steamboat 1 | 50763 | OE23 | BT | RE | NA | GEO
2018 | NV | Steamboat 1A Power Plant | 52138 | DE31 | BT | RE | NA | GEO
2018 | NV | Steamboat 1A Power Plant | 52138 | DE32 | BT | RE | NA | GEO
2018 | NV | Steamboat Hills LP | 50654 | GEN1 | ST | OP | NA | GEO |  | 481832 |  |  | EIA Prime Mover-level Data
2018 | NV | Steamboat Hills LP | 50654 | OEC41 | BT | OP | NA | GEO |  | 394226 |  |  | EIA Prime Mover-level Data
2018 | NV | Steamboat II | 54665 | T201 | BT | OP | NA | GEO |  | 245757 |  |  | EIA Prime Mover-level Data
2018 | NV | Steamboat II | 54665 | T202 | BT | OP | NA | GEO |  | 245757 |  |  | EIA Prime Mover-level Data
2018 | NV | Steamboat III | 54666 | T301 | BT | OP | NA | GEO |  | 281500 |  |  | EIA Prime Mover-level Data
2018 | NV | Steamboat III | 54666 | T302 | BT | OP | NA | GEO |  | 281500 |  |  | EIA Prime Mover-level Data
2018 | NV | Stillwater Facility | 50765 | 1 | PV | OP | NA | SUN |  | 360361 |  |  | EIA Prime Mover-level Data
2018 | NV | Stillwater Facility | 50765 | 1-1 | BT | OP | NA | GEO |  | 273132 |  |  | EIA Prime Mover-level Data
2018 | NV | Stillwater Facility | 50765 | 1-2 | BT | OP | NA | GEO |  | 273132 |  |  | EIA Prime Mover-level Data
2018 | NV | Stillwater Facility | 50765 | 2-1 | BT | OP | NA | GEO |  | 273132 |  |  | EIA Prime Mover-level Data
2018 | NV | Stillwater Facility | 50765 | 2-2 | BT | OP | NA | GEO |  | 273132 |  |  | EIA Prime Mover-level Data
2018 | NV | Stillwater Facility | 50765 | OE11 | BT | RE | NA | GEO
2018 | NV | Stillwater Facility | 50765 | OE12 | BT | RE | NA | GEO
2018 | NV | Stillwater Facility | 50765 | OE13 | BT | RE | NA | GEO
2018 | NV | Stillwater Facility | 50765 | OE14 | BT | RE | NA | GEO
2018 | NV | Stillwater Facility | 50765 | OE15 | BT | RE | NA | GEO
2018 | NV | Stillwater Facility | 50765 | OE16 | BT | RE | NA | GEO
2018 | NV | Stillwater Facility | 50765 | OE17 | BT | RE | NA | GEO
2018 | NV | Stillwater Facility | 50765 | OE21 | BT | RE | NA | GEO
2018 | NV | Stillwater Facility | 50765 | OE22 | BT | RE | NA | GEO
2018 | NV | Stillwater Facility | 50765 | OE23 | BT | RE | NA | GEO
2018 | NV | Stillwater Facility | 50765 | OE24 | BT | RE | NA | GEO
2018 | NV | Stillwater Facility | 50765 | OE25 | BT | RE | NA | GEO
2018 | NV | Stillwater Facility | 50765 | OE26 | BT | RE | NA | GEO
2018 | NV | Stillwater Facility | 50765 | OE27 | BT | RE | NA | GEO
2018 | NV | Sun Peak Generating Station | 54854 | 3 | GT | OP | CT | NG | 252.0 | 160210 | 0.43 | 0.005368 | EPA/CAMD | EPA/NEI | 1991
2018 | NV | Sun Peak Generating Station | 54854 | 4 | GT | OP | CT | NG | 191.0 | 111884 | 0.3 | 0.0053627 | EPA/CAMD | EPA/NEI | 1991
2018 | NV | Sun Peak Generating Station | 54854 | 5 | GT | OP | CT | NG | 232.0 | 144441 | 0.38 | 0.0052617 | EPA/CAMD | EPA/NEI | 1991
2018 | NV | Sunrise | 2326 | 1 | ST | RE | NA | NG
2018 | NV | Sunrise | 2326 | 2 | GT | RE | NA | NG
2018 | NV | Sunshine Valley Solar | 59826 | GEN01 | PV | T | NA | SUN
2018 | NV | Techren | 61611 | TECH1 | PV | TS | NA | SUN
2018 | NV | Techren Solar II LLC | 61930 | TECH2 | PV | U | NA | SUN
2018 | NV | Techren Solar III LLC | 61931 | TECH3 | PV | T | NA | SUN
2018 | NV | Techren Solar IV LLC | 61932 | TECH4 | PV | T | NA | SUN
2018 | NV | Techren Solar V | 62440 | TECH5 | PV | L | NA | SUN
2018 | NV | Terra-Gen Dixie Valley | 52015 | GEN1 | ST | OP | NA | GEO |  | 4357594 |  |  | EIA Prime Mover-level Data
2018 | NV | Terra-Gen Dixie Valley | 52015 | GEN2 | BT | OP | NA | GEO |  | 162720 |  |  | EIA Prime Mover-level Data
2018 | NV | Townsite Solar Project | 60654 | GEN01 | PV | T | NA | SUN
2018 | NV | Townsite Solar Project | 60654 | GEN02 | BA | T | NA | MWH
2018 | NV | Tracy | 2336 | 3 | ST | OP | WALL | NG | 3,030.0 | 1728990 | 5.187 | 0.006 | EPA/CAMD | EPA/NEI | 1974
2018 | NV | Tracy | 2336 | 4 | GT | OP | CT | NG | 2,580.0 | 1628967 | 1.7919 | 0.0022 | EPA/CAMD | EPA/NEI | 1994
2018 | NV | Tracy | 2336 | 5 | GT | OP | CT | NG | 2,282.0 | 1450690 | 1.5958 | 0.0022001 | EPA/CAMD | EPA/NEI | 1994
2018 | NV | Tracy | 2336 | 6 | CT | OP | CC | NG | 5,681.0 | 3492746 | 14.0794 | 0.0080621 | EPA/CAMD | EPA/NEI | 1996
2018 | NV | Tracy | 2336 | 8 | CT | OP | CC | NG | 8,460.0 | 13535850 | 27.1471 | 0.0040111 | EPA/CAMD | EPA/NEI | 2008
2018 | NV | Tracy | 2336 | 9 | CT | OP | CC | NG | 8,457.0 | 13753756 | 6.7778 | 0.00098559 | EPA/CAMD | EPA/NEI | 2008
2018 | NV | TS Power Plant | 56224 | 001 | ST | OP | WALL | SUB | 7,983.0 | 11254122 | 9.1875 | 0.0016327 | EPA/CAMD | EPA/NEI | 2008
2018 | NV | Tungsten Mountain | 60785 | TMSOL | PV | U | NA | SUN
2018 | NV | Tungsten Mountain | 60785 | UNIT1 | BT | OP | NA | GEO |  | 1942053 |  |  | EIA Prime Mover-level Data
2018 | NV | Tuscarora Geothermal Power Plant | 57451 | G9200 | BT | OP | NA | GEO |  | 568061 |  |  | EIA Prime Mover-level Data
2018 | NV | Tuscarora Geothermal Power Plant | 57451 | G9250 | BT | OP | NA | GEO |  | 568061 |  |  | EIA Prime Mover-level Data
2018 | NV | Valley Road | 6530 | 1 | IC | RE | NA | DFO
2018 | NV | Valley Road | 6530 | 2 | IC | RE | NA | DFO
2018 | NV | Valley Road | 6530 | 3 | IC | RE | NA | DFO
2018 | NV | Verdi | 6531 | 1 | HY | OP | NA | WAT |  | 155395 |  |  | EIA Prime Mover-level Data
2018 | NV | Wabuska | 55988 | 1 | ST | RE | NA | GEO
2018 | NV | Wabuska | 55988 | 2 | ST | RE | NA | GEO
2018 | NV | Wabuska | 55988 | 3 | ST | RE | NA | GEO
2018 | NV | Wabuska | 55988 | 4 | ST | RE | NA | GEO
2018 | NV | Wabuska | 55988 | 5 | ST | RE | NA | GEO
2018 | NV | Wabuska | 55988 | 6 | ST | RE | NA | GEO
2018 | NV | Wabuska | 55988 | 7 | ST | RE | NA | GEO
2018 | NV | Walter M. Higgins III Generating Station | 55687 | BHG1 | CT | OP | CC | NG | 6,167.0 | 8855303 | 36.51 | 0.0082459 | EPA/CAMD | EPA/NEI | 2003
2018 | NV | Walter M. Higgins III Generating Station | 55687 | BHG2 | CT | OP | CC | NG | 5,743.0 | 8116218 | 33.47 | 0.0082477 | EPA/CAMD | EPA/NEI | 2003
2018 | NV | Washoe | 6532 | 1 | HY | OP | NA | WAT |  | 55393 |  |  | EIA Prime Mover-level Data
2018 | NV | Washoe | 6532 | 2 | HY | OP | NA | WAT |  | 55393 |  |  | EIA Prime Mover-level Data
2018 | NV | Waste Management Lockwood LFGTE | 57166 | GEN1 | IC | OP | NA | LFG |  | 142375 | 1.0465 | 0.0147 | EIA Prime Mover-level Data | Estimated using an emission factor
2018 | NV | Waste Management Lockwood LFGTE | 57166 | GEN2 | IC | OP | NA | LFG |  | 142375 | 1.0465 | 0.0147 | EIA Prime Mover-level Data | Estimated using an emission factor
2018 | NV | Western 102 Power Plant | 56500 | A101 | IC | OP | NA | NG |  | 209063 | 0.044112 | 0.000422 | EIA Prime Mover-level Data | Estimated using an emission factor
2018 | NV | Western 102 Power Plant | 56500 | B102 | IC | OP | NA | NG |  | 209063 | 0.044112 | 0.000422 | EIA Prime Mover-level Data | Estimated using an emission factor
2018 | NV | Western 102 Power Plant | 56500 | B202 | IC | OP | NA | NG |  | 209063 | 0.044112 | 0.000422 | EIA Prime Mover-level Data | Estimated using an emission factor
2018 | NV | Western 102 Power Plant | 56500 | C102 | IC | OP | NA | NG |  | 209063 | 0.044112 | 0.000422 | EIA Prime Mover-level Data | Estimated using an emission factor
2018 | NV | Western 102 Power Plant | 56500 | C202 | IC | OP | NA | NG |  | 209063 | 0.044112 | 0.000422 | EIA Prime Mover-level Data | Estimated using an emission factor
2018 | NV | Western 102 Power Plant | 56500 | D101 | IC | OP | NA | NG |  | 209063 | 0.044112 | 0.000422 | EIA Prime Mover-level Data | Estimated using an emission factor
2018 | NV | Western 102 Power Plant | 56500 | E102 | IC | OP | NA | NG |  | 209063 | 0.044112 | 0.000422 | EIA Prime Mover-level Data | Estimated using an emission factor
2018 | NV | Western 102 Power Plant | 56500 | E202 | IC | OP | NA | NG |  | 209063 | 0.044112 | 0.000422 | EIA Prime Mover-level Data | Estimated using an emission factor
2018 | NV | Western 102 Power Plant | 56500 | F102 | IC | OP | NA | NG |  | 209063 | 0.044112 | 0.000422 | EIA Prime Mover-level Data | Estimated using an emission factor
2018 | NV | Western 102 Power Plant | 56500 | F202 | IC | OP | NA | NG |  | 209063 | 0.044112 | 0.000422 | EIA Prime Mover-level Data | Estimated using an emission factor
2018 | NV | Western 102 Power Plant | 56500 | G102 | IC | OP | NA | NG |  | 209063 | 0.044112 | 0.000422 | EIA Prime Mover-level Data | Estimated using an emission factor
2018 | NV | Western 102 Power Plant | 56500 | G202 | IC | OP | NA | NG |  | 209063 | 0.044112 | 0.000422 | EIA Prime Mover-level Data | Estimated using an emission factor
2018 | NV | Western 102 Power Plant | 56500 | H102 | IC | OP | NA | NG |  | 209063 | 0.044112 | 0.000422 | EIA Prime Mover-level Data | Estimated using an emission factor
2018 | NV | Western 102 Power Plant | 56500 | H202 | IC | OP | NA | NG |  | 209063 | 0.044112 | 0.000422 | EIA Prime Mover-level Data | Estimated using an emission factor
2018 | NV | Western 102 Power Plant | 56500 | PV1 | PV | OP | NA | SUN |  | 22868 |  |  | EIA Prime Mover-level Data
2018 | NV | Winnemucca | 6533 | 1 | GT | RE | NA | NG
2018 | NY | 23rd and 3rd | 7910 | 2301 | GT | OP | CT | NG | 2,154.0 | 770263 | 3.233 | 0.0083944 | EPA/CAMD | EPA/NEI | 2001
2018 | NY | 23rd and 3rd | 7910 | 2302 | GT | OP | CT | NG | 1,505.0 | 535219 | 3.233 | 0.012081 | EPA/CAMD | EPA/NEI | 2001
2018 | NY | 59th Street | 2503 | CT0001 | GT | OP | CT | KER | 3.0 | 2185 | 0.065 | 0.059497 | EIA non-ozone season distributed and EPA/CAMD ozone season | EPA/NEI | 1969
2018 | NY | 74th Street | 2504 | CT0001 | GT | OP | CT | KER | 4.0 | 1647 | 0.055101 | 0.06691 | EIA non-ozone season distributed and EPA/CAMD ozone season | EPA/NEI | 1968
2018 | NY | 74th Street | 2504 | CT0002 | GT | OP | CT | KER | 7.0 | 2881 | 0.055101 | 0.038251 | EIA non-ozone season distributed and EPA/CAMD ozone season | EPA/NEI | 1968
2018 | NY | 98th Street Battery Storage Station | 62839 | ESS98 | BA | V | NA | MWH
2018 | NY | AG - Energy | 10803 | 1 | CT | OP | CC | NG | 0.0 |  | 0.55878 |  |  | EPA/NEI | 1994
2018 | NY | AG - Energy | 10803 | 2 | CT | OP | CC | NG | 0.0 | [5 empty] | 1994
2018 | NY | Al Turi | 10549 | 2 | IC | OP | NA | LFG |  | 24548 | 0.18043 | 0.0147 | EIA Prime Mover-level Data | Estimated using an emission factor
2018 | NY | Al Turi | 10549 | 3 | IC | OP | NA | LFG |  | 24548 | 0.18043 | 0.0147 | EIA Prime Mover-level Data | Estimated using an emission factor
2018 | NY | Al Turi | 10549 | 3010 | IC | OS | NA | LFG |  | 24548 | 0.18043 | 0.0147 | EIA Prime Mover-level Data | Estimated using an emission factor
2018 | NY | Alabama Ledge Wind Farm LLC | 62261 | GEN1 | WT | P | NA | WND
2018 | NY | Albany Medical Ctr Cogen Plant | 59453 | GTG1 | GT | OP | NA | NG |  | 506126 | 1.3876 | 0.0054834 | EIA Prime Mover-level Data | NEI avg EF - PM, fuel type, firing type
2018 | NY | Albert Einstein College of Medicine | 62398 | CM058 | IC | SB | NA | DFO |  | 10 | 0.00155 | 0.31 | EIA Prime Mover-level Data | Estimated using an emission factor
2018 | NY | Albert Einstein College of Medicine | 62398 | CM111 | IC | SB | NA | DFO |  | 10 | 0.00155 | 0.31 | EIA Prime Mover-level Data | Estimated using an emission factor
2018 | NY | Albert Einstein College of Medicine | 62398 | CM454 | IC | SB | NA | DFO |  | 26 | 0.00403 | 0.31 | EIA Prime Mover-level Data | Estimated using an emission factor
2018 | NY | Albert Einstein College of Medicine | 62398 | CP035 | IC | SB | NA | DFO |  | 52 | 0.00806 | 0.31 | EIA Prime Mover-level Data | Estimated using an emission factor
2018 | NY | Albert Einstein College of Medicine | 62398 | CP643 | IC | SB | NA | DFO |  | 10 | 0.00155 | 0.31 | EIA Prime Mover-level Data | Estimated using an emission factor
2018 | NY | Albert Einstein College of Medicine | 62398 | CP703 | IC | SB | NA | DFO |  | 26 | 0.00403 | 0.31 | EIA Prime Mover-level Data | Estimated using an emission factor
2018 | NY | Albert Einstein College of Medicine | 62398 | CP810 | IC | SB | NA | DFO |  | 36 | 0.00558 | 0.31 | EIA Prime Mover-level Data | Estimated using an emission factor
2018 | NY | Albert Einstein College of Medicine | 62398 | CP919 | IC | SB | NA | DFO |  | 5 | 0.000775 | 0.31 | EIA Prime Mover-level Data | Estimated using an emission factor
2018 | NY | Albert Einstein College of Medicine | 62398 | CP922 | IC | SB | NA | DFO |  | 26 | 0.00403 | 0.31 | EIA Prime Mover-level Data | Estimated using an emission factor
2018 | NY | Albert Einstein College of Medicine | 62398 | CP925 | IC | SB | NA | DFO |  | 47 | 0.007285 | 0.31 | EIA Prime Mover-level Data | Estimated using an emission factor
2018 | NY | Albert Einstein College of Medicine | 62398 | CP961 | IC | SB | NA | DFO |  | 93 | 0.014415 | 0.31 | EIA Prime Mover-level Data | Estimated using an emission factor
2018 | NY | Albert Einstein College of Medicine | 62398 | CP962 | IC | SB | NA | DFO |  | 93 | 0.014415 | 0.31 | EIA Prime Mover-level Data | Estimated using an emission factor
2018 | NY | Albert Einstein College of Medicine | 62398 | WK259 | IC | SB | NA | NG |  | 10 | 2.11e-06 | 0.000422 | EIA Prime Mover-level Data | Estimated using an emission factor
2018 | NY | Alice Falls Hydro Project | 54391 | 1 | HY | OP | NA | WAT |  | 17194 |  |  | EIA Prime Mover-level Data
2018 | NY | Alice Falls Hydro Project | 54391 | 2 | HY | OP | NA | WAT |  | 6878 |  |  | EIA Prime Mover-level Data
2018 | NY | Allegany Station No. 133 | 10619 | 00001 | CT | OP | CC | NG | 899.0 | 314519 | 0.94675 | 0.0060203 | EPA/CAMD | EPA/NEI | 1996
2018 | NY | Allegany Wind Farm | 58779 | 1 | WT | IP | NA | WND
2018 | NY | Allens Falls | 2540 | 1 | HY | OP | NA | WAT |  | 124724 |  |  | EIA Prime Mover-level Data
2018 | NY | Amsterdam North | 61904 | 10044 | PV | OP | NA | SUN |  | 21964 |  |  | EIA Prime Mover-level Data
2018 | NY | Amsterdam South | 61905 | 10045 | PV | OP | NA | SUN |  | 23433 |  |  | EIA Prime Mover-level Data
2018 | NY | Anheuser-Busch Baldwinsville | 61575 | BAL01 | PV | OP | NA | SUN |  | 6885 |  |  | EIA Prime Mover-level Data
2018 | NY | Arkwright Summit Wind Farm LLC | 61673 | WT | WT | OP | NA | WND |  | 786445 |  |  | EIA Prime Mover-level Data
2018 | NY | Arthur Kill | 2490 | 20 | ST | OP | WALL | NG | 4,141.0 | 5373987 | 41.8894 | 0.01559 | EPA/CAMD | EPA/NEI | 1959
2018 | NY | Arthur Kill | 2490 | 30 | ST | OP | TANGENTIAL | NG | 3,297.0 | 6156220 | 41.8894 | 0.013609 | EPA/CAMD | EPA/NEI | 1969
2018 | NY | Arthur Kill | 2490 | CT0001 | GT | OP | CT | NG | 58.0 | 11927 | 0.061102 | 0.010246 | EPA/CAMD | EPA/NEI | 1970
2018 | NY | Ashokan | 88 | 1 | HY | OP | NA | WAT |  | 57726 |  |  | EIA Prime Mover-level Data
2018 | NY | Ashokan | 88 | 2 | HY | OP | NA | WAT |  | 57726 |  |  | EIA Prime Mover-level Data
2018 | NY | Astoria Energy | 55375 | CT1 | CT | OP | CC | NG | 7,978.0 | 12807107 | 104.1534 | 0.016265 | EPA/CAMD | EPA/NEI | 2006
2018 | NY | Astoria Energy | 55375 | CT2 | CT | OP | CC | NG | 7,845.0 | 12959128 | 104.1534 | 0.016074 | EPA/CAMD | EPA/NEI | 2006
2018 | NY | Astoria Energy | 55375 | CT3 | CT | OP | CC | NG | 6,789.0 | 11542631 | 104.1534 | 0.018047 | EPA/CAMD | EPA/NEI | 2011
2018 | NY | Astoria Energy | 55375 | CT4 | CT | OP | CC | NG | 6,089.0 | 10059887 | 104.1534 | 0.020707 | EPA/CAMD | EPA/NEI | 2011
2018 | NY | Astoria Gas Turbine Power | 55243 | CT0005 | GT | OP | CT | DFO | 0.0 |  | 1.5306 |  |  | EPA/NEI | 1970
2018 | NY | Astoria Gas Turbine Power | 55243 | CT0007 | GT | OP | CT | DFO | 0.0 |  | 1.5306 |  |  | EPA/NEI | 1970
2018 | NY | Astoria Gas Turbine Power | 55243 | CT0008 | GT | OP | CT | DFO | 0.0 |  | 1.5306 |  |  | EPA/NEI | 1970
2018 | NY | Astoria Gas Turbine Power | 55243 | CT0010 | GT | OP | CT | DFO | 0.0 |  | 1.5306 |  |  | EPA/NEI | 1971
2018 | NY | Astoria Gas Turbine Power | 55243 | CT0011 | GT | OP | CT | DFO | 0.0 |  | 1.5306 |  |  | EPA/NEI | 1971
2018 | NY | Astoria Gas Turbine Power | 55243 | CT0012 | GT | OP | CT | DFO | 0.0 |  | 1.5306 |  |  | EPA/NEI | 1971
2018 | NY | Astoria Gas Turbine Power | 55243 | CT0013 | GT | OP | CT | DFO | 0.0 |  | 1.5306 |  |  | EPA/NEI | 1971
2018 | NY | Astoria Gas Turbine Power | 55243 | CT2-1A | GT | OP | CT | NG | 317.0 | 42749 | 1.5306 | 0.071607 | EPA/CAMD | EPA/NEI | 1970
2018 | NY | Astoria Gas Turbine Power | 55243 | CT2-1B | GT | OP | CT | NG | 317.0 | 42749 | 1.5306 | 0.071607 | EPA/CAMD | EPA/NEI | 1970
2018 | NY | Astoria Gas Turbine Power | 55243 | CT2-2A | GT | OP | CT | NG | 92.0 | 12097 | 1.5306 | 0.25305 | EPA/CAMD | EPA/NEI | 1970
2018 | NY | Astoria Gas Turbine Power | 55243 | CT2-2B | GT | OP | CT | NG | 92.0 | 12113 | 1.5306 | 0.25272 | EPA/CAMD | EPA/NEI | 1970
2018 | NY | Astoria Gas Turbine Power | 55243 | CT2-3A | GT | OP | CT | NG | 110.0 | 15443 | 1.5306 | 0.19822 | EPA/CAMD | EPA/NEI | 1970
2018 | NY | Astoria Gas Turbine Power | 55243 | CT2-3B | GT | OP | CT | NG | 110.0 | 15443 | 1.5306 | 0.19822 | EPA/CAMD | EPA/NEI | 1970
2018 | NY | Astoria Gas Turbine Power | 55243 | CT2-4A | GT | OP | CT | NG | 196.0 | 27801 | 1.5306 | 0.11011 | EPA/CAMD | EPA/NEI | 1970
2018 | NY | Astoria Gas Turbine Power | 55243 | CT2-4B | GT | OP | CT | NG | 196.0 | 27806 | 1.5306 | 0.11009 | EPA/CAMD | EPA/NEI | 1970
2018 | NY | Astoria Gas Turbine Power | 55243 | CT3-1A | GT | OP | CT | NG | 128.0 | 19321 | 1.5306 | 0.15844 | EPA/CAMD | EPA/NEI | 1970
2018 | NY | Astoria Gas Turbine Power | 55243 | CT3-1B | GT | OP | CT | NG | 128.0 | 18655 | 1.5306 | 0.16409 | EPA/CAMD | EPA/NEI | 1970
2018 | NY | Astoria Gas Turbine Power | 55243 | CT3-2A | GT | OP | CT | NG | 102.0 | 15240 | 1.5306 | 0.20086 | EPA/CAMD | EPA/NEI | 1970
2018 | NY | Astoria Gas Turbine Power | 55243 | CT3-2B | GT | OP | CT | NG | 102.0 | 15254 | 1.5306 | 0.20068 | EPA/CAMD | EPA/NEI | 1970
2018 | NY | Astoria Gas Turbine Power | 55243 | CT3-3A | GT | OP | CT | NG | 85.0 | 12486 | 1.5306 | 0.24517 | EPA/CAMD | EPA/NEI | 1970
2018 | NY | Astoria Gas Turbine Power | 55243 | CT3-3B | GT | OP | CT | NG | 85.0 | 12486 | 1.5306 | 0.24517 | EPA/CAMD | EPA/NEI | 1970
2018 | NY | Astoria Gas Turbine Power | 55243 | CT3-4A | GT | OP | CT | NG | 103.0 | 17694 | 1.5306 | 0.173 | EPA/CAMD | EPA/NEI | 1970
2018 | NY | Astoria Gas Turbine Power | 55243 | CT3-4B | GT | OP | CT | NG | 108.0 | 17696 | 1.5306 | 0.17299 | EPA/CAMD | EPA/NEI | 1970
2018 | NY | Astoria Gas Turbine Power | 55243 | CT4-1A | GT | OP | CT | NG | 128.0 | 18841 | 1.5306 | 0.16247 | EPA/CAMD | EPA/NEI | 1970
2018 | NY | Astoria Gas Turbine Power | 55243 | CT4-1B | GT | OP | CT | NG | 131.0 | 18844 | 1.5306 | 0.16245 | EPA/CAMD | EPA/NEI | 1970
2018 | NY | Astoria Gas Turbine Power | 55243 | CT4-2A | GT | OP | CT | NG | 248.0 | 37084 | 1.5306 | 0.082546 | EPA/CAMD | EPA/NEI | 1970
2018 | NY | Astoria Gas Turbine Power | 55243 | CT4-2B | GT | OP | CT | NG | 248.0 | 37084 | 1.5306 | 0.082546 | EPA/CAMD | EPA/NEI | 1970
2018 | NY | Astoria Gas Turbine Power | 55243 | CT4-3A | GT | OP | CT | NG | 182.0 | 29398 | 1.5306 | 0.10413 | EPA/CAMD | EPA/NEI | 1970
2018 | NY | Astoria Gas Turbine Power | 55243 | CT4-3B | GT | OP | CT | NG | 183.0 | 29473 | 1.5306 | 0.10386 | EPA/CAMD | EPA/NEI | 1970
2018 | NY | Astoria Gas Turbine Power | 55243 | CT4-4A | GT | OP | CT | NG | 145.0 | 21339 | 1.5306 | 0.14345 | EPA/CAMD | EPA/NEI | 1970
2018 | NY | Astoria Gas Turbine Power | 55243 | CT4-4B | GT | OP | CT | NG | 145.0 | 21339 | 1.5306 | 0.14345 | EPA/CAMD | EPA/NEI | 1970
2018 | NY | Astoria Generating Station | 8906 | 20 | ST | OP | WALL | NG | 259.0 | 199081 | 0.82926 | 0.0083308 | EPA/CAMD | EPA/NEI | 1953
2018 | NY | Astoria Generating Station | 8906 | 31RH | ST | OP | WALL | NG | 2,980.0 | 1931680 | 11.8096 | 0.012227 | EPA/CAMD | EPA/NEI | 1958
2018 | NY | Astoria Generating Station | 8906 | 32SH | ST | OP | WALL | NG | 2,980.0 | 1851468 | 11.8096 | 0.012757 | EPA/CAMD | EPA/NEI | 1958
2018 | NY | Astoria Generating Station | 8906 | 41SH | ST | OP | TANGENTIAL | NG | 0.0 | [5 empty] | 1958
2018 | NY | Astoria Generating Station | 8906 | 42RH | ST | OP | TANGENTIAL | NG | 0.0 | [5 empty] | 1958
2018 | NY | Astoria Generating Station | 8906 | 51RH | ST | OP | TANGENTIAL | NG | 6,483.0 | 4641337 | 31.9296 | 0.013759 | EPA/CAMD | EPA/NEI | 1962
2018 | NY | Astoria Generating Station | 8906 | 52SH | ST | OP | TANGENTIAL | NG | 6,483.0 | 4566696 | 31.9296 | 0.013984 | EPA/CAMD | EPA/NEI | 1962
2018 | NY | Astoria Generating Station | 8906 | CT0001 | GT | OP | CT | NG | 79.0 | 13468 | 0.061 | 0.0090585 | EPA/CAMD | EPA/NEI | 1967
2018 | NY | Athens Generating Company | 55405 | 1 | CT | OP | CC | NG | 4,747.0 | 10176431 | 26.276 | 0.0051641 | EPA/CAMD | EPA/NEI | 2003
2018 | NY | Athens Generating Company | 55405 | 2 | CT | OP | CC | NG | 2,864.0 | 6173894 | 11.0625 | 0.0035836 | EPA/CAMD | EPA/NEI | 2003
2018 | NY | Athens Generating Company | 55405 | 3 | CT | OP | CC | NG | 4,268.0 | 9244870 | 14.002 | 0.0030291 | EPA/CAMD | EPA/NEI | 2003
2018 | NY | ATT Jericho | 62572 | ATT49 | FC | OP | NA | NG
2018 | NY | Auburn LFG Energy Facility | 57636 | 1 | IC | OS | NA | LFG
2018 | NY | Auburn LFG Energy Facility | 57636 | 2 | IC | RE | NA | LFG
2018 | NY | Auburn LFG Energy Facility | 57636 | 3 | IC | OS | NA | LFG
2018 | NY | Auburn State Street | 8009 | 1 | GT | OP | NA | NG |  | 198 | 0.00054286 | 0.0054834 | EIA Prime Mover-level Data | NEI avg EF - PM, fuel type, firing type
2018 | NY | Baer Road CSG | 62034 | 7 | PV | OP | NA | SUN |  | 24163 |  |  | EIA Prime Mover-level Data
2018 | NY | Bakerstand Solar (NY) | 62811 | BKSTD | PV | P | NA | SUN
2018 | NY | Baron Winds Farm | 60596 | 1 | WT | L | NA | WND
2018 | NY | Bassett Medical Center | 54863 | 0001 | IC | SB | NA | DFO |  | 60 | 0.0093 | 0.31 | EIA Prime Mover-level Data | Estimated using an emission factor
2018 | NY | Bassett Medical Center | 54863 | 0002 | IC | SB | NA | DFO |  | 60 | 0.0093 | 0.31 | EIA Prime Mover-level Data | Estimated using an emission factor
2018 | NY | Bassett Medical Center | 54863 | 0003 | IC | SB | NA | DFO |  | 60 | 0.0093 | 0.31 | EIA Prime Mover-level Data | Estimated using an emission factor
2018 | NY | Bassett Medical Center | 54863 | 0004 | IC | SB | NA | DFO |  | 121 | 0.018755 | 0.31 | EIA Prime Mover-level Data | Estimated using an emission factor
2018 | NY | Bassett Medical Center | 54863 | 0005 | IC | SB | NA | DFO |  | 121 | 0.018755 | 0.31 | EIA Prime Mover-level Data | Estimated using an emission factor
2018 | NY | Batavia Energy | 54593 | 1 | CT | OP | CC | NG | 867.0 | 326890 | 0.60946 | 0.0037288 | EPA/CAMD | EPA/NEI | 1992
2018 | NY | Bayswater Peaking Facility | 55699 | 1 | GT | OP | CT | NG | 3,127.0 | 1625431 | 4.5855 | 0.0056422 | EPA/CAMD | EPA/NEI | 2002
2018 | NY | Bayswater Peaking Facility | 55699 | 2 | GT | OP | CT | DFO | 232.0 | 97064 | 0.39215 | 0.0080802 | EPA/CAMD | EPA/NEI | 2003
2018 | NY | Beardslee | 2543 | 1 | HY | OP | NA | WAT |  | 259353 |  |  | EIA Prime Mover-level Data
2018 | NY | Beardslee | 2543 | 2 | HY | OP | NA | WAT |  | 259353 |  |  | EIA Prime Mover-level Data
2018 | NY | Beaver Falls, LLC | 10617 | 1 | CT | OP | CC | NG | 205.0 | 100334 | 0.26029 | 0.0051884 | EPA/CAMD | EPA/NEI | 1995
2018 | NY | Beebee Island Hydro Plant | 10531 | 1 | HY | OP | NA | WAT |  | 159103 |  |  | EIA Prime Mover-level Data
2018 | NY | Beebee Island Hydro Plant | 10531 | 2 | HY | OP | NA | WAT |  | 198879 |  |  | EIA Prime Mover-level Data
2018 | NY | Belfort | 2544 | 1 | HY | OP | NA | WAT |  | 22264 |  |  | EIA Prime Mover-level Data
2018 | NY | Belfort | 2544 | 2 | HY | OP | NA | WAT |  | 33397 |  |  | EIA Prime Mover-level Data
2018 | NY | Belfort | 2544 | 3 | HY | OP | NA | WAT |  | 55661 |  |  | EIA Prime Mover-level Data
2018 | NY | Bennetts Bridge | 2545 | 1 | HY | OP | NA | WAT |  | 238910 |  |  | EIA Prime Mover-level Data
2018 | NY | Bennetts Bridge | 2545 | 2 | HY | OP | NA | WAT |  | 238910 |  |  | EIA Prime Mover-level Data
2018 | NY | Bennetts Bridge | 2545 | 3 | HY | OP | NA | WAT |  | 238910 |  |  | EIA Prime Mover-level Data
2018 | NY | Bennetts Bridge | 2545 | 4 | HY | OP | NA | WAT |  | 238910 |  |  | EIA Prime Mover-level Data
2018 | NY | Bethlehem - East | 60477 | BE | PV | OP | NA | SUN |  | 18384 |  |  | EIA Prime Mover-level Data
2018 | NY | Bethlehem - West | 60478 | BW | PV | OP | NA | SUN |  | 18384 |  |  | EIA Prime Mover-level Data
2018 | NY | Bethlehem Energy Center (Albany) | 2539 | 10001 | CT | OP | CC | NG | 7,134.0 | 11306622 | 56.2547 | 0.0099508 | EPA/CAMD | EPA/NEI | 2005
2018 | NY | Bethlehem Energy Center (Albany) | 2539 | 10002 | CT | OP | CC | NG | 7,323.0 | 11617117 | 56.2547 | 0.0096848 | EPA/CAMD | EPA/NEI | 2005
2018 | NY | Bethlehem Energy Center (Albany) | 2539 | 10003 | CT | OP | CC | NG | 7,693.0 | 12673665 | 56.2547 | 0.0088774 | EPA/CAMD | EPA/NEI | 2005
2018 | NY | Bethpage Energy Center | 50292 | GT1 | CT | OP | CC | NG | 5,815.0 | 1103122 | 0.0084137 | 1.5254e-05 | EPA/CAMD | EPA/NEI | 1989
2018 | NY | Bethpage Energy Center | 50292 | GT2 | CT | OP | CC | NG | 5,323.0 | 1181614 | 0.0084137 | 1.4241e-05 | EPA/CAMD | EPA/NEI | 1989
2018 | NY | Bethpage Energy Center | 50292 | GT3 | GT | OP | CT | NG | 2,019.0 | 725963 | 0.0048477 | 1.3355e-05 | EPA/CAMD | EPA/NEI | 2002
2018 | NY | Bethpage Energy Center | 50292 | GT4 | CT | OP | CC | NG | 2,285.0 | 1086387 | 0.0048147 | 8.8637e-06 | EPA/CAMD | EPA/NEI | 2005
2018 | NY | Big Tree Community Solar Farm | 62476 | 607 | PV | T | NA | SUN
2018 | NY | Binghamton Cogen Plant | 55600 | 1 | GT | OP | CT | NG | 96.0 | 35040 | 0.13561 | 0.0077402 | EPA/CAMD | EPA/NEI | 1993
2018 | NY | Black River | 2546 | 1 | HY | OP | NA | WAT |  | 101888 |  |  | EIA Prime Mover-level Data
2018 | NY | Black River | 2546 | 2 | HY | OP | NA | WAT |  | 101888 |  |  | EIA Prime Mover-level Data
2018 | NY | Black River | 2546 | 3 | HY | OP | NA | WAT |  | 101888 |  |  | EIA Prime Mover-level Data
2018 | NY | Black River Generation, LLC | 10464 | E0001 | ST | OP | FLUIDIZED | WDS | 8,252.0 | 1958955 | 17.4446 | 0.01781 | EPA/CAMD | EPA/NEI | 1991
2018 | NY | Black River Generation, LLC | 10464 | E0002 | ST | OP | FLUIDIZED | WDS | 8,381.0 | 2012253 | 17.4446 | 0.017338 | EPA/CAMD | EPA/NEI | 1991
2018 | NY | Black River Generation, LLC | 10464 | E0003 | ST | OP | FLUIDIZED | WDS | 8,326.0 | 2014567 | 17.4446 | 0.017318 | EPA/CAMD | EPA/NEI | 1991
2018 | NY | Black River Hydro Associates | 10687 | DE1 | HY | OP | NA | WAT |  | 56543 |  |  | EIA Prime Mover-level Data
2018 | NY | Black River Hydro Associates | 10687 | PL1 | HY | OP | NA | WAT |  | 77746 |  |  | EIA Prime Mover-level Data
2018 | NY | Black River Hydro Associates | 10687 | RI1 | HY | OP | NA | WAT |  | 67144 |  |  | EIA Prime Mover-level Data
2018 | NY | Blake | 2547 | 1 | HY | OP | NA | WAT |  | 552688 |  |  | EIA Prime Mover-level Data
2018 | NY | Blenheim Gilboa | 2691 | 1 | PS | OP | NA | WAT |  | 0 |  |  | EIA Prime Mover-level Data
2018 | NY | Blenheim Gilboa | 2691 | 2 | PS | OP | NA | WAT |  | 0 |  |  | EIA Prime Mover-level Data
2018 | NY | Blenheim Gilboa | 2691 | 3 | PS | OP | NA | WAT |  | 0 |  |  | EIA Prime Mover-level Data
2018 | NY | Blenheim Gilboa | 2691 | 4 | PS | OP | NA | WAT |  | 0 |  |  | EIA Prime Mover-level Data
2018 | NY | Blydenburgh Solar Project | 61900 | BLYD | PV | OP | NA | SUN
2018 | NY | Boas Rd #1 Community Solar Farm | 62530 | 496 | PV | V | NA | SUN
2018 | NY | Boas Rd #2 Community Solar Farm | 62531 | 1010 | PV | V | NA | SUN
2018 | NY | Boas Rd #3 Community Solar Farm | 62532 | 1011 | PV | V | NA | SUN
2018 | NY | Boas Rd #4 Community Solar Farm | 62533 | 1023 | PV | L | NA | SUN
2018 | NY | Bowline Generating Station | 2625 | 1 | ST | OP | TANGENTIAL | NG | 917.0 | 2669111 | 9.1421 | 0.0068503 | EPA/CAMD | EPA/NEI | 1972
2018 | NY | Bowline Generating Station | 2625 | 2 | ST | OP | WALL | NG | 909.0 | 2729606 | 8.894 | 0.0065167 | EPA/CAMD | EPA/NEI | 1974
2018 | NY | Breesport Road Community Solar Farm | 62157 | 235 | PV | V | NA | SUN
2018 | NY | Brentwood | 7912 | BW01 | GT | OP | CT | NG | 1,820.0 | 603813 | 1.6526 | 0.0054738 | EPA/CAMD | EPA/NEI | 2001
2018 | NY | Brentwood Solar | 58785 | BRT1 | PV | OP | NA | SUN |  | 7604 |  |  | EIA Prime Mover-level Data
2018 | NY | Broadalbin | 61847 | 10046 | PV | OP | NA | SUN |  | 22503 |  |  | EIA Prime Mover-level Data
2018 | NY | Broadalbin-Perth Solar | 61958 | BAP1 | PV | OP | NA | SUN |  | 4076 |  |  | EIA Prime Mover-level Data
2018 | NY | Bronx Zoo | 50427 | GEN1 | IC | SB | NA | NG |  | 37108 | 0.0078298 | 0.000422 | EIA Prime Mover-level Data | Estimated using an emission factor
2018 | NY | Bronx Zoo | 50427 | GEN2 | IC | SB | NA | NG |  | 37108 | 0.0078298 | 0.000422 | EIA Prime Mover-level Data | Estimated using an emission factor
2018 | NY | Bronx Zoo | 50427 | GEN3 | IC | OP | NA | NG |  | 81637 | 0.017225 | 0.000422 | EIA Prime Mover-level Data | Estimated using an emission factor
2018 | NY | Bronx Zoo | 50427 | GEN4 | IC | OP | NA | NG |  | 111323 | 0.023489 | 0.000422 | EIA Prime Mover-level Data | Estimated using an emission factor
2018 | NY | Brookfield Power Glen Falls Hydro | 56936 | GEN1 | HY | OP | NA | WAT |  | 93625 |  |  | EIA Prime Mover-level Data
2018 | NY | Brookfield Power Glen Falls Hydro | 56936 | GEN2 | HY | OP | NA | WAT |  | 78021 |  |  | EIA Prime Mover-level Data
2018 | NY | Brookfield Power Glen Falls Hydro | 56936 | GEN3 | HY | OP | NA | WAT |  | 85823 |  |  | EIA Prime Mover-level Data
2018 | NY | Brookfield Power Glen Falls Hydro | 56936 | GEN4 | HY | OP | NA | WAT |  | 93625 |  |  | EIA Prime Mover-level Data
2018 | NY | Brookfield Power Glen Falls Hydro | 56936 | GEN5 | HY | OP | NA | WAT |  | 109229 |  |  | EIA Prime Mover-level Data
2018 | NY | Brooklyn Hospital Center | 62002 | 400DF | IC | SB | NA | DFO |  | 19 | 0.002945 | 0.31 | EIA Prime Mover-level Data | Estimated using an emission factor
2018 | NY | Brooklyn Hospital Center | 62002 | 500RE | IC | SB | NA | DFO |  | 24 | 0.00372 | 0.31 | EIA Prime Mover-level Data | Estimated using an emission factor
2018 | NY | Brooklyn Hospital Center | 62002 | SR4 | IC | SB | NA | DFO |  | 24 | 0.00372 | 0.31 | EIA Prime Mover-level Data | Estimated using an emission factor
2018 | NY | Brooklyn Navy Yard Cogeneration | 54914 | 1 | CT | OP | CC | NG | 8,295.0 | 9708225 | 0.0084174 | 1.7341e-06 | EPA/CAMD | EPA/NEI | 1996
2018 | NY | Brooklyn Navy Yard Cogeneration | 54914 | 2 | CT | OP | CC | NG | 8,205.0 | 9616054 | 0.007104 | 1.4775e-06 | EPA/CAMD | EPA/NEI | 1996
2018 | NY | Broome County | 60507 | NORTH | PV | OP | NA | SUN |  | 4331 |  |  | EIA Prime Mover-level Data
2018 | NY | Broome County | 60507 | SOUTH | PV | OP | NA | SUN |  | 4331 |  |  | EIA Prime Mover-level Data
2018 | NY | Browns Falls | 2548 | 1 | HY | OP | NA | WAT |  | 248899 |  |  | EIA Prime Mover-level Data
2018 | NY | Browns Falls | 2548 | 2 | HY | OP | NA | WAT |  | 248899 |  |  | EIA Prime Mover-level Data
2018 | NY | Burritt Rd Community Solar Farm | 62480 | 635 | PV | T | NA | SUN
2018 | NY | Burrstone Energy Center | 62920 | CG-1 | IC | OP | NA | NG
2018 | NY | Burrstone Energy Center | 62920 | CG-2 | IC | OP | NA | NG
2018 | NY | Burrstone Energy Center | 62920 | CG-3 | IC | OP | NA | NG
2018 | NY | Burrstone Energy Center | 62920 | CG-4 | IC | OP | NA | NG
2018 | NY | Cadyville | 2522 | 1 | HY | OA | NA | WAT |  | 48833 |  |  | EIA Prime Mover-level Data
2018 | NY | Cadyville | 2522 | 2 | HY | OP | NA | WAT |  | 48833 |  |  | EIA Prime Mover-level Data
2018 | NY | Cadyville | 2522 | 3 | HY | OP | NA | WAT |  | 126153 |  |  | EIA Prime Mover-level Data
2018 | NY | Caithness Long Island Energy Center | 56234 | 0001 | CT | OP | CC | NG | 8,224.0 | 17156207 | 13.1523 | 0.0015332 | EPA/CAMD | EPA/NEI | 2009
2018 | NY | Call Farms 1 | 61470 | CFM11 | PV | OP | NA | SUN |  | 9383 |  |  | EIA Prime Mover-level Data
2018 | NY | Call Farms 3 | 61471 | CFM31 | PV | OP | NA | SUN |  | 10732 |  |  | EIA Prime Mover-level Data
2018 | NY | Calverton | 60452 | CALV | PV | OP | NA | SUN |  | 44531 |  |  | EIA Prime Mover-level Data
2018 | NY | Camden CSD Solar Array | 61604 | 1 | PV | OP | NA | SUN |  | 22857 |  |  | EIA Prime Mover-level Data
2018 | NY | Canandaigua Solar Array | 61043 | PV1 | PV | OP | NA | SUN |  | 23935 |  |  | EIA Prime Mover-level Data
2018 | NY | Canandaigua Westbrook Solar Array | 61042 | PV1 | PV | OP | NA | SUN |  | 16148 |  |  | EIA Prime Mover-level Data
2018 | NY | Carr Street Generating Station | 50978 | A | CT | OP | CC | NG | 2,130.0 | 720594 | 2.4086 | 0.006685 | EPA/CAMD | EPA/NEI | 1993
2018 | NY | Carr Street Generating Station | 50978 | B | CT | OP | CC | NG | 2,126.0 | 726032 | 2.4086 | 0.0066349 | EPA/CAMD | EPA/NEI | 1993
2018 | NY | Carthage Energy | 10620 | 1 | CT | OP | CC | NG | 541.0 | 180611 | 0.045144 | 0.00049991 | EPA/CAMD | EPA/NEI | 1991
2018 | NY | Carver Falls | 6456 | 1 | HY | OP | NA | WAT |  | 39034 |  |  | EIA Prime Mover-level Data
2018 | NY | Carver Falls | 6456 | 2 | HY | OP | NA | WAT |  | 18015 |  |  | EIA Prime Mover-level Data
2018 | NY | Cassadaga Wind Farm | 58777 | 1 | WT | L | NA | WND
2018 | NY | Castleton Power, LLC | 10190 | 1 | CT | OP | CC | NG | 2,301.0 | 1231300 | 1.034 | 0.0016795 | EPA/CAMD | EPA/NEI | 1992
2018 | NY | Cayuga Operating Company, LLC | 2535 | 1 | ST | OP | TANGENTIAL | BIT | 982.0 | 916096 | 0.023415 | 5.1119e-05 | EPA/CAMD | EPA/NEI | 1955
2018 | NY | Cayuga Operating Company, LLC | 2535 | 2 | ST | OP | TANGENTIAL | BIT | 223.0 | 123849 | 0.023415 | 0.00037812 | EPA/CAMD | EPA/NEI | 1958
2018 | NY | CBP Solar | 62613 | CBPB1 | PV | OP | NA | SUN |  | 9145 |  |  | EIA Prime Mover-level Data
2018 | NY | Cedar Creek PV | 61376 | CEDR1 | PV | OP | NA | SUN |  | 26560 |  |  | EIA Prime Mover-level Data
2018 | NY | Center Falls | 10853 | 1 | HY | OP | NA | WAT |  | 10116 |  |  | EIA Prime Mover-level Data
2018 | NY | Center Falls | 10853 | 2 | HY | OP | NA | WAT |  | 10116 |  |  | EIA Prime Mover-level Data
2018 | NY | Center Falls | 10853 | 3 | HY | OP | NA | WAT |  | 7587 |  |  | EIA Prime Mover-level Data
2018 | NY | Central Hudson High Falls | 579 | 1 | HY | OP | NA | WAT |  | 69479 |  |  | EIA Prime Mover-level Data
2018 | NY | Chaffee Gas Recovery | 56526 | GEN1 | IC | OP | NA | LFG |  | 78160 | 0.57448 | 0.0147 | EIA Prime Mover-level Data | Estimated using an emission factor
2018 | NY | Chaffee Gas Recovery | 56526 | GEN2 | IC | OP | NA | LFG |  | 78160 | 0.57448 | 0.0147 | EIA Prime Mover-level Data | Estimated using an emission factor
2018 | NY | Chaffee Gas Recovery | 56526 | GEN3 | IC | OP | NA | LFG |  | 78160 | 0.57448 | 0.0147 | EIA Prime Mover-level Data | Estimated using an emission factor
2018 | NY | Chaffee Gas Recovery | 56526 | GEN4 | IC | OP | NA | LFG |  | 78160 | 0.57448 | 0.0147 | EIA Prime Mover-level Data | Estimated using an emission factor
2018 | NY | Chaffee Gas Recovery | 56526 | GEN5 | IC | OP | NA | LFG |  | 78160 | 0.57448 | 0.0147 | EIA Prime Mover-level Data | Estimated using an emission factor
2018 | NY | Chaffee Gas Recovery | 56526 | GEN6 | IC | OP | NA | LFG |  | 78160 | 0.57448 | 0.0147 | EIA Prime Mover-level Data | Estimated using an emission factor
2018 | NY | Chaffee Gas Recovery | 56526 | GEN7 | IC | OP | NA | LFG |  | 78160 | 0.57448 | 0.0147 | EIA Prime Mover-level Data | Estimated using an emission factor
2018 | NY | Chaffee Gas Recovery | 56526 | GEN8 | IC | OP | NA | LFG |  | 78160 | 0.57448 | 0.0147 | EIA Prime Mover-level Data | Estimated using an emission factor
2018 | NY | Chambers Road Solar | 62860 | 263 | PV | L | NA | SUN
2018 | NY | Charles P Keller | 2695 | 7 | IC | OP | NA | DFO |  | 1217 | 0.18863 | 0.31 | EIA Prime Mover-level Data | Estimated using an emission factor
2018 | NY | Charles P Keller | 2695 | 8 | IC | OP | NA | DFO |  | 1460 | 0.2263 | 0.31 | EIA Prime Mover-level Data | Estimated using an emission factor
2018 | NY | Charles P Keller | 2695 | 9 | IC | OP | NA | NG |  | 2130 | 0.00044943 | 0.000422 | EIA Prime Mover-level Data | Estimated using an emission factor
2018 | NY | Charles P Keller | 2695 | 10 | IC | OP | NA | NG |  | 2130 | 0.00044943 | 0.000422 | EIA Prime Mover-level Data | Estimated using an emission factor
2018 | NY | Charles P Keller | 2695 | 11 | IC | OP | NA | NG |  | 3164 | 0.0006676 | 0.000422 | EIA Prime Mover-level Data | Estimated using an emission factor
2018 | NY | Charles P Keller | 2695 | 12 | IC | OP | NA | NG |  | 3346 | 0.00070601 | 0.000422 | EIA Prime Mover-level Data | Estimated using an emission factor
2018 | NY | Charles P Keller | 2695 | 13 | IC | OP | NA | NG |  | 3346 | 0.00070601 | 0.000422 | EIA Prime Mover-level Data | Estimated using an emission factor
2018 | NY | Charles P Keller | 2695 | 14 | IC | OP | NA | NG |  | 3772 | 0.00079589 | 0.000422 | EIA Prime Mover-level Data | Estimated using an emission factor
2018 | NY | Charles Poletti | 2491 | 6 | ST | RE | NA | RFO
2018 | NY | Chasm | 2550 | 1 | HY | OP | NA | WAT |  | 66692 |  |  | EIA Prime Mover-level Data
2018 | NY | Chasm | 2550 | 2 | HY | OP | NA | WAT |  | 66692 |  |  | EIA Prime Mover-level Data
2018 | NY | Chasm | 2550 | 3 | HY | OP | NA | WAT |  | 66692 |  |  | EIA Prime Mover-level Data
2018 | NY | Chasm Hydro Partnership | 50315 | 1100 | HY | OA | NA | WAT
2018 | NY | Chasm Hydro Partnership | 50315 | 2600 | HY | OA | NA | WAT
2018 | NY | Chateaugay High Falls Hydro | 50093 | WT | HY | OP | NA | WAT |  | 65176 |  |  | EIA Prime Mover-level Data
2018 | NY | Chautauqua LFGTE Facility | 57186 | GEN1 | IC | OP | NA | LFG |  | 92533 | 0.68012 | 0.0147 | EIA Prime Mover-level Data | Estimated using an emission factor
2018 | NY | Chautauqua LFGTE Facility | 57186 | GEN2 | IC | OP | NA | LFG |  | 92533 | 0.68012 | 0.0147 | EIA Prime Mover-level Data | Estimated using an emission factor
2018 | NY | Chautauqua LFGTE Facility | 57186 | GEN3 | IC | OP | NA | LFG |  | 92533 | 0.68012 | 0.0147 | EIA Prime Mover-level Data | Estimated using an emission factor
2018 | NY | Chautauqua LFGTE Facility | 57186 | GEN4 | IC | OP | NA | LFG |  | 92533 | 0.68012 | 0.0147 | EIA Prime Mover-level Data | Estimated using an emission factor
2018 | NY | Chautauqua LFGTE Facility | 57186 | GEN5 | IC | OP | NA | LFG |  | 92533 | 0.68012 | 0.0147 | EIA Prime Mover-level Data | Estimated using an emission factor
2018 | NY | Chautauqua LFGTE Facility | 57186 | GEN6 | IC | OP | NA | LFG |  | 92533 | 0.68012 | 0.0147 | EIA Prime Mover-level Data | Estimated using an emission factor
2018 | NY | Chester CSG | 62761 | CH | PV | T | NA | SUN
2018 | NY | City of Rochester Solar | 61804 | ROC01 | PV | OP | NA | SUN |  | 25503 |  |  | EIA Prime Mover-level Data
2018 | NY | CJ Solar I, LLC | 61719 | LWCJ1 | PV | OP | NA | SUN |  | 4906 |  |  | EIA Prime Mover-level Data
2018 | NY | Clarkson Solar | 59623 | CSPV | PV | OP | NA | SUN |  | 20781 |  |  | EIA Prime Mover-level Data
2018 | NY | Clarkstown Landfill Solar Facility | 60004 | INV#1 | PV | OP | NA | SUN |  | 10523 |  |  | EIA Prime Mover-level Data
2018 | NY | Clarkstown Landfill Solar Facility | 60004 | INV#2 | PV | OP | NA | SUN |  | 10523 |  |  | EIA Prime Mover-level Data
2018 | NY | Clinton LFGTE Facility | 56986 | GEN1 | IC | OP | NA | LFG |  | 78192 | 0.57471 | 0.0147 | EIA Prime Mover-level Data | Estimated using an emission factor
2018 | NY | Clinton LFGTE Facility | 56986 | GEN2 | IC | OP | NA | LFG |  | 78192 | 0.57471 | 0.0147 | EIA Prime Mover-level Data | Estimated using an emission factor
2018 | NY | Clinton LFGTE Facility | 56986 | GEN3 | IC | OP | NA | LFG |  | 78192 | 0.57471 | 0.0147 | EIA Prime Mover-level Data | Estimated using an emission factor
2018 | NY | Clinton LFGTE Facility | 56986 | GEN4 | IC | OP | NA | LFG |  | 78192 | 0.57471 | 0.0147 | EIA Prime Mover-level Data | Estimated using an emission factor
2018 | NY | CMR Solar LLC | 62486 | CMRSL | PV | U | NA | SUN
2018 | NY | Cody Road Wind Farm | 61592 | WT1 | WT | U | NA | WND
2018 | NY | Cody Road Wind Farm | 61592 | WT2 | WT | U | NA | WND
2018 | NY | Cody Road Wind Farm | 61592 | WT3 | WT | U | NA | WND
2018 | NY | Cody Road Wind Farm | 61592 | WT4 | WT | U | NA | WND
2018 | NY | Cody Road Wind Farm | 61592 | WT5 | WT | U | NA | WND
2018 | NY | Cohalan | 58790 | CLN1 | PV | OP | NA | SUN |  | 27531 |  |  | EIA Prime Mover-level Data
2018 | NY | Cohalan | 58790 | CLN2 | PV | OP | NA | SUN |  | 16519 |  |  | EIA Prime Mover-level Data
2018 | NY | Cohocton Wind Project | 56634 | 1 | WT | OP | NA | WND |  | 1562425 |  |  | EIA Prime Mover-level Data
2018 | NY | Colonie LFGTE Facility | 56324 | GEN1 | IC | OP | NA | LFG |  | 93028 | 0.68376 | 0.0147 | EIA Prime Mover-level Data | Estimated using an emission factor
2018 | NY | Colonie LFGTE Facility | 56324 | GEN2 | IC | OP | NA | LFG |  | 93028 | 0.68376 | 0.0147 | EIA Prime Mover-level Data | Estimated using an emission factor
2018 | NY | Colonie LFGTE Facility | 56324 | GEN3 | IC | OP | NA | LFG |  | 93028 | 0.68376 | 0.0147 | EIA Prime Mover-level Data | Estimated using an emission factor
2018 | NY | Colonie LFGTE Facility | 56324 | GEN4 | IC | OP | NA | LFG |  | 93028 | 0.68376 | 0.0147 | EIA Prime Mover-level Data | Estimated using an emission factor
2018 | NY | Colton | 2551 | 1 | HY | OP | NA | WAT |  | 484676 |  |  | EIA Prime Mover-level Data
2018 | NY | Colton | 2551 | 2 | HY | OP | NA | WAT |  | 528738 |  |  | EIA Prime Mover-level Data
2018 | NY | Colton | 2551 | 3 | HY | OP | NA | WAT |  | 572799 |  |  | EIA Prime Mover-level Data
2018 | NY | Columbia University - Johnson Farms | 61576 | JF01 | PV | OP | NA | SUN |  | 10422 |  |  | EIA Prime Mover-level Data
2018 | NY | Columbia University - Minisink | 61578 | MIN01 | PV | OP | NA | SUN |  | 9347 |  |  | EIA Prime Mover-level Data
2018 | NY | Copenhagen Plant | 10545 | GEN1 | HY | OP | NA | WAT |  | 30255 |  |  | EIA Prime Mover-level Data
2018 | NY | Copenhagen Plant | 10545 | GEN2 | HY | OP | NA | WAT |  | 30255 |  |  | EIA Prime Mover-level Data
2018 | NY | Copenhagen Plant | 10545 | GEN3 | HY | OP | NA | WAT |  | 6051 |  |  | EIA Prime Mover-level Data
2018 | NY | Copenhagen Wind Farm | 58979 | CPHGN | WT | OP | NA | WND |  | 32469 |  |  | EIA Prime Mover-level Data
2018 | NY | Cornell Geneva Solar Farm | 60150 | ARGOS | PV | OP | NA | SUN |  | 28003 |  |  | EIA Prime Mover-level Data
2018 | NY | Cornell Hydro | 10286 | 1 | HY | OP | NA | WAT |  | 23608 |  |  | EIA Prime Mover-level Data
2018 | NY | Cornell Hydro | 10286 | 2 | HY | OP | NA | WAT |  | 32460 |  |  | EIA Prime Mover-level Data
2018 | NY | Cornell Snyder Road Solar Array | 59470 | CSR1 | PV | OP | NA | SUN |  | 17396 |  |  | EIA Prime Mover-level Data
2018 | NY | Cornell University Ithaca Campus | 50368 | CT1 | CT | OP | CC | NG | 3,487.0 | 1180227 | 3.3969 | 0.0057564 | EIA non-ozone season distributed and EPA/CAMD ozone season | NEI avg EF - PM, fuel type, firing type | 2009
2018 | NY | Cornell University Ithaca Campus | 50368 | CT2 | CT | OP | CC | NG | 3,366.0 | 1131760 | 3.2574 | 0.0057564 | EIA non-ozone season distributed and EPA/CAMD ozone season | NEI avg EF - PM, fuel type, firing type | 2009
2018 | NY | COU Solar I, LLC | 61720 | LECOU | PV | OP | NA | SUN |  | 4823 |  |  | EIA Prime Mover-level Data
2018 | NY | County Route 11 Community Solar Farm | 62507 | 1419 | PV | L | NA | SUN
2018 | NY | Covanta Babylon Inc | 50649 | 1 | ST | OP | NA | MSW |  | 1189497 | 0.092781 | 0.000156 | EIA Unit-level Data | Estimated using an emission factor
2018 | NY | Covanta Babylon Inc | 50649 | 2 | ST | OP | NA | MSW |  | 1146378 | 0.089417 | 0.000156 | EIA Unit-level Data | Estimated using an emission factor
2018 | NY | Covanta Hempstead | 10642 | 1 | ST | OP | NA | MSW |  | 3471327 | 0.81229 | 0.000468 | EIA Unit-level Data | Estimated using an emission factor
2018 | NY | Covanta Hempstead | 10642 | 2 | ST | OP | NA | MSW |  | 3426041 | 0.80169 | 0.000468 | EIA Unit-level Data | Estimated using an emission factor
2018 | NY | Covanta Hempstead | 10642 | 3 | ST | OP | NA | MSW |  | 3489336 | 0.8165 | 0.000468 | EIA Unit-level Data | Estimated using an emission factor
2018 | NY | Covanta Niagara | 50472 | BLR05 | ST | OP | WALL | NG | 2,243.0 | 4589011 | 16.4617 | 0.0071744 | EIA non-ozone season distributed and EPA/CAMD ozone season | NEI avg EF - PM, fuel type, firing type | 2014
2018 | NY | Covanta Niagara | 50472 | BLR3 | ST | OP | NA | MSW |  | 3958572 | 3.0877 | 0.00156 | EIA Unit-level Data | Estimated using an emission factor
2018 | NY | Covanta Niagara | 50472 | BLR4 | ST | OP | NA | MSW |  | 4091668 | 3.1915 | 0.00156 | EIA Unit-level Data | Estimated using an emission factor
2018 | NY | Covanta Niagara | 50472 | R1B01 | ST | OP | WALL | NG | 3,907.0 | 662350 | 2.376 | 0.0071744 | EPA/CAMD | NEI avg EF - PM, fuel type, firing type | 1980
2018 | NY | Covanta Niagara | 50472 | R1B02 | ST | OP | WALL | NG | 0.0 | [5 empty] | 1980
2018 | NY | Crescent | 2685 | 1 | HY | OP | NA | WAT |  | 152892 |  |  | EIA Prime Mover-level Data
2018 | NY | Crescent | 2685 | 2 | HY | OP | NA | WAT |  | 152892 |  |  | EIA Prime Mover-level Data
2018 | NY | Crescent | 2685 | 3 | HY | OP | NA | WAT |  | 163813 |  |  | EIA Prime Mover-level Data
2018 | NY | Crescent | 2685 | 4 | HY | OP | NA | WAT |  | 163813 |  |  | EIA Prime Mover-level Data
2018 | NY | Cricket Valley Energy | 57185 | U001 | CA | V | NA | NG
2018 | NY | Cricket Valley Energy | 57185 | U002 | CA | V | NA | NG
2018 | NY | Cricket Valley Energy | 57185 | U003 | CA | V | NA | NG
2018 | NY | Cricket Valley Energy | 57185 | U004 | CT | V | NA | NG
2018 | NY | Cricket Valley Energy | 57185 | U005 | CT | V | NA | NG
2018 | NY | Cricket Valley Energy | 57185 | U006 | CT | V | NA | NG
2018 | NY | Cummins, Inc | 60453 | CUMM | PV | OP | NA | SUN |  | 15171 |  |  | EIA Prime Mover-level Data
2018 | NY | Curtis Palmer Hydroelectric | 54580 | C1 | HY | OP | NA | WAT |  | 129326 |  |  | EIA Prime Mover-level Data
2018 | NY | Curtis Palmer Hydroelectric | 54580 | C2 | HY | OP | NA | WAT |  | 129326 |  |  | EIA Prime Mover-level Data
2018 | NY | Curtis Palmer Hydroelectric | 54580 | C3 | HY | OP | NA | WAT |  | 129326 |  |  | EIA Prime Mover-level Data
2018 | NY | Curtis Palmer Hydroelectric | 54580 | C4 | HY | OP | NA | WAT |  | 49741 |  |  | EIA Prime Mover-level Data
2018 | NY | Curtis Palmer Hydroelectric | 54580 | C5 | HY | OP | NA | WAT |  | 49741 |  |  | EIA Prime Mover-level Data
2018 | NY | Curtis Palmer Hydroelectric | 54580 | P1 | HY | OP | NA | WAT |  | 1223621 |  |  | EIA Prime Mover-level Data
2018 | NY | Curtis Palmer Hydroelectric | 54580 | P2 | HY | OP | NA | WAT |  | 1223621 |  |  | EIA Prime Mover-level Data
2018 | NY | Dahowa Hydro | 50280 | GEN1 | HY | OP | NA | WAT |  | 276202 |  |  | EIA Prime Mover-level Data
2018 | NY | DANC LFGTE Facility | 56958 | GEN1 | IC | OP | NA | LFG |  | 91765 | 0.67447 | 0.0147 | EIA Prime Mover-level Data | Estimated using an emission factor
2018 | NY | DANC LFGTE Facility | 56958 | GEN2 | IC | OP | NA | LFG |  | 91765 | 0.67447 | 0.0147 | EIA Prime Mover-level Data | Estimated using an emission factor
2018 | NY | DANC LFGTE Facility | 56958 | GEN3 | IC | OP | NA | LFG |  | 91765 | 0.67447 | 0.0147 | EIA Prime Mover-level Data | Estimated using an emission factor
2018 | NY | DANC LFGTE Facility | 56958 | GEN4 | IC | OP | NA | LFG |  | 91765 | 0.67447 | 0.0147 | EIA Prime Mover-level Data | Estimated using an emission factor
2018 | NY | Danskammer Generating Station | 2480 | 1 | ST | OP | TANGENTIAL | NG | 132.0 | 56268 | 0.056673 | 0.0020144 | EPA/CAMD | EPA/NEI | 1951
2018 | NY | Danskammer Generating Station | 2480 | 2 | ST | OP | TANGENTIAL | NG | 141.0 | 42191 | 0.052895 | 0.0025074 | EPA/CAMD | EPA/NEI | 1954
2018 | NY | Danskammer Generating Station | 2480 | 3 | ST | OP | TANGENTIAL | NG | 298.0 | 235658 | 0.026448 | 0.00022446 | EPA/CAMD | EPA/NEI | 1959
2018 | NY | Danskammer Generating Station | 2480 | 4 | ST | OP | TANGENTIAL | NG | 136.0 | 106038 | 0.15869 | 0.002993 | EPA/CAMD | EPA/NEI | 1967
2018 | NY | Dashville | 2481 | 1 | HY | OP | NA | WAT |  | 84717 |  |  | EIA Prime Mover-level Data
2018 | NY | Dashville | 2481 | 2 | HY | OP | NA | WAT |  | 84717 |  |  | EIA Prime Mover-level Data
2018 | NY | Daum Solar | 62412 | DAUM | PV | P | NA | SUN
2018 | NY | Deer Park | 58786 | DRP1 | PV | OP | NA | SUN |  | 30464 |  |  | EIA Prime Mover-level Data
2018 | NY | Deferiet | 2552 | 1 | HY | OP | NA | WAT |  | 154395 |  |  | EIA Prime Mover-level Data
2018 | NY | Deferiet | 2552 | 2 | HY | OP | NA | WAT |  | 154395 |  |  | EIA Prime Mover-level Data
2018 | NY | Deferiet | 2552 | 3 | HY | OP | NA | WAT |  | 154395 |  |  | EIA Prime Mover-level Data
2018 | NY | Dennison | 58787 | DNN1 | PV | OP | NA | SUN |  | 19256 |  |  | EIA Prime Mover-level Data
2018 | NY | Dexter Plant | 10538 | GEN1 | HY | OP | NA | WAT |  | 20443 |  |  | EIA Prime Mover-level Data
2018 | NY | Dexter Plant | 10538 | GEN2 | HY | OP | NA | WAT |  | 20443 |  |  | EIA Prime Mover-level Data
2018 | NY | Dexter Plant | 10538 | GEN3 | HY | OP | NA | WAT |  | 8177 |  |  | EIA Prime Mover-level Data
2018 | NY | Dexter Plant | 10538 | GEN4 | HY | OP | NA | WAT |  | 8177 |  |  | EIA Prime Mover-level Data
2018 | NY | Dexter Plant | 10538 | GEN5 | HY | OP | NA | WAT |  | 8177 |  |  | EIA Prime Mover-level Data
2018 | NY | Dexter Plant | 10538 | GEN6 | HY | OP | NA | WAT |  | 53151 |  |  | EIA Prime Mover-level Data
2018 | NY | Dexter Plant | 10538 | GEN7 | HY | OP | NA | WAT |  | 53151 |  |  | EIA Prime Mover-level Data
2018 | NY | Diamond Island Plant | 10540 | GEN1 | HY | OP | NA | WAT |  | 15517 |  |  | EIA Prime Mover-level Data
2018 | NY | Diamond Island Plant | 10540 | GEN2 | HY | OP | NA | WAT |  | 15517 |  |  | EIA Prime Mover-level Data
2018 | NY | Diamond Island Plant | 10540 | GEN3 | HY | OP | NA | WAT |  | 15517 |  |  | EIA Prime Mover-level Data
2018 | NY | Diana Hydroelectric | 10237 | GEN1 | HY | OP | NA | WAT |  | 60161 |  |  | EIA Prime Mover-level Data
2018 | NY | Dolgeville Hydro | 10238 | GEN1 | HY | OP | NA | WAT |  | 11096 |  |  | EIA Prime Mover-level Data
2018 | NY | Dryden Rd #2 Community Solar Farm | 62477 | 372 | PV | T | NA | SUN
2018 | NY | Duanesburg | 61863 | 10048 | PV | OP | NA | SUN |  | 21144 |  |  | EIA Prime Mover-level Data
2018 | NY | Dunn Paper | 54878 | 01 | HY | OP | NA | WAT |  | 20005 |  |  | EIA Prime Mover-level Data
2018 | NY | Dunn Paper | 54878 | 02 | HY | OP | NA | WAT |  | 15004 |  |  | EIA Prime Mover-level Data
2018 | NY | Dunn Paper | 54878 | 03 | HY | OP | NA | WAT |  | 15004 |  |  | EIA Prime Mover-level Data
2018 | NY | Dutch Hill Wind Project | 56633 | 1 | WT | OP | NA | WND |  | 669497 |  |  | EIA Prime Mover-level Data
2018 | NY | Dutchess Cnty Resource Recovery Facility | 10305 | GEN1 | ST | OP | NA | MSW |  | 1264726 | 98.6486 | 0.156 | EIA Prime Mover-level Data | Estimated using an emission factor
2018 | NY | E F Barrett | 2511 | 10 | ST | OP | TANGENTIAL | NG | 4,928.0 | 6447194 | 1.3861 | 0.00043 | EPA/CAMD | EPA/NEI | 1956
2018 | NY | E F Barrett | 2511 | 20 | ST | OP | TANGENTIAL | NG | 6,138.0 | 7910359 | 1.7007 | 0.00043 | EPA/CAMD | EPA/NEI | 1963
2018 | NY | E F Barrett | 2511 | U00004 | GT | OP | CT | NG | 378.0 | 63947 | 1.3136 | 0.041083 | EPA/CAMD | EPA/NEI | 1970
2018 | NY | E F Barrett | 2511 | U00005 | GT | OP | CT | NG | 374.0 | 64337 | 1.3136 | 0.040834 | EPA/CAMD | EPA/NEI | 1970
2018 | NY | E F Barrett | 2511 | U00006 | GT | OP | CT | NG | 665.0 | 103840 | 1.3136 | 0.0253 | EPA/CAMD | EPA/NEI | 1970
2018 | NY | E F Barrett | 2511 | U00007 | GT | OP | CT | NG | 918.0 | 146853 | 1.3136 | 0.01789 | EPA/CAMD | EPA/NEI | 1970
2018 | NY | E F Barrett | 2511 | U00008 | GT | OP | CT | NG | 671.0 | 111145 | 1.3136 | 0.023637 | EPA/CAMD | EPA/NEI | 1970
2018 | NY | E F Barrett | 2511 | U00009 | GT | OP | CT | NG | 457.0 | 75329 | 1.3136 | 0.034875 | EPA/CAMD | EPA/NEI | 1970
2018 | NY | E F Barrett | 2511 | U00010 | GT | OP | CT | NG | 0.0 |  | 1.3136 |  |  | EPA/NEI | 1970
2018 | NY | E F Barrett | 2511 | U00011 | GT | OP | CT | NG | 484.0 | 75477 | 1.3136 | 0.034807 | EPA/CAMD | EPA/NEI | 1970
2018 | NY | E F Barrett | 2511 | U00012 | GT | OP | CT | NG | 914.0 | 183192 | 3.0127 | 0.032891 | EPA/CAMD | EPA/NEI | 1970
2018 | NY | E F Barrett | 2511 | U00013 | GT | OP | CT | NG | 914.0 | 183192 | 3.0127 | 0.032891 | EPA/CAMD | EPA/NEI | 1970
2018 | NY | E F Barrett | 2511 | U00014 | GT | OP | CT | NG | 805.0 | 134788 | 3.0127 | 0.044703 | EPA/CAMD | EPA/NEI | 1970
2018 | NY | E F Barrett | 2511 | U00015 | GT | OP | CT | NG | 805.0 | 134788 | 3.0127 | 0.044703 | EPA/CAMD | EPA/NEI | 1970
2018 | NY | E F Barrett | 2511 | U00016 | GT | OP | CT | NG | 1,413.0 | 303329 | 3.0127 | 0.019864 | EPA/CAMD | EPA/NEI | 1970
2018 | NY | E F Barrett | 2511 | U00017 | GT | OP | CT | NG | 1,413.0 | 303329 | 3.0127 | 0.019864 | EPA/CAMD | EPA/NEI | 1970
2018 | NY | E F Barrett | 2511 | U00018 | GT | OP | CT | NG | 1,079.0 | 238291 | 3.0127 | 0.025286 | EPA/CAMD | EPA/NEI | 1970
2018 | NY | E F Barrett | 2511 | U00019 | GT | OP | CT | NG | 1,079.0 | 238291 | 3.0127 | 0.025286 | EPA/CAMD | EPA/NEI | 1970
2018 | NY | E J West | 6527 | 1 | HY | OP | NA | WAT |  | 246583 |  |  | EIA Prime Mover-level Data
2018 | NY | E J West | 6527 | 2 | HY | OP | NA | WAT |  | 246583 |  |  | EIA Prime Mover-level Data
2018 | NY | Eagle | 2555 | 1 | HY | OP | NA | WAT |  | 93608 |  |  | EIA Prime Mover-level Data
2018 | NY | Eagle | 2555 | 2 | HY | OP | NA | WAT |  | 46804 |  |  | EIA Prime Mover-level Data
2018 | NY | Eagle | 2555 | 3 | HY | OP | NA | WAT |  | 46804 |  |  | EIA Prime Mover-level Data
2018 | NY | Eagle | 2555 | 4 | HY | OP | NA | WAT |  | 93608 |  |  | EIA Prime Mover-level Data
2018 | NY | East Hampton Energy Storage Center | 62733 | BEH | BA | OP | NA | MWH
2018 | NY | East Hampton Facility | 2512 | UGT001 | GT | OP | CT | DFO | 794.0 | 159986 | 0.51635 | 0.0064549 | EPA/CAMD | EPA/NEI | 1970
2018 | NY | East Norfolk | 2561 | 1 | HY | OP | NA | WAT |  | 199766 |  |  | EIA Prime Mover-level Data
2018 | NY | East River | 2493 | 1 | CT | OP | CC | NG | 7,171.0 | 12548129 | 43.3877 | 0.0069154 | EPA/CAMD | EPA/NEI | 2005
2018 | NY | East River | 2493 | 2 | CT | OP | CC | NG | 6,922.0 | 11841466 | 41.4777 | 0.0070055 | EPA/CAMD | EPA/NEI | 2005
2018 | NY | East River | 2493 | 60 | ST | OP | WALL | NG | 7,159.0 | 7602081 | 37.5081 | 0.0098678 | EPA/CAMD | EPA/NEI | 1951
2018 | NY | East River | 2493 | 70 | ST | OP | WALL | NG | 4,067.0 | 3713386 | 37.5081 | 0.020202 | EPA/CAMD | EPA/NEI | 1955
2018 | NY | Ecogen Wind | 56370 | 1 | WT | CN | NA | WND
2018 | NY | Edgewood Energy | 55786 | CT01 | GT | OP | CT | NG | 1,730.0 | 570480 | 2.4958 | 0.0087498 | EPA/CAMD | EPA/NEI | 2002
2018 | NY | Edgewood Energy | 55786 | CT02 | GT | OP | CT | NG | 1,710.0 | 574304 | 2.4958 | 0.0086915 | EPA/CAMD | EPA/NEI | 2002
2018 | NY | Eel Weir | 2556 | 1 | HY | OP | NA | WAT |  | 12729 |  |  | EIA Prime Mover-level Data
2018 | NY | Eel Weir | 2556 | 2 | HY | OP | NA | WAT |  | 25458 |  |  | EIA Prime Mover-level Data
2018 | NY | Eel Weir | 2556 | 3 | HY | OP | NA | WAT |  | 25458 |  |  | EIA Prime Mover-level Data
2018 | NY | Effley | 2557 | 1 | HY | OP | NA | WAT |  | 20269 |  |  | EIA Prime Mover-level Data
2018 | NY | Effley | 2557 | 2 | HY | OP | NA | WAT |  | 20269 |  |  | EIA Prime Mover-level Data
2018 | NY | Effley | 2557 | 3 | HY | OP | NA | WAT |  | 30403 |  |  | EIA Prime Mover-level Data
2018 | NY | Effley | 2557 | 4 | HY | OP | NA | WAT |  | 81074 |  |  | EIA Prime Mover-level Data
2018 | NY | Ellis Solar | 62413 | ELLIS | PV | P | NA | SUN
2018 | NY | Elmer | 2559 | 1 | HY | OP | NA | WAT |  | 52753 |  |  | EIA Prime Mover-level Data
2018 | NY | Elmer | 2559 | 2 | HY | OP | NA | WAT |  | 52753 |  |  | EIA Prime Mover-level Data
2018 | NY | Empire Generating Co, LLC | 56259 | CT-1 | CT | OP | CC | NG | 5,958.0 | 10047520 | 26.8666 | 0.0053479 | EPA/CAMD | EPA/NEI | 2010
2018 | NY | Empire Generating Co, LLC | 56259 | CT-2 | CT | OP | CC | NG | 3,865.0 | 6193290 | 26.8666 | 0.008676 | EPA/CAMD | EPA/NEI | 2010
2018 | NY | Enfield Community Solar | 62029 | 5515 | PV | OP | NA | SUN |  | 21445 |  |  | EIA Prime Mover-level Data
2018 | NY | Ephratah | 2560 | 1 | HY | OP | NA | WAT |  | 26433 |  |  | EIA Prime Mover-level Data
2018 | NY | Ephratah | 2560 | 2 | HY | OP | NA | WAT |  | 26433 |  |  | EIA Prime Mover-level Data
2018 | NY | Ephratah | 2560 | 3 | HY | OP | NA | WAT |  | 26433 |  |  | EIA Prime Mover-level Data
2018 | NY | Ephratah | 2560 | 4 | HY | OP | NA | WAT |  | 26433 |  |  | EIA Prime Mover-level Data
2018 | NY | Equus Power I | 56032 | 0001 | GT | OP | CT | NG | 1,249.0 | 413114 | 1.1494 | 0.0055645 | EPA/CAMD | EPA/NEI | 2004
2018 | NY | Far Rockaway | 2513 | 4 | ST | RE | NA | NG
2018 | NY | Farmingdale Fuel Cell | 61317 | MB-21 | FC | CN | NA | NG
2018 | NY | Feeder Dam Hydro Plant | 10530 | 1 | HY | OP | NA | WAT |  | 48592 |  |  | EIA Prime Mover-level Data
2018 | NY | Feeder Dam Hydro Plant | 10530 | 2 | HY | OP | NA | WAT |  | 48592 |  |  | EIA Prime Mover-level Data
2018 | NY | Feeder Dam Hydro Plant | 10530 | 3 | HY | OP | NA | WAT |  | 48592 |  |  | EIA Prime Mover-level Data
2018 | NY | Feeder Dam Hydro Plant | 10530 | 4 | HY | OP | NA | WAT |  | 48592 |  |  | EIA Prime Mover-level Data
2018 | NY | Feeder Dam Hydro Plant | 10530 | 5 | HY | OP | NA | WAT |  | 48592 |  |  | EIA Prime Mover-level Data
2018 | NY | Fenner Wind | 55790 | 1 | WT | OP | NA | WND |  | 491215 |  |  | EIA Prime Mover-level Data
2018 | NY | Finch Paper | 10511 | 4 | ST | OP | NA | NG |  | 424055 | 1.7073 | 0.0080524 | EIA Unit-level Data | NEI avg EF - PM, fuel type
2018 | NY | Finch Paper | 10511 | 5 | ST | OP | NA | NG |  | 423239 | 1.7041 | 0.0080524 | EIA Unit-level Data | NEI avg EF - PM, fuel type
2018 | NY | Finch Paper | 10511 | 8 | ST | OP | NA | WDL |  | 1903332 | 0.33689 | 0.000354 | EIA Unit-level Data | Estimated using an emission factor
2018 | NY | Finch Paper | 10511 | 9 | ST | OP | NA | WDS |  | 1822456 | 20.7871 | 0.022812 | EIA Unit-level Data | NEI avg EF - PM, fuel type
2018 | NY | Finch Paper | 10511 | 10 | ST | OP | NA | WDL |  | 1409700 | 0.24952 | 0.000354 | EIA Unit-level Data | Estimated using an emission factor
2018 | NY | Finger Lakes Solar I | 61210 | FLS1 | PV | OP | NA | SUN |  | 28348 |  |  | EIA Prime Mover-level Data
2018 | NY | Fishers Island 1 | 57600 | FI1 | IC | OP | NA | DFO |  | 1751 | 0.2714 | 0.31 | EIA Prime Mover-level Data | Estimated using an emission factor
2018 | NY | Five Falls | 2562 | 1 | HY | OP | NA | WAT |  | 899628 |  |  | EIA Prime Mover-level Data
2018 | NY | Flat Rock | 2563 | 1 | HY | OP | NA | WAT |  | 70873 |  |  | EIA Prime Mover-level Data
2018 | NY | Flat Rock | 2563 | 2 | HY | OP | NA | WAT |  | 106309 |  |  | EIA Prime Mover-level Data
2018 | NY | Forestport | 50768 | 1 | HY | OP | NA | WAT |  | 65933 |  |  | EIA Prime Mover-level Data
2018 | NY | Fort Miller Hydroelectric Facility | 50514 | GEN1 | HY | OP | NA | WAT |  | 103312 |  |  | EIA Prime Mover-level Data
2018 | NY | Fort Miller Hydroelectric Facility | 50514 | GEN2 | HY | OP | NA | WAT |  | 103312 |  |  | EIA Prime Mover-level Data
2018 | NY | Fortistar North Tonawanda Inc | 54131 | NTCT1 | CT | OP | CC | NG | 480.0 | 209455 | 0.33381 | 0.0031874 | EPA/CAMD | EPA/NEI | 1993
2018 | NY | Fourth Branch Hydroelectric Facility | 10467 | 1 | HY | OP | NA | WAT |  | 144483 |  |  | EIA Prime Mover-level Data
2018 | NY | Franklin (NY) | 2564 | 1 | HY | OP | NA | WAT |  | 48586 |  |  | EIA Prime Mover-level Data
2018 | NY | Franklin (NY) | 2564 | 2 | HY | OP | NA | WAT |  | 48586 |  |  | EIA Prime Mover-level Data
2018 | NY | Franklin Solar Site | 62784 | FRANK | PV | OP | NA | SUN |  | 119 |  |  | EIA Prime Mover-level Data
2018 | NY | Freeport Power Plant No. 2 | 2679 | 5 | GT | OP | CT | NG | 1,325.0 | 434636 | 0.33978 | 0.0015635 | EPA/CAMD | EPA/NEI | 2004
2018 | NY | Frey Rd #1 Community Solar Farm | 62504 | 1159 | PV | L | NA | SUN
2018 | NY | Frey Rd #2 Community Solar Farm | 62521 | 1442 | PV | L | NA | SUN
2018 | NY | Fulton Hydro | 2566 | 1 | HY | OP | NA | WAT |  | 35770 |  |  | EIA Prime Mover-level Data
2018 | NY | Fulton Hydro | 2566 | 2 | HY | OP | NA | WAT |  | 22357 |  |  | EIA Prime Mover-level Data
2018 | NY | Fulton LFGTE Facility | 57003 | GEN1 | IC | OP | NA | LFG |  | 76028 | 0.55881 | 0.0147 | EIA Prime Mover-level Data | Estimated using an emission factor
2018 | NY | Fulton LFGTE Facility | 57003 | GEN2 | IC | OP | NA | LFG |  | 76028 | 0.55881 | 0.0147 | EIA Prime Mover-level Data | Estimated using an emission factor
2018 | NY | Furnace Rd Community Solar Farm | 62508 | 1420 | PV | L | NA | SUN
2018 | NY | Garnet Solar (NY) | 62843 | PV1 | PV | OP | NA | SUN
2018 | NY | Gaskill Rd Community Solar Farm | 62474 | 928 | PV | T | NA | SUN
2018 | NY | General Mills Inc | 54564 | GEN1 | GT | OP | NA | NG |  | 22961 | 0.062952 | 0.0054834 | EIA Prime Mover-level Data | NEI avg EF - PM, fuel type, firing type
2018 | NY | Glen Park Hydroelectric Project | 50512 | GEN1 | HY | OP | NA | WAT |  | 600367 |  |  | EIA Prime Mover-level Data
2018 | NY | Glen Park Hydroelectric Project | 50512 | GEN2 | HY | OP | NA | WAT |  | 600367 |  |  | EIA Prime Mover-level Data
2018 | NY | Glen Park Hydroelectric Project | 50512 | GEN3 | HY | OP | NA | WAT |  | 149057 |  |  | EIA Prime Mover-level Data
2018 | NY | Glenwood | 2514 | U00020 | GT | OP | CT | DFO | 53.0 | 30297 | 0.043428 | 0.0028668 | EPA/CAMD | EPA/NEI | 1972
2018 | NY | Glenwood | 2514 | U00021 | GT | OP | CT | DFO | 61.0 | 35151 | 0.055829 | 0.0031765 | EPA/CAMD | EPA/NEI | 1972
2018 | NY | Glenwood Hydro | 2568 | 1 | HY | OP | NA | WAT |  | 7908 |  |  | EIA Prime Mover-level Data
2018 | NY | Glenwood Hydro | 2568 | 2 | HY | OP | NA | WAT |  | 7908 |  |  | EIA Prime Mover-level Data
2018 | NY | Glenwood Hydro | 2568 | 3 | HY | OP | NA | WAT |  | 7908 |  |  | EIA Prime Mover-level Data
2018 | NY | Glenwood Landing Energy Center | 7869 | UGT011 | GT | OP | CT | DFO | 11.0 | 1759 | 0.02086 | 0.023718 | EPA/CAMD | NEI avg EF - PM, fuel type, firing type | 1967
2018 | NY | Glenwood Landing Energy Center | 7869 | UGT012 | GT | OP | CT | NG | 1,195.0 | 381814 | 3.5599 | 0.018647 | EPA/CAMD | EPA/NEI | 2002
2018 | NY | Glenwood Landing Energy Center | 7869 | UGT013 | GT | OP | CT | NG | 1,669.0 | 526895 | 3.5599 | 0.013513 | EPA/CAMD | EPA/NEI | 2002
2018 | NY | Gloversville Landfill Solar | 62357 | 08158 | PV | P | NA | SUN
2018 | NY | Good Samaritan Hospital | 61551 | EGEN1 | IC | SB | NA | DFO |  | 71 | 0.011005 | 0.31 | EIA Prime Mover-level Data | Estimated using an emission factor
2018 | NY | Good Samaritan Hospital | 61551 | EGEN2 | IC | SB | NA | DFO |  | 50 | 0.00775 | 0.31 | EIA Prime Mover-level Data | Estimated using an emission factor
2018 | NY | Good Samaritan Hospital | 61551 | EGEN3 | IC | SB | NA | NG |  | 14 | 2.954e-06 | 0.000422 | EIA Prime Mover-level Data | Estimated using an emission factor
2018 | NY | Goodyear Lake Plant | 50079 | GEN1 | HY | OP | NA | WAT |  | 28094 |  |  | EIA Prime Mover-level Data
2018 | NY | Goodyear Lake Plant | 50079 | GEN2 | HY | OP | NA | WAT |  | 21070 |  |  | EIA Prime Mover-level Data
2018 | NY | Gore Mountain Solar II | 61764 | SNWH2 | PV | OP | NA | SUN |  | 24301 |  |  | EIA Prime Mover-level Data
2018 | NY | Gouldtown | 56704 | 3 | HY | OP | NA | WAT |  | 66954 |  |  | EIA Prime Mover-level Data
2018 | NY | Gowanus Generating Station | 2494 | CT01-1 | GT | OP | CT | DFO | 6.0 | 1597 | 0.50288 | 0.62978 | EIA non-ozone season distributed and EPA/CAMD ozone season | EPA/NEI | 1971
2018 | NY | Gowanus Generating Station | 2494 | CT01-2 | GT | OP | CT | DFO | 11.0 | 2573 | 0.50288 | 0.39089 | EIA non-ozone season distributed and EPA/CAMD ozone season | EPA/NEI | 1971
2018 | NY | Gowanus Generating Station | 2494 | CT01-3 | GT | OP | CT | DFO | 3.0 | 854 | 0.50288 | 1.1777 | EIA non-ozone season distributed and EPA/CAMD ozone season | EPA/NEI | 1971
2018 | NY | Gowanus Generating Station | 2494 | CT01-4 | GT | OP | CT | DFO | 3.0 | 895 | 0.50288 | 1.1238 | EIA non-ozone season distributed and EPA/CAMD ozone season | EPA/NEI | 1971
2018 | NY | Gowanus Generating Station | 2494 | CT01-5 | GT | OP | CT | DFO | 3.0 | 811 | 0.50288 | 1.2401 | EIA non-ozone season distributed and EPA/CAMD ozone season | EPA/NEI | 1971
2018 | NY | Gowanus Generating Station | 2494 | CT01-6 | GT | OP | CT | DFO | 3.0 | 811 | 0.50288 | 1.2401 | EIA non-ozone season distributed and EPA/CAMD ozone season | EPA/NEI | 1971
2018 | NY | Gowanus Generating Station | 2494 | CT01-7 | GT | OP | CT | DFO | 5.0 | 1457 | 0.50288 | 0.69029 | EIA non-ozone season distributed and EPA/CAMD ozone season | EPA/NEI | 1971
2018 | NY | Gowanus Generating Station | 2494 | CT01-8 | GT | OP | CT | DFO | 3.0 | 767 | 0.50288 | 1.3113 | EIA non-ozone season distributed and EPA/CAMD ozone season | EPA/NEI | 1971
2018 | NY | Gowanus Generating Station | 2494 | CT02-1 | GT | OP | CT | DFO | 144.0 | 53249 | 0.50288 | 0.018888 | EIA non-ozone season distributed and EPA/CAMD ozone season | EPA/NEI | 1971
2018 | NY | Gowanus Generating Station | 2494 | CT02-2 | GT | OP | CT | DFO | 113.0 | 42395 | 0.50288 | 0.023724 | EIA non-ozone season distributed and EPA/CAMD ozone season | EPA/NEI | 1971
2018 | NY | Gowanus Generating Station | 2494 | CT02-3 | GT | OP | CT | DFO | 96.0 | 36676 | 0.50288 | 0.027423 | EIA non-ozone season distributed and EPA/CAMD ozone season | EPA/NEI | 1971
2018 | NY | Gowanus Generating Station | 2494 | CT02-4 | GT | OP | CT | DFO | 65.0 | 24705 | 0.50288 | 0.040711 | EIA non-ozone season distributed and EPA/CAMD ozone season | EPA/NEI | 1971
2018 | NY | Gowanus Generating Station | 2494 | CT02-5 | GT | OP | CT | DFO | 51.0 | 19363 | 0.50288 | 0.051942 | EIA non-ozone season distributed and EPA/CAMD ozone season | EPA/NEI | 1971
2018 | NY | Gowanus Generating Station | 2494 | CT02-6 | GT | OP | CT | DFO | 53.0 | 19603 | 0.50288 | 0.051306 | EIA non-ozone season distributed and EPA/CAMD ozone season | EPA/NEI | 1971
2018 | NY | Gowanus Generating Station | 2494 | CT02-7 | GT | OP | CT | DFO | 73.0 | 25659 | 0.50288 | 0.039197 | EIA non-ozone season distributed and EPA/CAMD ozone season | EPA/NEI | 1971
2018 | NY | Gowanus Generating Station | 2494 | CT02-8 | GT | OP | CT | DFO | 33.0 | 10907 | 0.50288 | 0.092212 | EIA non-ozone season distributed and EPA/CAMD ozone season | EPA/NEI | 1971
2018 | NY | Gowanus Generating Station | 2494 | CT03-1 | GT | OP | CT | DFO | 67.0 | 21787 | 0.50288 | 0.046163 | EIA non-ozone season distributed and EPA/CAMD ozone season | EPA/NEI | 1971
2018 | NY | Gowanus Generating Station | 2494 | CT03-2 | GT | OP | CT | DFO | 40.0 | 13542 | 0.50288 | 0.07427 | EIA non-ozone season distributed and EPA/CAMD ozone season | EPA/NEI | 1971
2018 | NY | Gowanus Generating Station | 2494 | CT03-3 | GT | OP | CT | DFO | 55.0 | 18729 | 0.50288 | 0.053701 | EIA non-ozone season distributed and EPA/CAMD ozone season | EPA/NEI | 1971
2018 | NY | Gowanus Generating Station | 2494 | CT03-4 | GT | OP | CT | DFO | 89.0 | 29462 | 0.50288 | 0.034138 | EIA non-ozone season distributed and EPA/CAMD ozone season | EPA/NEI | 1971
2018 | NY | Gowanus Generating Station | 2494 | CT03-5 | GT | OP | CT | DFO | 112.0 | 37925 | 0.50288 | 0.02652 | EIA non-ozone season distributed and EPA/CAMD ozone season | EPA/NEI | 1971
2018 | NY | Gowanus Generating Station | 2494 | CT03-6 | GT | OP | CT | DFO | 75.0 | 23993 | 0.50288 | 0.041919 | EIA non-ozone season distributed and EPA/CAMD ozone season | EPA/NEI | 1971
2018 | NY | Gowanus Generating Station | 2494 | CT03-7 | GT | OP | CT | DFO | 32.0 | 10147 | 0.50288 | 0.099119 | EIA non-ozone season distributed and EPA/CAMD ozone season | EPA/NEI | 1971
2018 | NY | Gowanus Generating Station | 2494 | CT03-8 | GT | OP | CT | DFO | 33.0 | 10798 | 0.50288 | 0.093143 | EIA non-ozone season distributed and EPA/CAMD ozone season | EPA/NEI | 1971
2018 | NY | Gowanus Generating Station | 2494 | CT04-1 | GT | OP | CT | DFO | 3.0 | 761 | 0.50288 | 1.3216 | EIA non-ozone season distributed and EPA/CAMD ozone season | EPA/NEI | 1971
2018 | NY | Gowanus Generating Station | 2494 | CT04-2 | GT | OP | CT | DFO | 6.0 | 1119 | 0.50288 | 0.8988 | EIA non-ozone season distributed and EPA/CAMD ozone season | EPA/NEI | 1971
2018 | NY | Gowanus Generating Station | 2494 | CT04-3 | GT | OP | CT | DFO | 9.0 | 2328 | 0.50288 | 0.43203 | EIA non-ozone season distributed and EPA/CAMD ozone season | EPA/NEI | 1971
2018 | NY | Gowanus Generating Station | 2494 | CT04-4 | GT | OP | CT | DFO | 3.0 | 761 | 0.50288 | 1.3216 | EIA non-ozone season distributed and EPA/CAMD ozone season | EPA/NEI | 1971
2018 | NY | Gowanus Generating Station | 2494 | CT04-5 | GT | OP | CT | DFO | 6.0 | 1507 | 0.50288 | 0.66739 | EIA non-ozone season distributed and EPA/CAMD ozone season | EPA/NEI | 1971
2018 | NY | Gowanus Generating Station | 2494 | CT04-6 | GT | OP | CT | DFO | 8.0 | 2082 | 0.50288 | 0.48307 | EIA non-ozone season distributed and EPA/CAMD ozone season | EPA/NEI | 1971
2018 | NY | Gowanus Generating Station | 2494 | CT04-7 | GT | OP | CT | DFO | 3.0 | 800 | 0.50288 | 1.2572 | EIA non-ozone season distributed and EPA/CAMD ozone season | EPA/NEI | 1971
2018 | NY | Gowanus Generating Station | 2494 | CT04-8 | GT | OP | CT | DFO | 3.0 | 800 | 0.50288 | 1.2572 | EIA non-ozone season distributed and EPA/CAMD ozone season | EPA/NEI | 1971
2018 | NY | Grahamsville | 2627 | GRHM | HY | OP | NA | WAT |  | 868754 |  |  | EIA Prime Mover-level Data
2018 | NY | Granby | 2569 | 1 | HY | OP | NA | WAT |  | 187704 |  |  | EIA Prime Mover-level Data
2018 | NY | Granby | 2569 | 2 | HY | OP | NA | WAT |  | 187704 |  |  | EIA Prime Mover-level Data
2018 | NY | Green Island Hydroelectric Station | 61207 | UNIT1 | HY | OP | NA | WAT |  | 90676 |  |  | EIA Prime Mover-level Data
2018 | NY | Green Island Hydroelectric Station | 61207 | UNIT2 | HY | OP | NA | WAT |  | 90676 |  |  | EIA Prime Mover-level Data
2018 | NY | Green Island Hydroelectric Station | 61207 | UNIT3 | HY | OP | NA | WAT |  | 90676 |  |  | EIA Prime Mover-level Data
2018 | NY | Green Island Hydroelectric Station | 61207 | UNIT4 | HY | OP | NA | WAT |  | 90676 |  |  | EIA Prime Mover-level Data
2018 | NY | Greene County Meter #1 | 60463 | PV1 | PV | OP | NA | SUN |  | 2133 |  |  | EIA Prime Mover-level Data
2018 | NY | Greenidge Generation LLC | 2527 | 6 | ST | OP | TANGENTIAL | NG | 3,033.0 | 2010041 | 6.5196 | 0.0064871 | EPA/CAMD | EPA/NEI | 1953
2018 | NY | Greenport | 2681 | 2 | IC | OS | NA | DFO |  | 69 | 0.010695 | 0.31 | EIA Prime Mover-level Data | Estimated using an emission factor
2018 | NY | Greenport | 2681 | 4 | IC | OP | NA | DFO |  | 48 | 0.00744 | 0.31 | EIA Prime Mover-level Data | Estimated using an emission factor
2018 | NY | Greenport | 2681 | 5 | IC | OP | NA | DFO |  | 73 | 0.011315 | 0.31 | EIA Prime Mover-level Data | Estimated using an emission factor
2018 | NY | Greenport | 2681 | 6 | IC | OP | NA | DFO |  | 154 | 0.02387 | 0.31 | EIA Prime Mover-level Data | Estimated using an emission factor
2018 | NY | Greenport | 2681 | 7 | IC | OS | NA | DFO |  | 65 | 0.010075 | 0.31 | EIA Prime Mover-level Data | Estimated using an emission factor
2018 | NY | Greenville CSG | 62759 | GV | PV | T | NA | SUN
2018 | NY | Hailesboro 4 Plant | 10544 | GEN1 | HY | OP | NA | WAT |  | 53395 |  |  | EIA Prime Mover-level Data
2018 | NY | Hailesboro 4 Plant | 10544 | GEN2 | HY | OP | NA | WAT |  | 40047 |  |  | EIA Prime Mover-level Data
2018 | NY | Hamilton College | 61103 | PV1 | PV | CN | NA | SUN
2018 | NY | Hampshire Paper | 10116 | 05 | HY | OP | NA | WAT |  | 135575 |  |  | EIA Prime Mover-level Data
2018 | NY | Hannawa | 2571 | 1 | HY | OP | NA | WAT |  | 211949 |  |  | EIA Prime Mover-level Data
2018 | NY | Hannawa | 2571 | 2 | HY | OP | NA | WAT |  | 211949 |  |  | EIA Prime Mover-level Data
2018 | NY | Harbec Energy | 62736 | 250KW | WT | OP | NA | WND
2018 | NY | Harbec Energy | 62736 | 850KW | WT | OP | NA | WND
2018 | NY | Harbec Energy | 62736 | CPH | GT | OP | NA | NG
2018 | NY | Hardscrabble Wind Power LLC | 57287 | 1 | WT | OP | NA | WND |  | 1579409 |  |  | EIA Prime Mover-level Data
2018 | NY | Harford Solar Farm | 61030 | CMUSW | PV | OP | NA | SUN |  | 25604 |  |  | EIA Prime Mover-level Data
2018 | NY | Harlem River Yard | 7914 | HR01 | GT | OP | CT | NG | 878.0 | 287892 | 0.62225 | 0.0043228 | EPA/CAMD | EPA/NEI | 2001
2018 | NY | Harlem River Yard | 7914 | HR02 | GT | OP | CT | NG | 532.0 | 161394 | 0.62225 | 0.007711 | EPA/CAMD | EPA/NEI | 2001
2018 | NY | Harris Lake | 2528 | 1 | IC | OP | NA | DFO |  | 796 | 0.12338 | 0.31 | EIA Prime Mover-level Data | Estimated using an emission factor
2018 | NY | Harris Lake | 2528 | 2 | IC | OP | NA | DFO |  | 1171 | 0.1815 | 0.31 | EIA Prime Mover-level Data | Estimated using an emission factor
2018 | NY | Hawkeye Energy Greenport, LLC | 55969 | U-01 | GT | OP | CT | DFO | 618.0 | 259189 | 0.22853 | 0.0017634 | EPA/CAMD | EPA/NEI | 2003
2018 | NY | Hecate Energy Columbia County Solar | 62273 | HECC1 | PV | P | NA | SUN
2018 | NY | Hell Gate | 7913 | HG01 | GT | OP | CT | NG | 869.0 | 278724 | 1.0463 | 0.0075081 | EPA/CAMD | EPA/NEI | 2001
2018 | NY | Hell Gate | 7913 | HG02 | GT | OP | CT | NG | 507.0 | 154577 | 1.0463 | 0.013538 | EPA/CAMD | EPA/NEI | 2001
2018 | NY | Herkimer | 52057 | 01 | HY | OA | NA | WAT
2018 | NY | Herkimer | 52057 | 02 | HY | OA | NA | WAT
2018 | NY | Herkimer | 52057 | 03 | HY | OA | NA | WAT
2018 | NY | Herkimer | 52057 | 04 | HY | OA | NA | WAT
2018 | NY | Herkimer | 52057 | 05 | HY | RE | NA | WAT
2018 | NY | Herrings | 2572 | 1 | HY | OP | NA | WAT |  | 63696 |  |  | EIA Prime Mover-level Data
2018 | NY | Herrings | 2572 | 2 | HY | OP | NA | WAT |  | 63696 |  |  | EIA Prime Mover-level Data
2018 | NY | Herrings | 2572 | 3 | HY | OP | NA | WAT |  | 63696 |  |  | EIA Prime Mover-level Data
2018 | NY | Heuvelton | 2573 | 1 | HY | OP | NA | WAT |  | 15834 |  |  | EIA Prime Mover-level Data
2018 | NY | Heuvelton | 2573 | 2 | HY | OP | NA | WAT |  | 15834 |  |  | EIA Prime Mover-level Data
2018 | NY | Hewittville Hydroelectric | 50268 | HY1 | HY | OP | NA | WAT |  | 122156 |  |  | EIA Prime Mover-level Data
2018 | NY | HGS Solar I | 61765 | SNWH1 | PV | OP | NA | SUN |  | 27434 |  |  | EIA Prime Mover-level Data
2018 | NY | Hickory Grove #1 | 62831 | 25 | PV | L | NA | SUN
2018 | NY | Hickory Grove #2 | 62832 | 309 | PV | L | NA | SUN
2018 | NY | High Acres Gas Recovery | 50568 | GEN1 | IC | OP | NA | LFG |  | 45173 | 0.33202 | 0.0147 | EIA Prime Mover-level Data | Estimated using an emission factor
2018 | NY | High Acres Gas Recovery | 50568 | GEN2 | IC | OP | NA | LFG |  | 45173 | 0.33202 | 0.0147 | EIA Prime Mover-level Data | Estimated using an emission factor
2018 | NY | High Acres Gas Recovery | 50568 | GEN3 | IC | OP | NA | LFG |  | 45173 | 0.33202 | 0.0147 | EIA Prime Mover-level Data | Estimated using an emission factor
2018 | NY | High Acres Gas Recovery | 50568 | GEN4 | IC | OP | NA | LFG |  | 45173 | 0.33202 | 0.0147 | EIA Prime Mover-level Data | Estimated using an emission factor
2018 | NY | High Acres Gas Recovery | 50568 | GEN5 | IC | OP | NA | LFG |  | 90346 | 0.66404 | 0.0147 | EIA Prime Mover-level Data | Estimated using an emission factor
2018 | NY | High Acres Gas Recovery | 50568 | GEN6 | IC | OP | NA | LFG |  | 90346 | 0.66404 | 0.0147 | EIA Prime Mover-level Data | Estimated using an emission factor
2018 | NY | High Acres Gas Recovery | 50568 | GEN7 | IC | OP | NA | LFG |  | 90346 | 0.66404 | 0.0147 | EIA Prime Mover-level Data | Estimated using an emission factor
2018 | NY | High Acres Gas Recovery | 50568 | GEN8 | IC | OP | NA | LFG |  | 90346 | 0.66404 | 0.0147 | EIA Prime Mover-level Data | Estimated using an emission factor
2018 | NY | High Bridge Wind Project | 62894 | WT | WT | P | NA | WND
2018 | NY | High Dam | 2574 | 1 | HY | OP | NA | WAT |  | 64908 |  |  | EIA Prime Mover-level Data
2018 | NY | High Dam | 2574 | 2 | HY | OP | NA | WAT |  | 64908 |  |  | EIA Prime Mover-level Data
2018 | NY | High Dam | 2574 | 3 | HY | OP | NA | WAT |  | 64908 |  |  | EIA Prime Mover-level Data
2018 | NY | High Dam | 2574 | 4 | HY | OP | NA | WAT |  | 81134 |  |  | EIA Prime Mover-level Data
2018 | NY | High Falls - Croghan NY | 2575 | 1 | HY | OP | NA | WAT |  | 97113 |  |  | EIA Prime Mover-level Data
2018 | NY | High Falls - Croghan NY | 2575 | 2 | HY | OP | NA | WAT |  | 97113 |  |  | EIA Prime Mover-level Data
2018 | NY | High Falls - Croghan NY | 2575 | 3 | HY | OP | NA | WAT |  | 97113 |  |  | EIA Prime Mover-level Data
2018 | NY | High Falls - Saranac NY | 2530 | 1 | HY | OP | NA | WAT |  | 123290 |  |  | EIA Prime Mover-level Data
2018 | NY | High Falls - Saranac NY | 2530 | 2 | HY | OP | NA | WAT |  | 123290 |  |  | EIA Prime Mover-level Data
2018 | NY | High Falls - Saranac NY | 2530 | 3 | HY | OA | NA | WAT |  | 215758 |  |  | EIA Prime Mover-level Data
2018 | NY | High Sheldon Wind Farm | 56953 | 1 | WT | OP | NA | WND |  | 2249548 |  |  | EIA Prime Mover-level Data
2018 | NY | Higley | 2576 | 1 | HY | RE | NA | WAT
2018 | NY | Higley | 2576 | 2 | HY | RE | NA | WAT
2018 | NY | Higley | 2576 | 3 | HY | RE | NA | WAT
2018 | NY | Higley | 2576 | 1N | HY | OP | NA | WAT |  | 79598 |  |  | EIA Prime Mover-level Data
2018 | NY | Higley | 2576 | 2N | HY | OP | NA | WAT |  | 79598 |  |  | EIA Prime Mover-level Data
2018 | NY | Higley | 2576 | 3N | HY | OP | NA | WAT |  | 79598 |  |  | EIA Prime Mover-level Data
2018 | NY | Higley | 2576 | 4N | HY | OP | NA | WAT |  | 79598 |  |  | EIA Prime Mover-level Data
2018 | NY | Hillburn | 2628 | 001 | GT | OP | CT | NG | 33.0 | 5967 | 0.024235 | 0.0081231 | EPA/CAMD | EPA/NEI | 1971
2018 | NY | Hilton NY Co Gen Plant | 58815 | 1 | IC | OP | NA | NG |  | 109978 | 0.023205 | 0.000422 | EIA Prime Mover-level Data | Estimated using an emission factor
2018 | NY | Hofstra University | 51035 | GEN1 | IC | OS | NA | NG
2018 | NY | Hofstra University | 51035 | GEN2 | IC | OS | NA | NG
2018 | NY | Hollow Dam Power Partnership | 10124 | HY1 | HY | OP | NA | WAT |  | 12915 |  |  | EIA Prime Mover-level Data
2018 | NY | Hollow Dam Power Partnership | 10124 | HY2 | HY | OP | NA | WAT |  | 12915 |  |  | EIA Prime Mover-level Data
2018 | NY | Holtsville Facility | 8007 | U00001 | GT | OP | CT | DFO | 63.0 | 8790 | 4.2957 | 0.9774 | EPA/CAMD | EPA/NEI | 1974
2018 | NY | Holtsville Facility | 8007 | U00002 | GT | OP | CT | DFO | 63.0 | 8790 | 4.2957 | 0.9774 | EPA/CAMD | EPA/NEI | 1974
2018 | NY | Holtsville Facility | 8007 | U00003 | GT | OP | CT | DFO | 52.0 | 6380 | 4.2957 | 1.3466 | EPA/CAMD | EPA/NEI | 1974
2018 | NY | Holtsville Facility | 8007 | U00004 | GT | OP | CT | DFO | 52.0 | 7484 | 4.2957 | 1.148 | EPA/CAMD | EPA/NEI | 1974
2018 | NY | Holtsville Facility | 8007 | U00005 | GT | OP | CT | DFO | 57.0 | 5392 | 4.2957 | 1.5934 | EPA/CAMD | EPA/NEI | 1974
2018 | NY | Holtsville Facility | 8007 | U00006 | GT | OP | CT | DFO | 57.0 | 5687 | 4.2957 | 1.5107 | EPA/CAMD | EPA/NEI | 1974
2018 | NY | Holtsville Facility | 8007 | U00007 | GT | OP | CT | DFO | 93.0 | 12075 | 4.2957 | 0.7115 | EPA/CAMD | EPA/NEI | 1974
2018 | NY | Holtsville Facility | 8007 | U00008 | GT | OP | CT | DFO | 93.0 | 11888 | 4.2957 | 0.72269 | EPA/CAMD | EPA/NEI | 1974
2018 | NY | Holtsville Facility | 8007 | U00009 | GT | OP | CT | DFO | 64.0 | 7896 | 4.2957 | 1.0881 | EPA/CAMD | EPA/NEI | 1974
2018 | NY | Holtsville Facility | 8007 | U00010 | GT | OP | CT | DFO | 64.0 | 7896 | 4.2957 | 1.0881 | EPA/CAMD | EPA/NEI | 1974
2018 | NY | Holtsville Facility | 8007 | U00011 | GT | OP | CT | DFO | 363.0 | 101324 | 4.2957 | 0.084791 | EPA/CAMD | EPA/NEI | 1974
2018 | NY | Holtsville Facility | 8007 | U00012 | GT | OP | CT | DFO | 363.0 | 100905 | 4.2957 | 0.085143 | EPA/CAMD | EPA/NEI | 1974
2018 | NY | Holtsville Facility | 8007 | U00013 | GT | OP | CT | DFO | 137.0 | 36551 | 4.2957 | 0.23505 | EPA/CAMD | EPA/NEI | 1974
2018 | NY | Holtsville Facility | 8007 | U00014 | GT | OP | CT | DFO | 137.0 | 36366 | 4.2957 | 0.23625 | EPA/CAMD | EPA/NEI | 1974
2018 | NY | Holtsville Facility | 8007 | U00015 | GT | OP | CT | DFO | 163.0 | 45300 | 4.2957 | 0.18966 | EPA/CAMD | EPA/NEI | 1974
2018 | NY | Holtsville Facility | 8007 | U00016 | GT | OP | CT | DFO | 163.0 | 45564 | 4.2957 | 0.18856 | EPA/CAMD | EPA/NEI | 1974
2018 | NY | Holtsville Facility | 8007 | U00017 | GT | OP | CT | DFO | 120.0 | 33316 | 4.2957 | 0.25788 | EPA/CAMD | EPA/NEI | 1974
2018 | NY | Holtsville Facility | 8007 | U00018 | GT | OP | CT | DFO | 120.0 | 33223 | 4.2957 | 0.2586 | EPA/CAMD | EPA/NEI | 1974
2018 | NY | Holtsville Facility | 8007 | U00019 | GT | OP | CT | DFO | 238.0 | 62856 | 4.2957 | 0.13668 | EPA/CAMD | EPA/NEI | 1974
2018 | NY | Holtsville Facility | 8007 | U00020 | GT | OP | CT | DFO | 238.0 | 63276 | 4.2957 | 0.13578 | EPA/CAMD | EPA/NEI | 1974
2018 | NY | Holtsville Solar Project | 61902 | HOLTS | PV | OP | NA | SUN |  | 15755 |  |  | EIA Prime Mover-level Data
2018 | NY | Homer Street East | 62725 | HSE | PV | V | NA | SUN
2018 | NY | Homer Street West | 62724 | HSW | PV | V | NA | SUN
2018 | NY | Hospital Rd Community Solar Farm | 62155 | 9 | PV | V | NA | SUN
2018 | NY | Houghton | 60454 | HOUGH | PV | OP | NA | SUN |  | 24900 |  |  | EIA Prime Mover-level Data
2018 | NY | Howard Wind Farm | 57867 | 1 | WT | OP | NA | WND |  | 1061084 |  |  | EIA Prime Mover-level Data
2018 | NY | Howard Wind Farm | 57867 | 2 | WT | OP | NA | WND |  | 78528 |  |  | EIA Prime Mover-level Data
2018 | NY | Hudson Avenue | 2496 | CT0003 | GT | OP | CT | KER | 22.0 | 12687 | 0.353 | 0.055648 | EIA non-ozone season distributed and EPA/CAMD ozone season | EPA/NEI | 1970
2018 | NY | Hudson Avenue | 2496 | CT0004 | GT | OP | CT | KER | 0.0 |  | 0.353 |  |  | EPA/NEI | 1970
2018 | NY | Hudson Avenue | 2496 | CT0005 | GT | OP | CT | KER | 20.0 | 11534 | 0.353 | 0.06121 | EIA non-ozone season distributed and EPA/CAMD ozone season | EPA/NEI | 1970
2018 | NY | Hudson Falls Hydroelectric Project | 54953 | GEN1 | HY | OP | NA | WAT |  | 920527 |  |  | EIA Prime Mover-level Data
2018 | NY | Hudson Falls Hydroelectric Project | 54953 | GEN2 | HY | OP | NA | WAT |  | 920527 |  |  | EIA Prime Mover-level Data
2018 | NY | Huntington Resource Recovery Facility | 50656 | UNIT1 | ST | OP | NA | MSW |  | 1147418 | 0.2685 | 0.000468 | EIA Unit-level Data | Estimated using an emission factor
2018 | NY | Huntington Resource Recovery Facility | 50656 | UNIT2 | ST | OP | NA | MSW |  | 1156940 | 0.27072 | 0.000468 | EIA Unit-level Data | Estimated using an emission factor
2018 | NY | Huntington Resource Recovery Facility | 50656 | UNIT3 | ST | OP | NA | MSW |  | 1124388 | 0.26311 | 0.000468 | EIA Unit-level Data | Estimated using an emission factor
2018 | NY | HVCC Cogen Plant | 58186 | CG01 | IC | OP | NA | NG |  | 18687 | 0.003943 | 0.000422 | EIA Prime Mover-level Data | Estimated using an emission factor
2018 | NY | HVCC Cogen Plant | 58186 | CG02 | IC | OP | NA | NG |  | 18687 | 0.003943 | 0.000422 | EIA Prime Mover-level Data | Estimated using an emission factor
2018 | NY | HVCC Cogen Plant | 58186 | CG03 | IC | OP | NA | NG |  | 29068 | 0.0061333 | 0.000422 | EIA Prime Mover-level Data | Estimated using an emission factor
2018 | NY | HVCC Cogen Plant | 58186 | CG04 | IC | OP | NA | NG |  | 29068 | 0.0061333 | 0.000422 | EIA Prime Mover-level Data | Estimated using an emission factor
2018 | NY | HVCC Cogen Plant | 58186 | CG05 | IC | SB | NA | DFO |  | 43602 | 6.7583 | 0.31 | EIA Prime Mover-level Data | Estimated using an emission factor
2018 | NY | HVCC Cogen Plant | 58186 | CG06 | IC | OP | NA | NG |  | 29068 | 0.0061333 | 0.000422 | EIA Prime Mover-level Data | Estimated using an emission factor
2018 | NY | Hydraulic Race | 2578 | 1 | HY | OP | NA | WAT |  | 84043 |  |  | EIA Prime Mover-level Data
2018 | NY | Hyland LFGTE Facility | 56987 | GEN1 | IC | OP | NA | LFG |  | 127576 | 0.93768 | 0.0147 | EIA Prime Mover-level Data | Estimated using an emission factor
2018 | NY | Hyland LFGTE Facility | 56987 | GEN2 | IC | OP | NA | LFG |  | 127576 | 0.93768 | 0.0147 | EIA Prime Mover-level Data | Estimated using an emission factor
2018 | NY | Hyland LFGTE Facility | 56987 | GEN3 | IC | OP | NA | LFG |  | 127576 | 0.93768 | 0.0147 | EIA Prime Mover-level Data | Estimated using an emission factor
2018 | NY | Hyland LFGTE Facility | 56987 | GEN4 | IC | IP | NA | LFG
2018 | NY | Indeck-Corinth Energy Center | 50458 | 1 | CT | OP | CC | NG | 5,556.0 | 5661023 | 2.4026 | 0.00084882 | EPA/CAMD | EPA/NEI | 1995
2018 | NY | Indeck-Olean Energy Center | 54076 | 1 | CT | OP | CC | NG | 2,226.0 | 1174055 | 1.5324 | 0.0026104 | EPA/CAMD | EPA/NEI | 1994
2018 | NY | Indeck-Oswego Energy Center | 50450 | 1 | CT | OP | CC | NG | 1,611.0 | 624800 | 2.0525 | 0.0065699 | EPA/CAMD | EPA/NEI | 1990
2018 | NY | Indeck-Silver Springs Energy Center | 50449 | 1 | CT | OP | CC | NG | 1,953.0 | 755276 | 0.1945 | 0.00051504 | EPA/CAMD | EPA/NEI | 1991
2018 | NY | Indeck-Yerkes Energy Center | 50451 | 1 | CT | OP | CC | NG | 1,629.0 | 619079 | 5.7715 | 0.018645 | EPA/CAMD | EPA/NEI | 1988
2018 | NY | Independence | 54547 | 1 | CT | OP | CC | NG | 6,165.0 | 9511521 | 25.8336 | 0.0054321 | EPA/CAMD | EPA/NEI | 1994
2018 | NY | Independence | 54547 | 2 | CT | OP | CC | NG | 5,904.0 | 8661922 | 25.8336 | 0.0059649 | EPA/CAMD | EPA/NEI | 1994
2018 | NY | Independence | 54547 | 3 | CT | OP | CC | NG | 6,053.0 | 8890043 | 25.8336 | 0.0058118 | EPA/CAMD | EPA/NEI | 1994
2018 | NY | Independence | 54547 | 4 | CT | OP | CC | NG | 7,006.0 | 10528985 | 25.8336 | 0.0049071 | EPA/CAMD | EPA/NEI | 1994
2018 | NY | Indian Point 2 | 2497 | 2 | ST | OP | NA | NUC |  | 83830379 |  |  | EIA Prime Mover-level Data
2018 | NY | Indian Point 3 | 8907 | 3 | ST | OP | NA | NUC |  | 86778611 |  |  | EIA Prime Mover-level Data
2018 | NY | Inghams | 2579 | 1 | HY | OP | NA | WAT |  | 129352 |  |  | EIA Prime Mover-level Data
2018 | NY | Inghams | 2579 | 2 | HY | OP | NA | WAT |  | 129352 |  |  | EIA Prime Mover-level Data
2018 | NY | Iola Powerhouse & Cogeneration Facility | 62424 | 1 | IC | OP | NA | NG |  | 89511 | 0.018887 | 0.000422 | EIA Prime Mover-level Data | Estimated using an emission factor
2018 | NY | Iola Powerhouse & Cogeneration Facility | 62424 | 2 | IC | OA | NA | NG |  | 89511 | 0.018887 | 0.000422 | EIA Prime Mover-level Data | Estimated using an emission factor
2018 | NY | Iola Powerhouse & Cogeneration Facility | 62424 | 3 | IC | OA | NA | NG |  | 89511 | 0.018887 | 0.000422 | EIA Prime Mover-level Data | Estimated using an emission factor
2018 | NY | IRE Solar I, LLC | 61717 | SSIRE | PV | OP | NA | SUN |  | 10030 |  |  | EIA Prime Mover-level Data
2018 | NY | Jamaica Bay Peaking | 56141 | 2 | GT | OP | NA | KER |  | 100259 | 1.3628 | 0.027185 | EIA Prime Mover-level Data | NEI avg EF - PM, fuel type
2018 | NY | James A Fitzpatrick | 6110 | 1 | ST | OP | NA | NUC |  | 68245656 |  |  | EIA Prime Mover-level Data
2018 | NY | Jarvis (Hinckley) | 808 | 1 | HY | OP | NA | WAT |  | 117108 |  |  | EIA Prime Mover-level Data
2018 | NY | Jarvis (Hinckley) | 808 | 2 | HY | OP | NA | WAT |  | 117108 |  |  | EIA Prime Mover-level Data
2018 | NY | Jefferson-Lewis BOCES Solar | 60819 | PV1 | PV | OP | NA | SUN |  | 4723 |  |  | EIA Prime Mover-level Data
2018 | NY | Jericho Rise Wind Farm LLC | 59629 | GEN1 | WT | OP | NA | WND |  | 2051951 |  |  | EIA Prime Mover-level Data
2018 | NY | JLL-One Rockwood Road | 62446 | EGEN1 | IC | SB | NA | DFO
2018 | NY | JLL-One Rockwood Road | 62446 | EGEN2 | IC | SB | NA | DFO
2018 | NY | Johnsonville Dam | 2580 | 1 | HY | OP | NA | WAT |  | 33149 |  |  | EIA Prime Mover-level Data
2018 | NY | Johnsonville Dam | 2580 | 2 | HY | OP | NA | WAT |  | 33149 |  |  | EIA Prime Mover-level Data
2018 | NY | Johnstown | 61888 | 10049 | PV | OP | NA | SUN |  | 22723 |  |  | EIA Prime Mover-level Data
2018 | NY | Jordanville Wind Farm | 56398 | 1 | WT | CN | NA | WND
2018 | NY | Kamargo | 2581 | 1 | HY | OP | NA | WAT |  | 63568 |  |  | EIA Prime Mover-level Data
2018 | NY | Kamargo | 2581 | 2 | HY | OP | NA | WAT |  | 63568 |  |  | EIA Prime Mover-level Data
2018 | NY | Kamargo | 2581 | 3 | HY | OP | NA | WAT |  | 63568 |  |  | EIA Prime Mover-level Data
2018 | NY | KCE NY 1 | 62147 | KNY1 | BA | V | NA | MWH
2018 | NY | Kearsarge Johnstown 1 | 62549 | JOHNN | PV | OP | NA | SUN |  | 191 |  |  | EIA Prime Mover-level Data
2018 | NY | Kearsarge Johnstown 2 | 62556 | JOHNS | PV | OP | NA | SUN |  | 511 |  |  | EIA Prime Mover-level Data
2018 | NY | Kearsarge Oppenheim CSG | 61917 | OPPEN | PV | OP | NA | SUN |  | 6994 |  |  | EIA Prime Mover-level Data
2018 | NY | Kelly Bridge Road Community Solar Farm | 62154 | 12 | PV | U | NA | SUN
2018 | NY | Kensico | 650 | 1 | HY | RE | NA | WAT
2018 | NY | Kensico | 650 | 2 | HY | RE | NA | WAT
2018 | NY | Kensico | 650 | 3 | HY | RE | NA | WAT
2018 | NY | Kent Falls | 2532 | 1 | HY | OP | NA | WAT |  | 136104 |  |  | EIA Prime Mover-level Data
2018 | NY | Kent Falls | 2532 | 2 | HY | OA | NA | WAT |  | 136104 |  |  | EIA Prime Mover-level Data
2018 | NY | Kent Falls | 2532 | 3 | HY | OP | NA | WAT |  | 255195 |  |  | EIA Prime Mover-level Data
2018 | NY | Keuka | 2533 | 1 | HY | RE | NA | WAT
2018 | NY | KIAC Cogeneration | 54114 | GT1 | CT | OP | CC | NG | 7,334.0 | 3354422 | 12.9397 | 0.007715 | EPA/CAMD | EPA/NEI | 1995
2018 | NY | KIAC Cogeneration | 54114 | GT2 | CT | OP | CC | NG | 5,469.0 | 2153973 | 8.828 | 0.0081969 | EPA/CAMD | EPA/NEI | 1995
2018 | NY | Kinder Morgan Fordham | 62614 | KMFO1 | PV | OP | NA | SUN |  | 37876 |  |  | EIA Prime Mover-level Data
2018 | NY | Kings Falls Hydroelectric | 10872 | 1 | HY | OP | NA | WAT |  | 17608 |  |  | EIA Prime Mover-level Data
2018 | NY | Kings Park Solar I | 59880 | KIPS1 | PV | V | NA | SUN
2018 | NY | Kings Park Solar II | 59881 | KIPS2 | PV | V | NA | SUN
2018 | NY | Kingsbrook Jewish Medical Center | 62050 | 115WA | IC | SB | NA | DFO |  | 9 | 0.001395 | 0.31 | EIA Prime Mover-level Data | Estimated using an emission factor
2018 | NY | Kingsbrook Jewish Medical Center | 62050 | SR4 | IC | SB | NA | DFO |  | 57 | 0.008835 | 0.31 | EIA Prime Mover-level Data | Estimated using an emission factor
2018 | NY | Kingsbrook Jewish Medical Center | 62050 | VHP59 | IC | SB | NA | DFO |  | 95 | 0.014725 | 0.31 | EIA Prime Mover-level Data | Estimated using an emission factor
2018 | NY | Kosterville | 56705 | 4 | HY | OP | NA | WAT |  | 7404 |  |  | EIA Prime Mover-level Data
2018 | NY | Kosterville | 56705 | 5 | HY | OP | NA | WAT |  | 7404 |  |  | EIA Prime Mover-level Data
2018 | NY | Lachute Hydro Lower | 10752 | GEN1 | HY | OP | NA | WAT |  | 137426 |  |  | EIA Prime Mover-level Data
2018 | NY | Lachute Hydro Upper | 10753 | GEN1 | HY | OP | NA | WAT |  | 137426 |  |  | EIA Prime Mover-level Data
2018 | NY | Leavenworth Greenworks LLC | 59276 | LEAVG | PV | OP | NA | SUN |  | 154375 |  |  | EIA Prime Mover-level Data
2018 | NY | Lederle Laboratories | 10521 | BLR3 | CA | OP | NA | DFO |  | 203546 | 1.1195 | 0.011 | EIA Unit-level Data | Estimated using an emission factor
2018 | NY | Lederle Laboratories | 10521 | BLR4 | CA | OP | NA | DFO |  | 265917 | 1.4625 | 0.011 | EIA Unit-level Data | Estimated using an emission factor
2018 | NY | Lederle Laboratories | 10521 | BLR5 | CA | OP | NA | DFO |  | 321995 | 1.771 | 0.011 | EIA Unit-level Data | Estimated using an emission factor
2018 | NY | Lederle Laboratories | 10521 | GEN1 | CT |  | NA | NG |  | 685698 | 1.9736 | 0.0057564 | EIA Unit-level Data | NEI avg EF - PM, fuel type
2018 | NY | Lederle Laboratories | 10521 | GEN2 | CT |  | NA | NG |  | 737385 | 2.1224 | 0.0057564 | EIA Unit-level Data | NEI avg EF - PM, fuel type
2018 | NY | Lederle Laboratories | 10521 | WHSG1 | CA | OP | NA | NG |  | 120705 | 0.025469 | 0.000422 | EIA Unit-level Data | Estimated using an emission factor
2018 | NY | Lederle Laboratories | 10521 | WHSG2 | CA | OP | NA | NG |  | 58994 | 0.012448 | 0.000422 | EIA Unit-level Data | Estimated using an emission factor
2018 | NY | Letchworth Solar Project | 61389 | PV1 | PV | OP | NA | SUN |  | 11762 |  |  | EIA Prime Mover-level Data
2018 | NY | Lewiston Niagara | 2692 | 1 | PS | OP | NA | WAT |  | 0 |  |  | EIA Prime Mover-level Data
2018 | NY | Lewiston Niagara | 2692 | 2 | PS | OP | NA | WAT |  | 0 |  |  | EIA Prime Mover-level Data
2018 | NY | Lewiston Niagara | 2692 | 3 | PS | OP | NA | WAT |  | 0 |  |  | EIA Prime Mover-level Data
2018 | NY | Lewiston Niagara | 2692 | 4 | PS | OP | NA | WAT |  | 0 |  |  | EIA Prime Mover-level Data
2018 | NY | Lewiston Niagara | 2692 | 5 | PS | OP | NA | WAT |  | 0 |  |  | EIA Prime Mover-level Data
2018 | NY | Lewiston Niagara | 2692 | 6 | PS | OP | NA | WAT |  | 0 |  |  | EIA Prime Mover-level Data
2018 | NY | Lewiston Niagara | 2692 | 7 | PS | OP | NA | WAT |  | 0 |  |  | EIA Prime Mover-level Data
2018 | NY | Lewiston Niagara | 2692 | 8 | PS | OP | NA | WAT |  | 0 |  |  | EIA Prime Mover-level Data
2018 | NY | Lewiston Niagara | 2692 | 9 | PS | OP | NA | WAT |  | 0 |  |  | EIA Prime Mover-level Data
2018 | NY | Lewiston Niagara | 2692 | 10 | PS | OP | NA | WAT |  | 0 |  |  | EIA Prime Mover-level Data
2018 | NY | Lewiston Niagara | 2692 | 11 | PS | OP | NA | WAT |  | 0 |  |  | EIA Prime Mover-level Data
2018 | NY | Lewiston Niagara | 2692 | 12 | PS | OP | NA | WAT |  | 0 |  |  | EIA Prime Mover-level Data
2018 | NY | Lichtenthal | 61469 | LIC01 | PV | OP | NA | SUN |  | 8980 |  |  | EIA Prime Mover-level Data
2018 | NY | Lighthouse Hill | 2582 | 1 | HY | OP | NA | WAT |  | 115024 |  |  | EIA Prime Mover-level Data
2018 | NY | Lighthouse Hill | 2582 | 2 | HY | OP | NA | WAT |  | 115024 |  |  | EIA Prime Mover-level Data
2018 | NY | Lincoln Ave Solar Project | 61899 | LINC | PV | OP | NA | SUN
2018 | NY | Little Falls Hydro | 51034 | GEN1 | HY | OP | NA | WAT |  | 260706 |  |  | EIA Prime Mover-level Data
2018 | NY | Little Falls Hydro | 51034 | GEN2 | HY | OP | NA | WAT |  | 260706 |  |  | EIA Prime Mover-level Data
2018 | NY | Lockheed Martin RMS Syracuse | 61739 | SYR1 | BA | OP | NA | MWH
2018 | NY | Lockport | 54041 | 011854 | CT | OP | CC | NG | 2,907.0 | 1336497 | 4.142 | 0.0061983 | EPA/CAMD | EPA/NEI | 1992
2018 | NY | Lockport | 54041 | 011855 | CT | OP | CC | NG | 3,118.0 | 1408596 | 4.142 | 0.005881 | EPA/CAMD | EPA/NEI | 1992
2018 | NY | Lockport | 54041 | 011856 | CT | OP | CC | NG | 2,859.0 | 1295086 | 4.142 | 0.0063965 | EPA/CAMD | EPA/NEI | 1992
2018 | NY | Long Island Solar Farm LLC | 57589 | 9WUBN | PV | OP | NA | SUN |  | 444595 |  |  | EIA Prime Mover-level Data
2018 | NY | Longfalls Facility | 54548 | 1 | HY | OP | NA | WAT |  | 39808 |  |  | EIA Prime Mover-level Data
2018 | NY | Lovett | 2629 | 3 | ST | RE | NA | NG
2018 | NY | Lovett | 2629 | 4 | ST | RE | NA | BIT
2018 | NY | Lovett | 2629 | 5 | ST | RE | NA | BIT
2018 | NY | Lower Beaver Falls Project | 54691 | 2G | HY | OP | NA | WAT |  | 21533 |  |  | EIA Prime Mover-level Data
2018 | NY | Lower Beaver Falls Project | 54691 | 3G | HY | OP | NA | WAT |  | 21533 |  |  | EIA Prime Mover-level Data
2018 | NY | Lower Saranac Hydroelectric Facility | 10214 | GEN1 | HY | OP | NA | WAT |  | 97923 |  |  | EIA Prime Mover-level Data
2018 | NY | Lower Saranac Hydroelectric Facility | 10214 | GEN2 | HY | OP | NA | WAT |  | 97923 |  |  | EIA Prime Mover-level Data
2018 | NY | Lower Saranac Hydroelectric Facility | 10214 | GEN3 | HY | OP | NA | WAT |  | 9180 |  |  | EIA Prime Mover-level Data
2018 | NY | Lyons Falls Hydroelectric | 56703 | 1 | HY | OP | NA | WAT |  | 41429 |  |  | EIA Prime Mover-level Data
2018 | NY | Lyons Falls Hydroelectric | 56703 | 6 | HY | OP | NA | WAT |  | 49714 |  |  | EIA Prime Mover-level Data
2018 | NY | Lyons Falls Hydroelectric | 56703 | 7 | HY | OP | NA | WAT |  | 49714 |  |  | EIA Prime Mover-level Data
2018 | NY | Lyons Falls Hydroelectric | 56703 | 8 | HY | OP | NA | WAT |  | 49714 |  |  | EIA Prime Mover-level Data
2018 | NY | Lyons Falls Hydroelectric | 56703 | 9 | HY | OP | NA | WAT |  | 37286 |  |  | EIA Prime Mover-level Data
2018 | NY | Lyonsdale Associates | 50652 | GEN1 | HY | OP | NA | WAT |  | 39245 |  |  | EIA Prime Mover-level Data
2018 | NY | Lyonsdale Associates | 50652 | GEN2 | HY | OP | NA | WAT |  | 39245 |  |  | EIA Prime Mover-level Data
2018 | NY | MacArthur Waste to Energy Facility | 51038 | B1 | ST | OP | NA | MSW |  | 794979 | 0.062008 | 0.000156 | EIA Unit-level Data | Estimated using an emission factor
2018 | NY | MacArthur Waste to Energy Facility | 51038 | B2 | ST | OP | NA | MSW |  | 806769 | 0.062928 | 0.000156 | EIA Unit-level Data | Estimated using an emission factor
2018 | NY | Macomb | 2583 | 1 | HY | OP | NA | WAT |  | 57599 |  |  | EIA Prime Mover-level Data
2018 | NY | Madison County | 61725 | PV1 | PV | OP | NA | SUN |  | 23589 |  |  | EIA Prime Mover-level Data
2018 | NY | Madison Windpower LLC | 55769 | MADW | WT | OP | NA | WND |  | 168893 |  |  | EIA Prime Mover-level Data
2018 | NY | Maimonides Medical Center | 62174 | 625DI | IC | SB | NA | DFO |  | 29 | 0.004495 | 0.31 | EIA Prime Mover-level Data | Estimated using an emission factor
2018 | NY | Maimonides Medical Center | 62174 | CM500 | IC | SB | NA | DFO |  | 29 | 0.004495 | 0.31 | EIA Prime Mover-level Data | Estimated using an emission factor
2018 | NY | Maimonides Medical Center | 62174 | CM800 | IC | SB | NA | DFO |  | 47 | 0.007285 | 0.31 | EIA Prime Mover-level Data | Estimated using an emission factor
2018 | NY | Maimonides Medical Center | 62174 | CM900 | IC | SB | NA | DFO |  | 53 | 0.008215 | 0.31 | EIA Prime Mover-level Data | Estimated using an emission factor
2018 | NY | Maimonides Medical Center | 62174 | CN900 | IC | SB | NA | DFO |  | 53 | 0.008215 | 0.31 | EIA Prime Mover-level Data | Estimated using an emission factor
2018 | NY | Maimonides Medical Center | 62174 | ON300 | IC | SB | NA | DFO |  | 18 | 0.00279 | 0.31 | EIA Prime Mover-level Data | Estimated using an emission factor
2018 | NY | Malone Solar Site | 62785 | MALON | PV | OP | NA | SUN |  | 82 |  |  | EIA Prime Mover-level Data
2018 | NY | Maple Ridge Wind Farm | 56290 | 1 | WT | OP | NA | WND |  | 2869322 |  |  | EIA Prime Mover-level Data
2018 | NY | Maple Ridge Wind Farm | 56290 | 2 | WT | OP | NA | WND |  | 691151 |  |  | EIA Prime Mover-level Data
2018 | NY | Maple Ridge Wind Farm | 56290 | 3 | WT | OP | NA | WND |  | 1905900 |  |  | EIA Prime Mover-level Data
2018 | NY | Maple Ridge Wind Farm | 56290 | 1A | WT | OP | NA | WND |  | 1277582 |  |  | EIA Prime Mover-level Data
2018 | NY | Marble River Wind Farm | 56857 | GEN1 | WT | OP | NA | WND |  | 4438878 |  |  | EIA Prime Mover-level Data
2018 | NY | Marsh Hill Wind Farm | 58768 | 1 | WT | OP | NA | WND |  | 414003 |  |  | EIA Prime Mover-level Data
2018 | NY | Massena Energy Facility | 54592 | 001 | CT | OP | CC | NG | 34.0 | 16911 | 0.125 | 0.014783 | EPA/CAMD | EPA/NEI | 1993
2018 | NY | Mattas Farms | 62303 | MF01 | PV | OP | NA | SUN |  | 1249 |  |  | EIA Prime Mover-level Data
2018 | NY | Mechanicville Hydroelectric Station | 62322 | MG8 | HY | OP | NA | WAT |  | 99897 |  |  | EIA Prime Mover-level Data
2018 | NY | Mechanicville Hydroelectric Station | 62322 | MG9 | HY | OP | NA | WAT |  | 99897 |  |  | EIA Prime Mover-level Data
2018 | NY | MER Queens | 62576 | MER01 | FC | OP | NA | NG
2018 | NY | Mercy Medical Center | 58163 | 1 | IC | SB | NA | DFO |  | 6 | 0.00093 | 0.31 | EIA Prime Mover-level Data | Estimated using an emission factor
2018 | NY | Mercy Medical Center | 58163 | 2 | IC | RE | NA | DFO
2018 | NY | Mercy Medical Center | 58163 | 3 | IC | SB | NA | DFO |  | 26 | 0.00403 | 0.31 | EIA Prime Mover-level Data | Estimated using an emission factor
2018 | NY | Mercy Medical Center | 58163 | 4 | IC | SB | NA | DFO |  | 45 | 0.006975 | 0.31 | EIA Prime Mover-level Data | Estimated using an emission factor
2018 | NY | Mercy Medical Center | 58163 | 5 | IC | SB | NA | DFO |  | 19 | 0.002945 | 0.31 | EIA Prime Mover-level Data | Estimated using an emission factor
2018 | NY | Mercy Medical Center | 58163 | 6 | IC | SB | NA | DFO |  | 13 | 0.002015 | 0.31 | EIA Prime Mover-level Data | Estimated using an emission factor
2018 | NY | Mercy Medical Center | 58163 | 7 | IC | SB | NA | DFO |  | 19 | 0.002945 | 0.31 | EIA Prime Mover-level Data | Estimated using an emission factor
2018 | NY | Mercy Medical Center | 58163 | 8 | IC | SB | NA | DFO |  | 39 | 0.006045 | 0.31 | EIA Prime Mover-level Data | Estimated using an emission factor
2018 | NY | Middle Falls Hydro | 10219 | HY1 | HY | OP | NA | WAT |  | 57125 |  |  | EIA Prime Mover-level Data
2018 | NY | Middle Falls Hydro | 10219 | HY2 | HY | OP | NA | WAT |  | 57125 |  |  | EIA Prime Mover-level Data
2018 | NY | Mill C | 6486 | 1 | HY | OP | NA | WAT |  | 41086 |  |  | EIA Prime Mover-level Data
2018 | NY | Mill C | 6486 | 2 | HY | OP | NA | WAT |  | 49303 |  |  | EIA Prime Mover-level Data
2018 | NY | Mill C | 6486 | 3 | HY | OP | NA | WAT |  | 156126 |  |  | EIA Prime Mover-level Data
2018 | NY | Mill Seat Renewable Energy Facility | 61012 | GEN1 | IC | OP | NA | LFG |  | 80883 | 0.59449 | 0.0147 | EIA Prime Mover-level Data | Estimated using an emission factor
2018 | NY | Mill Seat Renewable Energy Facility | 61012 | GEN2 | IC | OP | NA | LFG |  | 80883 | 0.59449 | 0.0147 | EIA Prime Mover-level Data | Estimated using an emission factor
2018 | NY | Mill Seat Renewable Energy Facility | 61012 | GEN3 | IC | OP | NA | LFG |  | 80883 | 0.59449 | 0.0147 | EIA Prime Mover-level Data | Estimated using an emission factor
2018 | NY | Mill Seat Renewable Energy Facility | 61012 | GEN4 | IC | OP | NA | LFG |  | 80883 | 0.59449 | 0.0147 | EIA Prime Mover-level Data | Estimated using an emission factor
2018 | NY | Mill Seat Renewable Energy Facility | 61012 | GEN5 | IC | OP | NA | LFG |  | 80883 | 0.59449 | 0.0147 | EIA Prime Mover-level Data | Estimated using an emission factor
2018 | NY | Mill Seat Renewable Energy Facility | 61012 | GEN6 | IC | OP | NA | LFG |  | 80883 | 0.59449 | 0.0147 | EIA Prime Mover-level Data | Estimated using an emission factor
2018 | NY | Mill Seat Renewable Energy Facility | 61012 | GEN7 | IC | OP | NA | LFG |  | 80883 | 0.59449 | 0.0147 | EIA Prime Mover-level Data | Estimated using an emission factor
2018 | NY | Mill Seat Renewable Energy Facility | 61012 | GEN8 | IC | OP | NA | LFG |  | 80883 | 0.59449 | 0.0147 | EIA Prime Mover-level Data | Estimated using an emission factor
2018 | NY | Millbrook School | 59789 | PV1 | PV | OP | NA | SUN |  | 16540 |  |  | EIA Prime Mover-level Data
2018 | NY | Minetto | 2586 | 1 | HY | OP | NA | WAT |  | 48652 |  |  | EIA Prime Mover-level Data
2018 | NY | Minetto | 2586 | 2 | HY | OP | NA | WAT |  | 48652 |  |  | EIA Prime Mover-level Data
2018 | NY | Minetto | 2586 | 3 | HY | OP | NA | WAT |  | 48652 |  |  | EIA Prime Mover-level Data
2018 | NY | Minetto | 2586 | 4 | HY | OP | NA | WAT |  | 48652 |  |  | EIA Prime Mover-level Data
2018 | NY | Minetto | 2586 | 5 | HY | OP | NA | WAT |  | 48652 |  |  | EIA Prime Mover-level Data
2018 | NY | Minisink Community Solar 2 LLC | 62146 | MINI2 | PV | OP | NA | SUN |  | 1359 |  |  | EIA Prime Mover-level Data
2018 | NY | Minisink Solar 1 LLC | 62145 | MINI1 | PV | OP | NA | SUN |  | 929 |  |  | EIA Prime Mover-level Data
2018 | NY | MM Albany Energy | 55155 | UNT1 | IC | OP | NA | LFG |  | 48633 | 0.35745 | 0.0147 | EIA Prime Mover-level Data | Estimated using an emission factor
2018 | NY | MM Albany Energy | 55155 | UNT2 | IC | OP | NA | LFG |  | 48633 | 0.35745 | 0.0147 | EIA Prime Mover-level Data | Estimated using an emission factor
2018 | NY | MM Albany Energy | 55155 | UNT3 | IC | OP | NA | LFG |  | 48633 | 0.35745 | 0.0147 | EIA Prime Mover-level Data | Estimated using an emission factor
2018 | NY | MM Albany Energy | 55155 | UNT4 | IC | OP | NA | LFG |  | 86459 | 0.63547 | 0.0147 | EIA Prime Mover-level Data | Estimated using an emission factor
2018 | NY | MM Albany Energy | 55155 | UNT5 | IC | OP | NA | LFG |  | 86459 | 0.63547 | 0.0147 | EIA Prime Mover-level Data | Estimated using an emission factor
2018 | NY | Model City Energy Facility | 55757 | GEN1 | IC | OP | NA | LFG |  | 77486 | 0.56952 | 0.0147 | EIA Prime Mover-level Data | Estimated using an emission factor
2018 | NY | Model City Energy Facility | 55757 | GEN2 | IC | OP | NA | LFG |  | 77486 | 0.56952 | 0.0147 | EIA Prime Mover-level Data | Estimated using an emission factor
2018 | NY | Model City Energy Facility | 55757 | GEN3 | IC | OP | NA | LFG |  | 77486 | 0.56952 | 0.0147 | EIA Prime Mover-level Data | Estimated using an emission factor
2018 | NY | Model City Energy Facility | 55757 | GEN4 | IC | OP | NA | LFG |  | 77486 | 0.56952 | 0.0147 | EIA Prime Mover-level Data | Estimated using an emission factor
2018 | NY | Model City Energy Facility | 55757 | GEN5 | IC | OP | NA | LFG |  | 77486 | 0.56952 | 0.0147 | EIA Prime Mover-level Data | Estimated using an emission factor
2018 | NY | Model City Energy Facility | 55757 | GEN6 | IC | OP | NA | LFG |  | 77486 | 0.56952 | 0.0147 | EIA Prime Mover-level Data | Estimated using an emission factor
2018 | NY | Model City Energy Facility | 55757 | GEN7 | IC | OP | NA | LFG |  | 77486 | 0.56952 | 0.0147 | EIA Prime Mover-level Data | Estimated using an emission factor
2018 | NY | Modern Innovative Energy LLC | 56323 | GEN1 | IC | OP | NA | LFG |  | 55149 | 0.40535 | 0.0147 | EIA Prime Mover-level Data | Estimated using an emission factor
2018 | NY | Modern Innovative Energy LLC | 56323 | GEN2 | IC | OP | NA | LFG |  | 55149 | 0.40535 | 0.0147 | EIA Prime Mover-level Data | Estimated using an emission factor
2018 | NY | Modern Innovative Energy LLC | 56323 | GEN3 | IC | SB | NA | LFG |  | 55149 | 0.40535 | 0.0147 | EIA Prime Mover-level Data | Estimated using an emission factor
2018 | NY | Modern Innovative Energy LLC | 56323 | GEN4 | IC | SB | NA | LFG |  | 55149 | 0.40535 | 0.0147 | EIA Prime Mover-level Data | Estimated using an emission factor
2018 | NY | Modern Innovative Energy LLC | 56323 | GEN5 | IC | IP | NA | LFG
2018 | NY | Modern Innovative Energy LLC | 56323 | GEN6 | IC | IP | NA | LFG
2018 | NY | Modern Innovative Energy LLC | 56323 | GEN7 | IC | IP | NA | LFG
2018 | NY | Modern Innovative Energy LLC | 56323 | GEN8 | IC | IP | NA | LFG
2018 | NY | Mongaup | 2630 | GEN1 | HY | OP | NA | WAT |  | 75677 |  |  | EIA Prime Mover-level Data
2018 | NY | Mongaup | 2630 | GEN2 | HY | OP | NA | WAT |  | 20811 |  |  | EIA Prime Mover-level Data
2018 | NY | Mongaup | 2630 | GEN3 | HY | OP | NA | WAT |  | 20811 |  |  | EIA Prime Mover-level Data
2018 | NY | Mongaup | 2630 | GEN4 | HY | OP | NA | WAT |  | 20811 |  |  | EIA Prime Mover-level Data
2018 | NY | Monroe Community College Plant | 58201 | 1 | IC | OP | NA | NG |  | 39259 | 0.0082836 | 0.000422 | EIA Prime Mover-level Data | Estimated using an emission factor
2018 | NY | Monroe Community College Plant | 58201 | 2 | IC | OP | NA | NG |  | 44868 | 0.0094671 | 0.000422 | EIA Prime Mover-level Data | Estimated using an emission factor
2018 | NY | Monroe Community College Plant | 58201 | 3 | IC | OP | NA | NG |  | 44868 | 0.0094671 | 0.000422 | EIA Prime Mover-level Data | Estimated using an emission factor
2018 | NY | Monroe Community College Plant | 58201 | 4 | IC | OP | NA | NG |  | 44868 | 0.0094671 | 0.000422 | EIA Prime Mover-level Data | Estimated using an emission factor
2018 | NY | Monroe County Sites A & B | 61509 | MONA | PV | OP | NA | SUN |  | 20574 |  |  | EIA Prime Mover-level Data
2018 | NY | Monroe County Sites A & B | 61509 | MONB | PV | OP | NA | SUN |  | 20574 |  |  | EIA Prime Mover-level Data
2018 | NY | Monroe County Sites C, D, & E | 61510 | MONC | PV | OP | NA | SUN |  | 26788 |  |  | EIA Prime Mover-level Data
2018 | NY | Monroe County Sites C, D, & E | 61510 | MOND | PV | OP | NA | SUN |  | 26788 |  |  | EIA Prime Mover-level Data
2018 | NY | Monroe County Sites C, D, & E | 61510 | MONE | PV | OP | NA | SUN |  | 26788 |  |  | EIA Prime Mover-level Data
2018 | NY | Monroe Livingston Gas Recovery | 50565 | GEN1 | IC | OP | NA | LFG |  | 52944 | 0.38914 | 0.0147 | EIA Prime Mover-level Data | Estimated using an emission factor
2018 | NY | Monroe Livingston Gas Recovery | 50565 | GEN2 | IC | OP | NA | LFG |  | 52944 | 0.38914 | 0.0147 | EIA Prime Mover-level Data | Estimated using an emission factor
2018 | NY | Monroe Livingston Gas Recovery | 50565 | GEN3 | IC | RE | NA | LFG
2018 | NY | Montauk | 2515 | 2 | IC | RE | NA | DFO
2018 | NY | Montauk | 2515 | 3 | IC | RE | NA | DFO
2018 | NY | Montauk | 2515 | 4 | IC | RE | NA | DFO
2018 | NY | Montauk Energy Storage Center | 62734 | BME | BA | T | NA | MWH
2018 | NY | Montefieor Medical Center Moses Division | 58507 | EMG01 | IC | SB | NA | DFO |  | 2010 | 0.31155 | 0.31 | EIA Prime Mover-level Data | Estimated using an emission factor
2018 | NY | Montefieor Medical Center Moses Division | 58507 | EMG02 | IC | SB | NA | DFO |  | 1206 | 0.18693 | 0.31 | EIA Prime Mover-level Data | Estimated using an emission factor
2018 | NY | Montefieor Medical Center Moses Division | 58507 | EMG03 | IC | SB | NA | DFO |  | 1206 | 0.18693 | 0.31 | EIA Prime Mover-level Data | Estimated using an emission factor
2018 | NY | Montefieor Medical Center Moses Division | 58507 | EMG04 | IC | SB | NA | DFO |  | 1005 | 0.15577 | 0.31 | EIA Prime Mover-level Data | Estimated using an emission factor
2018 | NY | Montefieor Medical Center Moses Division | 58507 | EMG05 | IC | SB | NA | DFO |  | 1005 | 0.15577 | 0.31 | EIA Prime Mover-level Data | Estimated using an emission factor
2018 | NY | Montefieor Medical Center Moses Division | 58507 | EMG06 | IC | SB | NA | DFO |  | 603 | 0.093465 | 0.31 | EIA Prime Mover-level Data | Estimated using an emission factor
2018 | NY | Montefieor Medical Center Moses Division | 58507 | EMG07 | IC | SB | NA | DFO |  | 402 | 0.06231 | 0.31 | EIA Prime Mover-level Data | Estimated using an emission factor
2018 | NY | Montefieor Medical Center Moses Division | 58507 | EMG08 | IC | SB | NA | DFO |  | 402 | 0.06231 | 0.31 | EIA Prime Mover-level Data | Estimated using an emission factor
2018 | NY | Montefieor Medical Center Moses Division | 58507 | EMG09 | IC | SB | NA | DFO |  | 4021 | 0.62326 | 0.31 | EIA Prime Mover-level Data | Estimated using an emission factor
2018 | NY | Montefieor Medical Center Moses Division | 58507 | EMG10 | IC | SB | NA | DFO |  | 4021 | 0.62326 | 0.31 | EIA Prime Mover-level Data | Estimated using an emission factor
2018 | NY | Montefieor Medical Center Moses Division | 58507 | ES006 | GT | OP | NA | NG |  | 826470 | 2.2659 | 0.0054834 | EIA Prime Mover-level Data | NEI avg EF - PM, fuel type, firing type
2018 | NY | Montefieor Medical Center Moses Division | 58507 | S0001 | IC | OP | NA | NG |  | 3217 | 0.00067879 | 0.000422 | EIA Prime Mover-level Data | Estimated using an emission factor
2018 | NY | Montefieor Medical Center Moses Division | 58507 | S0002 | IC | OP | NA | NG |  | 3217 | 0.00067879 | 0.000422 | EIA Prime Mover-level Data | Estimated using an emission factor
2018 | NY | Montefieor Medical Center Moses Division | 58507 | S0003 | IC | OP | NA | NG |  | 3217 | 0.00067879 | 0.000422 | EIA Prime Mover-level Data | Estimated using an emission factor
2018 | NY | Montefiore - Westchester Square | 61025 | EGEN1 | IC | SB | NA | DFO
2018 | NY | Montefiore Mount Vernon Hospital | 62589 | CONP7 | IC | SB | NA | DFO
2018 | NY | Montefiore Mount Vernon Hospital | 62589 | DETR4 | IC | SB | NA | DFO
2018 | NY | Moose River | 10196 | GEN1 | HY | OP | NA | WAT |  | 432156 |  |  | EIA Prime Mover-level Data
2018 | NY | Moshier | 2588 | 1 | HY | OP | NA | WAT |  | 191847 |  |  | EIA Prime Mover-level Data
2018 | NY | Moshier | 2588 | 2 | HY | OP | NA | WAT |  | 191847 |  |  | EIA Prime Mover-level Data
2018 | NY | Mount Sinai Beth Israel | 61569 | EGEN1 | IC | SB | NA | DFO |  | 22 | 0.00341 | 0.31 | EIA Prime Mover-level Data | Estimated using an emission factor
2018 | NY | Mount Sinai Beth Israel | 61569 | EGEN2 | IC | SB | NA | DFO |  | 33 | 0.005115 | 0.31 | EIA Prime Mover-level Data | Estimated using an emission factor
2018 | NY | Mount Sinai Beth Israel | 61569 | EGEN3 | IC | SB | NA | DFO |  | 110 | 0.01705 | 0.31 | EIA Prime Mover-level Data | Estimated using an emission factor
2018 | NY | Mount Sinai Beth Israel | 61569 | EGEN4 | IC | SB | NA | DFO |  | 33 | 0.005115 | 0.31 | EIA Prime Mover-level Data | Estimated using an emission factor
2018 | NY | Mount Sinai Beth Israel | 61569 | EGEN5 | IC | SB | NA | DFO |  | 22 | 0.00341 | 0.31 | EIA Prime Mover-level Data | Estimated using an emission factor
2018 | NY | Mount Sinai Beth Israel | 61569 | EGEN6 | IC | SB | NA | DFO |  | 33 | 0.005115 | 0.31 | EIA Prime Mover-level Data | Estimated using an emission factor
2018 | NY | Mount Sinai Beth Israel | 61569 | EGEN7 | IC | SB | NA | DFO |  | 88 | 0.01364 | 0.31 | EIA Prime Mover-level Data | Estimated using an emission factor
2018 | NY | Mount Sinai Beth Israel | 61569 | EGEN8 | IC | SB | NA | DFO |  | 88 | 0.01364 | 0.31 | EIA Prime Mover-level Data | Estimated using an emission factor
2018 | NY | Mount Sinai Beth Israel | 61569 | EGEN9 | IC | SB | NA | DFO |  | 99 | 0.015345 | 0.31 | EIA Prime Mover-level Data | Estimated using an emission factor
2018 | NY | Mount Sinai Hospital | 61416 | AP1 | IC | SB | NA | DFO |  | 50 | 0.00775 | 0.31 | EIA Prime Mover-level Data | Estimated using an emission factor
2018 | NY | Mount Sinai Hospital | 61416 | AP2 | IC | SB | NA | DFO |  | 50 | 0.00775 | 0.31 | EIA Prime Mover-level Data | Estimated using an emission factor
2018 | NY | Mount Sinai Hospital | 61416 | AP3 | IC | SB | NA | DFO |  | 50 | 0.00775 | 0.31 | EIA Prime Mover-level Data | Estimated using an emission factor
2018 | NY | Mount Sinai Hospital | 61416 | AP4 | IC | SB | NA | DFO |  | 50 | 0.00775 | 0.31 | EIA Prime Mover-level Data | Estimated using an emission factor
2018 | NY | Mount Sinai Hospital | 61416 | AP5 | IC | SB | NA | DFO |  | 76 | 0.01178 | 0.31 | EIA Prime Mover-level Data | Estimated using an emission factor
2018 | NY | Mount Sinai Hospital | 61416 | AP6 | IC | SB | NA | DFO |  | 76 | 0.01178 | 0.31 | EIA Prime Mover-level Data | Estimated using an emission factor
2018 | NY | Mount Sinai Hospital | 61416 | CAM12 | IC | SB | NA | DFO |  | 20 | 0.0031 | 0.31 | EIA Prime Mover-level Data | Estimated using an emission factor
2018 | NY | Mount Sinai Hospital | 61416 | EB10 | IC | SB | NA | NG |  | 76 | 1.6036e-05 | 0.000422 | EIA Prime Mover-level Data | Estimated using an emission factor
2018 | NY | Mount Sinai Hospital | 61416 | EB11 | IC | SB | NA | NG |  | 76 | 1.6036e-05 | 0.000422 | EIA Prime Mover-level Data | Estimated using an emission factor
2018 | NY | Mount Sinai Hospital | 61416 | FPA15 | IC | SB | NA | DFO |  | 30 | 0.00465 | 0.31 | EIA Prime Mover-level Data | Estimated using an emission factor
2018 | NY | Mount Sinai Hospital | 61416 | GP7 | IC | SB | NA | DFO |  | 45 | 0.006975 | 0.31 | EIA Prime Mover-level Data | Estimated using an emission factor
2018 | NY | Mount Sinai Hospital | 61416 | GP8 | IC | SB | NA | DFO |  | 45 | 0.006975 | 0.31 | EIA Prime Mover-level Data | Estimated using an emission factor
2018 | NY | Mount Sinai Hospital | 61416 | GP9 | IC | SB | NA | DFO |  | 45 | 0.006975 | 0.31 | EIA Prime Mover-level Data | Estimated using an emission factor
2018 | NY | Mount Sinai Hospital | 61416 | HES13 | IC | SB | NA | DFO |  | 126 | 0.01953 | 0.31 | EIA Prime Mover-level Data | Estimated using an emission factor
2018 | NY | Mount Sinai Hospital | 61416 | HES14 | IC | SB | NA | DFO |  | 126 | 0.01953 | 0.31 | EIA Prime Mover-level Data | Estimated using an emission factor
2018 | NY | Mt Ida Hydroelectric | 50031 | 3983 | HY | OP | NA | WAT |  | 38935 |  |  | EIA Prime Mover-level Data
2018 | NY | Mt Ida Hydroelectric | 50031 | 3986 | HY | OP | NA | WAT |  | 38935 |  |  | EIA Prime Mover-level Data
2018 | NY | Mt.Sinai-St.Lukes Roosevelt Hosp. Center | 62453 | CT250 | IC | SB | NA | DFO
2018 | NY | Mt.Sinai-St.Lukes Roosevelt Hosp. Center | 62453 | CT750 | IC | SB | NA | DFO
2018 | NY | Mt.Sinai-St.Lukes Roosevelt Hosp. Center | 62453 | EG1 | IC | SB | NA | DFO
2018 | NY | Mt.Sinai-St.Lukes Roosevelt Hosp. Center | 62453 | EG2 | IC | SB | NA | DFO
2018 | NY | Mt.Sinai-St.Lukes Roosevelt Hosp. Center | 62453 | EG3 | IC | SB | NA | DFO
2018 | NY | Mt.Sinai-St.Lukes Roosevelt Hosp. Center | 62453 | EG4 | IC | SB | NA | DFO
2018 | NY | Munnsville Wind Farm LLC | 56594 | MU1 | WT | OP | NA | WND |  | 528899 |  |  | EIA Prime Mover-level Data
2018 | NY | Musgrave East Solar Farm | 61003 | CMUSW | PV | OP | NA | SUN |  | 28275 |  |  | EIA Prime Mover-level Data
2018 | NY | Musgrave West Solar Farm | 61015 | CMUSW | PV | OP | NA | SUN |  | 28531 |  |  | EIA Prime Mover-level Data
2018 | NY | Nanticoke LFG | 59816 | BR12 | IC | OP | NA | LFG |  | 335804 | 2.4682 | 0.0147 | EIA Prime Mover-level Data | Estimated using an emission factor
2018 | NY | Narrows Generating Station | 2499 | CT01-1 | GT | OP | CT | NG | 408.0 | 154738 | 0.67587 | 0.0087357 | EIA non-ozone season distributed and EPA/CAMD ozone season | EPA/NEI | 1972
2018 | NY | Narrows Generating Station | 2499 | CT01-2 | GT | OP | CT | NG | 257.0 | 96297 | 0.67587 | 0.014037 | EIA non-ozone season distributed and EPA/CAMD ozone season | EPA/NEI | 1972
2018 | NY | Narrows Generating Station | 2499 | CT01-3 | GT | OP | CT | NG | 224.0 | 81047 | 0.67587 | 0.016679 | EIA non-ozone season distributed and EPA/CAMD ozone season | EPA/NEI | 1972
2018 | NY | Narrows Generating Station | 2499 | CT01-4 | GT | OP | CT | NG | 169.0 | 61401 | 0.67587 | 0.022015 | EIA non-ozone season distributed and EPA/CAMD ozone season | EPA/NEI | 1972
2018 | NY | Narrows Generating Station | 2499 | CT01-5 | GT | OP | CT | NG | 192.0 | 70153 | 0.67587 | 0.019269 | EIA non-ozone season distributed and EPA/CAMD ozone season | EPA/NEI | 1972
2018 | NY | Narrows Generating Station | 2499 | CT01-6 | GT | OP | CT | NG | 216.0 | 78621 | 0.67587 | 0.017193 | EIA non-ozone season distributed and EPA/CAMD ozone season | EPA/NEI | 1972
2018 | NY | Narrows Generating Station | 2499 | CT01-7 | GT | OP | CT | NG | 372.0 | 142016 | 0.67587 | 0.0095183 | EIA non-ozone season distributed and EPA/CAMD ozone season | EPA/NEI | 1972
2018 | NY | Narrows Generating Station | 2499 | CT01-8 | GT | OP | CT | NG | 311.0 | 118175 | 0.67587 | 0.011438 | EIA non-ozone season distributed and EPA/CAMD ozone season | EPA/NEI | 1972
2018 | NY | Narrows Generating Station | 2499 | CT02-1 | GT | OP | CT | NG | 185.0 | 67576 | 0.77564 | 0.022956 | EIA non-ozone season distributed and EPA/CAMD ozone season | EPA/NEI | 1972
2018 | NY | Narrows Generating Station | 2499 | CT02-2 | GT | OP | CT | NG | 230.0 | 82753 | 0.77564 | 0.018746 | EIA non-ozone season distributed and EPA/CAMD ozone season | EPA/NEI | 1972
2018 | NY | Narrows Generating Station | 2499 | CT02-3 | GT | OP | CT | NG | 219.0 | 79390 | 0.77564 | 0.01954 | EIA non-ozone season distributed and EPA/CAMD ozone season | EPA/NEI | 1972
2018 | NY | Narrows Generating Station | 2499 | CT02-4 | GT | OP | CT | NG | 443.0 | 167690 | 0.77564 | 0.0092508 | EIA non-ozone season distributed and EPA/CAMD ozone season | EPA/NEI | 1972
2018 | NY | Narrows Generating Station | 2499 | CT02-5 | GT | OP | CT | NG | 318.0 | 115750 | 0.77564 | 0.013402 | EIA non-ozone season distributed and EPA/CAMD ozone season | EPA/NEI | 1972
2018 | NY | Narrows Generating Station | 2499 | CT02-6 | GT | OP | CT | NG | 166.0 | 58542 | 0.77564 | 0.026498 | EIA non-ozone season distributed and EPA/CAMD ozone season | EPA/NEI | 1972
2018 | NY | Narrows Generating Station | 2499 | CT02-7 | GT | OP | CT | NG | 382.0 | 142022 | 0.77564 | 0.010923 | EIA non-ozone season distributed and EPA/CAMD ozone season | EPA/NEI | 1972
2018 | NY | Narrows Generating Station | 2499 | CT02-8 | GT | OP | CT | NG | 487.0 | 182885 | 0.77564 | 0.0084822 | EIA non-ozone season distributed and EPA/CAMD ozone season | EPA/NEI | 1972
2018 | NY | Nassau Energy Corporation | 52056 | 00004 | CT | OP | CC | NG | 7,468.0 | 3395441 | 0.32257 | 0.00019 | EPA/CAMD | EPA/NEI | 1991
2018 | NY | Neversink | 2483 | H1 | HY | OP | NA | WAT |  | 66370 |  |  | EIA Prime Mover-level Data
2018 | NY | New York Methodist Hospital | 52091 | 01-8N | IC | SB | NA | DFO |  | 34 | 0.00527 | 0.31 | EIA Prime Mover-level Data | Estimated using an emission factor
2018 | NY | New York Methodist Hospital | 52091 | 02-8P | IC | SB | NA | DFO |  | 43 | 0.006665 | 0.31 | EIA Prime Mover-level Data | Estimated using an emission factor
2018 | NY | New York Methodist Hospital | 52091 | 03-8L | IC | SB | NA | DFO |  | 43 | 0.006665 | 0.31 | EIA Prime Mover-level Data | Estimated using an emission factor
2018 | NY | New York Methodist Hospital | 52091 | 04-6Z | IC | SB | NA | DFO |  | 34 | 0.00527 | 0.31 | EIA Prime Mover-level Data | Estimated using an emission factor
2018 | NY | New York Methodist Hospital | 52091 | 05-6Z | IC | SB | NA | DFO |  | 34 | 0.00527 | 0.31 | EIA Prime Mover-level Data | Estimated using an emission factor
2018 | NY | New York Methodist Hospital | 52091 | 3A | IC | RE | NA | NG
2018 | NY | New York Methodist Hospital | 52091 | 4C | IC | RE | NA | NG
2018 | NY | New York Methodist Hospital | 52091 | CCHEG | IC | TS | NA | DFO
2018 | NY | New York Presbyterian Hospital-168th St | 61026 | CHNY1 | IC | SB | NA | DFO |  | 57 | 0.008835 | 0.31 | EIA Prime Mover-level Data | Estimated using an emission factor
2018 | NY | New York Presbyterian Hospital-168th St | 61026 | CHNY2 | IC | SB | NA | DFO |  | 57 | 0.008835 | 0.31 | EIA Prime Mover-level Data | Estimated using an emission factor
2018 | NY | New York Presbyterian Hospital-168th St | 61026 | GARG | IC | SB | NA | DFO |  | 3 | 0.000465 | 0.31 | EIA Prime Mover-level Data | Estimated using an emission factor
2018 | NY | New York Presbyterian Hospital-168th St | 61026 | MHB1 | IC | SB | NA | DFO |  | 57 | 0.008835 | 0.31 | EIA Prime Mover-level Data | Estimated using an emission factor
2018 | NY | New York Presbyterian Hospital-168th St | 61026 | MHB2 | IC | SB | NA | DFO |  | 40 | 0.0062 | 0.31 | EIA Prime Mover-level Data | Estimated using an emission factor
2018 | NY | New York Presbyterian Hospital-168th St | 61026 | MHB3 | IC | SB | NA | DFO |  | 40 | 0.0062 | 0.31 | EIA Prime Mover-level Data | Estimated using an emission factor
2018 | NY | New York Presbyterian Hospital-168th St | 61026 | MHB4 | IC | SB | NA | DFO |  | 43 | 0.006665 | 0.31 | EIA Prime Mover-level Data | Estimated using an emission factor
2018 | NY | New York Presbyterian Hospital-168th St | 61026 | MHB5 | IC | SB | NA | DFO |  | 43 | 0.006665 | 0.31 | EIA Prime Mover-level Data | Estimated using an emission factor
2018 | NY | New York Presbyterian-The Allen Hospital | 62650 | CAT32 | IC | SB | NA | DFO
2018 | NY | New York State Dam Hydro | 10221 | GEN1 | HY | OP | NA | WAT |  | 244289 |  |  | EIA Prime Mover-level Data
2018 | NY | New York State Dam Hydro | 10221 | GEN2 | HY | OP | NA | WAT |  | 244289 |  |  | EIA Prime Mover-level Data
2018 | NY | New York University Central Plant | 54808 | D2 | IC | SB | NA | DFO
2018 | NY | New York University Central Plant | 54808 | D3 | IC | SB | NA | DFO
2018 | NY | New York University Central Plant | 54808 | D4 | IC | SB | NA | DFO
2018 | NY | New York University Central Plant | 54808 | D5 | IC | SB | NA | DFO
2018 | NY | New York University Central Plant | 54808 | D6 | IC | SB | NA | DFO
2018 | NY | New York University Central Plant | 54808 | D7 | IC | SB | NA | DFO
2018 | NY | New York University Central Plant | 54808 | DI | IC | SB | NA | DFO
2018 | NY | New York University Central Plant | 54808 | GT1 | CT | OP | NA | NG |  | 463342 | 1.3336 | 0.0057564 | EIA Prime Mover-level Data | NEI avg EF - PM, fuel type
2018 | NY | New York University Central Plant | 54808 | GT2 | CT | OP | NA | NG |  | 463342 | 1.3336 | 0.0057564 | EIA Prime Mover-level Data | NEI avg EF - PM, fuel type
2018 | NY | New York University Central Plant | 54808 | T1 | CA | OP | NA | NG |  | 0 | 0 |  | EIA Prime Mover-level Data | Estimated using an emission factor
2018 | NY | Newfield Community Solar LLC | 62582 | 5216 | PV | U | NA | SUN
2018 | NY | Newport Hydro | 50354 | 1 | HY | OP | NA | WAT |  | 25274 |  |  | EIA Prime Mover-level Data
2018 | NY | Newport Hydro | 50354 | 2 | HY | OP | NA | WAT |  | 25274 |  |  | EIA Prime Mover-level Data
2018 | NY | Newport Hydro | 50354 | 3 | HY | OP | NA | WAT |  | 3159 |  |  | EIA Prime Mover-level Data
2018 | NY | Nine Mile Point Nuclear Station | 2589 | 1 | ST | OP | NA | NUC |  | 55179009 |  |  | EIA Prime Mover-level Data
2018 | NY | Nine Mile Point Nuclear Station | 2589 | 2 | ST | OP | NA | NUC |  | 105643075 |  |  | EIA Prime Mover-level Data
2018 | NY | NISA Electric Generation Project | 61331 | GEN1 | CT | T | NA | NG
2018 | NY | NISA Electric Generation Project | 61331 | STG1 | CA | T | NA | NG
2018 | NY | Nissequogue Energy Center | 54149 | 1 | GT | OP | CT | NG | 8,180.0 | 3519669 | 0.33437 | 0.00019 | EPA/CAMD | EPA/NEI | 1995
2018 | NY | Noble Altona Windpark LLC | 56901 | 1 | WT | OP | NA | WND |  | 1536273 |  |  | EIA Prime Mover-level Data
2018 | NY | Noble Bellmont Windpark LLC | 56903 | 1 | WT | CN | NA | WND
2018 | NY | Noble Bliss Windpark LLC | 56620 | 1 | WT | OP | NA | WND |  | 1757129 |  |  | EIA Prime Mover-level Data
2018 | NY | Noble Chateaugay Windpark LLC | 56904 | 1 | WT | OP | NA | WND |  | 1739906 |  |  | EIA Prime Mover-level Data
2018 | NY | Noble Clinton Windpark LLC | 56618 | 1 | WT | OP | NA | WND |  | 1338833 |  |  | EIA Prime Mover-level Data
2018 | NY | Noble Ellenburg Windpark LLC | 56619 | 1 | WT | OP | NA | WND |  | 1311878 |  |  | EIA Prime Mover-level Data
2018 | NY | Noble Wethersfield Windpark LLC | 56902 | 1 | WT | OP | NA | WND |  | 2345633 |  |  | EIA Prime Mover-level Data
2018 | NY | Norfolk | 2590 | 1 | HY | OP | NA | WAT |  | 204151 |  |  | EIA Prime Mover-level Data
2018 | NY | Normanskill Hydro Project | 50123 | GEN1 | HY | OP | NA | WAT |  | 23506 |  |  | EIA Prime Mover-level Data
2018 | NY | North 1st | 7915 | NO1 | GT | OP | CT | NG | 1,462.0 | 574802 | 1.3771 | 0.0047916 | EPA/CAMD | EPA/NEI | 2001
2018 | NY | North County | 58788 | NRT1 | PV | OP | NA | SUN |  | 9501 |  |  | EIA Prime Mover-level Data
2018 | NY | North Slope, LLC | 60420 | NSPV | WT | L | NA | WND
2018 | NY | Northern Westchester Hospital | 61378 | 1 | IC | SB | NA | DFO
2018 | NY | Northern Westchester Hospital | 61378 | 2 | IC | SB | NA | DFO
2018 | NY | Northern Westchester Hospital | 61378 | 3 | IC | SB | NA | DFO
2018 | NY | Northern Westchester Hospital | 61378 | 4 | IC | SB | NA | DFO
2018 | NY | Northern Westchester Hospital | 61378 | 5 | IC | SB | NA | DFO
2018 | NY | Northern Westchester Hospital | 61378 | P | IC | SB | NA | NG
2018 | NY | Northport | 2516 | 1 | ST | OP | TANGENTIAL | NG | 1,947.0 | 3770760 | 16.4293 | 0.0087141 | EPA/CAMD | EPA/NEI | 1967
2018 | NY | Northport | 2516 | 2 | ST | OP | TANGENTIAL | NG | 3,337.0 | 7478718 | 28.0172 | 0.0074925 | EPA/CAMD | EPA/NEI | 1968
2018 | NY | Northport | 2516 | 3 | ST | OP | TANGENTIAL | RFO | 4,491.0 | 9910043 | 43.4073 | 0.0087603 | EPA/CAMD | EPA/NEI | 1972
2018 | NY | Northport | 2516 | 4 | ST | OP | TANGENTIAL | NG | 3,449.0 | 7914453 | 35.1302 | 0.0088775 | EPA/CAMD | EPA/NEI | 1977
2018 | NY | Northport | 2516 | UGT001 | GT | OP | CT | DFO | 26.0 | 3993 | 0.022177 | 0.011108 | EPA/CAMD | EPA/NEI | 1967
2018 | NY | Norwood | 2591 | 1 | HY | OP | NA | WAT |  | 91645 |  |  | EIA Prime Mover-level Data
2018 | NY | NRG Dunkirk Power | 2554 | 1 | ST | OP | TANGENTIAL | SUB | 0.0 | [5 empty] | 1950
2018 | NY | NRG Dunkirk Power | 2554 | 2 | ST | OP | TANGENTIAL | SUB | 0.0 | [5 empty] | 1950
2018 | NY | NRG Dunkirk Power | 2554 | 3 | ST | OP | TANGENTIAL | SUB | 0.0 | [5 empty] | 1959
2018 | NY | NRG Dunkirk Power | 2554 | 4 | ST | OP | TANGENTIAL | SUB | 0.0 | [5 empty] | 1959
2018 | NY | NY - Presbyt. Hospital - 525 E 68TH St | 61238 | ANX1 | IC | SB | NA | DFO |  | 814 | 0.12617 | 0.31 | EIA Prime Mover-level Data | Estimated using an emission factor
2018 | NY | NY - Presbyt. Hospital - 525 E 68TH St | 61238 | ANX2 | IC | SB | NA | DFO |  | 814 | 0.12617 | 0.31 | EIA Prime Mover-level Data | Estimated using an emission factor
2018 | NY | NY - Presbyt. Hospital - 525 E 68TH St | 61238 | CGTB | GT | OP | NA | NG |  | 557568 | 1.5287 | 0.0054834 | EIA Prime Mover-level Data | NEI avg EF - PM, fuel type, firing type
2018 | NY | NY - Presbyt. Hospital - 525 E 68TH St | 61238 | GRB1 | IC | SB | NA | DFO |  | 456 | 0.07068 | 0.31 | EIA Prime Mover-level Data | Estimated using an emission factor
2018 | NY | NY - Presbyt. Hospital - 525 E 68TH St | 61238 | GRB2 | IC | SB | NA | DFO |  | 456 | 0.07068 | 0.31 | EIA Prime Mover-level Data | Estimated using an emission factor
2018 | NY | NY - Presbyt. Hospital - 525 E 68TH St | 61238 | GRB3 | IC | SB | NA | DFO |  | 456 | 0.07068 | 0.31 | EIA Prime Mover-level Data | Estimated using an emission factor
2018 | NY | NY - Presbyt. Hospital - 525 E 68TH St | 61238 | GRB4 | IC | SB | NA | DFO |  | 488 | 0.07564 | 0.31 | EIA Prime Mover-level Data | Estimated using an emission factor
2018 | NY | NY Times Daily Production Facility | 61414 | GEN1 | IC | OP | NA | DFO |  | 434 | 0.06727 | 0.31 | EIA Prime Mover-level Data | Estimated using an emission factor
2018 | NY | NY Times Daily Production Facility | 61414 | GEN2 | IC | OP | NA | DFO |  | 434 | 0.06727 | 0.31 | EIA Prime Mover-level Data | Estimated using an emission factor
2018 | NY | NY Times Daily Production Facility | 61414 | GEN3 | IC | OP | NA | DFO |  | 434 | 0.06727 | 0.31 | EIA Prime Mover-level Data | Estimated using an emission factor
2018 | NY | NY Times Daily Production Facility | 61414 | GEN4 | IC | OP | NA | DFO |  | 434 | 0.06727 | 0.31 | EIA Prime Mover-level Data | Estimated using an emission factor
2018 | NY | NY Times Daily Production Facility | 61414 | GEN5 | IC | OP | NA | DFO |  | 434 | 0.06727 | 0.31 | EIA Prime Mover-level Data | Estimated using an emission factor
2018 | NY | NY Times Daily Production Facility | 61414 | GEN6 | IC | OP | NA | DFO |  | 434 | 0.06727 | 0.31 | EIA Prime Mover-level Data | Estimated using an emission factor
2018 | NY | NYC-HH - CONEY ISLAND HOSPITAL | 61413 | GEN1 | IC | SB | NA | DFO |  | 630 | 0.09765 | 0.31 | EIA Prime Mover-level Data | Estimated using an emission factor
2018 | NY | NYC-HH - CONEY ISLAND HOSPITAL | 61413 | GEN2 | IC | SB | NA | DFO |  | 683 | 0.10587 | 0.31 | EIA Prime Mover-level Data | Estimated using an emission factor
2018 | NY | NYC-HH - CONEY ISLAND HOSPITAL | 61413 | GEN3 | IC | SB | NA | DFO |  | 158 | 0.02449 | 0.31 | EIA Prime Mover-level Data | Estimated using an emission factor
2018 | NY | NYC-HH-New Bellevue Hospital | 62250 | CAT2H | IC | SB | NA | DFO |  | 318 | 0.04929 | 0.31 | EIA Prime Mover-level Data | Estimated using an emission factor
2018 | NY | NYC-HH-New Bellevue Hospital | 62250 | CAT2M | IC | SB | NA | DFO |  | 318 | 0.04929 | 0.31 | EIA Prime Mover-level Data | Estimated using an emission factor
2018 | NY | NYC-HH-New Bellevue Hospital | 62250 | CAT2X | IC | SB | NA | DFO |  | 318 | 0.04929 | 0.31 | EIA Prime Mover-level Data | Estimated using an emission factor
2018 | NY | NYC-HH-New Bellevue Hospital | 62250 | CAT2Y | IC | SB | NA | DFO |  | 318 | 0.04929 | 0.31 | EIA Prime Mover-level Data | Estimated using an emission factor
2018 | NY | NYC-HH-New Bellevue Hospital | 62250 | CAT6M | IC | SB | NA | DFO |  | 239 | 0.037045 | 0.31 | EIA Prime Mover-level Data | Estimated using an emission factor
2018 | NY | NYC-HH-New Bellevue Hospital | 62250 | CAT6P | IC | SB | NA | DFO |  | 239 | 0.037045 | 0.31 | EIA Prime Mover-level Data | Estimated using an emission factor
2018 | NY | NYC-HH-New Bellevue Hospital | 62250 | CUM6Z | IC | SB | NA | DFO |  | 358 | 0.05549 | 0.31 | EIA Prime Mover-level Data | Estimated using an emission factor
2018 | NY | NYC-HH-New Bellevue Hospital | 62250 | RUD3R | IC | SB | NA | DFO |  | 279 | 0.043245 | 0.31 | EIA Prime Mover-level Data | Estimated using an emission factor
2018 | NY | NYPH-Queens | 62271 | PB809 | IC | SB | NA | DFO |  | 65 | 0.010075 | 0.31 | EIA Prime Mover-level Data | Estimated using an emission factor
2018 | NY | NYPH-Queens | 62271 | PB909 | IC | SB | NA | DFO |  | 65 | 0.010075 | 0.31 | EIA Prime Mover-level Data | Estimated using an emission factor
2018 | NY | NYPH-Queens | 62271 | PR601 | IC | SB | NA | DFO |  | 65 | 0.010075 | 0.31 | EIA Prime Mover-level Data | Estimated using an emission factor
2018 | NY | NYPH-Queens | 62271 | PR602 | IC | SB | NA | DFO |  | 65 | 0.010075 | 0.31 | EIA Prime Mover-level Data | Estimated using an emission factor
2018 | NY | NYPH-Queens | 62271 | PR816 | IC | SB | NA | DFO |  | 65 | 0.010075 | 0.31 | EIA Prime Mover-level Data | Estimated using an emission factor
2018 | NY | NYP-Hudson Valley Hospital Center | 62421 | 300DS | IC | SB | NA | DFO |  | 44 | 0.00682 | 0.31 | EIA Prime Mover-level Data | Estimated using an emission factor
2018 | NY | NYP-Hudson Valley Hospital Center | 62421 | 600CP | IC | SB | NA | DFO |  | 87 | 0.013485 | 0.31 | EIA Prime Mover-level Data | Estimated using an emission factor
2018 | NY | NYP-Hudson Valley Hospital Center | 62421 | 600OE | IC | SB | NA | DFO |  | 87 | 0.013485 | 0.31 | EIA Prime Mover-level Data | Estimated using an emission factor
2018 | NY | NYP-Hudson Valley Hospital Center | 62421 | 750RX | IC | SB | NA | DFO |  | 116 | 0.01798 | 0.31 | EIA Prime Mover-level Data | Estimated using an emission factor
2018 | NY | NYP-Lower Manhattan Hospital | 62366 | CATR4 | IC | SB | NA | DFO |  | 105 | 0.016275 | 0.31 | EIA Prime Mover-level Data | Estimated using an emission factor
2018 | NY | NYU LANGONE HEALTH | 61488 | ENB1 | IC | SB | NA | DFO
2018 | NY | NYU LANGONE HEALTH | 61488 | ENB2 | IC | SB | NA | DFO
2018 | NY | NYU LANGONE HEALTH | 61488 | GT | GT | OP | NA | NG |  | 891507 | 2.4442 | 0.0054834 | EIA Prime Mover-level Data | NEI avg EF - PM, fuel type, firing type
2018 | NY | NYU LANGONE HEALTH | 61488 | HCC1 | IC | SB | NA | DFO
2018 | NY | NYU LANGONE HEALTH | 61488 | SKB1 | IC | SB | NA | DFO
2018 | NY | NYU LANGONE HEALTH | 61488 | SMB1 | IC | SB | NA | DFO
2018 | NY | NYU LANGONE HEALTH | 61488 | SMB2 | IC | SB | NA | DFO
2018 | NY | NYU Luthern Medical Center | 54769 | GEN1 | IC | OA | NA | NG |  | 73 | 1.5403e-05 | 0.000422 | EIA Prime Mover-level Data | Estimated using an emission factor
2018 | NY | NYU Luthern Medical Center | 54769 | GEN2 | IC | OA | NA | NG |  | 73 | 1.5403e-05 | 0.000422 | EIA Prime Mover-level Data | Estimated using an emission factor
2018 | NY | NYU Luthern Medical Center | 54769 | GEN3 | IC | SB | NA | DFO |  | 136 | 0.02108 | 0.31 | EIA Prime Mover-level Data | Estimated using an emission factor
2018 | NY | NYU Luthern Medical Center | 54769 | GEN4 | IC | SB | NA | DFO |  | 136 | 0.02108 | 0.31 | EIA Prime Mover-level Data | Estimated using an emission factor
2018 | NY | OBP Cogen | 57798 | 1OBP | GT | OP | NA | NG |  | 362649 | 0.99427 | 0.0054834 | EIA Prime Mover-level Data | NEI avg EF - PM, fuel type, firing type
2018 | NY | Oceanside Energy | 50348 | GEN5 | IC | RE | NA | LFG
2018 | NY | Oceanside Energy | 50348 | GEN6 | IC | RE | NA | LFG
2018 | NY | Oceanside Energy | 50348 | OS1 | IC | RE | NA | LFG
2018 | NY | Oceanside Energy | 50348 | OS2 | IC | RE | NA | LFG
2018 | NY | Oceanside Energy | 50348 | OS3 | IC | RE | NA | LFG
2018 | NY | Oceanside Energy | 50348 | OS4 | IC | RE | NA | LFG
2018 | NY | Ogdensburg | 52058 | 01 | HY | OP | NA | WAT |  | 16729 |  |  | EIA Prime Mover-level Data
2018 | NY | Ogdensburg | 52058 | 02 | HY | OP | NA | WAT |  | 16729 |  |  | EIA Prime Mover-level Data
2018 | NY | Ogdensburg | 52058 | 03 | HY | OP | NA | WAT |  | 16729 |  |  | EIA Prime Mover-level Data
2018 | NY | Ogdensburg | 52058 | 04 | HY | OP | NA | WAT |  | 16729 |  |  | EIA Prime Mover-level Data
2018 | NY | Ogdensburg | 52058 | 05 | HY | OP | NA | WAT |  | 16729 |  |  | EIA Prime Mover-level Data
2018 | NY | Oneida - South | 60455 | ONS | PV | OP | NA | SUN |  | 24765 |  |  | EIA Prime Mover-level Data
2018 | NY | Oneida - West | 60456 | ONW | PV | OP | NA | SUN |  | 24773 |  |  | EIA Prime Mover-level Data
2018 | NY | Oneida County- DPW | 60114 | PV1 | PV | OP | NA | SUN |  | 12411 |  |  | EIA Prime Mover-level Data
2018 | NY | Oneida Herkimer | 57404 | GEN1 | IC | OP | NA | LFG |  | 144357 | 1.061 | 0.0147 | EIA Prime Mover-level Data | Estimated using an emission factor
2018 | NY | Oneida Herkimer | 57404 | GEN2 | IC | OP | NA | LFG |  | 144357 | 1.061 | 0.0147 | EIA Prime Mover-level Data | Estimated using an emission factor
2018 | NY | Onondaga County - Metro Water Board | 60097 | PV1 | PV | OP | NA | SUN |  | 8399 |  |  | EIA Prime Mover-level Data
2018 | NY | Onondaga County - Oak Orchard WWTP | 60098 | PV1 | PV | OP | NA | SUN |  | 5954 |  |  | EIA Prime Mover-level Data
2018 | NY | Onondaga County- Clearwater | 60462 | PV1 | PV | OP | NA | SUN |  | 25211 |  |  | EIA Prime Mover-level Data
2018 | NY | Onondaga County- Jamesville | 60232 | PV1 | PV | OP | NA | SUN |  | 15283 |  |  | EIA Prime Mover-level Data
2018 | NY | Onondaga County Resource Recovery | 50662 | UNIT1 | ST | OP | NA | MSW |  | 1305922 | 0.40745 | 0.000624 | EIA Unit-level Data | Estimated using an emission factor
2018 | NY | Onondaga County Resource Recovery | 50662 | UNIT2 | ST | OP | NA | MSW |  | 1289676 | 0.40238 | 0.000624 | EIA Unit-level Data | Estimated using an emission factor
2018 | NY | Onondaga County Resource Recovery | 50662 | UNIT3 | ST | OP | NA | MSW |  | 1304367 | 0.40696 | 0.000624 | EIA Unit-level Data | Estimated using an emission factor
2018 | NY | Onondaga Energy Partners LP | 50346 | ON1 | IC | RE | NA | LFG
2018 | NY | Ontario LFGTE | 56250 | GEN1 | IC | OP | NA | LFG |  | 64030 | 0.47062 | 0.0147 | EIA Prime Mover-level Data | Estimated using an emission factor
2018 | NY | Ontario LFGTE | 56250 | GEN10 | IC | OP | NA | LFG |  | 128059 | 0.94123 | 0.0147 | EIA Prime Mover-level Data | Estimated using an emission factor
2018 | NY | Ontario LFGTE | 56250 | GEN11 | IC | OP | NA | LFG |  | 128059 | 0.94123 | 0.0147 | EIA Prime Mover-level Data | Estimated using an emission factor
2018 | NY | Ontario LFGTE | 56250 | GEN2 | IC | OP | NA | LFG |  | 64030 | 0.47062 | 0.0147 | EIA Prime Mover-level Data | Estimated using an emission factor
2018 | NY | Ontario LFGTE | 56250 | GEN3 | IC | OP | NA | LFG |  | 64030 | 0.47062 | 0.0147 | EIA Prime Mover-level Data | Estimated using an emission factor
2018 | NY | Ontario LFGTE | 56250 | GEN4 | IC | OP | NA | LFG |  | 64030 | 0.47062 | 0.0147 | EIA Prime Mover-level Data | Estimated using an emission factor
2018 | NY | Ontario LFGTE | 56250 | GEN5 | IC | OP | NA | LFG |  | 64030 | 0.47062 | 0.0147 | EIA Prime Mover-level Data | Estimated using an emission factor
2018 | NY | Ontario LFGTE | 56250 | GEN6 | IC | OP | NA | LFG |  | 64030 | 0.47062 | 0.0147 | EIA Prime Mover-level Data | Estimated using an emission factor
2018 | NY | Ontario LFGTE | 56250 | GEN7 | IC | OP | NA | LFG |  | 64030 | 0.47062 | 0.0147 | EIA Prime Mover-level Data | Estimated using an emission factor
2018 | NY | Ontario LFGTE | 56250 | GEN8 | IC | OP | NA | LFG |  | 64030 | 0.47062 | 0.0147 | EIA Prime Mover-level Data | Estimated using an emission factor
2018 | NY | Ontario LFGTE | 56250 | GEN9 | IC | OP | NA | LFG |  | 128059 | 0.94123 | 0.0147 | EIA Prime Mover-level Data | Estimated using an emission factor
2018 | NY | Onyx - Lamphear Road CSG | 60967 | 10016 | PV | OP | NA | SUN |  | 25084 |  |  | EIA Prime Mover-level Data
2018 | NY | Onyx - Saratoga Springs Landfill Solar CSG | 61724 | 10254 | PV | OP | NA | SUN |  | 24545 |  |  | EIA Prime Mover-level Data
2018 | NY | Orange County Solar Farm (NY) | 60229 | PV1 | PV | OP | NA | SUN |  | 15526 |  |  | EIA Prime Mover-level Data
2018 | NY | Oswegatchie | 58678 | 1 | HY | OP | NA | WAT |  | 30326 |  |  | EIA Prime Mover-level Data
2018 | NY | Oswegatchie | 58678 | 2 | HY | OP | NA | WAT |  | 30326 |  |  | EIA Prime Mover-level Data
2018 | NY | Oswego County - Fulton Solar | 60818 | PV1 | PV | OP | NA | SUN
2018 | NY | Oswego County Energy Recovery | 50907 | UNT1 | ST | OP | NA | MSW |  | 337483 | 26.3237 | 0.156 | EIA Prime Mover-level Data | Estimated using an emission factor
2018 | NY | Oswego County Energy Recovery | 50907 | UNT2 | ST | OP | NA | MSW |  | 337483 | 26.3237 | 0.156 | EIA Prime Mover-level Data | Estimated using an emission factor
2018 | NY | Oswego Falls East | 2595 | 1 | HY | OP | NA | WAT |  | 78202 |  |  | EIA Prime Mover-level Data
2018 | NY | Oswego Falls East | 2595 | 2 | HY | OP | NA | WAT |  | 78202 |  |  | EIA Prime Mover-level Data
2018 | NY | Oswego Falls East | 2595 | 3 | HY | OP | NA | WAT |  | 78202 |  |  | EIA Prime Mover-level Data
2018 | NY | Oswego Falls West | 2596 | 3 | HY | RE | NA | WAT
2018 | NY | Oswego Falls West | 2596 | 4 | HY | OP | NA | WAT |  | 24400 |  |  | EIA Prime Mover-level Data
2018 | NY | Oswego Falls West | 2596 | 5 | HY | OP | NA | WAT |  | 24400 |  |  | EIA Prime Mover-level Data
2018 | NY | Oswego Falls West | 2596 | 6 | HY | OP | NA | WAT |  | 12200 |  |  | EIA Prime Mover-level Data
2018 | NY | Oswego Falls West | 2596 | 7 | HY | OP | NA | WAT |  | 12200 |  |  | EIA Prime Mover-level Data
2018 | NY | Oswego Harbor Power | 2594 | 5 | ST | OP | WALL | RFO | 192.0 | 309805 | 1.58 | 0.0102 | EPA/CAMD | EPA/NEI | 1977
2018 | NY | Oswego Harbor Power | 2594 | 6 | ST | OP | WALL | RFO | 170.0 | 304427 | 1.5526 | 0.0102 | EPA/CAMD | EPA/NEI | 1980
2018 | NY | Owens Corning at Bethlehem | 58550 | PV1 | PV | OP | NA | SUN |  | 28612 |  |  | EIA Prime Mover-level Data
2018 | NY | Oyster Bay Energy Partners LP | 50345 | OB1 | IC | RE | NA | LFG
2018 | NY | Oyster Bay Energy Partners LP | 50345 | OB2 | IC | RE | NA | LFG
2018 | NY | Parishville | 2597 | 1 | HY | OP | NA | WAT |  | 180865 |  |  | EIA Prime Mover-level Data
2018 | NY | Pasto Solar | 62389 | PASTO | PV | P | NA | SUN
2018 | NY | Peak Power 1 Cogen | 57789 | GEN1 | IC | OP | NA | NG |  | 1861 | 0.00039267 | 0.000422 | EIA Prime Mover-level Data | Estimated using an emission factor
2018 | NY | Peak Power 1 Cogen | 57789 | GEN2 | IC | OP | NA | NG |  | 1861 | 0.00039267 | 0.000422 | EIA Prime Mover-level Data | Estimated using an emission factor
2018 | NY | Peak Power 1 Cogen | 57789 | GEN3 | IC | OP | NA | NG |  | 1861 | 0.00039267 | 0.000422 | EIA Prime Mover-level Data | Estimated using an emission factor
2018 | NY | Philadlephia | 10197 | GEN1 | HY | OP | NA | WAT |  | 92975 |  |  | EIA Prime Mover-level Data
2018 | NY | Phoenix Hydro Project | 54865 | 1-02 | HY | OP | NA | WAT |  | 47277 |  |  | EIA Prime Mover-level Data
2018 | NY | Phoenix Hydro Project | 54865 | 2-01 | HY | OP | NA | WAT |  | 47277 |  |  | EIA Prime Mover-level Data
2018 | NY | Piercefield | 2598 | 1 | HY | OP | NA | WAT |  | 77148 |  |  | EIA Prime Mover-level Data
2018 | NY | Piercefield | 2598 | 2 | HY | OP | NA | WAT |  | 30859 |  |  | EIA Prime Mover-level Data
2018 | NY | Piercefield | 2598 | 3 | HY | OP | NA | WAT |  | 30859 |  |  | EIA Prime Mover-level Data
2018 | NY | Pinelawn Power | 56188 | 00001 | CT | OP | CC | NG | 3,284.0 | 1409293 | 6.2169 | 0.0088227 | EPA/CAMD | EPA/NEI | 2005
2018 | NY | Plant No 1 Freeport | 2678 | 1 | IC | RE | NA | DFO
2018 | NY | Plant No 1 Freeport | 2678 | 2 | IC | OP | NA | DFO |  | 446 | 0.06913 | 0.31 | EIA Prime Mover-level Data | Estimated using an emission factor
2018 | NY | Plant No 1 Freeport | 2678 | 3 | IC | OP | NA | DFO |  | 477 | 0.073935 | 0.31 | EIA Prime Mover-level Data | Estimated using an emission factor
2018 | NY | Plant No 1 Freeport | 2678 | 4 | IC | OP | NA | DFO |  | 785 | 0.12167 | 0.31 | EIA Prime Mover-level Data | Estimated using an emission factor
2018 | NY | Podunk Road | 62834 | 871 | PV | L | NA | SUN
2018 | NY | Poletti 500 MW CC | 56196 | CTG7A | CT | OP | CC | NG | 5,969.0 | 8154025 | 11.7878 | 0.0028913 | EPA/CAMD | EPA/NEI | 2005
2018 | NY | Poletti 500 MW CC | 56196 | CTG7B | CT | OP | CC | NG | 5,632.0 | 7812849 | 11.7878 | 0.0030176 | EPA/CAMD | EPA/NEI | 2005
2018 | NY | Pool Brook Rd Community Solar Farm | 62156 | 15 | PV | V | NA | SUN
2018 | NY | Port Jefferson Energy Center | 2517 | 3 | ST | OP | TANGENTIAL | NG | 1,971.0 | 2005092 | 9.5624 | 0.0095381 | EPA/CAMD | EPA/NEI | 1958
2018 | NY | Port Jefferson Energy Center | 2517 | 4 | ST | OP | TANGENTIAL | NG | 1,789.0 | 1840566 | 7.9509 | 0.0086396 | EPA/CAMD | EPA/NEI | 1960
2018 | NY | Port Jefferson Energy Center | 2517 | UGT001 | GT | OP | CT | DFO | 10.0 | 1863 | 0.010058 | 0.010797 | EPA/CAMD | EPA/NEI | 1966
2018 | NY | Port Jefferson Energy Center | 2517 | UGT002 | GT | OP | CT | NG | 842.0 | 259615 | 0.86323 | 0.0066501 | EPA/CAMD | EPA/NEI | 2002
2018 | NY | Port Jefferson Energy Center | 2517 | UGT003 | GT | OP | CT | NG | 1,091.0 | 327261 | 0.86323 | 0.0052755 | EPA/CAMD | EPA/NEI | 2002
2018 | NY | Port Leyden Hydroelectric Project | 10817 | GEN1 | HY | OP | NA | WAT |  | 21961 |  |  | EIA Prime Mover-level Data
2018 | NY | Port Leyden Hydroelectric Project | 10817 | GEN2 | HY | OP | NA | WAT |  | 21961 |  |  | EIA Prime Mover-level Data
2018 | NY | Port Richmond WWT Solar | 58647 | 1 | PV | OP | NA | SUN |  | 13084 |  |  | EIA Prime Mover-level Data
2018 | NY | Pouch Terminal | 8053 | PT01 | GT | OP | CT | NG | 1,654.0 | 646404 | 1.598 | 0.0049442 | EPA/CAMD | EPA/NEI | 2001
2018 | NY | Prospect | 2599 | 1 | HY | OP | NA | WAT |  | 720339 |  |  | EIA Prime Mover-level Data
2018 | NY | Pyrites Plant | 10547 | GEN1 | HY | OP | NA | WAT |  | 32125 |  |  | EIA Prime Mover-level Data
2018 | NY | Pyrites Plant | 10547 | GEN2 | HY | OP | NA | WAT |  | 93699 |  |  | EIA Prime Mover-level Data
2018 | NY | Pyrites Plant | 10547 | GEN3 | HY | OP | NA | WAT |  | 93699 |  |  | EIA Prime Mover-level Data
2018 | NY | R E Ginna Nuclear Power Plant | 6122 | 1 | ST | OP | NA | NUC |  | 49026447 |  |  | EIA Prime Mover-level Data
2018 | NY | Rainbow Falls Auscble | 6526 | 1 | HY | OA | NA | WAT
2018 | NY | Rainbow Falls Auscble | 6526 | 2 | HY | OA | NA | WAT
2018 | NY | Rainbow Falls Hydro | 2600 | 1 | HY | OP | NA | WAT |  | 907096 |  |  | EIA Prime Mover-level Data
2018 | NY | Ravenswood Generating Station | 2500 | 10 | ST | OP | TANGENTIAL | NG | 4,260.0 | 6691387 | 25.9906 | 0.0077684 | EPA/CAMD | EPA/NEI | 1963
2018 | NY | Ravenswood Generating Station | 2500 | 20 | ST | OP | TANGENTIAL | RFO | 4,095.0 | 6511612 | 23.2495 | 0.0071409 | EPA/CAMD | EPA/NEI | 1963
2018 | NY | Ravenswood Generating Station | 2500 | 30 | ST | OP | TANGENTIAL | RFO | 2,858.0 | 9505159 | 35.9157 | 0.0075571 | EPA/CAMD | EPA/NEI | 1965
2018 | NY | Ravenswood Generating Station | 2500 | CT0001 | GT | OP | CT | NG | 35.0 | 4202 | 0.014813 | 0.0070504 | EPA/CAMD | EPA/NEI | 1967
2018 | NY | Ravenswood Generating Station | 2500 | CT0004 | GT | OP | CT | NG | 0.0 | [5 empty] | 1970
2018 | NY | Ravenswood Generating Station | 2500 | CT0005 | GT | OP | CT | NG | 0.0 | [5 empty] | 1970
2018 | NY | Ravenswood Generating Station | 2500 | CT0006 | GT | OP | CT | NG | 0.0 | [5 empty] | 1970
2018 | NY | Ravenswood Generating Station | 2500 | CT0007 | GT | OP | CT | NG | 0.0 | [5 empty] | 1970
2018 | NY | Ravenswood Generating Station | 2500 | CT0008 | GT | OP | CT | NG | 0.0 | [5 empty] | 1970
2018 | NY | Ravenswood Generating Station | 2500 | CT0009 | GT | OP | CT | NG | 0.0 |  | 0.0025021 |  |  | EPA/NEI | 1970
2018 | NY | Ravenswood Generating Station | 2500 | CT0010 | GT | OP | CT | NG | 74.0 | 12908 | 0.099633 | 0.015437 | EPA/CAMD | EPA/NEI | 1970
2018 | NY | Ravenswood Generating Station | 2500 | CT0011 | GT | OP | CT | NG | 92.0 | 16346 | 0.12889 | 0.01577 | EPA/CAMD | EPA/NEI | 1970
2018 | NY | Ravenswood Generating Station | 2500 | CT02-1 | GT | OP | CT | NG | 0.0 |  | 0.12929 |  |  | EPA/NEI | 1970
2018 | NY | Ravenswood Generating Station | 2500 | CT02-2 | GT | OP | CT | NG | 0.0 |  | 0.13425 |  |  | EPA/NEI | 1970
2018 | NY | Ravenswood Generating Station | 2500 | CT02-3 | GT | OP | CT | NG | 0.0 |  | 0.14202 |  |  | EPA/NEI | 1970
2018 | NY | Ravenswood Generating Station | 2500 | CT02-4 | GT | OP | CT | NG | 0.0 |  | 0.15006 |  |  | EPA/NEI | 1970
2018 | NY | Ravenswood Generating Station | 2500 | CT03-1 | GT | OP | CT | NG | 0.0 |  | 0.093966 |  |  | EPA/NEI | 1970
2018 | NY | Ravenswood Generating Station | 2500 | CT03-2 | GT | OP | CT | NG | 0.0 |  | 0.12954 |  |  | EPA/NEI | 1970
2018 | NY | Ravenswood Generating Station | 2500 | CT03-3 | GT | OP | CT | NG | 0.0 | [5 empty] | 1970
2018 | NY | Ravenswood Generating Station | 2500 | CT03-4 | GT | OP | CT | NG | 0.0 |  | 0.14555 |  |  | EPA/NEI | 1970
2018 | NY | Ravenswood Generating Station | 2500 | UCC001 | CT | OP | CC | NG | 6,320.0 | 10231849 | 45.3562 | 0.0088657 | EPA/CAMD | EPA/NEI | 2004
2018 | NY | Raymondville | 2601 | 1 | HY | OP | NA | WAT |  | 96751 |  |  | EIA Prime Mover-level Data
2018 | NY | RED-Rochester, LLC-Eastman Business Park | 10025 | 3B | ST | OP | CYCLONE | BIT | 767.0 | 334384 | 29.393 | 0.1758 | EPA/CAMD | EPA/NEI
2018 | NY | RED-Rochester, LLC-Eastman Business Park | 10025 | 4A | ST | OP | CYCLONE | BIT | 485.0 | 237727 | 29.393 | 0.24728 | EPA/CAMD | EPA/NEI
2018 | NY | RED-Rochester, LLC-Eastman Business Park | 10025 | 4B | ST | OP | TANGENTIAL | NG | 7,715.0 | 3665096 | 29.393 | 0.016039 | EPA/CAMD | EPA/NEI
2018 | NY | RED-Rochester, LLC-Eastman Business Park | 10025 | KPR1 | HY | OP | NA | WAT
2018 | NY | ReEnergy Lyonsdale Biomass | 54526 | 00001 | ST | OS | NA | WDS |  | 0 | 0 |  | EIA Unit-level Data | NEI avg EF - PM, fuel type
2018 | NY | Regeneron Pharmaceuticals Inc. | 62423 | 735G1 | IC | SB | NA | DFO |  | 442 | 0.06851 | 0.31 | EIA Prime Mover-level Data | Estimated using an emission factor
2018 | NY | Regeneron Pharmaceuticals Inc. | 62423 | 735G2 | IC | SB | NA | DFO |  | 295 | 0.045725 | 0.31 | EIA Prime Mover-level Data | Estimated using an emission factor
2018 | NY | Regeneron Pharmaceuticals Inc. | 62423 | 745G1 | IC | SB | NA | DFO |  | 442 | 0.06851 | 0.31 | EIA Prime Mover-level Data | Estimated using an emission factor
2018 | NY | Regeneron Pharmaceuticals Inc. | 62423 | 745G2 | IC | SB | NA | DFO |  | 442 | 0.06851 | 0.31 | EIA Prime Mover-level Data | Estimated using an emission factor
2018 | NY | Regeneron Pharmaceuticals Inc. | 62423 | 765G1 | IC | SB | NA | DFO |  | 736 | 0.11408 | 0.31 | EIA Prime Mover-level Data | Estimated using an emission factor
2018 | NY | Regeneron Pharmaceuticals Inc. | 62423 | 771NG | IC | SB | NA | NG |  | 236 | 4.9796e-05 | 0.000422 | EIA Prime Mover-level Data | Estimated using an emission factor
2018 | NY | Regeneron Pharmaceuticals Inc. | 62423 | 777G1 | IC | SB | NA | DFO |  | 295 | 0.045725 | 0.31 | EIA Prime Mover-level Data | Estimated using an emission factor
2018 | NY | Regeneron Pharmaceuticals Inc. | 62423 | 777NG | IC | SB | NA | NG |  | 118 | 2.4898e-05 | 0.000422 | EIA Prime Mover-level Data | Estimated using an emission factor
2018 | NY | Regeneron Pharmaceuticals Inc. | 62423 | 778NG | IC | SB | NA | NG |  | 59 | 1.2449e-05 | 0.000422 | EIA Prime Mover-level Data | Estimated using an emission factor
2018 | NY | Regeneron Pharmaceuticals Inc. | 62423 | 785G1 | IC | SB | NA | DFO |  | 295 | 0.045725 | 0.31 | EIA Prime Mover-level Data | Estimated using an emission factor
2018 | NY | Regeneron Pharmaceuticals Inc. | 62423 | 795G1 | IC | SB | NA | DFO |  | 589 | 0.091295 | 0.31 | EIA Prime Mover-level Data | Estimated using an emission factor
2018 | NY | Regeneron Pharmaceuticals Inc. | 62423 | 795G2 | IC | SB | NA | DFO |  | 589 | 0.091295 | 0.31 | EIA Prime Mover-level Data | Estimated using an emission factor
2018 | NY | Regeneron Tarrytown | 62456 | RGP00 | FC | OP | NA | NG |  | 16524 | 0 | 0 | EIA Prime Mover-level Data | Estimated using an emission factor
2018 | NY | Rensselaer Cogen | 54034 | 1GTDBS | CT | OP | CC | NG | 73.0 | 38893 | 0.14695 | 0.0075565 | EPA/CAMD | EPA/NEI | 1994
2018 | NY | Richard M Flynn (Holtsville) | 7314 | 001 | CT | OP | CC | NG | 5,502.0 | 5374166 | 0.51055 | 0.00019 | EPA/CAMD | EPA/NEI | 1994
2018 | NY | Rio | 2631 | RIO | HY | OP | NA | WAT |  | 357179 |  |  | EIA Prime Mover-level Data
2018 | NY | Rio | 2631 | RIO2 | HY | OP | NA | WAT |  | 28574 |  |  | EIA Prime Mover-level Data
2018 | NY | Ripley Westfield Wind LLC | 57193 | WTG | WT | CN | NA | WND
2018 | NY | RIT Henrietta Solar 1, LLC | 62810 | 13500 | PV | OP | NA | SUN |  | 32141 |  |  | EIA Prime Mover-level Data
2018 | NY | Riverbay Corp. - Co-Op City | 52168 | 00001 | ST | OP | WALL | NG | 3,095.0 | 922273 | 3.3084 | 0.0071744 | EIA non-ozone season distributed and EPA/CAMD ozone season | NEI avg EF - PM, fuel type, firing type | 1968
2018 | NY | Riverbay Corp. - Co-Op City | 52168 | 00004 | CT | OP | CC | NG | 1,618.0 | 211508 | 0.60877 | 0.0057564 | EPA/CAMD | NEI avg EF - PM, fuel type, firing type | 2009
2018 | NY | Riverbay Corp. - Co-Op City | 52168 | 00006 | CT | OP | CC | NG | 2,004.0 | 264829 | 0.76223 | 0.0057564 | EPA/CAMD | NEI avg EF - PM, fuel type, firing type | 2009
2018 | NY | Riverbay Corp. - Co-Op City | 52168 | 0003HP | ST | OP | OTHER BOILER | NG | 3,598.0 | 736182 | 2.5038 | 0.0068021 | EIA non-ozone season distributed and EPA/CAMD ozone season | NEI avg EF - PM, fuel type, firing type | 2009
2018 | NY | Riverhead | 58789 | RVH1 | PV | OP | NA | SUN |  | 16716 |  |  | EIA Prime Mover-level Data
2018 | NY | Riverhead Solar Farm | 62017 | RIV1 | PV | U | NA | SUN
2018 | NY | Roaring Brook, LLC | 61041 | WT1 | WT | T | NA | WND
2018 | NY | Robert Moses Niagara | 2693 | 1 | HY | OP | NA | WAT |  | 12183045 |  |  | EIA Prime Mover-level Data
2018 | NY | Robert Moses Niagara | 2693 | 2 | HY | OP | NA | WAT |  | 12183045 |  |  | EIA Prime Mover-level Data
2018 | NY | Robert Moses Niagara | 2693 | 3 | HY | OP | NA | WAT |  | 12183045 |  |  | EIA Prime Mover-level Data
2018 | NY | Robert Moses Niagara | 2693 | 4 | HY | OP | NA | WAT |  | 12183045 |  |  | EIA Prime Mover-level Data
2018 | NY | Robert Moses Niagara | 2693 | 5 | HY | OP | NA | WAT |  | 12183045 |  |  | EIA Prime Mover-level Data
2018 | NY | Robert Moses Niagara | 2693 | 6 | HY | OP | NA | WAT |  | 12183045 |  |  | EIA Prime Mover-level Data
2018 | NY | Robert Moses Niagara | 2693 | 7 | HY | OP | NA | WAT |  | 12183045 |  |  | EIA Prime Mover-level Data
2018 | NY | Robert Moses Niagara | 2693 | 8 | HY | OP | NA | WAT |  | 9463109 |  |  | EIA Prime Mover-level Data
2018 | NY | Robert Moses Niagara | 2693 | 9 | HY | OP | NA | WAT |  | 9463109 |  |  | EIA Prime Mover-level Data
2018 | NY | Robert Moses Niagara | 2693 | 10 | HY | OP | NA | WAT |  | 12183045 |  |  | EIA Prime Mover-level Data
2018 | NY | Robert Moses Niagara | 2693 | 11 | HY | OP | NA | WAT |  | 12183045 |  |  | EIA Prime Mover-level Data
2018 | NY | Robert Moses Niagara | 2693 | 12 | HY | OP | NA | WAT |  | 12183045 |  |  | EIA Prime Mover-level Data
2018 | NY | Robert Moses Niagara | 2693 | 13 | HY | OP | NA | WAT |  | 12183045 |  |  | EIA Prime Mover-level Data
2018 | NY | Robert Moses Power Dam | 2694 | 17 | HY | OP | NA | WAT |  | 4353590 |  |  | EIA Prime Mover-level Data
2018 | NY | Robert Moses Power Dam | 2694 | 18 | HY | OP | NA | WAT |  | 4353590 |  |  | EIA Prime Mover-level Data
2018 | NY | Robert Moses Power Dam | 2694 | 19 | HY | OP | NA | WAT |  | 4353590 |  |  | EIA Prime Mover-level Data
2018 | NY | Robert Moses Power Dam | 2694 | 20 | HY | OP | NA | WAT |  | 4353590 |  |  | EIA Prime Mover-level Data
2018 | NY | Robert Moses Power Dam | 2694 | 21 | HY | OP | NA | WAT |  | 4353590 |  |  | EIA Prime Mover-level Data
2018 | NY | Robert Moses Power Dam | 2694 | 22 | HY | OP | NA | WAT |  | 4353590 |  |  | EIA Prime Mover-level Data
2018 | NY | Robert Moses Power Dam | 2694 | 23 | HY | OP | NA | WAT |  | 4353590 |  |  | EIA Prime Mover-level Data
2018 | NY | Robert Moses Power Dam | 2694 | 24 | HY | OP | NA | WAT |  | 4353590 |  |  | EIA Prime Mover-level Data
2018 | NY | Robert Moses Power Dam | 2694 | 25 | HY | OP | NA | WAT |  | 4353590 |  |  | EIA Prime Mover-level Data
2018 | NY | Robert Moses Power Dam | 2694 | 26 | HY | OP | NA | WAT |  | 4353590 |  |  | EIA Prime Mover-level Data
2018 | NY | Robert Moses Power Dam | 2694 | 27 | HY | OP | NA | WAT |  | 4353590 |  |  | EIA Prime Mover-level Data
2018 | NY | Robert Moses Power Dam | 2694 | 28 | HY | OP | NA | WAT |  | 4353590 |  |  | EIA Prime Mover-level Data
2018 | NY | Robert Moses Power Dam | 2694 | 29 | HY | OP | NA | WAT |  | 4353590 |  |  | EIA Prime Mover-level Data
2018 | NY | Robert Moses Power Dam | 2694 | 30 | HY | OP | NA | WAT |  | 4353590 |  |  | EIA Prime Mover-level Data
2018 | NY | Robert Moses Power Dam | 2694 | 31 | HY | OP | NA | WAT |  | 4353590 |  |  | EIA Prime Mover-level Data
2018 | NY | Robert Moses Power Dam | 2694 | 32 | HY | OP | NA | WAT |  | 4353590 |  |  | EIA Prime Mover-level Data
2018 | NY | Rochester 2 | 2639 | 1 | HY | OP | NA | WAT |  | 209916 |  |  | EIA Prime Mover-level Data
2018 | NY | Rochester 26 | 2638 | 1 | HY | OP | NA | WAT |  | 104274 |  |  | EIA Prime Mover-level Data
2018 | NY | Rochester 3 | 2640 | 13 | GT | RE | NA | DFO
2018 | NY | Rochester 5 | 2641 | 2 | HY | OP | NA | WAT |  | 8159 |  |  | EIA Prime Mover-level Data
2018 | NY | Rochester 5 | 2641 | HY1 | HY | OP | NA | WAT |  | 8159 |  |  | EIA Prime Mover-level Data
2018 | NY | Rochester 5 | 2641 | HY3 | HY | OP | NA | WAT |  | 11474 |  |  | EIA Prime Mover-level Data
2018 | NY | Rochester 7 | 2642 | 1 | ST | RE | NA | BIT
2018 | NY | Rochester 7 | 2642 | 2 | ST | RE | NA | BIT
2018 | NY | Rochester 7 | 2642 | 3 | ST | RE | NA | BIT
2018 | NY | Rochester 7 | 2642 | 4 | ST | RE | NA | BIT
2018 | NY | Rochester 9 | 2644 | 2 | GT | RE | NA | NG
2018 | NY | Rockland Bakery Inc. | 62619 | CAT1 | IC | SB | NA | NG
2018 | NY | Rockland Bakery Inc. | 62619 | CAT2 | IC | SB | NA | NG
2018 | NY | Rockland Bakery Inc. | 62619 | CAT3 | IC | SB | NA | NG
2018 | NY | Rockland Bakery Inc. | 62619 | CATE4 | IC | SB | NA | DFO
2018 | NY | Rolling Upland Wind Farm LLC | 62262 | GEN1 | WT | P | NA | WND
2018 | NY | Roseton Generating LLC | 8006 | 1 | ST | OP | TANGENTIAL | RFO | 997.0 | 2730406 | 3.3792 | 0.0024752 | EPA/CAMD | EPA/NEI | 1974
2018 | NY | Roseton Generating LLC | 8006 | 2 | ST | OP | TANGENTIAL | RFO | 975.0 | 2700264 | 2.2013 | 0.0016304 | EPA/CAMD | EPA/NEI | 1974
2018 | NY | Route 14A CDG Solar North and South LLC | 62580 | 6081 | PV | OP | NA | SUN
2018 | NY | Route 19 #1 Community Solar Farm | 62500 | 1258 | PV | L | NA | SUN
2018 | NY | Route 19 #2 Community Solar Farm | 62502 | 1415 | PV | L | NA | SUN
2018 | NY | Route 22 Community Solar Farm | 62524 | 1444 | PV | L | NA | SUN
2018 | NY | Route 5 & 20 Community Solar Farm | 62523 | 1093 | PV | L | NA | SUN
2018 | NY | S A Carlson | 2682 | 9 | ST | OP | WALL | NG | 66.0 | 5599 | 0.021651 | 0.007734 | EPA/CAMD | EPA/NEI | 1950
2018 | NY | S A Carlson | 2682 | 10 | ST | OP | WALL | NG | 175.0 | 10085 | 0.036649 | 0.007268 | EPA/CAMD | EPA/NEI | 1950
2018 | NY | S A Carlson | 2682 | 20 | CT | OP | CC | NG | 3,048.0 | 1199018 | 0.344 | 0.0005738 | EPA/CAMD | EPA/NEI | 2001
2018 | NY | Sacket Lake Rd #1 Community Solar Farm | 62158 | 11 | PV | V | NA | SUN
2018 | NY | Sacket Lake Rd #2 Community Solar Farm | 62159 | 20 | PV | V | NA | SUN
2018 | NY | Saint Catherine of Siena Medical Center | 62003 | 5FPX4 | IC | SB | NA | DFO |  | 40 | 0.0062 | 0.31 | EIA Prime Mover-level Data | Estimated using an emission factor
2018 | NY | Saint Catherine of Siena Medical Center | 62003 | 855G3 | IC | SB | NA | DFO |  | 20 | 0.0031 | 0.31 | EIA Prime Mover-level Data | Estimated using an emission factor
2018 | NY | Saint Catherine of Siena Medical Center | 62003 | D400F | IC | SB | NA | DFO |  | 20 | 0.0031 | 0.31 | EIA Prime Mover-level Data | Estimated using an emission factor
2018 | NY | Saint Catherine of Siena Medical Center | 62003 | DFG65 | IC | SB | NA | DFO |  | 10 | 0.00155 | 0.31 | EIA Prime Mover-level Data | Estimated using an emission factor
2018 | NY | Saint Catherine of Siena Medical Center | 62003 | E4486 | IC | SB | NA | DFO |  | 20 | 0.0031 | 0.31 | EIA Prime Mover-level Data | Estimated using an emission factor
2018 | NY | Saranac Power Partners, LP | 54574 | 00001 | CT | OP | CC | NG | 317.0 | 312671 | 0.029704 | 0.00019 | EPA/CAMD | EPA/NEI | 1994
2018 | NY | Saranac Power Partners, LP | 54574 | 00002 | CT | OP | CC | NG | 482.0 | 356429 | 0.033861 | 0.00019 | EPA/CAMD | EPA/NEI | 1994
2018 | NY | Schaghticoke | 2606 | 1 | HY | OP | NA | WAT |  | 158804 |  |  | EIA Prime Mover-level Data
2018 | NY | Schaghticoke | 2606 | 2 | HY | OP | NA | WAT |  | 158804 |  |  | EIA Prime Mover-level Data
2018 | NY | Schaghticoke | 2606 | 3 | HY | OP | NA | WAT |  | 158804 |  |  | EIA Prime Mover-level Data
2018 | NY | Schaghticoke | 2606 | 4 | HY | OP | NA | WAT |  | 158804 |  |  | EIA Prime Mover-level Data
2018 | NY | School Street | 2605 | 1 | HY | OP | NA | WAT |  | 258140 |  |  | EIA Prime Mover-level Data
2018 | NY | School Street | 2605 | 2 | HY | OP | NA | WAT |  | 225873 |  |  | EIA Prime Mover-level Data
2018 | NY | School Street | 2605 | 3 | HY | OP | NA | WAT |  | 225873 |  |  | EIA Prime Mover-level Data
2018 | NY | School Street | 2605 | 4 | HY | OP | NA | WAT |  | 225873 |  |  | EIA Prime Mover-level Data
2018 | NY | School Street | 2605 | 5 | HY | OP | NA | WAT |  | 419478 |  |  | EIA Prime Mover-level Data
2018 | NY | Schuylerville | 2607 | 1 | HY | OP | NA | WAT |  | 11316 |  |  | EIA Prime Mover-level Data
2018 | NY | Selkirk Cogen Partners | 10725 | CTG101 | CT | OP | CC | NG | 331.0 | 280688 | 0.31214 | 0.0022241 | EPA/CAMD | EPA/NEI | 1992
2018 | NY | Selkirk Cogen Partners | 10725 | CTG201 | CT | OP | CC | NG | 2,033.0 | 1838019 | 2.4963 | 0.0027163 | EPA/CAMD | EPA/NEI | 1994
2018 | NY | Selkirk Cogen Partners | 10725 | CTG301 | CT | OP | CC | NG | 1,918.0 | 1586738 | 2.4963 | 0.0031464 | EPA/CAMD | EPA/NEI | 1994
2018 | NY | Seneca Energy | 54782 | GE10 | IC | OP | NA | LFG |  | 58995 | 0.43361 | 0.0147 | EIA Prime Mover-level Data | Estimated using an emission factor
2018 | NY | Seneca Energy | 54782 | GE11 | IC | OP | NA | LFG |  | 58995 | 0.43361 | 0.0147 | EIA Prime Mover-level Data | Estimated using an emission factor
2018 | NY | Seneca Energy | 54782 | GE12 | IC | OP | NA | LFG |  | 58995 | 0.43361 | 0.0147 | EIA Prime Mover-level Data | Estimated using an emission factor
2018 | NY | Seneca Energy | 54782 | GE13 | IC | OP | NA | LFG |  | 58995 | 0.43361 | 0.0147 | EIA Prime Mover-level Data | Estimated using an emission factor
2018 | NY | Seneca Energy | 54782 | GE14 | IC | OP | NA | LFG |  | 58995 | 0.43361 | 0.0147 | EIA Prime Mover-level Data | Estimated using an emission factor
2018 | NY | Seneca Energy | 54782 | GE15 | IC | OP | NA | LFG |  | 117990 | 0.86723 | 0.0147 | EIA Prime Mover-level Data | Estimated using an emission factor
2018 | NY | Seneca Energy | 54782 | GE16 | IC | OP | NA | LFG |  | 117990 | 0.86723 | 0.0147 | EIA Prime Mover-level Data | Estimated using an emission factor
2018 | NY | Seneca Energy | 54782 | GE17 | IC | OP | NA | LFG |  | 117990 | 0.86723 | 0.0147 | EIA Prime Mover-level Data | Estimated using an emission factor
2018 | NY | Seneca Energy | 54782 | GE18 | IC | OP | NA | LFG |  | 117990 | 0.86723 | 0.0147 | EIA Prime Mover-level Data | Estimated using an emission factor
2018 | NY | Seneca Energy | 54782 | GE19 | IC | IP | NA | LFG
2018 | NY | Seneca Energy | 54782 | GE20 | IC | IP | NA | LFG
2018 | NY | Seneca Energy | 54782 | GE21 | IC | IP | NA | LFG
2018 | NY | Seneca Energy | 54782 | GE22 | IC | IP | NA | LFG
2018 | NY | Seneca Energy | 54782 | GEN1 | IC | OP | NA | LFG |  | 58995 | 0.43361 | 0.0147 | EIA Prime Mover-level Data | Estimated using an emission factor
2018 | NY | Seneca Energy | 54782 | GEN2 | IC | OP | NA | LFG |  | 58995 | 0.43361 | 0.0147 | EIA Prime Mover-level Data | Estimated using an emission factor
2018 | NY | Seneca Energy | 54782 | GEN3 | IC | OP | NA | LFG |  | 58995 | 0.43361 | 0.0147 | EIA Prime Mover-level Data | Estimated using an emission factor
2018 | NY | Seneca Energy | 54782 | GEN4 | IC | OP | NA | LFG |  | 58995 | 0.43361 | 0.0147 | EIA Prime Mover-level Data | Estimated using an emission factor
2018 | NY | Seneca Energy | 54782 | GEN5 | IC | OP | NA | LFG |  | 58995 | 0.43361 | 0.0147 | EIA Prime Mover-level Data | Estimated using an emission factor
2018 | NY | Seneca Energy | 54782 | GEN6 | IC | OP | NA | LFG |  | 58995 | 0.43361 | 0.0147 | EIA Prime Mover-level Data | Estimated using an emission factor
2018 | NY | Seneca Energy | 54782 | GEN7 | IC | OP | NA | LFG |  | 58995 | 0.43361 | 0.0147 | EIA Prime Mover-level Data | Estimated using an emission factor
2018 | NY | Seneca Energy | 54782 | GEN8 | IC | OP | NA | LFG |  | 58995 | 0.43361 | 0.0147 | EIA Prime Mover-level Data | Estimated using an emission factor
2018 | NY | Seneca Energy | 54782 | GEN9 | IC | OP | NA | LFG |  | 58995 | 0.43361 | 0.0147 | EIA Prime Mover-level Data | Estimated using an emission factor
2018 | NY | Seneca Falls Hydroelectric Project | 61641 | 23 | HY | OP | NA | WAT |  | 51402 |  |  | EIA Prime Mover-level Data
2018 | NY | Seneca Falls Hydroelectric Project | 61641 | 24 | HY | OP | NA | WAT |  | 51402 |  |  | EIA Prime Mover-level Data
2018 | NY | Seneca Falls Hydroelectric Project | 61641 | 25 | HY | OP | NA | WAT |  | 51402 |  |  | EIA Prime Mover-level Data
2018 | NY | Seneca Nation Cattaraugus Wind Turbine | 61734 | 1 | WT | OP | NA | WND |  | 28194 |  |  | EIA Prime Mover-level Data
2018 | NY | Sewalls | 2608 | 1 | HY | OP | NA | WAT |  | 34552 |  |  | EIA Prime Mover-level Data
2018 | NY | Sewalls | 2608 | 2 | HY | OP | NA | WAT |  | 34552 |  |  | EIA Prime Mover-level Data
2018 | NY | Sharon Springs | 61903 | 10116 | PV | OP | NA | SUN |  | 20225 |  |  | EIA Prime Mover-level Data
2018 | NY | Sherman Island | 2609 | 1 | HY | OP | NA | WAT |  | 299592 |  |  | EIA Prime Mover-level Data
2018 | NY | Sherman Island | 2609 | 2 | HY | OP | NA | WAT |  | 299592 |  |  | EIA Prime Mover-level Data
2018 | NY | Sherman Island | 2609 | 3 | HY | OP | NA | WAT |  | 299592 |  |  | EIA Prime Mover-level Data
2018 | NY | Sherman Island | 2609 | 4 | HY | OP | NA | WAT |  | 299592 |  |  | EIA Prime Mover-level Data
2018 | NY | Sherman Island | 2609 | 5 | HY | OP | NA | WAT |  | 299592 |  |  | EIA Prime Mover-level Data
2018 | NY | Sherman Island | 2609 | 6 | HY | OP | NA | WAT |  | 55638 |  |  | EIA Prime Mover-level Data
2018 | NY | Shoemaker | 2632 | 1 | GT | OP | CT | NG | 27.0 | 6792 | 0.025918 | 0.007632 | EPA/CAMD | EPA/NEI | 1971
2018 | NY | Shoreham | 2518 | GT1 | GT | OP | NA | DFO |  | 26987 | 0.23289 | 0.017259 | EIA Prime Mover-level Data | NEI avg EF - PM, fuel type, firing type
2018 | NY | Shoreham | 2518 | GT2 | GT | OP | NA | DFO |  | 9489 | 0.081887 | 0.017259 | EIA Prime Mover-level Data | NEI avg EF - PM, fuel type, firing type
2018 | NY | Shoreham Energy | 55787 | CT01 | GT | OP | CT | DFO | 163.0 | 38824 | 0.16828 | 0.0086686 | EPA/CAMD | EPA/NEI | 2002
2018 | NY | Shoreham Energy | 55787 | CT02 | GT | OP | CT | DFO | 167.0 | 39841 | 0.16828 | 0.0084473 | EPA/CAMD | EPA/NEI | 2002
2018 | NY | Shoreham Solar Commons | 60045 | GEN1 | PV | OP | NA | SUN |  | 204390 |  |  | EIA Prime Mover-level Data
2018 | NY | Sissonville Hydro | 10220 | HY1 | HY | OP | NA | WAT |  | 125629 |  |  | EIA Prime Mover-level Data
2018 | NY | Skidmore College | 60425 | SO049 | PV | OP | NA | SUN |  | 21425 |  |  | EIA Prime Mover-level Data
2018 | NY | SL Babylon | 61487 | SLBAB | PV | OP | NA | SUN |  | 122863 |  |  | EIA Prime Mover-level Data
2018 | NY | Smithtown Energy Partners LP | 50344 | SW1 | IC | RE | NA | LFG
2018 | NY | Smithtown Energy Partners LP | 50344 | SW2 | IC | RE | NA | LFG
2018 | NY | Soft Maple | 2610 | 1 | HY | OP | NA | WAT |  | 178713 |  |  | EIA Prime Mover-level Data
2018 | NY | Soft Maple | 2610 | 2 | HY | OP | NA | WAT |  | 178713 |  |  | EIA Prime Mover-level Data
2018 | NY | Solean Solar Project | 61898 | SOLEA | PV | OP | NA | SUN |  | 68163 |  |  | EIA Prime Mover-level Data
2018 | NY | Somerset Operating Company (Kintigh) | 6082 | 1 | ST | OP | WALL | BIT | 1,348.0 | 5815444 | 80.6893 | 0.02775 | EPA/CAMD | EPA/NEI | 1984
2018 | NY | South Cairo | 2485 | GT1 | GT | OP | NA | KER |  | 4825 | 0.065585 | 0.027185 | EIA Prime Mover-level Data | NEI avg EF - PM, fuel type
2018 | NY | South Colton | 2611 | 1 | HY | OP | NA | WAT |  | 760058 |  |  | EIA Prime Mover-level Data
2018 | NY | South Edwards | 2604 | 1 | HY | OP | NA | WAT |  | 28824 |  |  | EIA Prime Mover-level Data
2018 | NY | South Edwards | 2604 | 2 | HY | OP | NA | WAT |  | 28824 |  |  | EIA Prime Mover-level Data
2018 | NY | South Edwards | 2604 | 3 | HY | OP | NA | WAT |  | 28824 |  |  | EIA Prime Mover-level Data
2018 | NY | South Edwards | 2604 | 4 | HY | OP | NA | WAT |  | 28824 |  |  | EIA Prime Mover-level Data
2018 | NY | South Glens Falls Hydroelectric | 54772 | GEN1 | HY | OP | NA | WAT |  | 351253 |  |  | EIA Prime Mover-level Data
2018 | NY | South Glens Falls Hydroelectric | 54772 | GEN2 | HY | OP | NA | WAT |  | 351253 |  |  | EIA Prime Mover-level Data
2018 | NY | South Hampton | 2519 | 1 | GT | OP | NA | DFO |  | 37703 | 0.32536 | 0.017259 | EIA Prime Mover-level Data | NEI avg EF - PM, fuel type, firing type
2018 | NY | South Nassau Communities Hospital | 62447 | 1 | IC | SB | NA | DFO
2018 | NY | South Nassau Communities Hospital | 62447 | 2 | IC | SB | NA | DFO
2018 | NY | South Nassau Communities Hospital | 62447 | 3 | IC | SB | NA | DFO
2018 | NY | South Oaks Hospital | 50136 | CG1 | IC | OP | NA | NG |  | 16407 | 0.0034619 | 0.000422 | EIA Prime Mover-level Data | Estimated using an emission factor
2018 | NY | South Oaks Hospital | 50136 | CG2 | IC | OP | NA | NG |  | 16407 | 0.0034619 | 0.000422 | EIA Prime Mover-level Data | Estimated using an emission factor
2018 | NY | South Oaks Hospital | 50136 | CG3 | IC | OP | NA | NG |  | 16407 | 0.0034619 | 0.000422 | EIA Prime Mover-level Data | Estimated using an emission factor
2018 | NY | South Oaks Hospital | 50136 | CG4 | IC | OP | NA | NG |  | 16407 | 0.0034619 | 0.000422 | EIA Prime Mover-level Data | Estimated using an emission factor
2018 | NY | South Oaks Hospital | 50136 | CG5 | IC | OP | NA | NG |  | 16407 | 0.0034619 | 0.000422 | EIA Prime Mover-level Data | Estimated using an emission factor
2018 | NY | South Oaks Hospital | 50136 | GEN1 | IC | RE | NA | NG
2018 | NY | South Oaks Hospital | 50136 | GEN2 | IC | RE | NA | NG
2018 | NY | Southold | 2520 | 1 | GT | OP | NA | DFO |  | 42301 | 0.36504 | 0.017259 | EIA Prime Mover-level Data | NEI avg EF - PM, fuel type, firing type
2018 | NY | Spier Falls | 2612 | 8 | HY | OP | NA | WAT |  | 352015 |  |  | EIA Prime Mover-level Data
2018 | NY | Spier Falls | 2612 | 9 | HY | OP | NA | WAT |  | 1838301 |  |  | EIA Prime Mover-level Data
2018 | NY | SREC Bath LFGTE | 58295 | GEN1 | IC | OP | NA | LFG |  | 79636 | 0.58532 | 0.0147 | EIA Prime Mover-level Data | Estimated using an emission factor
2018 | NY | SREC Bath LFGTE | 58295 | GEN2 | IC | OP | NA | LFG |  | 79636 | 0.58532 | 0.0147 | EIA Prime Mover-level Data | Estimated using an emission factor
2018 | NY | St Johns Riverside Hospital | 62051 | EG200 | IC | SB | NA | DFO |  | 28 | 0.00434 | 0.31 | EIA Prime Mover-level Data | Estimated using an emission factor
2018 | NY | St Johns Riverside Hospital | 62051 | EG300 | IC | SB | NA | DFO |  | 42 | 0.00651 | 0.31 | EIA Prime Mover-level Data | Estimated using an emission factor
2018 | NY | St Johns Riverside Hospital | 62051 | EG650 | IC | SB | NA | DFO |  | 97 | 0.015035 | 0.31 | EIA Prime Mover-level Data | Estimated using an emission factor
2018 | NY | St Johns Riverside Hospital | 62051 | EG750 | IC | SB | NA | DFO |  | 111 | 0.017205 | 0.31 | EIA Prime Mover-level Data | Estimated using an emission factor
2018 | NY | St. Johns Episcopal Hospital | 62450 | CT205 | IC | SB | NA | DFO
2018 | NY | St. Johns Episcopal Hospital | 62450 | F1040 | IC | SB | NA | DFO
2018 | NY | St. Joseph Hospital | 62452 | CT250 | IC | SB | NA | DFO
2018 | NY | St. Joseph Hospital | 62452 | CT750 | IC | SB | NA | DFO
2018 | NY | St. Lawerence University - Sutton | 61579 | SUT01 | PV | OP | NA | SUN |  | 9019 |  |  | EIA Prime Mover-level Data
2018 | NY | Stark | 2613 | 1 | HY | OP | NA | WAT |  | 875319 |  |  | EIA Prime Mover-level Data
2018 | NY | Starrett City Cogen Facility | 50743 | 1 | ST | OP | NA | NG |  | 415413 | 1.6725 | 0.0080524 | EIA Unit-level Data | NEI avg EF - PM, fuel type
2018 | NY | Starrett City Cogen Facility | 50743 | 2 | ST | OS | NA | RFO |  | 0 | 0 |  | EIA Unit-level Data | NEI avg EF - PM, fuel type
2018 | NY | Starrett City Cogen Facility | 50743 | 3 | ST | OP | NA | NG |  | 456294 | 1.8371 | 0.0080524 | EIA Unit-level Data | NEI avg EF - PM, fuel type
2018 | NY | Starrett City Cogen Facility | 50743 | 4 | ST | OP | NA | NG |  | 462283 | 1.8613 | 0.0080524 | EIA Unit-level Data | NEI avg EF - PM, fuel type
2018 | NY | Starrett City Cogen Facility | 50743 | GEN3 | IC | SB | NA | DFO |  | 2728 | 0.42284 | 0.31 | EIA Prime Mover-level Data | Estimated using an emission factor
2018 | NY | Starrett City Cogen Facility | 50743 | GEN4 | IC | SB | NA | DFO |  | 2728 | 0.42284 | 0.31 | EIA Prime Mover-level Data | Estimated using an emission factor
2018 | NY | Starrett City Cogen Facility | 50743 | GEN5 | IC | SB | NA | DFO |  | 2728 | 0.42284 | 0.31 | EIA Prime Mover-level Data | Estimated using an emission factor
2018 | NY | State Route 64N Community Solar Farm | 62520 | 1089 | PV | L | NA | SUN
2018 | NY | Steel Sun | 59705 | SSUN2 | PV | OP | NA | SUN |  | 40476 |  |  | EIA Prime Mover-level Data
2018 | NY | Steel Sun 2: 2303-III-2 Hamburg Tpke | 62723 | SS22 | PV | V | NA | SUN
2018 | NY | Steel Sun 2: 2303-III-4 Hamburg Tpke | 62722 | SS24 | PV | V | NA | SUN
2018 | NY | Steel Sun 2: 2303-III-9 Hamburg Tpke | 62721 | SS29 | PV | V | NA | SUN
2018 | NY | Steel Winds II | 57078 | 1 | WT | OP | NA | WND |  | 257174 |  |  | EIA Prime Mover-level Data
2018 | NY | Steel Winds Wind Farm | 56575 | 1 | WT | OP | NA | WND |  | 423311 |  |  | EIA Prime Mover-level Data
2018 | NY | Stephentown Spindle | 57710 | SRS1 | FW | OP | NA | MWH |  | 0 |  |  | EIA Prime Mover-level Data
2018 | NY | Sterling Power Plant | 50744 | 00001 | CT | OP | CC | NG | 609.0 | 215079 | 0.83069 | 0.0077245 | EPA/CAMD | EPA/NEI | 1991
2018 | NY | Sterlington Greenworks LLC | 59275 | STERG | PV | OP | NA | SUN |  | 20680 |  |  | EIA Prime Mover-level Data
2018 | NY | Stewarts Bridge | 2614 | 1 | HY | OP | NA | WAT |  | 1062553 |  |  | EIA Prime Mover-level Data
2018 | NY | Stewarts Bridge | 2614 | 2 | HY | OP | NA | WAT |  | 73788 |  |  | EIA Prime Mover-level Data
2018 | NY | Stillwater Hydro Electric Project | 54395 | 1 | HY | OP | NA | WAT |  | 63512 |  |  | EIA Prime Mover-level Data
2018 | NY | Stillwater Hydro Electric Project | 54395 | 2 | HY | OP | NA | WAT |  | 63512 |  |  | EIA Prime Mover-level Data
2018 | NY | Stillwater Reservoir Hydro | 50513 | GEN1 | HY | OP | NA | WAT |  | 59331 |  |  | EIA Prime Mover-level Data
2018 | NY | Stony Creek Wind Farm NY | 58088 | 1 | WT | OP | NA | WND |  | 2636809 |  |  | EIA Prime Mover-level Data
2018 | NY | Sturgeon | 2486 | H1 | HY | OP | NA | WAT |  | 206468 |  |  | EIA Prime Mover-level Data
2018 | NY | Sturgeon | 2486 | H2 | HY | OP | NA | WAT |  | 206468 |  |  | EIA Prime Mover-level Data
2018 | NY | Sturgeon | 2486 | H3 | HY | OP | NA | WAT |  | 206468 |  |  | EIA Prime Mover-level Data
2018 | NY | Stuyvesant Falls | 58873 | UNIT1 | HY | OP | NA | WAT |  | 88850 |  |  | EIA Prime Mover-level Data
2018 | NY | Stuyvesant Falls | 58873 | UNIT2 | HY | OP | NA | WAT |  | 88850 |  |  | EIA Prime Mover-level Data
2018 | NY | Sugar Island | 2616 | 1 | HY | OP | NA | WAT |  | 111528 |  |  | EIA Prime Mover-level Data
2018 | NY | Sugar Island | 2616 | 2 | HY | OP | NA | WAT |  | 111528 |  |  | EIA Prime Mover-level Data
2018 | NY | Sugarhill Road - Solitude Solar CSG | 62788 | X0040 | PV | T | NA | SUN
2018 | NY | Sullivan County - Adult Care Solar | 60817 | PV1 | PV | OP | NA | SUN |  | 9565 |  |  | EIA Prime Mover-level Data
2018 | NY | SunEast Clay Solar Project | 62819 | Q669 | PV | P | NA | SUN
2018 | NY | SunEast Dog Corners Solar Project | 62823 | Q584 | PV | P | NA | SUN
2018 | NY | SunEast Hills Solar Project | 62895 | Q581 | PV | P | NA | SUN
2018 | NY | SunEast Skyline Solar Project | 62816 | Q670 | PV | P | NA | SUN
2018 | NY | SunEast Watkins Road Solar Project | 62896 | Q586 | PV | P | NA | SUN
2018 | NY | Sunlight Beacon | 61922 | BEACO | PV | OP | NA | SUN |  | 13905 |  |  | EIA Prime Mover-level Data
2018 | NY | SUNY Old Westbury College | 58156 | GE | IC | OP | NA | NG |  | 5206 | 0.0010985 | 0.000422 | EIA Prime Mover-level Data | Estimated using an emission factor
2018 | NY | Sutter Greenworks LLC | 59274 | SUTTG | PV | OP | NA | SUN |  | 80429 |  |  | EIA Prime Mover-level Data
2018 | NY | Swinging Bridge 1 | 2633 | SWI1 | HY | RE | NA | WAT
2018 | NY | Swinging Bridge 2 | 2634 | SWI2 | HY | OP | NA | WAT |  | 189829 |  |  | EIA Prime Mover-level Data
2018 | NY | Swinging Bridge 2 | 2634 | SWI3 | HY | L | NA | WAT
2018 | NY | Synergy Biogas | 58399 | 1 | IC | OP | NA | OBG |  | 58500 | 0.42997 | 0.0147 | EIA Prime Mover-level Data | Estimated using an emission factor
2018 | NY | Syracuse, LLC | 10621 | 1 | CT | OP | CC | NG | 570.0 | 282012 | 0.58601 | 0.0041559 | EPA/CAMD | EPA/NEI | 1994
2018 | NY | Talcville | 7583 | 1 | HY | OP | NA | WAT |  | 32627 |  |  | EIA Prime Mover-level Data
2018 | NY | Talcville | 7583 | 2 | HY | OP | NA | WAT |  | 3263 |  |  | EIA Prime Mover-level Data
2018 | NY | Tannery Island Power | 50416 | GEN1 | HY | OP | NA | WAT |  | 12032 |  |  | EIA Prime Mover-level Data
2018 | NY | Tannery Island Power | 50416 | GEN2 | HY | OP | NA | WAT |  | 12032 |  |  | EIA Prime Mover-level Data
2018 | NY | Tannery Island Power | 50416 | GEN3 | HY | OP | NA | WAT |  | 12032 |  |  | EIA Prime Mover-level Data
2018 | NY | Tannery Island Power | 50416 | GEN4 | HY | OP | NA | WAT |  | 12032 |  |  | EIA Prime Mover-level Data
2018 | NY | Tannery Island Power | 50416 | GEN5 | HY | OP | NA | WAT |  | 12032 |  |  | EIA Prime Mover-level Data
2018 | NY | Tannery Road Landfill | 60677 | TRSP | PV | OP | NA | SUN |  | 20916 |  |  | EIA Prime Mover-level Data
2018 | NY | Taylorville | 2617 | 1 | HY | OP | NA | WAT |  | 58098 |  |  | EIA Prime Mover-level Data
2018 | NY | Taylorville | 2617 | 2 | HY | OP | NA | WAT |  | 58098 |  |  | EIA Prime Mover-level Data
2018 | NY | Taylorville | 2617 | 3 | HY | OP | NA | WAT |  | 58098 |  |  | EIA Prime Mover-level Data
2018 | NY | Taylorville | 2617 | 4 | HY | OP | NA | WAT |  | 58098 |  |  | EIA Prime Mover-level Data
2018 | NY | TBE-Montgomery LLC | 57472 | CTG | CT | U | NA | OBG
2018 | NY | TBE-Montgomery LLC | 57472 | STG | CA | U | NA | OBG
2018 | NY | Telegraph Rd #1 Community Solar Farm | 62496 | 1268 | PV | L | NA | SUN
2018 | NY | Telegraph Rd #2 Community Solar Farm | 62498 | 1413 | PV | L | NA | SUN
2018 | NY | The Allen Hospital | 61568 | EGEN1 | IC | SB | NA | DFO |  | 61 | 0.009455 | 0.31 | EIA Prime Mover-level Data | Estimated using an emission factor
2018 | NY | The Bank of New York | 62001 | 6087K | IC | SB | NA | DFO |  | 50 | 0.00775 | 0.31 | EIA Prime Mover-level Data | Estimated using an emission factor
2018 | NY | The Bank of New York | 62001 | 6187H | IC | SB | NA | DFO |  | 50 | 0.00775 | 0.31 | EIA Prime Mover-level Data | Estimated using an emission factor
2018 | NY | The Bank of New York | 62001 | 6287P | IC | SB | NA | DFO |  | 50 | 0.00775 | 0.31 | EIA Prime Mover-level Data | Estimated using an emission factor
2018 | NY | The Bank of New York | 62001 | 8587X | IC | SB | NA | DFO |  | 50 | 0.00775 | 0.31 | EIA Prime Mover-level Data | Estimated using an emission factor
2018 | NY | The Bank of New York | 62001 | 8687N | IC | SB | NA | DFO |  | 50 | 0.00775 | 0.31 | EIA Prime Mover-level Data | Estimated using an emission factor
2018 | NY | The Bank of New York | 62001 | 8887H | IC | SB | NA | DFO |  | 50 | 0.00775 | 0.31 | EIA Prime Mover-level Data | Estimated using an emission factor
2018 | NY | Theresa Plant | 10539 | GEN1 | HY | OP | NA | WAT |  | 40926 |  |  | EIA Prime Mover-level Data
2018 | NY | Theresa Plant | 10539 | GEN2 | HY | OP | NA | WAT |  | 12278 |  |  | EIA Prime Mover-level Data
2018 | NY | Ticonderoga Mill | 54099 | 000044 | ST | OP | WALL | RFO | 8,410.0 | 3594732 | 33.557 | 0.01867 | EPA/CAMD | EPA/NEI | 2000
2018 | NY | Time Warner Cable - Knowles | 60904 | PV1 | PV | OP | NA | SUN |  | 12273 |  |  | EIA Prime Mover-level Data
2018 | NY | Time Warner Cable Enterprises - Martino | 61577 | MRT01 | PV | OP | NA | SUN |  | 8388 |  |  | EIA Prime Mover-level Data
2018 | NY | Tompkins Cortland Community College | 60431 | TC3 | PV | OP | NA | SUN |  | 25696 |  |  | EIA Prime Mover-level Data
2018 | NY | Town of Halfmoon | 60115 | PV1 | PV | OP | NA | SUN |  | 9192 |  |  | EIA Prime Mover-level Data
2018 | NY | Town of Williamson Landfill PV | 59613 | TWLL | PV | OP | NA | SUN |  | 14544 |  |  | EIA Prime Mover-level Data
2018 | NY | Trenton Falls | 2619 | 5 | HY | OP | NA | WAT |  | 428830 |  |  | EIA Prime Mover-level Data
2018 | NY | Trenton Falls | 2619 | 6 | HY | OP | NA | WAT |  | 403604 |  |  | EIA Prime Mover-level Data
2018 | NY | Trenton Falls | 2619 | 7 | HY | OP | NA | WAT |  | 548650 |  |  | EIA Prime Mover-level Data
2018 | NY | Turner Rd Community Solar Project | 62160 | 300 | PV | V | NA | SUN
2018 | NY | Ulster County Solar | 62777 | ULSTE | PV | OP | NA | SUN |  | 556 |  |  | EIA Prime Mover-level Data
2018 | NY | Union Falls | 50176 | GEN1 | HY | OP | NA | WAT |  | 36713 |  |  | EIA Prime Mover-level Data
2018 | NY | Union Falls | 50176 | GEN2 | HY | OP | NA | WAT |  | 36713 |  |  | EIA Prime Mover-level Data
2018 | NY | Unionville Hydro Project 2499 NY | 50269 | HY1 | HY | OP | NA | WAT |  | 115870 |  |  | EIA Prime Mover-level Data
2018 | NY | University of Rochester | 58157 | 5 | ST | OP | NA | NG |  | 27801 | 0.11193 | 0.0080524 | EIA Unit-level Data | NEI avg EF - PM, fuel type
2018 | NY | University of Rochester | 58157 | 6 | ST | OP | NA | NG |  | 521828 | 2.101 | 0.0080524 | EIA Unit-level Data | NEI avg EF - PM, fuel type
2018 | NY | University of Rochester | 58157 | 7 | ST | OP | NA | NG |  | 596634 | 2.4022 | 0.0080524 | EIA Unit-level Data | NEI avg EF - PM, fuel type
2018 | NY | University of Rochester | 58157 | 9 | ST | OP | NA | NG |  | 878440 | 3.5368 | 0.0080524 | EIA Unit-level Data | NEI avg EF - PM, fuel type
2018 | NY | University of Rochester | 58157 | 10 | ST | OP | NA | NG |  | 386249 | 1.5551 | 0.0080524 | EIA Unit-level Data | NEI avg EF - PM, fuel type
2018 | NY | Upper Beaver Falls Project | 10490 | 1G | HY | OP | NA | WAT |  | 82792 |  |  | EIA Prime Mover-level Data
2018 | NY | Upper Mechanicville | 625 | 1 | HY | OP | NA | WAT |  | 317356 |  |  | EIA Prime Mover-level Data
2018 | NY | Upper Mechanicville | 625 | 2 | HY | OP | NA | WAT |  | 317356 |  |  | EIA Prime Mover-level Data
2018 | NY | Upper Newton Falls | 58679 | 2 | HY | OP | NA | WAT |  | 26767 |  |  | EIA Prime Mover-level Data
2018 | NY | Upper Newton Falls | 58679 | 3 | HY | OP | NA | WAT |  | 26767 |  |  | EIA Prime Mover-level Data
2018 | NY | Upper Newton Falls | 58679 | 4 | HY | OP | NA | WAT |  | 13383 |  |  | EIA Prime Mover-level Data
2018 | NY | US Gypsum Oakfield | 50203 | GEN1 | GT | OP | NA | NG |  | 342371 | 0.93868 | 0.0054834 | EIA Prime Mover-level Data | NEI avg EF - PM, fuel type, firing type
2018 | NY | Valley Energy Center | 56940 | 1 | CT | OP | CC | NG | 2,480.0 | 4698305 | 13.5227 | 0.0057564 | EPA/CAMD | NEI avg EF - PM, fuel type, firing type | 2018
2018 | NY | Valley Energy Center | 56940 | 2 | CT | OP | CC | NG | 2,310.0 | 4382258 | 12.6131 | 0.0057564 | EPA/CAMD | NEI avg EF - PM, fuel type, firing type | 2018
2018 | NY | Valley Falls Hydroelectric Facility | 50034 | GEN1 | HY | OP | NA | WAT |  | 64491 |  |  | EIA Prime Mover-level Data
2018 | NY | Varick | 2621 | 2 | HY | OP | NA | WAT |  | 59315 |  |  | EIA Prime Mover-level Data
2018 | NY | Varick | 2621 | 3 | HY | OP | NA | WAT |  | 59315 |  |  | EIA Prime Mover-level Data
2018 | NY | Varick | 2621 | 4 | HY | OP | NA | WAT |  | 59315 |  |  | EIA Prime Mover-level Data
2018 | NY | Varick | 2621 | 5 | HY | OP | NA | WAT |  | 59315 |  |  | EIA Prime Mover-level Data
2018 | NY | Vernon Boulevard | 7909 | VB01 | GT | OP | CT | NG | 783.0 | 243253 | 1.724 | 0.014175 | EPA/CAMD | EPA/NEI | 2001
2018 | NY | Vernon Boulevard | 7909 | VB02 | GT | OP | CT | NG | 1,287.0 | 408460 | 1.724 | 0.0084415 | EPA/CAMD | EPA/NEI | 2001
2018 | NY | Victory Mills | 10902 | GEN1 | HY | OP | NA | WAT |  | 60051 |  |  | EIA Prime Mover-level Data
2018 | NY | Villa Roma Rd #1 | 62525 | 40 | PV | L | NA | SUN
2018 | NY | Villa Roma Rd #2 | 62526 | 41 | PV | L | NA | SUN
2018 | NY | Villa Roma Rd #3 | 62527 | 390 | PV | L | NA | SUN
2018 | NY | Villa Roma Rd #4 | 62528 | 391 | PV | L | NA | SUN
2018 | NY | Vischer Ferry | 2686 | 1 | HY | OP | NA | WAT |  | 140510 |  |  | EIA Prime Mover-level Data
2018 | NY | Vischer Ferry | 2686 | 2 | HY | OP | NA | WAT |  | 140510 |  |  | EIA Prime Mover-level Data
2018 | NY | Vischer Ferry | 2686 | 3 | HY | OP | NA | WAT |  | 150546 |  |  | EIA Prime Mover-level Data
2018 | NY | Vischer Ferry | 2686 | 4 | HY | OP | NA | WAT |  | 150546 |  |  | EIA Prime Mover-level Data
2018 | NY | Vulcraft Solar | 60365 | VULC | PV | OP | NA | SUN |  | 18718 |  |  | EIA Prime Mover-level Data
2018 | NY | Wading River Facility | 7146 | UGT007 | GT | OP | CT | DFO | 81.0 | 61040 | 0.1111 | 0.0036402 | EPA/CAMD | EPA/NEI | 1989
2018 | NY | Wading River Facility | 7146 | UGT008 | GT | OP | CT | DFO | 57.0 | 25744 | 0.043864 | 0.0034077 | EPA/CAMD | EPA/NEI | 1989
2018 | NY | Wading River Facility | 7146 | UGT009 | GT | OP | CT | DFO | 137.0 | 99008 | 0.55275 | 0.011166 | EPA/CAMD | EPA/NEI | 1989
2018 | NY | Wading River Facility | 7146 | UGT013 | GT | OP | CT | DFO | 56.0 | 26824 | 0.14822 | 0.011051 | EPA/CAMD | EPA/NEI | 1971
2018 | NY | Wading River Facility | 7146 | UGT014 | GT | OP | CT | DFO | 71.0 | 10673 | 0.061269 | 0.011481 | EPA/CAMD | EPA/NEI | 1984
2018 | NY | Walden | 10848 | GEN1 | HY | OP | NA | WAT |  | 15605 |  |  | EIA Prime Mover-level Data
2018 | NY | Walden | 10848 | GEN2 | HY | OP | NA | WAT |  | 10403 |  |  | EIA Prime Mover-level Data
2018 | NY | Walden | 10848 | GEN3 | HY | OP | NA | WAT |  | 5202 |  |  | EIA Prime Mover-level Data
2018 | NY | Wappinger Falls Hydroelectric | 54573 | 1 | HY | OP | NA | WAT |  | 48968 |  |  | EIA Prime Mover-level Data
2018 | NY | Wappinger Falls Hydroelectric | 54573 | 2 | HY | SB | NA | WAT |  | 48968 |  |  | EIA Prime Mover-level Data
2018 | NY | Warrensburg Hydroelectric | 10218 | HY1 | HY | OP | NA | WAT |  | 100287 |  |  | EIA Prime Mover-level Data
2018 | NY | Washington St Community Solar Farm #1 | 62472 | 617 | PV | L | NA | SUN
2018 | NY | Washington St Community Solar Farm #3 | 62473 | 1035 | PV | L | NA | SUN
2018 | NY | Washington St Community Solar Farm #4 | 62471 | 1034 | PV | L | NA | SUN
2018 | NY | Waste Management Madison County LFGTE | 57021 | GEN1 | IC | OP | NA | LFG |  | 56343 | 0.41412 | 0.0147 | EIA Prime Mover-level Data | Estimated using an emission factor
2018 | NY | Watchtower Educational Center | 55619 | GEN1 | IC | SB | NA | NG
2018 | NY | Watchtower Educational Center | 55619 | GEN2 | IC | SB | NA | DFO
2018 | NY | Watchtower Educational Center | 55619 | GEN3 | IC | SB | NA | NG
2018 | NY | Waterloo Hydroelectric Project | 61642 | 10 | HY | OP | NA | WAT |  | 17194 |  |  | EIA Prime Mover-level Data
2018 | NY | Waterloo Hydroelectric Project | 61642 | 11 | HY | OP | NA | WAT |  | 17194 |  |  | EIA Prime Mover-level Data
2018 | NY | Waterloo Hydroelectric Project | 61642 | 12 | HY | OP | NA | WAT |  | 17194 |  |  | EIA Prime Mover-level Data
2018 | NY | Waterport | 2623 | 1 | HY | OP | NA | WAT |  | 78387 |  |  | EIA Prime Mover-level Data
2018 | NY | Waterport | 2623 | 2 | HY | OP | NA | WAT |  | 78387 |  |  | EIA Prime Mover-level Data
2018 | NY | Waterside | 2502 | 6 | ST | RE | NA | RFO
2018 | NY | Waterside | 2502 | 8 | ST | RE | NA | RFO
2018 | NY | Waterside | 2502 | 9 | ST | RE | NA | RFO
2018 | NY | Watertown | 2700 | 1 | HY | OP | NA | WAT |  | 60434 |  |  | EIA Prime Mover-level Data
2018 | NY | Watertown | 2700 | 2 | HY | OP | NA | WAT |  | 60434 |  |  | EIA Prime Mover-level Data
2018 | NY | Watertown | 2700 | 3 | HY | OP | NA | WAT |  | 60434 |  |  | EIA Prime Mover-level Data
2018 | NY | West Babylon Facility | 2521 | UGT001 | GT | OP | CT | DFO | 65.0 | 30269 | 0.082034 | 0.0054204 | EPA/CAMD | EPA/NEI | 1971
2018 | NY | West Coxsackie | 2487 | GT1 | GT | OP | NA | NG |  | 8138 | 0.022312 | 0.0054834 | EIA Prime Mover-level Data | NEI avg EF - PM, fuel type, firing type
2018 | NY | West Delaware Tunnel Plant | 51033 | GEN1 | HY | OP | NA | WAT |  | 102806 |  |  | EIA Prime Mover-level Data
2018 | NY | West End Dam Hydroelectric Project | 50759 | GEN1 | HY | OP | NA | WAT |  | 97722 |  |  | EIA Prime Mover-level Data
2018 | NY | West End Dam Hydroelectric Project | 50759 | GEN2 | HY | OP | NA | WAT |  | 97722 |  |  | EIA Prime Mover-level Data
2018 | NY | West Valley East | 62738 | WVE | PV | L | NA | SUN
2018 | NY | West Valley West | 62737 | WVW | PV | L | NA | SUN
2018 | NY | Westchester County Medical Center | 62270 | CAT04 | IC | SB | NA | DFO |  | 29 | 0.004495 | 0.31 | EIA Prime Mover-level Data | Estimated using an emission factor
2018 | NY | Westchester County Medical Center | 62270 | CATH1 | IC | SB | NA | DFO |  | 53 | 0.008215 | 0.31 | EIA Prime Mover-level Data | Estimated using an emission factor
2018 | NY | Westchester County Medical Center | 62270 | CATH2 | IC | SB | NA | DFO |  | 53 | 0.008215 | 0.31 | EIA Prime Mover-level Data | Estimated using an emission factor
2018 | NY | Westchester County Medical Center | 62270 | CATN1 | IC | SB | NA | DFO |  | 29 | 0.004495 | 0.31 | EIA Prime Mover-level Data | Estimated using an emission factor
2018 | NY | Westchester County Medical Center | 62270 | CATN2 | IC | SB | NA | DFO |  | 29 | 0.004495 | 0.31 | EIA Prime Mover-level Data | Estimated using an emission factor
2018 | NY | Westchester County Medical Center | 62270 | CATN3 | IC | SB | NA | DFO |  | 29 | 0.004495 | 0.31 | EIA Prime Mover-level Data | Estimated using an emission factor
2018 | NY | Westchester County Medical Center | 62270 | CATR3 | IC | SB | NA | DFO |  | 25 | 0.003875 | 0.31 | EIA Prime Mover-level Data | Estimated using an emission factor
2018 | NY | Westchester County Medical Center | 62270 | CATR4 | IC | SB | NA | DFO |  | 12 | 0.00186 | 0.31 | EIA Prime Mover-level Data | Estimated using an emission factor
2018 | NY | Westchester County Medical Center | 62270 | CUM37 | IC | SB | NA | DFO |  | 16 | 0.00248 | 0.31 | EIA Prime Mover-level Data | Estimated using an emission factor
2018 | NY | Westchester County Medical Center | 62270 | DT080 | IC | SB | NA | DFO |  | 21 | 0.003255 | 0.31 | EIA Prime Mover-level Data | Estimated using an emission factor
2018 | NY | Westchester County Medical Center | 62270 | DT250 | IC | SB | NA | DFO |  | 12 | 0.00186 | 0.31 | EIA Prime Mover-level Data | Estimated using an emission factor
2018 | NY | Westchester County Medical Center | 62270 | DT500 | IC | SB | NA | DFO |  | 21 | 0.003255 | 0.31 | EIA Prime Mover-level Data | Estimated using an emission factor
2018 | NY | Westtown CSG | 62764 | WT | PV | T | NA | SUN
2018 | NY | Wethersfield Wind Farm | 55368 | V47 | WT | SB | NA | WND |  | 41249 |  |  | EIA Prime Mover-level Data
2018 | NY | Wheelabrator Hudson Falls | 10503 | SG201A | ST | OP | NA | MSW |  | 819573 | 0.063927 | 0.000156 | EIA Unit-level Data | Estimated using an emission factor
2018 | NY | Wheelabrator Hudson Falls | 10503 | SG201B | ST | OP | NA | MSW |  | 828400 | 0.064615 | 0.000156 | EIA Unit-level Data | Estimated using an emission factor
2018 | NY | Wheelabrator Westchester | 50882 | 1 | ST | OP | NA | MSW |  | 2430909 | 13.2728 | 0.01092 | EIA Unit-level Data | Estimated using an emission factor
2018 | NY | Wheelabrator Westchester | 50882 | 2 | ST | OP | NA | MSW |  | 2431618 | 13.2766 | 0.01092 | EIA Unit-level Data | Estimated using an emission factor
2018 | NY | Wheelabrator Westchester | 50882 | 3 | ST | OP | NA | MSW |  | 2422395 | 13.2263 | 0.01092 | EIA Unit-level Data | Estimated using an emission factor
2018 | NY | William Floyd School District | 58167 | GEN1 | IC | OP | NA | NG |  | 62487 | 0.013185 | 0.000422 | EIA Prime Mover-level Data | Estimated using an emission factor
2018 | NY | William Floyd School District | 58167 | GEN2 | IC | OP | NA | NG |  | 62487 | 0.013185 | 0.000422 | EIA Prime Mover-level Data | Estimated using an emission factor
2018 | NY | William Floyd School District | 58167 | GEN3 | IC | SB | NA | DFO |  | 62487 | 9.6855 | 0.31 | EIA Prime Mover-level Data | Estimated using an emission factor
2018 | NY | Wiscoy 170 | 2646 | 1 | HY | OS | NA | WAT
2018 | NY | Wiscoy 170 | 2646 | 2 | HY | OS | NA | WAT
2018 | NY | Woodhull Hospital | 61567 | EGEN1 | IC | SB | NA | DFO |  | 108 | 0.01674 | 0.31 | EIA Prime Mover-level Data | Estimated using an emission factor
2018 | NY | Woodhull Hospital | 61567 | EGEN2 | IC | SB | NA | DFO |  | 108 | 0.01674 | 0.31 | EIA Prime Mover-level Data | Estimated using an emission factor
2018 | NY | Woodhull Hospital | 61567 | EGEN3 | IC | SB | NA | DFO |  | 144 | 0.02232 | 0.31 | EIA Prime Mover-level Data | Estimated using an emission factor
2018 | NY | Woodhull Hospital | 61567 | EGEN4 | IC | SB | NA | DFO |  | 144 | 0.02232 | 0.31 | EIA Prime Mover-level Data | Estimated using an emission factor
2018 | NY | Woodhull Hospital | 61567 | EGEN5 | IC | SB | NA | DFO |  | 72 | 0.01116 | 0.31 | EIA Prime Mover-level Data | Estimated using an emission factor
2018 | NY | Woodoak Drive Community Solar Farm | 62479 | 175 | PV | T | NA | SUN
2018 | NY | Yaleville | 2624 | 1 | HY | OP | NA | WAT |  | 13445 |  |  | EIA Prime Mover-level Data
2018 | NY | Yaleville | 2624 | 2 | HY | OP | NA | WAT |  | 13445 |  |  | EIA Prime Mover-level Data
2018 | NY | Yellow Mills Rd #1 Community Solar Farm | 62517 | 1142 | PV | L | NA | SUN
2018 | NY | Yellow Mills Rd #2 Community Solar Farm | 62518 | 1181 | PV | L | NA | SUN
2018 | NY | Yellow Mills Rd #3 Community Solar Farm | 62519 | 1244 | PV | L | NA | SUN
2018 | NY | Zotos International WPGF | 57648 | WT1 | WT | OP | NA | WND |  | 11990 |  |  | EIA Prime Mover-level Data
2018 | NY | Zotos International WPGF | 57648 | WT2 | WT | OP | NA | WND |  | 11990 |  |  | EIA Prime Mover-level Data
2018 | OH | AEP Bluffton NaS | 60618 | 1 | BA | OP | NA | MWH |  | 0 |  |  | EIA Prime Mover-level Data
2018 | OH | AES ES Tait | 58826 | TTES | BA | RE | NA | MWH
2018 | OH | Akron Recycle Energy Plant | 54265 | 1 | ST | OS | NA | NG
2018 | OH | Akron Recycle Energy Plant | 54265 | 2 | ST | OS | NA | NG
2018 | OH | Akron WRF | 58980 | 2G-1 | IC | OP | NA | OBG |  | 40602 | 0.29842 | 0.0147 | EIA Prime Mover-level Data | Estimated using an emission factor
2018 | OH | Akron WRF | 58980 | 2G-2 | IC | OP | NA | OBG |  | 40602 | 0.29842 | 0.0147 | EIA Prime Mover-level Data | Estimated using an emission factor
2018 | OH | Akron WRF | 58980 | 2G-3 | IC | OP | NA | OBG |  | 40602 | 0.29842 | 0.0147 | EIA Prime Mover-level Data | Estimated using an emission factor
2018 | OH | AMP Napoleon Solar Facility | 58082 | NSF1 | PV | OP | NA | SUN |  | 34063 |  |  | EIA Prime Mover-level Data
2018 | OH | AMP-Ohio Gas Turbines Bowling Green | 55262 | CT1 | GT | OP | CT | NG | 141.0 | 41783 | 0.25116 | 0.012022 | EPA/CAMD | EPA/NEI | 2001
2018 | OH | AMP-Ohio Gas Turbines Galion | 55263 | CT1 | GT | OP | CT | NG | 100.0 | 22831 | 0.18432 | 0.016146 | EPA/CAMD | EPA/NEI | 2001
2018 | OH | AMP-Ohio Gas Turbines Napoleon | 55264 | CT1 | GT | OP | CT | NG | 137.0 | 40581 | 0.21534 | 0.010613 | EPA/CAMD | EPA/NEI | 2001
2018 | OH | Anadarko | 2945 | 6 | IC | SB | NA | DFO |  | 25 | 0.003875 | 0.31 | EIA Prime Mover-level Data | Estimated using an emission factor
2018 | OH | Anadarko | 2945 | 7 | IC | SB | NA | DFO |  | 50 | 0.00775 | 0.31 | EIA Prime Mover-level Data | Estimated using an emission factor
2018 | OH | Anadarko | 2945 | 8 | IC | SB | NA | DFO |  | 62 | 0.00961 | 0.31 | EIA Prime Mover-level Data | Estimated using an emission factor
2018 | OH | Anadarko | 2945 | 9 | IC | SB | NA | DFO |  | 87 | 0.013485 | 0.31 | EIA Prime Mover-level Data | Estimated using an emission factor
2018 | OH | Anadarko | 2945 | 10 | IC | SB | NA | DFO |  | 50 | 0.00775 | 0.31 | EIA Prime Mover-level Data | Estimated using an emission factor
2018 | OH | Anadarko | 2945 | 11 | IC | SB | NA | DFO |  | 50 | 0.00775 | 0.31 | EIA Prime Mover-level Data | Estimated using an emission factor
2018 | OH | Anthony Wayne Solar #1 | 59489 | AWS1 | PV | OP | NA | SUN |  | 16045 |  |  | EIA Prime Mover-level Data
2018 | OH | Arcanum | 2902 | 1 | IC | OP | NA | DFO |  | 37 | 0.005735 | 0.31 | EIA Prime Mover-level Data | Estimated using an emission factor
2018 | OH | Arcanum | 2902 | 2 | IC | OP | NA | DFO |  | 26 | 0.00403 | 0.31 | EIA Prime Mover-level Data | Estimated using an emission factor
2018 | OH | Arcanum Peaking | 7781 | 1 | IC | OP | NA | DFO |  | 1023 | 0.15857 | 0.31 | EIA Prime Mover-level Data | Estimated using an emission factor
2018 | OH | ArcelorMittal Cleveland LLC | 10398 | B001 | ST | OP | WALL | PRG | 0.0
2018 | OH | ArcelorMittal Cleveland LLC | 10398 | B002 | ST | OP | WALL | PRG | 3,672.0 | 2311109 | 60.936 | 0.052733 | EIA non-ozone season distributed and EPA/CAMD ozone season | EPA/NEI
2018 | OH | ArcelorMittal Cleveland LLC | 10398 | B003 | ST | OP | WALL | PRG | 3,672.0 | 1978324 | 102.308 | 0.10343 | EIA non-ozone season distributed and EPA/CAMD ozone season | EPA/NEI
2018 | OH | ArcelorMittal Cleveland LLC | 10398 | B004 | ST | OP | WALL | PRG | 0.0
2018 | OH | ArcelorMittal Cleveland LLC | 10398 | B007 | ST | OP | WALL | PRG | 3,672.0 | 2062272 | 67.726 | 0.065681 | EIA non-ozone season distributed and EPA/CAMD ozone season | EPA/NEI
2018 | OH | ArcelorMittal Warren | 54207 | B001 | ST | OP | WALL | COG | 0.0 |  | 1.53 |  |  | EPA/NEI
2018 | OH | ArcelorMittal Warren | 54207 | B002 | ST | OP | WALL | COG | 109.0 | 328786 | 4 | 0.024332 | EIA non-ozone season distributed and EPA/CAMD ozone season | EPA/NEI
2018 | OH | ArcelorMittal Warren | 54207 | B004 | ST | OP | WALL | COG | 3,566.0 | 3193731 | 14.91 | 0.009337 | EIA non-ozone season distributed and EPA/CAMD ozone season | EPA/NEI
2018 | OH | Ashtabula | 55990 | 1 | CT |  | NA | NG |  | 190676 | 0.54881 | 0.0057564 | EIA Unit-level Data | NEI avg EF - PM, fuel type
2018 | OH | Ashtabula | 55990 | 2 | CT |  | NA | NG |  | 471060 | 1.3558 | 0.0057564 | EIA Unit-level Data | NEI avg EF - PM, fuel type
2018 | OH | Ashtabula | 55990 | 3 | CT |  | NA | NG |  | 373082 | 1.0738 | 0.0057564 | EIA Unit-level Data | NEI avg EF - PM, fuel type
2018 | OH | Ashtabula | 55990 | 4 | CT |  | NA | NG |  | 473993 | 1.3643 | 0.0057564 | EIA Unit-level Data | NEI avg EF - PM, fuel type
2018 | OH | Ashtabula | 55990 | 5 | CT |  | NA | NG |  | 459440 | 1.3224 | 0.0057564 | EIA Unit-level Data | NEI avg EF - PM, fuel type
2018 | OH | Ashtabula | 55990 | HRSG1 | CA | OP | NA | NG |  | 0 | 0 |  | EIA Unit-level Data | Estimated using an emission factor
2018 | OH | Ashtabula | 55990 | HRSG2 | CA | OP | NA | NG |  | 343285 | 0.072433 | 0.000422 | EIA Unit-level Data | Estimated using an emission factor
2018 | OH | Ashtabula | 55990 | HRSG3 | CA | OP | NA | NG |  | 309156 | 0.065232 | 0.000422 | EIA Unit-level Data | Estimated using an emission factor
2018 | OH | Ashtabula | 55990 | HRSG4 | CA | OP | NA | NG |  | 341679 | 0.072094 | 0.000422 | EIA Unit-level Data | Estimated using an emission factor
2018 | OH | Ashtabula | 55990 | HRSG5 | CA | OP | NA | NG |  | 298782 | 0.063043 | 0.000422 | EIA Unit-level Data | Estimated using an emission factor
2018 | OH | Auglaize Hydro | 7657 | 1 | HY | OP | NA | WAT |  | 20793 |  |  | EIA Prime Mover-level Data
2018 | OH | Auglaize Hydro | 7657 | 3 | HY | RE | NA | WAT
2018 | OH | Auglaize Hydro | 7657 | 4 | HY | OP | NA | WAT |  | 14852 |  |  | EIA Prime Mover-level Data
2018 | OH | Auglaize Hydro | 7657 | 5 | HY | OP | NA | WAT |  | 14852 |  |  | EIA Prime Mover-level Data
2018 | OH | Auglaize Hydro | 7657 | 6 | HY | OP | NA | WAT |  | 2970 |  |  | EIA Prime Mover-level Data
2018 | OH | Auglaize Hydro | 7657 | 2A | HY | OP | NA | WAT |  | 26734 |  |  | EIA Prime Mover-level Data
2018 | OH | Auglaize Hydro | 7657 | 3A | HY | OP | NA | WAT |  | 26734 |  |  | EIA Prime Mover-level Data
2018 | OH | Avon Lake Power Plant | 2836 | 10 | ST | OP | TANGENTIAL | BIT | 0.0 |  | 0.32 |  |  | EPA/NEI | 1949
2018 | OH | Avon Lake Power Plant | 2836 | 12 | ST | OP | CELL | BIT | 2,691.0 | 10231750 | 1133.678 | 0.2216 | EPA/CAMD | EPA/NEI | 1970
2018 | OH | Avon Lake Power Plant | 2836 | CT10 | GT | OP | CT | DFO | 5.0 | 1392 | 0.02 | 0.028736 | EPA/CAMD | EPA/NEI | 1973
2018 | OH | Battery Utility of Ohio | 58475 | BOU | BA | OP | NA | MWH |  | 0 |  |  | EIA Prime Mover-level Data
2018 | OH | Bay Shore | 2878 | 1 | ST | OP | FLUIDIZED | PC | 8,196.0 | 15782961 | 42.2983 | 0.00536 | EPA/CAMD | EPA/NEI | 1955
2018 | OH | Bay View Backup Power Facility | 58269 | G1 | IC | SB | NA | DFO |  | 1634 | 0.25327 | 0.31 | EIA Prime Mover-level Data | Estimated using an emission factor
2018 | OH | Bay View Backup Power Facility | 58269 | G2 | IC | SB | NA | NG |  | 1634 | 0.00034477 | 0.000422 | EIA Prime Mover-level Data | Estimated using an emission factor
2018 | OH | Bay View Backup Power Facility | 58269 | G3 | IC | SB | NA | NG |  | 1634 | 0.00034477 | 0.000422 | EIA Prime Mover-level Data | Estimated using an emission factor
2018 | OH | Bay View Backup Power Facility | 58269 | G4 | IC | SB | NA | NG |  | 1634 | 0.00034477 | 0.000422 | EIA Prime Mover-level Data | Estimated using an emission factor
2018 | OH | Bay View Backup Power Facility | 58269 | G5 | IC | SB | NA | NG |  | 1634 | 0.00034477 | 0.000422 | EIA Prime Mover-level Data | Estimated using an emission factor
2018 | OH | Bay View Backup Power Facility | 58269 | G6 | IC | SB | NA | NG |  | 1634 | 0.00034477 | 0.000422 | EIA Prime Mover-level Data | Estimated using an emission factor
2018 | OH | Bay View Cogeneration Facility | 58263 | GTG | GT | OS | NA | LFG
2018 | OH | Bay View Cogeneration Facility | 58263 | STG | ST | OS | NA | LFG
2018 | OH | Bellefontaine Gas Producers LLC | 57433 | 1 | IC | OP | NA | LFG |  | 163295 | 1.2002 | 0.0147 | EIA Prime Mover-level Data | Estimated using an emission factor
2018 | OH | Bellefontaine Gas Producers LLC | 57433 | 2 | IC | OP | NA | LFG |  | 163295 | 1.2002 | 0.0147 | EIA Prime Mover-level Data | Estimated using an emission factor
2018 | OH | Bellefontaine Gas Producers LLC | 57433 | 3 | IC | OP | NA | LFG |  | 163295 | 1.2002 | 0.0147 | EIA Prime Mover-level Data | Estimated using an emission factor
2018 | OH | Beverly L&D Hydroelectric Project | 62403 | NA1 | HY | P | NA | WAT
2018 | OH | Beverly L&D Hydroelectric Project | 62403 | NA2 | HY | P | NA | WAT
2018 | OH | Black Fork Wind Energy Project | 59907 | GEN | WT | P | NA | WND
2018 | OH | Blue Creek Wind Project | 57449 | 1 | WT | OP | NA | WND |  | 6774810 |  |  | EIA Prime Mover-level Data
2018 | OH | Bowling Green | 7575 | 1 | IC | RE | NA | DFO |  | 2 | 0.00031 | 0.31 | EIA Prime Mover-level Data | Estimated using an emission factor
2018 | OH | Bowling Green | 7575 | 2 | IC | RE | NA | DFO |  | 10 | 0.00155 | 0.31 | EIA Prime Mover-level Data | Estimated using an emission factor
2018 | OH | Bowling Green Wind | 56226 | 1 | WT | OP | NA | WND |  | 25562 |  |  | EIA Prime Mover-level Data
2018 | OH | Bowling Green Wind | 56226 | 2 | WT | OP | NA | WND |  | 25562 |  |  | EIA Prime Mover-level Data
2018 | OH | Bowling Green Wind | 56226 | 3 | WT | OP | NA | WND |  | 25562 |  |  | EIA Prime Mover-level Data
2018 | OH | Bowling Green Wind | 56226 | 4 | WT | OP | NA | WND |  | 25562 |  |  | EIA Prime Mover-level Data
2018 | OH | Bridgewater Dairy Anaerobic Digester | 57173 | 1 | IC | OP | NA | OBG |  | 43758 | 0.32162 | 0.0147 | EIA Prime Mover-level Data | Estimated using an emission factor
2018 | OH | Bridgewater Dairy Anaerobic Digester | 57173 | 2 | IC | OP | NA | OBG |  | 43758 | 0.32162 | 0.0147 | EIA Prime Mover-level Data | Estimated using an emission factor
2018 | OH | Broshco Fabricated Products | 59373 | 1 | GT | OP | NA | NG |  | 16330 | 0.044772 | 0.0054834 | EIA Prime Mover-level Data | NEI avg EF - PM, fuel type, firing type
2018 | OH | Broshco Fabricated Products | 59373 | 2 | GT | OP | NA | NG |  | 16330 | 0.044772 | 0.0054834 | EIA Prime Mover-level Data | NEI avg EF - PM, fuel type, firing type
2018 | OH | Broshco Fabricated Products | 59373 | 3 | GT | OP | NA | NG |  | 16330 | 0.044772 | 0.0054834 | EIA Prime Mover-level Data | NEI avg EF - PM, fuel type, firing type
2018 | OH | Broshco Fabricated Products | 59373 | 4 | GT | OP | NA | NG |  | 14969 | 0.04104 | 0.0054834 | EIA Prime Mover-level Data | NEI avg EF - PM, fuel type, firing type
2018 | OH | Brown County LFGTE Power Station | 61145 | GM01 | IC | OP | NA | LFG |  | 104317 | 0.76673 | 0.0147 | EIA Prime Mover-level Data | Estimated using an emission factor
2018 | OH | Brown County LFGTE Power Station | 61145 | GM02 | IC | OP | NA | LFG |  | 104317 | 0.76673 | 0.0147 | EIA Prime Mover-level Data | Estimated using an emission factor
2018 | OH | Brown County LFGTE Power Station | 61145 | GM03 | IC | OP | NA | LFG |  | 104317 | 0.76673 | 0.0147 | EIA Prime Mover-level Data | Estimated using an emission factor
2018 | OH | Bryan (OH) | 2903 | 1 | GT | OP | NA | NG |  | 18170 | 0.049817 | 0.0054834 | EIA Prime Mover-level Data | NEI avg EF - PM, fuel type, firing type
2018 | OH | Bryan (OH) | 2903 | 2 | GT | OP | NA | NG |  | 18400 | 0.050447 | 0.0054834 | EIA Prime Mover-level Data | NEI avg EF - PM, fuel type, firing type
2018 | OH | Bryan (OH) | 2903 | 5 | IC | OP | NA | DFO |  | 119 | 0.018445 | 0.31 | EIA Prime Mover-level Data | Estimated using an emission factor
2018 | OH | Bryan (OH) | 2903 | 6 | GT | OP | NA | NG |  | 5750 | 0.015765 | 0.0054834 | EIA Prime Mover-level Data | NEI avg EF - PM, fuel type, firing type
2018 | OH | Bryan Peaking | 7779 | 1 | IC | OP | NA | DFO |  | 939 | 0.14554 | 0.31 | EIA Prime Mover-level Data | Estimated using an emission factor
2018 | OH | Bryan Peaking | 7779 | 2 | IC | OP | NA | DFO |  | 939 | 0.14554 | 0.31 | EIA Prime Mover-level Data | Estimated using an emission factor
2018 | OH | Bryan Peaking | 7779 | 3 | IC | OP | NA | DFO |  | 939 | 0.14554 | 0.31 | EIA Prime Mover-level Data | Estimated using an emission factor
2018 | OH | Bryan Peaking | 7779 | 4 | IC | OP | NA | DFO |  | 939 | 0.14554 | 0.31 | EIA Prime Mover-level Data | Estimated using an emission factor
2018 | OH | Bryan Peaking | 7779 | 5 | IC | OP | NA | DFO |  | 939 | 0.14554 | 0.31 | EIA Prime Mover-level Data | Estimated using an emission factor
2018 | OH | Bryan Peaking | 7779 | 6 | IC | OP | NA | DFO |  | 939 | 0.14554 | 0.31 | EIA Prime Mover-level Data | Estimated using an emission factor
2018 | OH | Bryan Solar Field | 58381 | 1 | PV | OP | NA | SUN |  | 23234 |  |  | EIA Prime Mover-level Data
2018 | OH | Buckeye Wind Farm | 58776 | 1 | WT | L | NA | WND
2018 | OH | Cadiz Power Plant | 62153 | GEN 1 | CS | P | NA | NG
2018 | OH | Cadiz Power Plant | 62153 | GEN 2 | CS | P | NA | NG
2018 | OH | Carbon Limestone | 56868 | 1 | IC | OP | NA | LFG |  | 106694 | 0.7842 | 0.0147 | EIA Prime Mover-level Data | Estimated using an emission factor
2018 | OH | Carbon Limestone | 56868 | 2 | IC | OP | NA | LFG |  | 106694 | 0.7842 | 0.0147 | EIA Prime Mover-level Data | Estimated using an emission factor
2018 | OH | Carbon Limestone | 56868 | 3 | IC | OP | NA | LFG |  | 106694 | 0.7842 | 0.0147 | EIA Prime Mover-level Data | Estimated using an emission factor
2018 | OH | Carbon Limestone | 56868 | 4 | IC | OP | NA | LFG |  | 106694 | 0.7842 | 0.0147 | EIA Prime Mover-level Data | Estimated using an emission factor
2018 | OH | Carbon Limestone | 56868 | 5 | IC | OP | NA | LFG |  | 106694 | 0.7842 | 0.0147 | EIA Prime Mover-level Data | Estimated using an emission factor
2018 | OH | Carbon Limestone | 56868 | 6 | IC | OP | NA | LFG |  | 106694 | 0.7842 | 0.0147 | EIA Prime Mover-level Data | Estimated using an emission factor
2018 | OH | Carbon Limestone | 56868 | 7 | IC | OP | NA | LFG |  | 106694 | 0.7842 | 0.0147 | EIA Prime Mover-level Data | Estimated using an emission factor
2018 | OH | Carbon Limestone | 56868 | 8 | IC | OP | NA | LFG |  | 106694 | 0.7842 | 0.0147 | EIA Prime Mover-level Data | Estimated using an emission factor
2018 | OH | Carbon Limestone | 56868 | 9 | IC | OP | NA | LFG |  | 106694 | 0.7842 | 0.0147 | EIA Prime Mover-level Data | Estimated using an emission factor
2018 | OH | Carbon Limestone | 56868 | 10 | IC | OP | NA | LFG |  | 106694 | 0.7842 | 0.0147 | EIA Prime Mover-level Data | Estimated using an emission factor
2018 | OH | Carbon Limestone | 56868 | 11 | IC | OP | NA | LFG |  | 106694 | 0.7842 | 0.0147 | EIA Prime Mover-level Data | Estimated using an emission factor
2018 | OH | Carbon Limestone | 56868 | 12 | IC | OP | NA | LFG |  | 106694 | 0.7842 | 0.0147 | EIA Prime Mover-level Data | Estimated using an emission factor
2018 | OH | Carbon Limestone | 56868 | 13 | IC | OP | NA | LFG |  | 106694 | 0.7842 | 0.0147 | EIA Prime Mover-level Data | Estimated using an emission factor
2018 | OH | Carbon Limestone | 56868 | 14 | IC | OP | NA | LFG |  | 106694 | 0.7842 | 0.0147 | EIA Prime Mover-level Data | Estimated using an emission factor
2018 | OH | Carbon Limestone | 56868 | 15 | IC | OP | NA | LFG |  | 106694 | 0.7842 | 0.0147 | EIA Prime Mover-level Data | Estimated using an emission factor
2018 | OH | Carbon Limestone | 56868 | 16 | IC | OP | NA | LFG |  | 106694 | 0.7842 | 0.0147 | EIA Prime Mover-level Data | Estimated using an emission factor
2018 | OH | Carbon Limestone | 56868 | 17 | IC | OP | NA | LFG |  | 121936 | 0.89623 | 0.0147 | EIA Prime Mover-level Data | Estimated using an emission factor
2018 | OH | Carbon Limestone | 56868 | 18 | IC | OP | NA | LFG |  | 121936 | 0.89623 | 0.0147 | EIA Prime Mover-level Data | Estimated using an emission factor
2018 | OH | Cardinal | 2828 | 1 | ST | OP | CELL | BIT | 6,266.0 | 33997646 | 520.164 | 0.0306 | EPA/CAMD | EPA/NEI | 1967
2018 | OH | Cardinal | 2828 | 2 | ST | OP | CELL | BIT | 5,754.0 | 27984826 | 428.1678 | 0.0306 | EPA/CAMD | EPA/NEI | 1967
2018 | OH | Cardinal | 2828 | 3 | ST | OP | WALL | BIT | 7,583.0 | 38908111 | 4311.019 | 0.2216 | EPA/CAMD | EPA/NEI | 1977
2018 | OH | Cardinal | 2828 | B008 | ST | OP | OTHER BOILER | DFO | 95.0 | 45218 | 0.5973 | 0.026419 | EPA/CAMD | EPA/NEI | 1977
2018 | OH | Cardinal | 2828 | B010 | ST | OP | OTHER BOILER | DFO | 107.0 | 3227 | 0.1188 | 0.073629 | EPA/CAMD | EPA/NEI | 2007
2018 | OH | Carroll County Energy | 59773 | 1 | CT | OP | CC | NG | 7,655.0 | 17368611 | 6.302 | 0.00072568 | EPA/CAMD | EPA/NEI | 2017
2018 | OH | Carroll County Energy | 59773 | 2 | CT | OP | CC | NG | 7,474.0 | 16994257 | 6.452 | 0.00075932 | EPA/CAMD | EPA/NEI | 2017
2018 | OH | Celina Solar Project #1, LLC | 58665 | CSP1 | PV | OP | NA | SUN |  | 50192 |  |  | EIA Prime Mover-level Data
2018 | OH | Central Utility Plant Cincinnati | 57908 | CTG1 | CT |  | NA | NG |  | 997540 | 2.8711 | 0.0057564 | EIA Unit-level Data | NEI avg EF - PM, fuel type
2018 | OH | Central Utility Plant Cincinnati | 57908 | CTG2 | CT |  | NA | NG |  | 1045882 | 3.0103 | 0.0057564 | EIA Unit-level Data | NEI avg EF - PM, fuel type
2018 | OH | Central Utility Plant Cincinnati | 57908 | HRSG1 | CA | OP | NA | NG |  | 148163 | 0.031262 | 0.000422 | EIA Unit-level Data | Estimated using an emission factor
2018 | OH | Central Utility Plant Cincinnati | 57908 | HRSG2 | CA | OP | NA | NG |  | 243680 | 0.051416 | 0.000422 | EIA Unit-level Data | Estimated using an emission factor
2018 | OH | Central Utility Plant Cincinnati | 57908 | P005 | IC | OP | NA | DFO |  | 1813 | 0.28101 | 0.31 | EIA Prime Mover-level Data | Estimated using an emission factor
2018 | OH | City of Shelby Electric Distribution | 61076 | PSG1 | IC | OP | NA | DFO |  | 1166 | 0.18073 | 0.31 | EIA Prime Mover-level Data | Estimated using an emission factor
2018 | OH | Clean Energy Future - Lordstown, LLC | 60376 | 1 | CT | OP | CC | NG | 2,191.0 | 6256197 | 18.0067 | 0.0057564 | EPA/CAMD | NEI avg EF - PM, fuel type, firing type | 2018
2018 | OH | Clean Energy Future - Lordstown, LLC | 60376 | 2 | CT | OP | CC | NG | 2,219.0 | 6181275 | 17.791 | 0.0057564 | EPA/CAMD | NEI avg EF - PM, fuel type, firing type | 2018
2018 | OH | Cleveland Peaking | 7774 | 1 | IC | OP | NA | DFO |  | 1227 | 0.19018 | 0.31 | EIA Prime Mover-level Data | Estimated using an emission factor
2018 | OH | Cleveland Peaking | 7774 | 2 | IC | OP | NA | DFO |  | 1227 | 0.19018 | 0.31 | EIA Prime Mover-level Data | Estimated using an emission factor
2018 | OH | Cleveland Peaking | 7774 | 3 | IC | OP | NA | DFO |  | 1227 | 0.19018 | 0.31 | EIA Prime Mover-level Data | Estimated using an emission factor
2018 | OH | Cleveland Peaking | 7774 | 4 | IC | OP | NA | DFO |  | 1227 | 0.19018 | 0.31 | EIA Prime Mover-level Data | Estimated using an emission factor
2018 | OH | Cleveland Peaking | 7774 | 5 | IC | OP | NA | DFO |  | 1227 | 0.19018 | 0.31 | EIA Prime Mover-level Data | Estimated using an emission factor
2018 | OH | Cleveland Peaking | 7774 | 6 | IC | OP | NA | DFO |  | 1227 | 0.19018 | 0.31 | EIA Prime Mover-level Data | Estimated using an emission factor
2018 | OH | Cleveland Thermal | 61838 | ST1 | ST | OP | NA | NG |  | 673102 | 2.7101 | 0.0080524 | EIA Prime Mover-level Data | NEI avg EF - PM, fuel type
2018 | OH | Cleveland Thermal | 61838 | ST2 | ST | OP | NA | NG |  | 673102 | 2.7101 | 0.0080524 | EIA Prime Mover-level Data | NEI avg EF - PM, fuel type
2018 | OH | Clinton Battery | 60297 | 1 | BA | OP | NA | MWH |  | 0 |  |  | EIA Prime Mover-level Data
2018 | OH | Clyde Solar Array | 60923 | PV1 | PV | OP | NA | SUN |  | 46137 |  |  | EIA Prime Mover-level Data
2018 | OH | Collinwood | 2906 | 3 | GT | OP | NA | NG
2018 | OH | Collinwood BioEnergy Facility | 58439 | CBE01 | IC | OP | NA | OBG |  | 28213 | 0.20737 | 0.0147 | EIA Prime Mover-level Data | Estimated using an emission factor
2018 | OH | Conesville | 2840 | 4 | ST | OP | TANGENTIAL | BIT | 5,510.0 | 32193839 | 3567.077 | 0.2216 | EPA/CAMD | EPA/NEI | 1973
2018 | OH | Conesville | 2840 | 5 | ST | OP | TANGENTIAL | BIT | 3,327.0 | 6232195 | 95.3526 | 0.0306 | EPA/CAMD | EPA/NEI | 1976
2018 | OH | Conesville | 2840 | 6 | ST | OP | TANGENTIAL | BIT | 3,804.0 | 7239144 | 110.7589 | 0.0306 | EPA/CAMD | EPA/NEI | 1978
2018 | OH | Cooper Farms VW Project | 57570 | WTG | WT | OP | NA | WND |  | 109453 |  |  | EIA Prime Mover-level Data
2018 | OH | CU Solar Plant | 58386 | CU | PV | OP | NA | SUN |  | 20079 |  |  | EIA Prime Mover-level Data
2018 | OH | Cuyahoga County Landfill | 62041 | CCBO1 | PV | OP | NA | SUN |  | 8106 |  |  | EIA Prime Mover-level Data
2018 | OH | Cuyahoga Falls 1 | 62658 | P001 | IC | OP | NA | DFO |  | 476 | 0.07378 | 0.31 | EIA Prime Mover-level Data | Estimated using an emission factor
2018 | OH | Cuyahoga Falls 1 | 62658 | P002 | IC | OP | NA | DFO |  | 476 | 0.07378 | 0.31 | EIA Prime Mover-level Data | Estimated using an emission factor
2018 | OH | Cuyahoga Falls 1 | 62658 | P003 | IC | OP | NA | DFO |  | 476 | 0.07378 | 0.31 | EIA Prime Mover-level Data | Estimated using an emission factor
2018 | OH | Cuyahoga Falls 1 | 62658 | P004 | IC | OP | NA | DFO |  | 476 | 0.07378 | 0.31 | EIA Prime Mover-level Data | Estimated using an emission factor
2018 | OH | Cuyahoga Falls 1 | 62658 | P005 | IC | OP | NA | DFO |  | 476 | 0.07378 | 0.31 | EIA Prime Mover-level Data | Estimated using an emission factor
2018 | OH | Cuyahoga Falls 1 | 62658 | P006 | IC | OP | NA | DFO |  | 476 | 0.07378 | 0.31 | EIA Prime Mover-level Data | Estimated using an emission factor
2018 | OH | Darby Electric Generating Station | 55247 | CT1 | GT | OP | CT | NG | 766.0 | 539812 | 2.1057 | 0.0078015 | EPA/CAMD | EPA/NEI | 2001
2018 | OH | Darby Electric Generating Station | 55247 | CT2 | GT | OP | CT | NG | 734.0 | 523180 | 2.1268 | 0.0081302 | EPA/CAMD | EPA/NEI | 2001
2018 | OH | Darby Electric Generating Station | 55247 | CT3 | GT | OP | CT | NG | 772.0 | 548660 | 2.1799 | 0.0079461 | EPA/CAMD | EPA/NEI | 2001
2018 | OH | Darby Electric Generating Station | 55247 | CT4 | GT | OP | CT | NG | 660.0 | 467028 | 2.1056 | 0.0090171 | EPA/CAMD | EPA/NEI | 2001
2018 | OH | Darby Electric Generating Station | 55247 | CT5 | GT | OP | CT | NG | 716.0 | 502912 | 1.8998 | 0.0075554 | EPA/CAMD | EPA/NEI | 2002
2018 | OH | Darby Electric Generating Station | 55247 | CT6 | GT | OP | CT | NG | 720.0 | 506359 | 1.9753 | 0.0078021 | EPA/CAMD | EPA/NEI | 2002
2018 | OH | Davis Besse | 6149 | 1 | ST | OP | NA | NUC |  | 77158139 |  |  | EIA Prime Mover-level Data
2018 | OH | Denison Solar Array | 61637 | PV1 | PV | OP | NA | SUN |  | 25194 |  |  | EIA Prime Mover-level Data
2018 | OH | Devola L&D Hydroelectric Project | 62435 | NA1 | HY | P | NA | WAT
2018 | OH | Devola L&D Hydroelectric Project | 62435 | NA2 | HY | P | NA | WAT
2018 | OH | DG AMP Solar Bowling Green | 60622 | AMPBG | PV | OP | NA | SUN |  | 382290 |  |  | EIA Prime Mover-level Data
2018 | OH | DG AMP Solar Brewster | 61818 | AMPBR | PV | OP | NA | SUN
2018 | OH | DG AMP Solar Jackson Center | 61438 | AMPJC | PV | OP | NA | SUN |  | 21730 |  |  | EIA Prime Mover-level Data
2018 | OH | DG AMP Solar Orrville 3 | 61436 | AMPO3 | PV | OP | NA | SUN |  | 26086 |  |  | EIA Prime Mover-level Data
2018 | OH | DG AMP Solar Piqua Manier | 62792 | AMPPM | PV | T | NA | SUN
2018 | OH | DG AMP Solar Piqua Staunton | 61805 | AMPPS | PV | OP | NA | SUN |  | 4477 |  |  | EIA Prime Mover-level Data
2018 | OH | DG AMP Solar Versailles | 61437 | AMPVS | PV | OP | NA | SUN |  | 23771 |  |  | EIA Prime Mover-level Data
2018 | OH | Dodge Park Engine No 1 | 56423 | 0007 | IC | OP | NA | DFO |  | 36 | 0.00558 | 0.31 | EIA Prime Mover-level Data | Estimated using an emission factor
2018 | OH | Dover | 2914 | 2 | ST | RE | NA | BIT
2018 | OH | Dover | 2914 | 4 | ST | OP | NA | BIT |  | 973363 | 21.6509 | 0.044487 | EIA Unit-level Data | NEI avg EF - PM, fuel type
2018 | OH | Dover | 2914 | 5 | IC | OP | NA | DFO |  | 1451 | 0.00022491 | 0.00031 | EIA Prime Mover-level Data | Estimated using an emission factor
2018 | OH | Dover | 2914 | 6 | GT | OP | NA | NG |  | 10407 | 0.028533 | 0.0054834 | EIA Prime Mover-level Data | NEI avg EF - PM, fuel type, firing type
2018 | OH | Dover Peaking | 7777 | 1 | IC | OP | NA | DFO |  | 990 | 0.15345 | 0.31 | EIA Prime Mover-level Data | Estimated using an emission factor
2018 | OH | Dover Peaking | 7777 | 2 | IC | OP | NA | DFO |  | 990 | 0.15345 | 0.31 | EIA Prime Mover-level Data | Estimated using an emission factor
2018 | OH | Dover Peaking | 7777 | 3 | IC | OP | NA | DFO |  | 990 | 0.15345 | 0.31 | EIA Prime Mover-level Data | Estimated using an emission factor
2018 | OH | Dover Peaking | 7777 | 4 | IC | OP | NA | DFO |  | 990 | 0.15345 | 0.31 | EIA Prime Mover-level Data | Estimated using an emission factor
2018 | OH | Dover Peaking | 7777 | 5 | IC | OP | NA | DFO |  | 990 | 0.15345 | 0.31 | EIA Prime Mover-level Data | Estimated using an emission factor
2018 | OH | Dover Peaking | 7777 | 6 | IC | OP | NA | DFO |  | 990 | 0.15345 | 0.31 | EIA Prime Mover-level Data | Estimated using an emission factor
2018 | OH | Dresden Energy Facility | 55350 | 1A | CT | OP | CC | NG | 7,819.0 | 13634710 | 12.615 | 0.0018504 | EPA/CAMD | EPA/NEI | 2011
2018 | OH | Dresden Energy Facility | 55350 | 1B | CT | OP | CC | NG | 7,810.0 | 13599123 | 13.208 | 0.0019425 | EPA/CAMD | EPA/NEI | 2011
2018 | OH | Dynegy Dicks Creek, LLC | 2831 | 1 | GT | OP | CT | NG | 65.0 | 104425 | 0.1 | 0.0019153 | EPA/CAMD | EPA/NEI | 1965
2018 | OH | Dynegy Hanging Rock II, LLC | 55736 | CTG1 | CT | OP | CC | NG | 8,162.0 | 16387734 | 1.5568 | 0.00019 | EPA/CAMD | EPA/NEI | 2003
2018 | OH | Dynegy Hanging Rock II, LLC | 55736 | CTG2 | CT | OP | CC | NG | 8,326.0 | 16611122 | 1.5781 | 0.00019 | EPA/CAMD | EPA/NEI | 2003
2018 | OH | Dynegy Hanging Rock II, LLC | 55736 | CTG3 | CT | OP | CC | NG | 8,351.0 | 16874649 | 1.6031 | 0.00019 | EPA/CAMD | EPA/NEI | 2003
2018 | OH | Dynegy Hanging Rock II, LLC | 55736 | CTG4 | CT | OP | CC | NG | 8,364.0 | 16888093 | 1.6044 | 0.00019 | EPA/CAMD | EPA/NEI | 2003
2018 | OH | Dynegy Washington II, LLC | 55397 | CT1 | CT | OP | CC | NG | 8,145.0 | 16500229 | 1.5675 | 0.00019 | EPA/CAMD | EPA/NEI | 2002
2018 | OH | Dynegy Washington II, LLC | 55397 | CT2 | CT | OP | CC | NG | 8,246.0 | 16768898 | 1.593 | 0.00019 | EPA/CAMD | EPA/NEI | 2002
2018 | OH | East Campus Utility Plant | 57929 | P007 | IC | OP | NA | DFO |  | 1466 | 0.22723 | 0.31 | EIA Prime Mover-level Data | Estimated using an emission factor
2018 | OH | East Campus Utility Plant | 57929 | P008 | IC | OP | NA | DFO |  | 1099 | 0.17034 | 0.31 | EIA Prime Mover-level Data | Estimated using an emission factor
2018 | OH | East Campus Utility Plant | 57929 | STG | ST | OP | NA | NG
2018 | OH | Eastlake | 2837 | 6 | GT | OP | CT | DFO | 10.0 | 4800 | 0.01 | 0.0041667 | EPA/CAMD | EPA/NEI | 1972
2018 | OH | Edgerton | 7874 | 1 | IC | OP | NA | DFO |  | 1036 | 0.16058 | 0.31 | EIA Prime Mover-level Data | Estimated using an emission factor
2018 | OH | Edgerton | 7874 | 2 | IC | OP | NA | DFO |  | 1036 | 0.16058 | 0.31 | EIA Prime Mover-level Data | Estimated using an emission factor
2018 | OH | Engle | 7576 | 16 | IC | RE | NA | DFO
2018 | OH | Euclid Farm, Stamco N-54 | 59024 | N-54 | WT | OP | NA | WND |  | 7606 |  |  | EIA Prime Mover-level Data
2018 | OH | FDS Co-Generation Facility | 60693 | 1 | ST | CN | NA | OG
2018 | OH | Findlay Wind Farm | 60015 | WNDW1 | WT | OP | NA | WND |  | 68139 |  |  | EIA Prime Mover-level Data
2018 | OH | FirstEnergy Acme | 2877 | 2 | ST | RE | NA | BIT
2018 | OH | FirstEnergy Ashtabula | 2835 | 5 | ST | RE | NA | SUB
2018 | OH | FirstEnergy Ashtabula | 2835 | 6 | ST | RE | NA | BIT
2018 | OH | FirstEnergy Ashtabula | 2835 | 7 | ST | RE | TANGENTIAL | BIT
2018 | OH | FirstEnergy Ashtabula | 2835 | 8 | ST | RE | WALL | BIT
2018 | OH | FirstEnergy Ashtabula | 2835 | 9 | ST | RE | NA | BIT
2018 | OH | FirstEnergy Edgewater | 2857 | 4 | ST | RE | NA | NG
2018 | OH | FirstEnergy Edgewater | 2857 | CTA | GT | RE | NA | DFO
2018 | OH | FirstEnergy Edgewater | 2857 | CTB | GT | RE | NA | DFO
2018 | OH | FirstEnergy Lake Shore | 2838 | 18 | ST | RE | TANGENTIAL | SUB
2018 | OH | FirstEnergy Lake Shore | 2838 | IC1 | IC | RE | NA | DFO
2018 | OH | FirstEnergy Lake Shore | 2838 | IC2 | IC | RE | NA | DFO
2018 | OH | FirstEnergy Mad River | 2860 | CTA | GT | RE | NA | DFO
2018 | OH | FirstEnergy Mad River | 2860 | CTB | GT | RE | NA | DFO
2018 | OH | FirstEnergy R E Burger | 2864 | 1 | ST | RE | NA | BIT
2018 | OH | FirstEnergy R E Burger | 2864 | 2 | ST | RE | NA | BIT
2018 | OH | FirstEnergy R E Burger | 2864 | 3 | ST | RE | NA | BIT
2018 | OH | FirstEnergy R E Burger | 2864 | 4 | ST | RE | NA | BIT
2018 | OH | FirstEnergy R E Burger | 2864 | 5 | ST | RE | VERTICAL/ARCH | BIT
2018 | OH | FirstEnergy R E Burger | 2864 | A1 | IC | RE | NA | DFO
2018 | OH | FirstEnergy R E Burger | 2864 | B1 | IC | RE | NA | DFO
2018 | OH | FirstEnergy R E Burger | 2864 | B2 | IC | RE | NA | DFO
2018 | OH | FirstEnergy Toronto | 2867 | 5 | ST | RE | NA | BIT
2018 | OH | FirstEnergy Toronto | 2867 | 6 | ST | RE | NA | BIT
2018 | OH | FirstEnergy Toronto | 2867 | 7 | ST | RE | NA | BIT
2018 | OH | Frank M Tait Station | 2847 | 1 | GT | OP | CT | NG | 773.0 | 575208 | 2.098 | 0.0072948 | EPA/CAMD | EPA/NEI | 1995
2018 | OH | Frank M Tait Station | 2847 | 2 | GT | OP | CT | NG | 989.0 | 710159 | 3.428 | 0.0096542 | EPA/CAMD | EPA/NEI | 1997
2018 | OH | Frank M Tait Station | 2847 | 3 | GT | OP | CT | NG | 1,051.0 | 764557 | 1.6577 | 0.0043365 | EPA/CAMD | EPA/NEI | 1999
2018 | OH | Fremont Energy Center | 55701 | CT01 | CT | OP | CC | NG | 7,723.0 | 14169145 | 47.12 | 0.0066511 | EPA/CAMD | EPA/NEI | 2010
2018 | OH | Fremont Energy Center | 55701 | CT02 | CT | OP | CC | NG | 7,528.0 | 13745326 | 53.5 | 0.0077845 | EPA/CAMD | EPA/NEI | 2010
2018 | OH | Galion | 7918 | 1 | IC | OP | NA | DFO |  | 977 | 0.15144 | 0.31 | EIA Prime Mover-level Data | Estimated using an emission factor
2018 | OH | Galion | 7918 | 2 | IC | OP | NA | DFO |  | 977 | 0.15144 | 0.31 | EIA Prime Mover-level Data | Estimated using an emission factor
2018 | OH | Galion | 7918 | 3 | IC | OP | NA | DFO |  | 977 | 0.15144 | 0.31 | EIA Prime Mover-level Data | Estimated using an emission factor
2018 | OH | Gen J M Gavin | 8102 | 1 | ST | OP | CELL | RC | 6,366.0 | 69363382 | 1061.26 | 0.0306 | EPA/CAMD | EPA/NEI | 1974
2018 | OH | Gen J M Gavin | 8102 | 2 | ST | OP | CELL | RC | 7,869.0 | 84771897 | 1297.01 | 0.0306 | EPA/CAMD | EPA/NEI | 1975
2018 | OH | Gen J M Gavin | 8102 | B001 | ST | OP | OTHER BOILER | DFO | 57.0 | 30528 | 0.07 | 0.004586 | EPA/CAMD | EPA/NEI | 1974
2018 | OH | Gen J M Gavin | 8102 | B002 | ST | OP | OTHER BOILER | DFO | 35.0 | 19020 | 0.11 | 0.011567 | EPA/CAMD | EPA/NEI | 1974
2018 | OH | Geneva | 57410 | GEN1 | IC | OP | NA | LFG |  | 48725 | 0.35813 | 0.0147 | EIA Prime Mover-level Data | Estimated using an emission factor
2018 | OH | Geneva | 57410 | GEN2 | IC | OP | NA | LFG |  | 48725 | 0.35813 | 0.0147 | EIA Prime Mover-level Data | Estimated using an emission factor
2018 | OH | Geneva | 57410 | GEN3 | IC | OP | NA | LFG |  | 48725 | 0.35813 | 0.0147 | EIA Prime Mover-level Data | Estimated using an emission factor
2018 | OH | Geneva | 57410 | GEN4 | IC | OP | NA | LFG |  | 48725 | 0.35813 | 0.0147 | EIA Prime Mover-level Data | Estimated using an emission factor
2018 | OH | Geneva | 57410 | GEN5 | IC | OP | NA | LFG |  | 48725 | 0.35813 | 0.0147 | EIA Prime Mover-level Data | Estimated using an emission factor
2018 | OH | Genoa Diesel Generating Station | 56181 | 1 | IC | OP | NA | DFO |  | 1397 | 0.21654 | 0.31 | EIA Prime Mover-level Data | Estimated using an emission factor
2018 | OH | Genoa Diesel Generating Station | 56181 | 2 | IC | OP | NA | DFO |  | 1397 | 0.21654 | 0.31 | EIA Prime Mover-level Data | Estimated using an emission factor
2018 | OH | Genoa Diesel Generating Station | 56181 | 3 | IC | OP | NA | DFO |  | 1397 | 0.21654 | 0.31 | EIA Prime Mover-level Data | Estimated using an emission factor
2018 | OH | GM Lordstown Assembly Solar Array | 59683 | 12345 | PV | OP | NA | SUN |  | 17999 |  |  | EIA Prime Mover-level Data
2018 | OH | Greenup Hydro | 4258 | 1 | HY | OP | NA | WAT |  | 641020 |  |  | EIA Prime Mover-level Data
2018 | OH | Greenup Hydro | 4258 | 2 | HY | OP | NA | WAT |  | 641020 |  |  | EIA Prime Mover-level Data
2018 | OH | Greenup Hydro | 4258 | 3 | HY | OP | NA | WAT |  | 641020 |  |  | EIA Prime Mover-level Data
2018 | OH | Greenville Electric Gen Station | 55228 | G1CT1 | GT | OP | CT | NG | 1,322.0 | 287635 | 0.133 | 0.00092478 | EPA/CAMD | EPA/NEI | 2000
2018 | OH | Greenville Electric Gen Station | 55228 | G1CT2 | GT | OP | CT | NG | 1,310.0 | 289275 | 0.1824 | 0.0012611 | EPA/CAMD | EPA/NEI | 2000
2018 | OH | Greenville Electric Gen Station | 55228 | G2CT1 | GT | OP | CT | NG | 1,172.0 | 256279 | 0.2096 | 0.0016357 | EPA/CAMD | EPA/NEI | 2000
2018 | OH | Greenville Electric Gen Station | 55228 | G2CT2 | GT | OP | CT | NG | 1,176.0 | 252688 | 0.2064 | 0.0016336 | EPA/CAMD | EPA/NEI | 2000
2018 | OH | Greenville Electric Gen Station | 55228 | G3CT1 | GT | OP | CT | NG | 1,176.0 | 263705 | 0.1991 | 0.00151 | EPA/CAMD | EPA/NEI | 2000
2018 | OH | Greenville Electric Gen Station | 55228 | G3CT2 | GT | OP | CT | NG | 1,171.0 | 248964 | 0.191 | 0.0015344 | EPA/CAMD | EPA/NEI | 2000
2018 | OH | Greenville Electric Gen Station | 55228 | G4CT1 | GT | OP | CT | NG | 1,248.0 | 268408 | 0.2145 | 0.0015983 | EPA/CAMD | EPA/NEI | 2000
2018 | OH | Greenville Electric Gen Station | 55228 | G4CT2 | GT | OP | CT | NG | 1,237.0 | 269344 | 0.1636 | 0.0012148 | EPA/CAMD | EPA/NEI | 2000
2018 | OH | Hamilton Hydro | 7807 | 3 | HY | OP | NA | WAT |  | 21784 |  |  | EIA Prime Mover-level Data
2018 | OH | Hamilton Hydro | 7807 | 4 | HY | OP | NA | WAT |  | 21784 |  |  | EIA Prime Mover-level Data
2018 | OH | Hamilton Municipal Power Plant | 2917 | 9 | ST | OP | TANGENTIAL | NG | 0.0 | [5 empty] | 1974
2018 | OH | Hannibal Port Power Project | 61322 | HPPP1 | CC | P | NA | NG
2018 | OH | Harpster Wind | 60126 | H1 | WT | OP | NA | WND |  | 29726 |  |  | EIA Prime Mover-level Data
2018 | OH | Harrod Electric Generating Station | 55384 | GT1 | GT | CN | NA | NG
2018 | OH | Harrod Electric Generating Station | 55384 | GT2 | GT | CN | NA | NG
2018 | OH | Harrod Electric Generating Station | 55384 | GT3 | GT | CN | NA | NG
2018 | OH | Harrod Electric Generating Station | 55384 | GT4 | GT | CN | NA | NG
2018 | OH | Harrod Electric Generating Station | 55384 | GT5 | GT | CN | NA | NG
2018 | OH | Harrod Electric Generating Station | 55384 | GT6 | GT | CN | NA | NG
2018 | OH | Haverhill North Cogeneration Facility | 56848 | HRSG10 | ST | OP | NA | COG |  | 1298595 | 7.5353 | 0.011605 | EIA Unit-level Data | NEI avg EF - PM, fuel type
2018 | OH | Haverhill North Cogeneration Facility | 56848 | HRSG6 | ST | OP | NA | COG |  | 1298595 | 7.5353 | 0.011605 | EIA Unit-level Data | NEI avg EF - PM, fuel type
2018 | OH | Haverhill North Cogeneration Facility | 56848 | HRSG7 | ST | OP | NA | COG |  | 1298595 | 7.5353 | 0.011605 | EIA Unit-level Data | NEI avg EF - PM, fuel type
2018 | OH | Haverhill North Cogeneration Facility | 56848 | HRSG8 | ST | OP | NA | COG |  | 1298595 | 7.5353 | 0.011605 | EIA Unit-level Data | NEI avg EF - PM, fuel type
2018 | OH | Haverhill North Cogeneration Facility | 56848 | HRSG9 | ST | OP | NA | COG |  | 1298595 | 7.5353 | 0.011605 | EIA Unit-level Data | NEI avg EF - PM, fuel type
2018 | OH | Haviland Plastic Products | 58220 | WTGA | WT | OP | NA | WND |  | 39755 |  |  | EIA Prime Mover-level Data
2018 | OH | Haviland Plastic Products | 58220 | WTGB | WT | OP | NA | WND |  | 39755 |  |  | EIA Prime Mover-level Data
2018 | OH | Haviland Plastic Products | 58220 | WTGC | WT | OP | NA | WND |  | 39755 |  |  | EIA Prime Mover-level Data
2018 | OH | Heat Plant 770 | 57926 | HP | ST | RE | NA | NG
2018 | OH | Heat Plant 770 | 57926 | LP | ST | RE | NA | NG
2018 | OH | Hecate Energy Highland LLC | 62670 | HIGHL | PV | T | NA | SUN
2018 | OH | Hillcrest Solar | 62200 | HILLC | PV | P | NA | SUN
2018 | OH | HMV Minster Energy Storage System | 60299 | MIN02 | BA | OP | NA | MWH
2018 | OH | HMW Minster PV I | 60190 | MIN01 | PV | OP | NA | SUN |  | 45463 |  |  | EIA Prime Mover-level Data
2018 | OH | Hog Creek Wind Project | 61330 | WT1 | WT | OP | NA | WND |  | 1772995 |  |  | EIA Prime Mover-level Data
2018 | OH | Hoge Lumber | 10739 | AC3M | ST | OP | NA | WDS |  | 51505 | 0.58747 | 0.022812 | EIA Prime Mover-level Data | NEI avg EF - PM, fuel type
2018 | OH | Hoge Lumber | 10739 | W750 | ST | OS | NA | WDS
2018 | OH | Icebreaker Offshore Wind Farm | 58941 | WTG1 | WS | L | NA | WND
2018 | OH | Icebreaker Offshore Wind Farm | 58941 | WTG2 | WS | L | NA | WND
2018 | OH | Icebreaker Offshore Wind Farm | 58941 | WTG3 | WS | L | NA | WND
2018 | OH | Icebreaker Offshore Wind Farm | 58941 | WTG4 | WS | L | NA | WND
2018 | OH | Icebreaker Offshore Wind Farm | 58941 | WTG5 | WS | L | NA | WND
2018 | OH | Icebreaker Offshore Wind Farm | 58941 | WTG6 | WS | L | NA | WND
2018 | OH | J M Stuart | 2850 | 1 | ST | RE | CELL | BIT | 0.0 | [5 empty] | 1971
2018 | OH | J M Stuart | 2850 | 2 | ST | OP | CELL | BIT | 889.0 | 3729359 | 85.9617 | 0.0461 | EPA/CAMD | EPA/NEI | 1970
2018 | OH | J M Stuart | 2850 | 3 | ST | OP | CELL | BIT | 2,145.0 | 8858663 | 204.1922 | 0.0461 | EPA/CAMD | EPA/NEI | 1972
2018 | OH | J M Stuart | 2850 | 4 | ST | OP | CELL | BIT | 2,256.0 | 9196398 | 211.977 | 0.0461 | EPA/CAMD | EPA/NEI | 1974
2018 | OH | Jackson (OH) | 7577 | 12 | IC | RE | NA | DFO |  | 13 | 0.002015 | 0.31 | EIA Prime Mover-level Data | Estimated using an emission factor
2018 | OH | Jackson Cntr Peaking | 7780 | 1 | IC | OP | NA | DFO |  | 815 | 0.12632 | 0.31 | EIA Prime Mover-level Data | Estimated using an emission factor
2018 | OH | Killen Station | 6031 | 2 | ST | OP | WALL | BIT | 2,863.0 | 16447897 | 192.7693 | 0.02344 | EPA/CAMD | EPA/NEI | 1982
2018 | OH | Kyger Creek | 2876 | 1 | ST | OP | WALL | BIT | 7,991.0 | 14460276 | 1595.691 | 0.2207 | EPA/CAMD | EPA/NEI | 1955
2018 | OH | Kyger Creek | 2876 | 2 | ST | OP | WALL | BIT | 7,819.0 | 14283828 | 1576.22 | 0.2207 | EPA/CAMD | EPA/NEI | 1955
2018 | OH | Kyger Creek | 2876 | 3 | ST | OP | WALL | BIT | 6,984.0 | 11880976 | 1311.066 | 0.2207 | EPA/CAMD | EPA/NEI | 1955
2018 | OH | Kyger Creek | 2876 | 4 | ST | OP | WALL | BIT | 6,613.0 | 11473969 | 1266.153 | 0.2207 | EPA/CAMD | EPA/NEI | 1955
2018 | OH | Kyger Creek | 2876 | 5 | ST | OP | WALL | BIT | 6,617.0 | 11431103 | 1261.422 | 0.2207 | EPA/CAMD | EPA/NEI | 1955
2018 | OH | LafargeHolcim - Paulding Wind Project | 62752 | L1 | WT | U | NA | WND
2018 | OH | LafargeHolcim - Paulding Wind Project | 62752 | L2 | WT | U | NA | WND
2018 | OH | LafargeHolcim - Paulding Wind Project | 62752 | L3 | WT | U | NA | WND
2018 | OH | Lake Road (OH) | 2908 | 8 | ST | RE | NA | BIT
2018 | OH | Lake Road (OH) | 2908 | 9 | ST | RE | NA | BIT
2018 | OH | Lake Road (OH) | 2908 | 10 | ST | RE | NA | BIT
2018 | OH | Lake Road (OH) | 2908 | 11 | ST | RE | NA | BIT
2018 | OH | LE Wind Turbine 1 | 57613 | WTG1 | WT | OP | NA | WND |  | 44742 |  |  | EIA Prime Mover-level Data
2018 | OH | Lebanon | 2921 | 1 | IC | RE | NA | DFO
2018 | OH | Lebanon | 2921 | 3 | IC | RE | NA | DFO
2018 | OH | Lebanon | 2921 | 4 | IC | RE | NA | DFO
2018 | OH | Lebanon | 2921 | 5 | IC | OP | NA | DFO
2018 | OH | Lebanon | 2921 | 6 | IC | OP | NA | DFO
2018 | OH | Lebanon | 2921 | 7 | GT | OP | NA | DFO
2018 | OH | Lebanon | 2921 | 8 | IC | OP | NA | DFO
2018 | OH | Lebanon | 2921 | 9 | GT | OP | NA | DFO
2018 | OH | Loraine County Project | 56869 | 1 | IC | OP | NA | LFG |  | 88661 | 0.65166 | 0.0147 | EIA Prime Mover-level Data | Estimated using an emission factor
2018 | OH | Loraine County Project | 56869 | 2 | IC | OP | NA | LFG |  | 88661 | 0.65166 | 0.0147 | EIA Prime Mover-level Data | Estimated using an emission factor
2018 | OH | Loraine County Project | 56869 | 3 | IC | OP | NA | LFG |  | 88661 | 0.65166 | 0.0147 | EIA Prime Mover-level Data | Estimated using an emission factor
2018 | OH | Loraine County Project | 56869 | 4 | IC | OP | NA | LFG |  | 88661 | 0.65166 | 0.0147 | EIA Prime Mover-level Data | Estimated using an emission factor
2018 | OH | Loraine County Project | 56869 | 5 | IC | OP | NA | LFG |  | 88661 | 0.65166 | 0.0147 | EIA Prime Mover-level Data | Estimated using an emission factor
2018 | OH | Loraine County Project | 56869 | 6 | IC | OP | NA | LFG |  | 88661 | 0.65166 | 0.0147 | EIA Prime Mover-level Data | Estimated using an emission factor
2018 | OH | Loraine County Project | 56869 | 7 | IC | OP | NA | LFG |  | 88661 | 0.65166 | 0.0147 | EIA Prime Mover-level Data | Estimated using an emission factor
2018 | OH | Loraine County Project | 56869 | 8 | IC | OP | NA | LFG |  | 88661 | 0.65166 | 0.0147 | EIA Prime Mover-level Data | Estimated using an emission factor
2018 | OH | Loraine County Project | 56869 | 9 | IC | OP | NA | LFG |  | 101327 | 0.74475 | 0.0147 | EIA Prime Mover-level Data | Estimated using an emission factor
2018 | OH | Loraine County Project | 56869 | 10 | IC | OP | NA | LFG |  | 101327 | 0.74475 | 0.0147 | EIA Prime Mover-level Data | Estimated using an emission factor
2018 | OH | Loraine County Project | 56869 | 11 | IC | OP | NA | LFG |  | 101327 | 0.74475 | 0.0147 | EIA Prime Mover-level Data | Estimated using an emission factor
2018 | OH | Loraine County Project | 56869 | 12 | IC | OP | NA | LFG |  | 101327 | 0.74475 | 0.0147 | EIA Prime Mover-level Data | Estimated using an emission factor
2018 | OH | Loraine County Project | 56869 | 13 | IC | OP | NA | LFG |  | 101327 | 0.74475 | 0.0147 | EIA Prime Mover-level Data | Estimated using an emission factor
2018 | OH | Loraine County Project | 56869 | 14 | IC | OP | NA | LFG |  | 101327 | 0.74475 | 0.0147 | EIA Prime Mover-level Data | Estimated using an emission factor
2018 | OH | Loraine County Project | 56869 | 15 | IC | OP | NA | LFG |  | 101327 | 0.74475 | 0.0147 | EIA Prime Mover-level Data | Estimated using an emission factor
2018 | OH | Loraine County Project | 56869 | 16 | IC | OP | NA | LFG |  | 101327 | 0.74475 | 0.0147 | EIA Prime Mover-level Data | Estimated using an emission factor
2018 | OH | Loraine County Project | 56869 | 17 | IC | OP | NA | LFG |  | 101327 | 0.74475 | 0.0147 | EIA Prime Mover-level Data | Estimated using an emission factor
2018 | OH | Loraine County Project | 56869 | 18 | IC | OP | NA | LFG |  | 101327 | 0.74475 | 0.0147 | EIA Prime Mover-level Data | Estimated using an emission factor
2018 | OH | Lowell L&D Hydroelectric Project | 62429 | NA1 | HY | P | NA | WAT
2018 | OH | Lowell L&D Hydroelectric Project | 62429 | NA2 | HY | P | NA | WAT
2018 | OH | Madison Generating Station | 55110 | 1 | GT | OP | CT | NG | 1,065.0 | 661091 | 1.99 | 0.0060204 | EPA/CAMD | EPA/NEI | 2000
2018 | OH | Madison Generating Station | 55110 | 2 | GT | OP | CT | NG | 1,518.0 | 960933 | 2.24 | 0.0046621 | EPA/CAMD | EPA/NEI | 2000
2018 | OH | Madison Generating Station | 55110 | 3 | GT | OP | CT | NG | 1,508.0 | 934865 | 1.99 | 0.0042573 | EPA/CAMD | EPA/NEI | 2000
2018 | OH | Madison Generating Station | 55110 | 4 | GT | OP | CT | NG | 1,338.0 | 846146 | 1.99 | 0.0047037 | EPA/CAMD | EPA/NEI | 2000
2018 | OH | Madison Generating Station | 55110 | 5 | GT | OP | CT | NG | 1,495.0 | 949949 | 1.89 | 0.0039792 | EPA/CAMD | EPA/NEI | 2000
2018 | OH | Madison Generating Station | 55110 | 6 | GT | OP | CT | NG | 1,192.0 | 768628 | 2.18 | 0.0056724 | EPA/CAMD | EPA/NEI | 2000
2018 | OH | Madison Generating Station | 55110 | 7 | GT | OP | CT | NG | 1,618.0 | 1025321 | 2 | 0.0039012 | EPA/CAMD | EPA/NEI | 2000
2018 | OH | Madison Generating Station | 55110 | 8 | GT | OP | CT | NG | 1,612.0 | 974312 | 2.93 | 0.0060145 | EPA/CAMD | EPA/NEI | 2000
2018 | OH | Mahoning | 57411 | GEN1 | IC | OP | NA | LFG |  | 79241 | 0.58242 | 0.0147 | EIA Prime Mover-level Data | Estimated using an emission factor
2018 | OH | Mahoning | 57411 | GEN2 | IC | OP | NA | LFG |  | 79241 | 0.58242 | 0.0147 | EIA Prime Mover-level Data | Estimated using an emission factor
2018 | OH | Mahoning | 57411 | GEN3 | IC | OP | NA | LFG |  | 79241 | 0.58242 | 0.0147 | EIA Prime Mover-level Data | Estimated using an emission factor
2018 | OH | Mahoning | 57411 | GEN4 | IC | OP | NA | LFG |  | 79241 | 0.58242 | 0.0147 | EIA Prime Mover-level Data | Estimated using an emission factor
2018 | OH | Mahoning | 57411 | GEN5 | IC | OP | NA | LFG |  | 79241 | 0.58242 | 0.0147 | EIA Prime Mover-level Data | Estimated using an emission factor
2018 | OH | Mahoning | 57411 | GEN6 | IC | IP | NA | LFG
2018 | OH | Malta L&D Hydroelectric Project | 62428 | NA1 | HY | P | NA | WAT
2018 | OH | Malta L&D Hydroelectric Project | 62428 | NA2 | HY | P | NA | WAT
2018 | OH | MCCo Solar Generating Facility | 59324 | MCCO1 | PV | OP | NA | SUN |  | 8223 |  |  | EIA Prime Mover-level Data
2018 | OH | Miami Fort Power Station | 2832 | 6 | ST | OP | TANGENTIAL | BIT | 0.0 | [5 empty] | 1960
2018 | OH | Miami Fort Power Station | 2832 | 7 | ST | OP | CELL | BIT | 5,799.0 | 25586192 | 391.4687 | 0.0306 | EPA/CAMD | EPA/NEI | 1975
2018 | OH | Miami Fort Power Station | 2832 | 8 | ST | OP | WALL | BIT | 6,396.0 | 27529994 | 421.2089 | 0.0306 | EPA/CAMD | EPA/NEI | 1978
2018 | OH | Middletown Coke Company, LLC | 57822 | HRSG1 | ST | OP | NA | COG |  | 1358315 | 7.8819 | 0.011605 | EIA Unit-level Data | NEI avg EF - PM, fuel type
2018 | OH | Middletown Coke Company, LLC | 57822 | HRSG2 | ST | OP | NA | COG |  | 1358315 | 7.8819 | 0.011605 | EIA Unit-level Data | NEI avg EF - PM, fuel type
2018 | OH | Middletown Coke Company, LLC | 57822 | HRSG3 | ST | OP | NA | COG |  | 1358315 | 7.8819 | 0.011605 | EIA Unit-level Data | NEI avg EF - PM, fuel type
2018 | OH | Middletown Coke Company, LLC | 57822 | HRSG4 | ST | OP | NA | COG |  | 1358315 | 7.8819 | 0.011605 | EIA Unit-level Data | NEI avg EF - PM, fuel type
2018 | OH | Middletown Coke Company, LLC | 57822 | HRSG5 | ST | OP | NA | COG |  | 1358315 | 7.8819 | 0.011605 | EIA Unit-level Data | NEI avg EF - PM, fuel type
2018 | OH | Middletown Energy Center | 59326 | 1 | CT | OP | CC | NG | 4,804.0 | 13144753 | 37.8334 | 0.0057564 | EPA/CAMD | NEI avg EF - PM, fuel type, firing type | 2018
2018 | OH | Model Gas Power Station | 56863 | 1 | IC | OS | NA | LFG
2018 | OH | Model Gas Power Station | 56863 | 2 | IC | OS | NA | LFG
2018 | OH | Montpelier | 7791 | 1 | IC | OP | NA | DFO |  | 903 | 0.13997 | 0.31 | EIA Prime Mover-level Data | Estimated using an emission factor
2018 | OH | Montpelier | 7791 | 2 | IC | OP | NA | DFO |  | 903 | 0.13997 | 0.31 | EIA Prime Mover-level Data | Estimated using an emission factor
2018 | OH | Montpelier | 7791 | 3 | IC | OP | NA | DFO |  | 903 | 0.13997 | 0.31 | EIA Prime Mover-level Data | Estimated using an emission factor
2018 | OH | Montpelier | 7791 | 4 | IC | OP | NA | DFO |  | 903 | 0.13997 | 0.31 | EIA Prime Mover-level Data | Estimated using an emission factor
2018 | OH | Montpelier | 7791 | 5 | IC | OP | NA | DFO |  | 903 | 0.13997 | 0.31 | EIA Prime Mover-level Data | Estimated using an emission factor
2018 | OH | Montpelier | 7791 | 6 | IC | OP | NA | DFO |  | 903 | 0.13997 | 0.31 | EIA Prime Mover-level Data | Estimated using an emission factor
2018 | OH | Monument | 2851 | 1 | IC | OP | NA | DFO |  | 123 | 0.019065 | 0.31 | EIA Prime Mover-level Data | Estimated using an emission factor
2018 | OH | Monument | 2851 | 2 | IC | OP | NA | DFO |  | 123 | 0.019065 | 0.31 | EIA Prime Mover-level Data | Estimated using an emission factor
2018 | OH | Monument | 2851 | 3 | IC | OP | NA | DFO |  | 123 | 0.019065 | 0.31 | EIA Prime Mover-level Data | Estimated using an emission factor
2018 | OH | Monument | 2851 | 4 | IC | OP | NA | DFO |  | 123 | 0.019065 | 0.31 | EIA Prime Mover-level Data | Estimated using an emission factor
2018 | OH | Monument | 2851 | 5 | IC | OP | NA | DFO |  | 123 | 0.019065 | 0.31 | EIA Prime Mover-level Data | Estimated using an emission factor
2018 | OH | Morton Salt Rittman | 54335 | B002 | ST | RE | NA | BIT |  | 0 | 0 |  | EIA Unit-level Data | NEI avg EF - PM, fuel type
2018 | OH | Morton Salt Rittman | 54335 | B003 | ST | RE | NA | BIT |  | 0 | 0 |  | EIA Unit-level Data | NEI avg EF - PM, fuel type
2018 | OH | Morton Salt Rittman | 54335 | B004 | ST | OP | NA | NG |  | 6 | 2.4157e-05 | 0.0080524 | EIA Unit-level Data | NEI avg EF - PM, fuel type
2018 | OH | Morton Salt Rittman | 54335 | B005 | ST | OP | NA | NG |  | 721756 | 2.9059 | 0.0080524 | EIA Unit-level Data | NEI avg EF - PM, fuel type
2018 | OH | Morton Salt Rittman | 54335 | B006 | ST | OP | NA | NG |  | 715038 | 2.8789 | 0.0080524 | EIA Unit-level Data | NEI avg EF - PM, fuel type
2018 | OH | Morton Salt Rittman | 54335 | GEN1 | ST | RE | NA | BIT
2018 | OH | Muskingum River | 2872 | 1 | ST | RE | WALL | BIT
2018 | OH | Muskingum River | 2872 | 2 | ST | RE | WALL | BIT
2018 | OH | Muskingum River | 2872 | 3 | ST | RE | CYCLONE | BIT
2018 | OH | Muskingum River | 2872 | 4 | ST | RE | CYCLONE | BIT
2018 | OH | Muskingum River | 2872 | 5 | ST | RE | CYCLONE | BIT
2018 | OH | Napoleon | 7578 | 1 | IC | RE | NA | DFO |  | 2 | 0.00031 | 0.31 | EIA Prime Mover-level Data | Estimated using an emission factor
2018 | OH | Napoleon | 7578 | 2 | IC | RE | NA | DFO |  | 2 | 0.00031 | 0.31 | EIA Prime Mover-level Data | Estimated using an emission factor
2018 | OH | Napoleon | 7578 | 3 | IC | RE | NA | DFO |  | 2 | 0.00031 | 0.31 | EIA Prime Mover-level Data | Estimated using an emission factor
2018 | OH | Napoleon Biogas | 58921 | GEN1 | IC | OP | NA | OBG
2018 | OH | Napoleon Biogas | 58921 | GEN2 | IC | OP | NA | OBG
2018 | OH | Napoleon Peaking | 7776 | 4 | IC | OP | NA | DFO |  | 682 | 0.10571 | 0.31 | EIA Prime Mover-level Data | Estimated using an emission factor
2018 | OH | Napoleon Peaking | 7776 | 5 | IC | OP | NA | DFO |  | 682 | 0.10571 | 0.31 | EIA Prime Mover-level Data | Estimated using an emission factor
2018 | OH | Napoleon Peaking | 7776 | 6 | IC | OP | NA | DFO |  | 682 | 0.10571 | 0.31 | EIA Prime Mover-level Data | Estimated using an emission factor
2018 | OH | Napoleon Solar I | 57462 | 1 | PV | OP | NA | SUN |  | 106799 |  |  | EIA Prime Mover-level Data
2018 | OH | New Knoxville | 7898 | 1 | IC | OS | NA | DFO
2018 | OH | Niles | 7579 | 13 | IC | RE | NA | DFO |  | 13 | 0.002015 | 0.31 | EIA Prime Mover-level Data | Estimated using an emission factor
2018 | OH | Niles | 2861 | CTA | GT | OP | CT | DFO | 4.0 | 719 | 0.013 | 0.036161 | EPA/CAMD | EPA/NEI | 1972
2018 | OH | Northwest Ohio Wind | 59296 | NWOH1 | WT | OP | NA | WND |  | 912165 |  |  | EIA Prime Mover-level Data
2018 | OH | Northwest Ohio Wind | 59296 | NWOH2 | WT | IP | NA | WND
2018 | OH | O H Hutchings | 2848 | H-7 | GT | OP | CT | NG | 7.0 | 1624 | 0.0063461 | 0.0078154 | EPA/CAMD | NEI avg EF - PM, fuel type, firing type | 1968
2018 | OH | Oberlin (OH) | 2933 | 1 | IC | OP | NA | DFO |  | 775 | 0.12012 | 0.31 | EIA Prime Mover-level Data | Estimated using an emission factor
2018 | OH | Oberlin (OH) | 2933 | 2 | IC | RE | NA | DFO
2018 | OH | Oberlin (OH) | 2933 | 3 | IC | RE | NA | DFO
2018 | OH | Oberlin (OH) | 2933 | 5 | IC | RE | NA | NG
2018 | OH | Oberlin (OH) | 2933 | 6 | IC | OP | NA | NG |  | 1761 | 0.00037157 | 0.000422 | EIA Prime Mover-level Data | Estimated using an emission factor
2018 | OH | Oberlin (OH) | 2933 | 7 | IC | OP | NA | NG |  | 1902 | 0.00040132 | 0.000422 | EIA Prime Mover-level Data | Estimated using an emission factor
2018 | OH | Oberlin (OH) | 2933 | 8 | IC | OP | NA | NG |  | 2113 | 0.00044584 | 0.000422 | EIA Prime Mover-level Data | Estimated using an emission factor
2018 | OH | Oberlin (OH) | 2933 | 9 | IC | OP | NA | NG |  | 282 | 5.9502e-05 | 0.000422 | EIA Prime Mover-level Data | Estimated using an emission factor
2018 | OH | Oberlin (OH) | 2933 | 10 | IC | OP | NA | NG |  | 352 | 7.4272e-05 | 0.000422 | EIA Prime Mover-level Data | Estimated using an emission factor
2018 | OH | Oberlin (OH) | 2933 | 2A | IC | OP | NA | NG |  | 2184 | 0.00046082 | 0.000422 | EIA Prime Mover-level Data | Estimated using an emission factor
2018 | OH | Oberlin (OH) | 2933 | 3A | IC | OP | NA | NG |  | 2184 | 0.00046082 | 0.000422 | EIA Prime Mover-level Data | Estimated using an emission factor
2018 | OH | Oberlin (OH) | 2933 | IC4 | IC | OP | NA | NG |  | 1479 | 0.00031207 | 0.000422 | EIA Prime Mover-level Data | Estimated using an emission factor
2018 | OH | Oberlin Spear Point Solar One | 58134 | OSSO | PV | OP | NA | SUN |  | 24372 |  |  | EIA Prime Mover-level Data
2018 | OH | Ohio Northern University Solar Site | 60913 | PV1 | PV | OP | NA | SUN |  | 25737 |  |  | EIA Prime Mover-level Data
2018 | OH | Ohio Northern University Solar Site | 60913 | PV2 | PV | OP | NA | SUN |  | 12868 |  |  | EIA Prime Mover-level Data
2018 | OH | Omega JV2 Bowling Green | 7783 | P001 | GT | OP | CT | NG | 125.0 | 23949 | 0.19438 | 0.016233 | EPA/CAMD | EPA/NEI | 2000
2018 | OH | Omega JV2 Hamilton | 7782 | P001 | GT | OP | CT | NG | 168.0 | 32148 | 0.176 | 0.010949 | EPA/CAMD | EPA/NEI | 2000
2018 | OH | Oregon Clean Energy Center | 59764 | 01 | CT | OP | CC | NG | 7,216.0 | 17496023 | 20.209 | 0.0023101 | EPA/CAMD | EPA/NEI | 2017
2018 | OH | Oregon Clean Energy Center | 59764 | 02 | CT | OP | CC | NG | 5,633.0 | 13208896 | 21.573 | 0.0032664 | EPA/CAMD | EPA/NEI | 2017
2018 | OH | Orrville | 2935 | 10 | ST | OP | NA | BIT |  | 32205 | 0.71635 | 0.044487 | EIA Unit-level Data | NEI avg EF - PM, fuel type
2018 | OH | Orrville | 2935 | 11 | ST | OP | NA | BIT |  | 72051 | 1.6027 | 0.044487 | EIA Unit-level Data | NEI avg EF - PM, fuel type
2018 | OH | Orrville | 2935 | 12 | ST | OP | NA | BIT |  | 131257 | 2.9196 | 0.044487 | EIA Unit-level Data | NEI avg EF - PM, fuel type
2018 | OH | Orrville | 2935 | 13 | ST | OP | NA | NG |  | 255079 | 1.027 | 0.0080524 | EIA Unit-level Data | NEI avg EF - PM, fuel type
2018 | OH | Orrville Peaking | 7778 | 1 | IC | OP | NA | DFO |  | 815 | 0.12632 | 0.31 | EIA Prime Mover-level Data | Estimated using an emission factor
2018 | OH | Orrville Peaking | 7778 | 2 | IC | OP | NA | DFO |  | 815 | 0.12632 | 0.31 | EIA Prime Mover-level Data | Estimated using an emission factor
2018 | OH | Orrville Peaking | 7778 | 3 | IC | OP | NA | DFO |  | 815 | 0.12632 | 0.31 | EIA Prime Mover-level Data | Estimated using an emission factor
2018 | OH | O'Shaughnessy Hydro | 7279 | 1 | HY | OP | NA | WAT
2018 | OH | O'Shaughnessy Hydro | 7279 | 2 | HY | OP | NA | WAT
2018 | OH | Ottawa County Project | 56865 | 1 | IC | OS | NA | LFG |  | 53980 | 0.39675 | 0.0147 | EIA Prime Mover-level Data | Estimated using an emission factor
2018 | OH | Ottawa County Project | 56865 | 2 | IC | OP | NA | LFG |  | 53980 | 0.39675 | 0.0147 | EIA Prime Mover-level Data | Estimated using an emission factor
2018 | OH | Owens Corning Headquarters | 60038 | PV1 | PV | OP | NA | SUN |  | 17816 |  |  | EIA Prime Mover-level Data
2018 | OH | Painesville | 2936 | 3 | ST | OP | NA | BIT |  | 0 | 0 |  | EIA Unit-level Data | NEI avg EF - PM, fuel type
2018 | OH | Painesville | 2936 | 4 | ST | OP | NA | BIT |  | 18741 | 0.41686 | 0.044487 | EIA Unit-level Data | NEI avg EF - PM, fuel type
2018 | OH | Painesville | 2936 | 5 | ST | OP | NA | BIT |  | 38804 | 0.86313 | 0.044487 | EIA Unit-level Data | NEI avg EF - PM, fuel type
2018 | OH | Painesville | 2936 | WPCP1 | IC | SB | NA | DFO |  | 1097 | 0.00017004 | 0.00031 | EIA Prime Mover-level Data | Estimated using an emission factor
2018 | OH | Paulding Wind Farm II | 57620 | GEN1 | WT | OP | NA | WND |  | 2842226 |  |  | EIA Prime Mover-level Data
2018 | OH | Paulding Wind Farm III | 60470 | 1 | WT | OP | NA | WND |  | 2850716 |  |  | EIA Prime Mover-level Data
2018 | OH | Perry | 6020 | 1 | ST | OP | NA | NUC |  | 114318822 |  |  | EIA Prime Mover-level Data
2018 | OH | Philo L&D Hydroelectric Project | 62427 | NA1 | HY | P | NA | WAT
2018 | OH | Philo L&D Hydroelectric Project | 62427 | NA2 | HY | P | NA | WAT
2018 | OH | Picway | 2843 | 5 | ST | RE | NA | BIT
2018 | OH | Piqua Power Plant | 2937 | 3 | ST | RE | NA | BIT
2018 | OH | Piqua Power Plant | 2937 | 4 | ST | RE | NA | BIT
2018 | OH | Piqua Power Plant | 2937 | 6 | ST | RE | NA | BIT
2018 | OH | Piqua Power Plant | 2937 | 7 | ST | RE | NA | BIT
2018 | OH | Piqua Power Plant | 2937 | 8 | GT | OP | NA | DFO |  | 19342 | 0.16691 | 0.017259 | EIA Prime Mover-level Data | NEI avg EF - PM, fuel type, firing type
2018 | OH | Piqua Power Plant | 2937 | 10 | ST | RE | NA | BIT
2018 | OH | Piqua Power Plant | 2937 | 11 | GT | OP | NA | DFO |  | 15763 | 0.13603 | 0.017259 | EIA Prime Mover-level Data | NEI avg EF - PM, fuel type, firing type
2018 | OH | Pixelle Specialty Solutions LLC | 10244 | 6 | ST | OP | NA | WDS |  | 2583647 | 29.4693 | 0.022812 | EIA Unit-level Data | NEI avg EF - PM, fuel type
2018 | OH | Pixelle Specialty Solutions LLC | 10244 | 9 | ST | OP | NA | BLQ |  | 5343766 | 0.24929 | 9.33e-05 | EIA Unit-level Data | Estimated using an emission factor
2018 | OH | Pixelle Specialty Solutions LLC | 10244 | B002 | ST | OP | TANGENTIAL | NG | 3,552.0 | 3811274 | 7.147 | 0.0037505 | EIA non-ozone season distributed and EPA/CAMD ozone season | EPA/NEI | 1963
2018 | OH | Pixelle Specialty Solutions LLC | 10244 | B003 | ST | OP | WALL | NG | 3,440.0 | 5913528 | 8.1618 | 0.0027604 | EIA non-ozone season distributed and EPA/CAMD ozone season | EPA/NEI | 1972
2018 | OH | Procter & Gamble Cincinnati Plant | 50456 | 4 | ST | OS | NA | NG |  | 1621613 | 6.529 | 0.0080524 | EIA Unit-level Data | NEI avg EF - PM, fuel type
2018 | OH | Procter & Gamble Cincinnati Plant | 50456 | PB1 | ST | OP | NA | NG |  | 39886 | 0.16059 | 0.0080524 | EIA Unit-level Data | NEI avg EF - PM, fuel type
2018 | OH | Procter & Gamble Cincinnati Plant | 50456 | PB2 | ST | OP | NA | NG |  | 10496 | 0.042259 | 0.0080524 | EIA Unit-level Data | NEI avg EF - PM, fuel type
2018 | OH | Prospect Municipal | 7603 | 1 | IC | SB | NA | DFO
2018 | OH | PS ST-8 Engine No 1 | 56421 | 0005 | IC | OP | NA | DFO |  | 54 | 0.00837 | 0.31 | EIA Prime Mover-level Data | Estimated using an emission factor
2018 | OH | Racine | 6006 | 1 | HY | OP | NA | WAT |  | 75703 |  |  | EIA Prime Mover-level Data
2018 | OH | Racine | 6006 | 2 | HY | OP | NA | WAT |  | 75703 |  |  | EIA Prime Mover-level Data
2018 | OH | Refuse & Coal | 312 | 1 | ST | RE | NA | MSW
2018 | OH | Refuse & Coal | 312 | 2 | ST | RE | NA | MSW
2018 | OH | Refuse & Coal | 312 | 3 | ST | RE | NA | MSW
2018 | OH | Renewable Energy Services of Ohio | 57249 | GEN1 | IC | OP | NA | LFG |  | 126238 | 0.92785 | 0.0147 | EIA Prime Mover-level Data | Estimated using an emission factor
2018 | OH | Renewable Energy Services of Ohio | 57249 | GEN2 | IC | OP | NA | LFG |  | 63119 | 0.46392 | 0.0147 | EIA Prime Mover-level Data | Estimated using an emission factor
2018 | OH | Renick Run Pumping Station 03-04 | 56420 | 0003 | IC | OP | NA | DFO |  | 9 | 0.001395 | 0.31 | EIA Prime Mover-level Data | Estimated using an emission factor
2018 | OH | Renick Run Pumping Station 03-04 | 56420 | 0004 | IC | OP | NA | DFO |  | 9 | 0.001395 | 0.31 | EIA Prime Mover-level Data | Estimated using an emission factor
2018 | OH | Richard Gorsuch | 7286 | 1 | ST | RE | WALL | BIT
2018 | OH | Richard Gorsuch | 7286 | 2 | ST | RE | WALL | BIT
2018 | OH | Richard Gorsuch | 7286 | 3 | ST | RE | WALL | BIT
2018 | OH | Richard Gorsuch | 7286 | 4 | ST | RE | WALL | BIT
2018 | OH | Richland Peaking Station | 2880 | CTG4 | GT | OP | CT | NG | 454.0 | 480376 | 3 | 0.01249 | EPA/CAMD | EPA/NEI | 2000
2018 | OH | Richland Peaking Station | 2880 | CTG5 | GT | OP | CT | NG | 475.0 | 516470 | 1.84 | 0.0071253 | EPA/CAMD | EPA/NEI | 2000
2018 | OH | Richland Peaking Station | 2880 | CTG6 | GT | OP | CT | NG | 386.0 | 411584 | 2.07 | 0.010059 | EPA/CAMD | EPA/NEI | 2000
2018 | OH | Robert P Mone | 7872 | 1 | GT | OP | CT | NG | 931.0 | 1302554 | 1.3603 | 0.0020887 | EPA/CAMD | EPA/NEI | 2002
2018 | OH | Robert P Mone | 7872 | 2 | GT | OP | CT | NG | 1,034.0 | 1469848 | 1.0647 | 0.0014487 | EPA/CAMD | EPA/NEI | 2002
2018 | OH | Robert P Mone | 7872 | 3 | GT | OP | CT | NG | 1,129.0 | 1582778 | 1.677 | 0.0021191 | EPA/CAMD | EPA/NEI | 2002
2018 | OH | Rokeby L&D Hydroelectric Project | 62426 | NA1 | HY | P | NA | WAT
2018 | OH | Rokeby L&D Hydroelectric Project | 62426 | NA2 | HY | P | NA | WAT
2018 | OH | Rolling Hills Generating LLC | 55401 | CT-1 | GT | OP | CT | NG | 1,404.0 | 2180004 | 1.451 | 0.0013312 | EPA/CAMD | EPA/NEI | 2003
2018 | OH | Rolling Hills Generating LLC | 55401 | CT-2 | GT | OP | CT | NG | 856.0 | 1339254 | 0.5828 | 0.00087034 | EPA/CAMD | EPA/NEI | 2003
2018 | OH | Rolling Hills Generating LLC | 55401 | CT-3 | GT | OP | CT | NG | 1,378.0 | 2130556 | 1.4244 | 0.0013371 | EPA/CAMD | EPA/NEI | 2003
2018 | OH | Rolling Hills Generating LLC | 55401 | CT-4 | GT | OP | CT | NG | 1,118.0 | 1711930 | 2.062 | 0.002409 | EPA/CAMD | EPA/NEI | 2003
2018 | OH | Rolling Hills Generating LLC | 55401 | CT-5 | GT | OP | CT | NG | 843.0 | 1352536 | 3.722 | 0.0055037 | EPA/CAMD | EPA/NEI | 2003
2018 | OH | RP Wind | 58630 | RPOH | WT | OP | NA | WND |  | 67673 |  |  | EIA Prime Mover-level Data
2018 | OH | Sauder Power Plant | 54974 | UNT1 | ST | OP | NA | WDS |  | 486608 | 5.5503 | 0.022812 | EIA Prime Mover-level Data | NEI avg EF - PM, fuel type
2018 | OH | Sauder Power Plant | 54974 | UNT2 | ST | OP | NA | WDS |  | 486608 | 5.5503 | 0.022812 | EIA Prime Mover-level Data | NEI avg EF - PM, fuel type
2018 | OH | Scioto Ridge Wind Farm | 58780 | 1 | WT | T | NA | WND
2018 | OH | Seville | 7919 | 1 | IC | OP | NA | DFO |  | 666 | 0.10323 | 0.31 | EIA Prime Mover-level Data | Estimated using an emission factor
2018 | OH | Seville | 7919 | 2 | IC | OP | NA | DFO |  | 666 | 0.10323 | 0.31 | EIA Prime Mover-level Data | Estimated using an emission factor
2018 | OH | Seville | 7919 | 3 | IC | OP | NA | DFO |  | 666 | 0.10323 | 0.31 | EIA Prime Mover-level Data | Estimated using an emission factor
2018 | OH | Shelby Municipal Light Plant | 2943 | 1 | ST | RE | NA | BIT
2018 | OH | Shelby Municipal Light Plant | 2943 | 2 | ST | RE | NA | BIT
2018 | OH | Shelby Municipal Light Plant | 2943 | 3 | ST | RE | NA | BIT
2018 | OH | Shelby Municipal Light Plant | 2943 | 4 | ST | RE | NA | BIT
2018 | OH | Shelby Municipal Light Plant | 2943 | IC1 | IC | OP | NA | DFO
2018 | OH | Shelby North | 7827 | 1 | IC | OP | NA | DFO |  | 869 | 0.13469 | 0.31 | EIA Prime Mover-level Data | Estimated using an emission factor
2018 | OH | Shelby South | 7828 | 1 | IC | OP | NA | DFO |  | 1141 | 0.17685 | 0.31 | EIA Prime Mover-level Data | Estimated using an emission factor
2018 | OH | Sidney (OH) | 2852 | 1 | IC | OP | NA | DFO |  | 81 | 0.012555 | 0.31 | EIA Prime Mover-level Data | Estimated using an emission factor
2018 | OH | Sidney (OH) | 2852 | 2 | IC | OP | NA | DFO |  | 81 | 0.012555 | 0.31 | EIA Prime Mover-level Data | Estimated using an emission factor
2018 | OH | Sidney (OH) | 2852 | 3 | IC | OP | NA | DFO |  | 81 | 0.012555 | 0.31 | EIA Prime Mover-level Data | Estimated using an emission factor
2018 | OH | Sidney (OH) | 2852 | 4 | IC | OP | NA | DFO |  | 81 | 0.012555 | 0.31 | EIA Prime Mover-level Data | Estimated using an emission factor
2018 | OH | Sidney (OH) | 2852 | 5 | IC | OP | NA | DFO |  | 81 | 0.012555 | 0.31 | EIA Prime Mover-level Data | Estimated using an emission factor
2018 | OH | South Field Energy | 60356 | SFECC | CC | U | NA | NG
2018 | OH | Springfield Solar LLC | 59545 | PV1 | PV | OP | NA | SUN |  | 15902 |  |  | EIA Prime Mover-level Data
2018 | OH | St Marys | 2942 | 5 | ST | RE | NA | BIT
2018 | OH | St Marys | 2942 | 6 | ST | RE | NA | BIT
2018 | OH | St Marys | 2942 | 7 | GT | SB | NA | DFO |  | 1679 | 0.014489 | 0.017259 | EIA Prime Mover-level Data | NEI avg EF - PM, fuel type, firing type
2018 | OH | St Marys | 2942 | AUX | GT | RE | NA | DFO
2018 | OH | St Marys | 2942 | GT1 | GT | SB | NA | NG |  | 1319 | 0.0036163 | 0.0054834 | EIA Prime Mover-level Data | NEI avg EF - PM, fuel type, firing type
2018 | OH | ST-1/1A Engine No 1 | 56422 | 0006 | IC | OP | NA | DFO |  | 24 | 0.00372 | 0.31 | EIA Prime Mover-level Data | Estimated using an emission factor
2018 | OH | Stryker | 2881 | 1 | GT | OP | NA | DFO |  | 950 | 0.0081982 | 0.017259 | EIA Prime Mover-level Data | NEI avg EF - PM, fuel type, firing type
2018 | OH | Suburban Landfill Gas Recovery | 57170 | GEN1 | IC | OP | NA | LFG |  | 49642 | 0.36487 | 0.0147 | EIA Prime Mover-level Data | Estimated using an emission factor
2018 | OH | Suburban Landfill Gas Recovery | 57170 | GEN2 | IC | OP | NA | LFG |  | 49642 | 0.36487 | 0.0147 | EIA Prime Mover-level Data | Estimated using an emission factor
2018 | OH | Suburban Landfill Gas Recovery | 57170 | GEN3 | IC | OP | NA | LFG |  | 49642 | 0.36487 | 0.0147 | EIA Prime Mover-level Data | Estimated using an emission factor
2018 | OH | Suburban Landfill Gas Recovery | 57170 | GEN4 | IC | OP | NA | LFG |  | 49642 | 0.36487 | 0.0147 | EIA Prime Mover-level Data | Estimated using an emission factor
2018 | OH | Suburban Landfill Gas Recovery | 57170 | GEN5 | IC | OP | NA | LFG |  | 49642 | 0.36487 | 0.0147 | EIA Prime Mover-level Data | Estimated using an emission factor
2018 | OH | Suburban Landfill Gas Recovery | 57170 | GEN6 | IC | OP | NA | LFG |  | 49642 | 0.36487 | 0.0147 | EIA Prime Mover-level Data | Estimated using an emission factor
2018 | OH | Suburban Landfill Gas Recovery | 57170 | GEN7 | IC | OP | NA | LFG |  | 49642 | 0.36487 | 0.0147 | EIA Prime Mover-level Data | Estimated using an emission factor
2018 | OH | Summit Street Power Plant | 58140 | GT-1 | GT | OP | NA | NG |  | 288728 | 0.7916 | 0.0054834 | EIA Prime Mover-level Data | NEI avg EF - PM, fuel type, firing type
2018 | OH | Summit Street Power Plant | 58140 | GT-2 | GT | OP | NA | NG |  | 379906 | 1.0416 | 0.0054834 | EIA Prime Mover-level Data | NEI avg EF - PM, fuel type, firing type
2018 | OH | Tait Electric Generating Station | 55248 | CT4 | GT | OP | CT | NG | 1,784.0 | 1328639 | 8.3664 | 0.012594 | EPA/CAMD | EPA/NEI | 2002
2018 | OH | Tait Electric Generating Station | 55248 | CT5 | GT | OP | CT | NG | 1,544.0 | 1134251 | 7.8046 | 0.013762 | EPA/CAMD | EPA/NEI | 2002
2018 | OH | Tait Electric Generating Station | 55248 | CT6 | GT | OP | CT | NG | 1,920.0 | 1473270 | 7.9262 | 0.01076 | EPA/CAMD | EPA/NEI | 2002
2018 | OH | Tait Electric Generating Station | 55248 | CT7 | GT | OP | CT | NG | 1,836.0 | 1510758 | 8.9866 | 0.011897 | EPA/CAMD | EPA/NEI | 2002
2018 | OH | Toledo Ref Power Recovery Train | 50965 | GEN1 | OT | OP | NA | PC |  | 7805322 |  |  | EIA Prime Mover-level Data
2018 | OH | Troy Energy, LLC | 55348 | 1 | GT | OP | CT | NG | 1,210.0 | 1683170 | 1.137 | 0.001351 | EPA/CAMD | EPA/NEI | 2002
2018 | OH | Troy Energy, LLC | 55348 | 2 | GT | OP | CT | NG | 1,185.0 | 1670444 | 1.457 | 0.0017444 | EPA/CAMD | EPA/NEI | 2002
2018 | OH | Troy Energy, LLC | 55348 | 3 | GT | OP | CT | NG | 944.0 | 1307594 | 2.438 | 0.003729 | EPA/CAMD | EPA/NEI | 2002
2018 | OH | Troy Energy, LLC | 55348 | 4 | GT | OP | CT | NG | 880.0 | 1217027 | 2.068 | 0.0033984 | EPA/CAMD | EPA/NEI | 2002
2018 | OH | Valfilm Wind Project | 61356 | W1 | WT | OP | NA | WND |  | 9086 |  |  | EIA Prime Mover-level Data
2018 | OH | Valfilm Wind Project | 61356 | W2 | WT | OP | NA | WND |  | 9086 |  |  | EIA Prime Mover-level Data
2018 | OH | Versailles Peaking | 7775 | 1 | IC | OP | NA | DFO |  | 857 | 0.13284 | 0.31 | EIA Prime Mover-level Data | Estimated using an emission factor
2018 | OH | Versailles Peaking | 7775 | 2 | IC | OP | NA | DFO |  | 857 | 0.13284 | 0.31 | EIA Prime Mover-level Data | Estimated using an emission factor
2018 | OH | Versailles Peaking | 7775 | 3 | IC | OP | NA | DFO |  | 857 | 0.13284 | 0.31 | EIA Prime Mover-level Data | Estimated using an emission factor
2018 | OH | W H Sammis | 2866 | 1 | ST | OP | WALL | BIT | 849.0 | 440733 | 47.4669 | 0.2154 | EPA/CAMD | EPA/NEI | 1959
2018 | OH | W H Sammis | 2866 | 2 | ST | OP | WALL | BIT | 427.0 | 272800 | 29.3805 | 0.2154 | EPA/CAMD | EPA/NEI | 1960
2018 | OH | W H Sammis | 2866 | 3 | ST | OP | WALL | BIT | 1,301.0 | 788601 | 84.9323 | 0.2154 | EPA/CAMD | EPA/NEI | 1961
2018 | OH | W H Sammis | 2866 | 4 | ST | OP | WALL | BIT | 1,413.0 | 958942 | 103.2781 | 0.2154 | EPA/CAMD | EPA/NEI | 1962
2018 | OH | W H Sammis | 2866 | 5 | ST | OP | WALL | BIT | 5,934.0 | 11550127 | 1279.754 | 0.2216 | EPA/CAMD | EPA/NEI | 1967
2018 | OH | W H Sammis | 2866 | 6 | ST | OP | WALL | BIT | 4,019.0 | 17629897 | 1953.393 | 0.2216 | EPA/CAMD | EPA/NEI | 1969
2018 | OH | W H Sammis | 2866 | 7 | ST | OP | CELL | BIT | 5,011.0 | 22521068 | 2495.334 | 0.2216 | EPA/CAMD | EPA/NEI | 1971
2018 | OH | W H Zimmer Generating Station | 6019 | 1 | ST | OP | WALL | BIT | 7,525.0 | 75803852 | 1159.799 | 0.0306 | EPA/CAMD | EPA/NEI | 1991
2018 | OH | W H Zimmer Generating Station | 6019 | A | ST | OP | OTHER BOILER | NG | 224.0 | 42425 | 0.51414 | 0.024238 | EPA/CAMD | EPA/NEI | 1991
2018 | OH | W H Zimmer Generating Station | 6019 | B | ST | OP | OTHER BOILER | NG | 201.0 | 41069 | 0.3889 | 0.018939 | EPA/CAMD | EPA/NEI | 1991
2018 | OH | Wadsworth | 7580 | 13 | IC | RE | NA | DFO |  | 27 | 0.004185 | 0.31 | EIA Prime Mover-level Data | Estimated using an emission factor
2018 | OH | Walter C Beckjord | 2830 | 1 | ST | RE | TANGENTIAL | BIT
2018 | OH | Walter C Beckjord | 2830 | 2 | ST | RE | TANGENTIAL | BIT
2018 | OH | Walter C Beckjord | 2830 | 3 | ST | RE | WALL | BIT
2018 | OH | Walter C Beckjord | 2830 | 4 | ST | RE | TANGENTIAL | BIT
2018 | OH | Walter C Beckjord | 2830 | 5 | ST | RE | TANGENTIAL | BIT
2018 | OH | Walter C Beckjord | 2830 | 6 | ST | RE | TANGENTIAL | BIT
2018 | OH | Walter C Beckjord | 2830 | BECK1 | BA | OP | NA | MWH |  | 0 |  |  | EIA Prime Mover-level Data
2018 | OH | Walter C Beckjord | 2830 | BECK2 | BA | OP | NA | MWH |  | 0 |  |  | EIA Prime Mover-level Data
2018 | OH | Walter C Beckjord | 2830 | GT1 | GT | RE | NA | DFO
2018 | OH | Walter C Beckjord | 2830 | GT2 | GT | RE | NA | DFO
2018 | OH | Walter C Beckjord | 2830 | GT3 | GT | RE | NA | DFO
2018 | OH | Walter C Beckjord | 2830 | GT4 | GT | RE | NA | DFO
2018 | OH | Waterford Plant | 55503 | 1 | CT | OP | CC | NG | 7,693.0 | 13631266 | 10.267 | 0.0015064 | EPA/CAMD | EPA/NEI | 2003
2018 | OH | Waterford Plant | 55503 | 2 | CT | OP | CC | NG | 8,297.0 | 14818360 | 9.775 | 0.0013193 | EPA/CAMD | EPA/NEI | 2003
2018 | OH | Waterford Plant | 55503 | 3 | CT | OP | CC | NG | 8,330.0 | 14902432 | 10.875 | 0.0014595 | EPA/CAMD | EPA/NEI | 2003
2018 | OH | Wausau Paper Middletown | 57940 | G3 | ST | OP | NA | BIT |  | 743713 | 16.5427 | 0.044487 | EIA Prime Mover-level Data | NEI avg EF - PM, fuel type
2018 | OH | Wellington | 7878 | 1 | IC | SB | NA | DFO |  | 551 | 0.085405 | 0.31 | EIA Prime Mover-level Data | Estimated using an emission factor
2018 | OH | West 41st Street | 2909 | 1 | GT | OP | NA | NG |  | 2042 | 0.0055985 | 0.0054834 | EIA Prime Mover-level Data | NEI avg EF - PM, fuel type, firing type
2018 | OH | West 41st Street | 2909 | 2 | GT | OP | NA | NG |  | 2042 | 0.0055985 | 0.0054834 | EIA Prime Mover-level Data | NEI avg EF - PM, fuel type, firing type
2018 | OH | West Lorain | 2869 | 2 | GT | OP | CT | DFO | 152.0 | 98852 | 1.1723 | 0.023718 | EPA/CAMD | NEI avg EF - PM, fuel type, firing type | 2001
2018 | OH | West Lorain | 2869 | 3 | GT | OP | CT | DFO | 132.0 | 89568 | 1.0622 | 0.023718 | EPA/CAMD | NEI avg EF - PM, fuel type, firing type | 2001
2018 | OH | West Lorain | 2869 | 4 | GT | OP | CT | DFO | 172.0 | 135140 | 1.6027 | 0.023718 | EPA/CAMD | NEI avg EF - PM, fuel type, firing type | 2001
2018 | OH | West Lorain | 2869 | 5 | GT | OP | CT | DFO | 181.0 | 119144 | 0.0704 | 0.0011818 | EPA/CAMD | EPA/NEI | 2001
2018 | OH | West Lorain | 2869 | 6 | GT | OP | CT | DFO | 190.0 | 130116 | 1.5431 | 0.023718 | EPA/CAMD | NEI avg EF - PM, fuel type, firing type | 2001
2018 | OH | West Lorain | 2869 | 1A | GT | OP | CT | DFO | 58.0 | 60900 | 0.0198 | 0.00065025 | EPA/CAMD | EPA/NEI | 1973
2018 | OH | West Lorain | 2869 | 1B | GT | OP | CT | DFO | 52.0 | 54600 | 0.016 | 0.00058608 | EPA/CAMD | EPA/NEI | 1973
2018 | OH | Whirlpool Corp-Greenville Wind Farm | 61660 | WTG1 | WT | OP | NA | WND |  | 7747 |  |  | EIA Prime Mover-level Data
2018 | OH | Whirlpool Corp-Greenville Wind Farm | 61660 | WTG2 | WT | OP | NA | WND |  | 7747 |  |  | EIA Prime Mover-level Data
2018 | OH | Whirlpool Corp-Greenville Wind Farm | 61660 | WTG3 | WT | OP | NA | WND |  | 7747 |  |  | EIA Prime Mover-level Data
2018 | OH | Whirlpool Corporation - Marion Wind Farm | 61005 | W1 | WT | OP | NA | WND |  | 27931 |  |  | EIA Prime Mover-level Data
2018 | OH | Whirlpool Corporation - Marion Wind Farm | 61005 | W2 | WT | OP | NA | WND |  | 27931 |  |  | EIA Prime Mover-level Data
2018 | OH | Whirlpool Corporation - Marion Wind Farm | 61005 | W3 | WT | OP | NA | WND |  | 27931 |  |  | EIA Prime Mover-level Data
2018 | OH | Whirlpool Corporation - Ottawa Wind Farm | 61004 | W1 | WT | OP | NA | WND |  | 30728 |  |  | EIA Prime Mover-level Data
2018 | OH | Willey Battery Utility | 60660 | WBU | BA | OP | NA | MWH |  | 0 |  |  | EIA Prime Mover-level Data
2018 | OH | Woodsdale | 7158 | **GT1 | GT | OP | CT | NG | 545.0 | 295204 | 0.028044 | 0.00019 | EPA/CAMD | EPA/NEI | 1993
2018 | OH | Woodsdale | 7158 | **GT2 | GT | OP | CT | NG | 589.0 | 343414 | 0.032624 | 0.00019 | EPA/CAMD | EPA/NEI | 1992
2018 | OH | Woodsdale | 7158 | **GT3 | GT | OP | CT | NG | 574.0 | 339683 | 0.03227 | 0.00019 | EPA/CAMD | EPA/NEI | 1992
2018 | OH | Woodsdale | 7158 | **GT4 | GT | OP | CT | NG | 489.0 | 274072 | 0.026037 | 0.00019 | EPA/CAMD | EPA/NEI | 1992
2018 | OH | Woodsdale | 7158 | **GT5 | GT | OP | CT | NG | 571.0 | 325133 | 0.030888 | 0.00019 | EPA/CAMD | EPA/NEI | 1992
2018 | OH | Woodsdale | 7158 | **GT6 | GT | OP | CT | NG | 588.0 | 332602 | 0.031597 | 0.00019 | EPA/CAMD | EPA/NEI | 1992
2018 | OH | Wooster Renewable Energy | 59072 | WRE 1 | IC | OP | NA | OBG |  | 37890 | 0.27849 | 0.0147 | EIA Prime Mover-level Data | Estimated using an emission factor
2018 | OH | Wyandot Solar Farm | 57203 | 1 | PV | OP | NA | SUN |  | 118943 |  |  | EIA Prime Mover-level Data
2018 | OH | Yankee Street | 2854 | 1 | GT | OP | NA | NG |  | 15621 | 0.042828 | 0.0054834 | EIA Prime Mover-level Data | NEI avg EF - PM, fuel type, firing type
2018 | OH | Yankee Street | 2854 | 2 | GT | OP | NA | NG |  | 15621 | 0.042828 | 0.0054834 | EIA Prime Mover-level Data | NEI avg EF - PM, fuel type, firing type
2018 | OH | Yankee Street | 2854 | 3 | GT | OP | NA | NG |  | 15621 | 0.042828 | 0.0054834 | EIA Prime Mover-level Data | NEI avg EF - PM, fuel type, firing type
2018 | OH | Yankee Street | 2854 | 4 | GT | OP | NA | NG |  | 14777 | 0.040514 | 0.0054834 | EIA Prime Mover-level Data | NEI avg EF - PM, fuel type, firing type
2018 | OH | Yankee Street | 2854 | 5 | GT | OP | NA | NG |  | 14777 | 0.040514 | 0.0054834 | EIA Prime Mover-level Data | NEI avg EF - PM, fuel type, firing type
2018 | OH | Yankee Street | 2854 | 6 | GT | OP | NA | NG |  | 14777 | 0.040514 | 0.0054834 | EIA Prime Mover-level Data | NEI avg EF - PM, fuel type, firing type
2018 | OH | Yankee Street | 2854 | 7 | GT | OP | NA | NG |  | 14777 | 0.040514 | 0.0054834 | EIA Prime Mover-level Data | NEI avg EF - PM, fuel type, firing type
2018 | OH | Yankee Street | 2854 | YS1 | PV | OP | NA | SUN |  | 10011 |  |  | EIA Prime Mover-level Data
2018 | OH | Zephyr Wind | 60128 | Z1 | WT | OP | NA | WND |  | 33001 |  |  | EIA Prime Mover-level Data
2018 | OH | Zephyr Wind | 60128 | Z2 | WT | OP | NA | WND |  | 33001 |  |  | EIA Prime Mover-level Data
2018 | OH | Zephyr Wind | 60128 | Z3 | WT | OP | NA | WND |  | 33001 |  |  | EIA Prime Mover-level Data
2018 | OH | Zephyr Wind Project - 2.0 | 62653 | T1 | WT | U | NA | WND
2018 | OH | Zephyr Wind Project - 2.0 | 62653 | T2 | WT | U | NA | WND
2018 | OH | Zephyr Wind Project - 2.0 | 62653 | T3 | WT | U | NA | WND
2018 | OK | AES Shady Point, LLC | 10671 | 1A | ST | OP | FLUIDIZED | RC | 8,057.0 | 6175900 | 25.075 | 0.0081203 | EPA/CAMD | EPA/NEI | 1990
2018 | OK | AES Shady Point, LLC | 10671 | 1B | ST | OP | FLUIDIZED | RC | 8,043.0 | 6188332 | 76.835 | 0.024832 | EPA/CAMD | EPA/NEI | 1990
2018 | OK | AES Shady Point, LLC | 10671 | 2A | ST | OP | FLUIDIZED | RC | 7,589.0 | 5825933 | 38.618 | 0.013257 | EPA/CAMD | EPA/NEI | 1990
2018 | OK | AES Shady Point, LLC | 10671 | 2B | ST | OP | FLUIDIZED | RC | 8,064.0 | 6212949 | 28.265 | 0.0090987 | EPA/CAMD | EPA/NEI | 1990
2018 | OK | Anadarko | 3006 | 3 | ST | OP | WALL | NG | 73.0 | 5739 | 0 | 0 | EPA/CAMD | EPA/NEI | 1958
2018 | OK | Anadarko | 3006 | 4 | CT | OP | CC | NG | 4,543.0 | 3270106 | 4.3 | 0.0026299 | EPA/CAMD | EPA/NEI | 1977
2018 | OK | Anadarko | 3006 | 5 | CT | OP | CC | NG | 5,297.0 | 3829879 | 2.5 | 0.0013055 | EPA/CAMD | EPA/NEI | 1977
2018 | OK | Anadarko | 3006 | 6 | CT | OP | CC | NG | 4,243.0 | 2987149 | 6.1 | 0.0040842 | EPA/CAMD | EPA/NEI | 1977
2018 | OK | Anadarko | 3006 | 7 | GT | OP | CT | NG | 3,287.0 | 1068630 | 4.5 | 0.008422 | EPA/CAMD | EPA/NEI | 2001
2018 | OK | Anadarko | 3006 | 8 | GT | OP | CT | NG | 3,395.0 | 1110759 | 4.6 | 0.0082826 | EPA/CAMD | EPA/NEI | 2001
2018 | OK | Anadarko | 3006 | 9 | GT | OP | CT | NG | 2,540.0 | 725216 | 0.483 | 0.001332 | EPA/CAMD | EPA/NEI | 2009
2018 | OK | Anadarko | 3006 | 10 | GT | OP | CT | NG | 2,380.0 | 657568 | 0.8 | 0.0024332 | EPA/CAMD | EPA/NEI | 2009
2018 | OK | Anadarko | 3006 | 11 | GT | OP | CT | NG | 2,218.0 | 641192 | 0.4 | 0.0012477 | EPA/CAMD | EPA/NEI | 2009
2018 | OK | Arbuckle | 2947 | 1 | ST | RE | NA | NG
2018 | OK | Arbuckle Mountain Wind Farm LLC | 59234 | GEN1 | WT | OP | NA | WND |  | 3635527 |  |  | EIA Prime Mover-level Data
2018 | OK | Armadillo Flats Wind Project, LLC | 61926 | ARM | WT | OP | NA | WND |  | 282266 |  |  | EIA Prime Mover-level Data
2018 | OK | Balko Wind LLC | 58900 | BAL1 | WT | OP | NA | WND |  | 10652549 |  |  | EIA Prime Mover-level Data
2018 | OK | Blue Canyon Windpower | 56081 | EW | WT | OP | NA | WND |  | 2109651 |  |  | EIA Prime Mover-level Data
2018 | OK | Blue Canyon Windpower II | 56335 | EW2 | WT | OP | NA | WND |  | 4518125 |  |  | EIA Prime Mover-level Data
2018 | OK | Blue Canyon Windpower V LLC | 57108 | GEN 1 | WT | OP | NA | WND |  | 3302861 |  |  | EIA Prime Mover-level Data
2018 | OK | Blue Canyon Windpower VI LLC | 57616 | GEN1 | WT | OP | NA | WND |  | 3453670 |  |  | EIA Prime Mover-level Data
2018 | OK | Bluestem | 60256 | 1 | WT | OP | NA | WND |  | 7638832 |  |  | EIA Prime Mover-level Data
2018 | OK | Boiling Springs Wind Farm | 62871 | BGSPS | WT | T | NA | WND
2018 | OK | Boomer Lake Station | 3000 | 1 | ST | RE | NA | NG
2018 | OK | Boomer Lake Station | 3000 | 2 | ST | RE | NA | NG
2018 | OK | Boomer Lake Station | 3000 | 3 | IC | OP | NA | DFO
2018 | OK | Boomer Lake Station | 3000 | 4 | IC | OP | NA | DFO
2018 | OK | Boomer Lake Station | 3000 | 5 | IC | OP | NA | DFO
2018 | OK | Breckinridge Wind Project LLC | 58994 | BWP | WT | OP | NA | WND |  | 3878442 |  |  | EIA Prime Mover-level Data
2018 | OK | Broken Bow Dam | 6415 | 1 | HY | OP | NA | WAT |  | 586990 |  |  | EIA Prime Mover-level Data
2018 | OK | Broken Bow Dam | 6415 | 2 | HY | OP | NA | WAT |  | 586990 |  |  | EIA Prime Mover-level Data
2018 | OK | Buffalo Bear LLC | 56946 | 1 | WT | OP | NA | WND |  | 525033 |  |  | EIA Prime Mover-level Data
2018 | OK | Cana Gas Processing Plant | 57597 | 3005 | IC | SB | NA | DFO |  | 3289 | 0.50979 | 0.31 | EIA Prime Mover-level Data | Estimated using an emission factor
2018 | OK | Cana Gas Processing Plant | 57597 | 3006 | IC | SB | NA | DFO |  | 3289 | 0.50979 | 0.31 | EIA Prime Mover-level Data | Estimated using an emission factor
2018 | OK | Cana Gas Processing Plant | 57597 | 6214 | IC | SB | NA | DFO |  | 3289 | 0.50979 | 0.31 | EIA Prime Mover-level Data | Estimated using an emission factor
2018 | OK | Canadian Hills Wind | 57987 | 1 | WT | OP | NA | WND |  | 9263368 |  |  | EIA Prime Mover-level Data
2018 | OK | Centennial Wind Farm | 56380 | WT1 | WT | OP | NA | WND |  | 2566087 |  |  | EIA Prime Mover-level Data
2018 | OK | Charles D Lamb Energy Center | 58325 | 1 | GT | OP | CT | NG | 1,843.0 | 1842980 | 7.2019 | 0.0078154 | EPA/CAMD | NEI avg EF - PM, fuel type, firing type | 2015
2018 | OK | Chilocco Wind Farm | 58406 | 1 | WT | U | NA | WND
2018 | OK | Chisholm View Wind Project | 58041 | 1 | WT | OP | NA | WND |  | 7349850 |  |  | EIA Prime Mover-level Data
2018 | OK | Chisholm View Wind Project | 58041 | 2 | WT | OP | NA | WND |  | 2024959 |  |  | EIA Prime Mover-level Data
2018 | OK | Chouteau Power Plant | 7757 | 1 | CT | OP | CC | NG | 6,838.0 | 10314189 | 0.97985 | 0.00019 | EPA/CAMD | EPA/NEI | 2000
2018 | OK | Chouteau Power Plant | 7757 | 2 | CT | OP | CC | NG | 7,419.0 | 10853897 | 1.0311 | 0.00019 | EPA/CAMD | EPA/NEI | 2000
2018 | OK | Chouteau Power Plant | 7757 | 3 | CT | OP | CC | NG | 6,495.0 | 9612407 | 10.14 | 0.0021098 | EPA/CAMD | EPA/NEI | 2011
2018 | OK | Chouteau Power Plant | 7757 | 4 | CT | OP | CC | NG | 6,937.0 | 10574258 | 11.52 | 0.0021789 | EPA/CAMD | EPA/NEI | 2011
2018 | OK | Comanche (8059) | 8059 | 7251 | CT | OP | CC | NG | 1,190.0 | 890819 | 0.084628 | 0.00019 | EPA/CAMD | EPA/NEI | 1973
2018 | OK | Comanche (8059) | 8059 | 7252 | CT | OP | CC | NG | 1,202.0 | 929849 | 0.088336 | 0.00019 | EPA/CAMD | EPA/NEI | 1973
2018 | OK | Conoco | 7185 | 1 | GT | RE | NA | NG
2018 | OK | Conoco | 7185 | 2 | GT | RE | NA | NG
2018 | OK | Covanta Tulsa Renewable Energy LLC | 50660 | 1 | ST | OP | NA | MSW |  | 1040299 | 81.1433 | 0.156 | EIA Unit-level Data | Estimated using an emission factor
2018 | OK | Covanta Tulsa Renewable Energy LLC | 50660 | 2 | ST | OP | NA | MSW |  | 1009707 | 78.7571 | 0.156 | EIA Unit-level Data | Estimated using an emission factor
2018 | OK | Covanta Tulsa Renewable Energy LLC | 50660 | 3 | ST | OP | NA | MSW |  | 1141424 | 89.0311 | 0.156 | EIA Unit-level Data | Estimated using an emission factor
2018 | OK | Covington Solar Farm | 61759 | CVS1 | PV | OP | NA | SUN |  | 196001 |  |  | EIA Prime Mover-level Data
2018 | OK | Crossroads Wind Farm | 57332 | 1-98 | WT | OP | NA | WND |  | 6849942 |  |  | EIA Prime Mover-level Data
2018 | OK | Cushing | 2975 | 1 | IC | OP | NA | DFO
2018 | OK | Cushing | 2975 | 2 | IC | OP | NA | DFO
2018 | OK | Cushing | 2975 | 3 | IC | OP | NA | DFO
2018 | OK | Cushing | 2975 | 4 | IC | OP | NA | DFO
2018 | OK | Cushing | 2975 | 5 | IC | OP | NA | DFO
2018 | OK | Cushing | 2975 | 6 | IC | OP | NA | DFO
2018 | OK | Cushing | 2975 | 7 | IC | OP | NA | DFO
2018 | OK | Cushing | 2975 | 8 | IC | OP | NA | DFO
2018 | OK | Cushing | 2975 | 9 | IC | OP | NA | DFO
2018 | OK | Cushing | 2975 | 10 | IC | OP | NA | DFO
2018 | OK | Cushing | 2975 | 11 | IC | OP | NA | DFO
2018 | OK | Cyril | 61614 | 1 | PV | OP | NA | SUN |  | 92074 |  |  | EIA Prime Mover-level Data
2018 | OK | Dempsey Ridge Wind Farm | 56665 | DR | WT | OP | NA | WND |  | 3271601 |  |  | EIA Prime Mover-level Data
2018 | OK | Dempsey Ridge Wind Farm | 56665 | DR2 | WT | IP | NA | WND
2018 | OK | Drift Sand Wind Project LLC | 59065 | WT1 | WT | OP | NA | WND |  | 4062990 |  |  | EIA Prime Mover-level Data
2018 | OK | Elk City LLC | 57346 | 1 | WT | OP | NA | WND |  | 3258704 |  |  | EIA Prime Mover-level Data
2018 | OK | Elk City LLC | 57346 | 2 | WT | OP | NA | WND |  | 3268589 |  |  | EIA Prime Mover-level Data
2018 | OK | Enid | 2950 | 1 | GT | RE | NA | NG
2018 | OK | Enid | 2950 | 2 | GT | RE | NA | NG
2018 | OK | Enid | 2950 | 3 | GT | RE | NA | NG
2018 | OK | Enid | 2950 | 4 | GT | RE | NA | NG
2018 | OK | Eufaula Dam | 6419 | 1 | HY | OP | NA | WAT |  | 819021 |  |  | EIA Prime Mover-level Data
2018 | OK | Eufaula Dam | 6419 | 2 | HY | OP | NA | WAT |  | 819021 |  |  | EIA Prime Mover-level Data
2018 | OK | Eufaula Dam | 6419 | 3 | HY | OP | NA | WAT |  | 819021 |  |  | EIA Prime Mover-level Data
2018 | OK | Fort Gibson | 3003 | 1 | HY | OP | NA | WAT |  | 391915 |  |  | EIA Prime Mover-level Data
2018 | OK | Fort Gibson | 3003 | 2 | HY | OP | NA | WAT |  | 391915 |  |  | EIA Prime Mover-level Data
2018 | OK | Fort Gibson | 3003 | 3 | HY | OP | NA | WAT |  | 391915 |  |  | EIA Prime Mover-level Data
2018 | OK | Fort Gibson | 3003 | 4 | HY | OP | NA | WAT |  | 391915 |  |  | EIA Prime Mover-level Data
2018 | OK | Frontier Windpower | 60218 | FC1 | WT | OP | NA | WND |  | 5951483 |  |  | EIA Prime Mover-level Data
2018 | OK | Frontier Windpower II | 62837 | FW2 | WT | T | NA | WND
2018 | OK | Goodwell Wind Project LLC | 58998 | GWWP | WT | OP | NA | WND |  | 8098664 |  |  | EIA Prime Mover-level Data
2018 | OK | Grand River Dam Authority | 165 | 1 | ST | OP | WALL | SUB | 65.0 | 12155 | 0.0248 | 0.0040806 | EPA/CAMD | EPA/NEI | 1982
2018 | OK | Grand River Dam Authority | 165 | 2 | ST | OP | WALL | SUB | 2,568.0 | 6497719 | 18.4666 | 0.005684 | EPA/CAMD | EPA/NEI | 1986
2018 | OK | Grand River Dam Authority | 165 | 3 | CT | OP | CC | NG | 7,250.0 | 16660425 | 116.623 | 0.014 | EPA/CAMD | EPA/NEI | 2017
2018 | OK | Grant Plains Wind, LLC | 60545 | WT | WT | OP | NA | WND |  | 4899978 |  |  | EIA Prime Mover-level Data
2018 | OK | Grant Wind, LLC | 60013 | GRANT | WT | OP | NA | WND |  | 5154734 |  |  | EIA Prime Mover-level Data
2018 | OK | Great Western Wind Energy, LLC | 60574 | GEN1 | WT | OP | NA | WND |  | 8973708 |  |  | EIA Prime Mover-level Data
2018 | OK | Green Country Energy, LLC | 55146 | CTGEN1 | CT | OP | CC | NG | 7,551.0 | 13639841 | 14.29 | 0.0020953 | EPA/CAMD | EPA/NEI | 2001
2018 | OK | Green Country Energy, LLC | 55146 | CTGEN2 | CT | OP | CC | NG | 6,275.0 | 11252869 | 4.37 | 0.00077669 | EPA/CAMD | EPA/NEI | 2001
2018 | OK | Green Country Energy, LLC | 55146 | CTGEN3 | CT | OP | CC | NG | 6,462.0 | 11693061 | 18.65 | 0.0031899 | EPA/CAMD | EPA/NEI | 2001
2018 | OK | Hinton | 61615 | 1 | PV | OP | NA | SUN |  | 56284 |  |  | EIA Prime Mover-level Data
2018 | OK | Horseshoe Lake | 2951 | 6 | ST | OP | WALL | NG | 2,746.0 | 2600825 | 9.338 | 0.0071808 | EPA/CAMD | EPA/NEI | 1958
2018 | OK | Horseshoe Lake | 2951 | 7 | CT | OP | CC | NG | 2,213.0 | 3012025 | 10.791 | 0.0071653 | EPA/CAMD | EPA/NEI | 1963
2018 | OK | Horseshoe Lake | 2951 | 8 | ST | OP | TANGENTIAL | NG | 1,333.0 | 2244059 | 8.054 | 0.0071781 | EPA/CAMD | EPA/NEI | 1969
2018 | OK | Horseshoe Lake | 2951 | 9 | GT | OP | CT | NG | 2,096.0 | 786177 | 2.752 | 0.007001 | EPA/CAMD | EPA/NEI | 2000
2018 | OK | Horseshoe Lake | 2951 | 10 | GT | OP | CT | NG | 1,980.0 | 731527 | 2.56 | 0.0069991 | EPA/CAMD | EPA/NEI | 2000
2018 | OK | Hugo | 6772 | 1 | ST | OP | WALL | SUB | 5,596.0 | 20726521 | 58.6 | 0.0056546 | EPA/CAMD | EPA/NEI | 1982
2018 | OK | International Paper Valliant OK | 50192 | 1 | ST | OP | NA | NG |  | 9086558 | 36.5845 | 0.0080524 | EIA Unit-level Data | NEI avg EF - PM, fuel type
2018 | OK | International Paper Valliant OK | 50192 | 2 | ST | OS | NA | WDS |  | 0 | 0 |  | EIA Unit-level Data | NEI avg EF - PM, fuel type
2018 | OK | International Paper Valliant OK | 50192 | 3 | ST | OP | NA | BLQ |  | 11824500 | 0.91935 | 0.0001555 | EIA Unit-level Data | Estimated using an emission factor
2018 | OK | Kaw Hydro | 7545 | 1 | HY | OP | NA | WAT |  | 747659 |  |  | EIA Prime Mover-level Data
2018 | OK | Kay Wind, LLC | 59460 | KNG1 | WT | OP | NA | WND |  | 9236399 |  |  | EIA Prime Mover-level Data
2018 | OK | Keenan II Renewable Energy Co LLC | 57358 | 1 | WT | OP | NA | WND |  | 5263175 |  |  | EIA Prime Mover-level Data
2018 | OK | Keystone Dam | 2984 | 1 | HY | OP | NA | WAT |  | 882668 |  |  | EIA Prime Mover-level Data
2018 | OK | Keystone Dam | 2984 | 2 | HY | OP | NA | WAT |  | 882668 |  |  | EIA Prime Mover-level Data
2018 | OK | Kingfisher | 2986 | 3 | IC | OP | NA | NG |  | 175 | 3.6925e-05 | 0.000422 | EIA Prime Mover-level Data | Estimated using an emission factor
2018 | OK | Kingfisher | 2986 | 4 | IC | OP | NA | NG |  | 81 | 1.7091e-05 | 0.000422 | EIA Prime Mover-level Data | Estimated using an emission factor
2018 | OK | Kingfisher | 2986 | 5 | IC | OP | NA | NG |  | 193 | 4.0723e-05 | 0.000422 | EIA Prime Mover-level Data | Estimated using an emission factor
2018 | OK | Kingfisher | 2986 | IC1 | IC | OP | NA | NG |  | 69 | 1.4559e-05 | 0.000422 | EIA Prime Mover-level Data | Estimated using an emission factor
2018 | OK | Kingfisher | 2986 | IC2 | IC | OP | NA | NG |  | 50 | 1.055e-05 | 0.000422 | EIA Prime Mover-level Data | Estimated using an emission factor
2018 | OK | Kingfisher Wind LLC | 58902 | KNG1 | WT | OP | NA | WND |  | 9962919 |  |  | EIA Prime Mover-level Data
2018 | OK | KODE Novus I | 57516 | NOVUS | WT | OP | NA | WND |  | 78459 |  |  | EIA Prime Mover-level Data
2018 | OK | KODE Novus II | 57889 | NOVII | WT | OP | NA | WND |  | 78459 |  |  | EIA Prime Mover-level Data
2018 | OK | Laverne Diesel Generating Plant | 56348 | 1 | IC | OP | NA | DFO |  | 159 | 0.024645 | 0.31 | EIA Prime Mover-level Data | Estimated using an emission factor
2018 | OK | Laverne Diesel Generating Plant | 56348 | 2 | IC | OP | NA | DFO |  | 159 | 0.024645 | 0.31 | EIA Prime Mover-level Data | Estimated using an emission factor
2018 | OK | Little Elk Wind Project LLC | 58999 | LEWP | WT | OP | NA | WND |  | 3037187 |  |  | EIA Prime Mover-level Data
2018 | OK | Mammoth Plains | 59284 | GE1.7 | WT | OP | NA | WND |  | 7538498 |  |  | EIA Prime Mover-level Data
2018 | OK | Mangum | 2991 | 1 | IC | OS | NA | NG |  | 71 | 1.4981e-05 | 0.000422 | EIA Prime Mover-level Data | Estimated using an emission factor
2018 | OK | Mangum | 2991 | 2 | IC | RE | NA | NG
2018 | OK | Mangum | 2991 | 3 | IC | RE | NA | NG
2018 | OK | Mangum | 2991 | 4 | IC | OP | NA | NG |  | 97 | 2.0467e-05 | 0.000422 | EIA Prime Mover-level Data | Estimated using an emission factor
2018 | OK | Mangum | 2991 | 5 | IC | OP | NA | NG |  | 129 | 2.7219e-05 | 0.000422 | EIA Prime Mover-level Data | Estimated using an emission factor
2018 | OK | Mangum | 2991 | 6 | IC | OP | NA | NG |  | 135 | 2.8485e-05 | 0.000422 | EIA Prime Mover-level Data | Estimated using an emission factor
2018 | OK | Marietta | 61616 | 1 | PV | OP | NA | SUN |  | 50689 |  |  | EIA Prime Mover-level Data
2018 | OK | Markham | 2980 | 1 | HY | OP | NA | WAT |  | 401901 |  |  | EIA Prime Mover-level Data
2018 | OK | Markham | 2980 | 2 | HY | OP | NA | WAT |  | 401901 |  |  | EIA Prime Mover-level Data
2018 | OK | Markham | 2980 | 3 | HY | OP | NA | WAT |  | 401901 |  |  | EIA Prime Mover-level Data
2018 | OK | Markham | 2980 | 4 | HY | OP | NA | WAT |  | 401901 |  |  | EIA Prime Mover-level Data
2018 | OK | McClain Energy Facility | 55457 | CT1 | CT | OP | CC | NG | 7,366.0 | 11883328 | 1.1289 | 0.00019 | EPA/CAMD | EPA/NEI | 2001
2018 | OK | McClain Energy Facility | 55457 | CT2 | CT | OP | CC | NG | 7,407.0 | 11950063 | 1.1353 | 0.00019 | EPA/CAMD | EPA/NEI | 2001
2018 | OK | Minco Wind I, LLC | 57590 | 1 | WT | OP | NA | WND |  | 2788895 |  |  | EIA Prime Mover-level Data
2018 | OK | Minco Wind II, LLC | 57956 | 1 | WT | OP | NA | WND |  | 3198796 |  |  | EIA Prime Mover-level Data
2018 | OK | Minco Wind III, LLC | 58203 | 1 | WT | OP | NA | WND |  | 3923055 |  |  | EIA Prime Mover-level Data
2018 | OK | Minco Wind IV, LLC | 61836 | MIV | WT | OP | NA | WND |  | 405459 |  |  | EIA Prime Mover-level Data
2018 | OK | Minco Wind V, LLC | 61837 | MV | WT | P | NA | WND
2018 | OK | Mooreland | 3008 | 1 | ST | OP | WALL | NG | 51.0 | 1715 | 0 | 0 | EPA/CAMD | EPA/NEI | 1964
2018 | OK | Mooreland | 3008 | 2 | ST | OP | WALL | NG | 1,696.0 | 555219 | 2.1 | 0.0075646 | EPA/CAMD | EPA/NEI | 1968
2018 | OK | Mooreland | 3008 | 3 | ST | OP | WALL | NG | 2,033.0 | 669165 | 2.5 | 0.007472 | EPA/CAMD | EPA/NEI | 1975
2018 | OK | Muskogee | 2952 | 4 | ST | OP | TANGENTIAL | NG | 2,213.0 | 8688823 | 135.789 | 0.031256 | EPA/CAMD | EPA/NEI | 1977
2018 | OK | Muskogee | 2952 | 5 | ST | OP | TANGENTIAL | NG | 3,920.0 | 15294975 | 296.454 | 0.038765 | EPA/CAMD | EPA/NEI | 1978
2018 | OK | Muskogee | 2952 | 6 | ST | OP | TANGENTIAL | SUB | 5,226.0 | 20278056 | 265.614 | 0.026197 | EPA/CAMD | EPA/NEI | 1984
2018 | OK | Muskogee Mill | 10362 | BLR1 | ST | OP | WALL | NG |  | 1176823 | 4.2215 | 0.0071744 | EIA Unit-level Data | NEI avg EF - PM, fuel type, firing type
2018 | OK | Muskogee Mill | 10362 | BLR2 | ST | RE | WALL | SUB |  | 0 | 0 |  | EIA Unit-level Data | NEI avg EF - PM, fuel type, firing type
2018 | OK | Muskogee Mill | 10362 | BLR3 | ST | OP | TANGENTIAL | SUB |  | 2793899 | 25.4783 | 0.018239 | EIA Unit-level Data | NEI avg EF - PM, fuel type, firing type
2018 | OK | Muskogee Mill | 10362 | BLR4 | ST | OP | WALL | SUB |  | 2663110 | 20.3573 | 0.015288 | EIA Unit-level Data | NEI avg EF - PM, fuel type, firing type
2018 | OK | Muskogee Mill | 10362 | BLR5 | ST | OP | WALL | NG |  | 2370405 | 8.5031 | 0.0071744 | EIA Unit-level Data | NEI avg EF - PM, fuel type, firing type
2018 | OK | Mustang | 2953 | 5A-1 | GT | OP | CT | NG | 60.0 | 9000 | 0.035169 | 0.0078154 | EPA/CAMD | NEI avg EF - PM, fuel type, firing type | 1971
2018 | OK | Mustang | 2953 | 5A-2 | GT | OP | CT | NG | 60.0 | 9000 | 0.035169 | 0.0078154 | EPA/CAMD | NEI avg EF - PM, fuel type, firing type | 1971
2018 | OK | Mustang | 2953 | 5B-1 | GT | OP | CT | NG | 68.0 | 10200 | 0.039859 | 0.0078154 | EPA/CAMD | NEI avg EF - PM, fuel type, firing type | 1971
2018 | OK | Mustang | 2953 | 5B-2 | GT | OP | CT | NG | 68.0 | 10200 | 0.039859 | 0.0078154 | EPA/CAMD | NEI avg EF - PM, fuel type, firing type | 1971
2018 | OK | Mustang | 2953 | SLR1 | PV | OP | NA | SUN |  | 40330 |  |  | EIA Prime Mover-level Data
2018 | OK | Mustang | 2953 | T10 | GT | OP | CT | NG | 2,802.0 | 1157411 | 4.5228 | 0.0078154 | EPA/CAMD | NEI avg EF - PM, fuel type, firing type | 2017
2018 | OK | Mustang | 2953 | T11 | GT | OP | CT | NG | 2,329.0 | 970666 | 3.7931 | 0.0078154 | EPA/CAMD | NEI avg EF - PM, fuel type, firing type | 2017
2018 | OK | Mustang | 2953 | T12 | GT | OP | CT | NG | 2,293.0 | 951271 | 3.7173 | 0.0078154 | EPA/CAMD | NEI avg EF - PM, fuel type, firing type | 2017
2018 | OK | Mustang | 2953 | T6 | GT | OP | CT | NG | 2,529.0 | 1088972 | 4.2554 | 0.0078154 | EPA/CAMD | NEI avg EF - PM, fuel type, firing type | 2017
2018 | OK | Mustang | 2953 | T7 | GT | OP | CT | NG | 2,705.0 | 1134087 | 4.4317 | 0.0078154 | EPA/CAMD | NEI avg EF - PM, fuel type, firing type | 2017
2018 | OK | Mustang | 2953 | T8 | GT | OP | CT | NG | 2,967.0 | 1244800 | 4.8643 | 0.0078154 | EPA/CAMD | NEI avg EF - PM, fuel type, firing type | 2017
2018 | OK | Mustang | 2953 | T9 | GT | OP | CT | NG | 2,708.0 | 1157852 | 4.5246 | 0.0078154 | EPA/CAMD | NEI avg EF - PM, fuel type, firing type | 2017
2018 | OK | NextEra-Blackwell Wind, LLC | 58209 | WT | WT | OP | NA | WND |  | 2014933 |  |  | EIA Prime Mover-level Data
2018 | OK | Nine Mile Gas Processing Plant | 57132 | 1 | IC | RE | NA | NG
2018 | OK | Nine Mile Gas Processing Plant | 57132 | 2 | IC | RE | NA | NG
2018 | OK | Nine Mile Gas Processing Plant | 57132 | 3 | IC | RE | NA | NG
2018 | OK | Northeastern | 2963 | 3302 | ST | OP | CELL | NG | 2,146.0 | 4724248 | 19.135 | 0.0081008 | EPA/CAMD | EPA/NEI | 1970
2018 | OK | Northeastern | 2963 | 3313 | ST | OP | TANGENTIAL | SUB | 7,163.0 | 28659647 | 205.957 | 0.014373 | EPA/CAMD | EPA/NEI | 1979
2018 | OK | Northeastern | 2963 | 3301A | CT | OP | CC | NG | 5,437.0 | 7503024 | 37.515 | 0.01 | EPA/CAMD | EPA/NEI | 2001
2018 | OK | Northeastern | 2963 | 3301B | CT | OP | CC | NG | 5,747.0 | 7807184 | 39.036 | 0.01 | EPA/CAMD | EPA/NEI | 2001
2018 | OK | Oklahoma Cogeneration LLC | 50558 | CC01 | CT | OP | CC | NG | 671.0 | 971610 | 5.2 | 0.010704 | EIA non-ozone season distributed and EPA/CAMD ozone season | EPA/NEI | 1989
2018 | OK | Oklahoma Wind Energy Center | 56094 | GE15 | WT | OP | NA | WND |  | 856468 |  |  | EIA Prime Mover-level Data
2018 | OK | Oklahoma Wind Energy Center | 56094 | GSOO | WT | OP | NA | WND |  | 856468 |  |  | EIA Prime Mover-level Data
2018 | OK | Oneta Energy Center | 55225 | CTG-1 | CT | OP | CC | NG | 6,033.0 | 10028603 | 0.95272 | 0.00019 | EPA/CAMD | EPA/NEI | 2002
2018 | OK | Oneta Energy Center | 55225 | CTG-2 | CT | OP | CC | NG | 5,896.0 | 9644523 | 0.91623 | 0.00019 | EPA/CAMD | EPA/NEI | 2002
2018 | OK | Oneta Energy Center | 55225 | CTG-3 | CT | OP | CC | NG | 5,509.0 | 9188955 | 0.87295 | 0.00019 | EPA/CAMD | EPA/NEI | 2002
2018 | OK | Oneta Energy Center | 55225 | CTG-4 | CT | OP | CC | NG | 5,496.0 | 9322165 | 0.88561 | 0.00019 | EPA/CAMD | EPA/NEI | 2002
2018 | OK | Origin Wind | 58938 | WT | WT | OP | NA | WND |  | 5186210 |  |  | EIA Prime Mover-level Data
2018 | OK | Osage Wind, LLC | 58683 | 1 | WT | OP | NA | WND |  | 5104293 |  |  | EIA Prime Mover-level Data
2018 | OK | OU Spirit Wind Farm | 57286 | WT1 | WT | OP | NA | WND |  | 2793721 |  |  | EIA Prime Mover-level Data
2018 | OK | Pawhuska | 2995 | 1 | IC | OS | NA | DFO |  | 48 | 0.00744 | 0.31 | EIA Prime Mover-level Data | Estimated using an emission factor
2018 | OK | Pawhuska | 2995 | 2 | IC | OP | NA | DFO |  | 68 | 0.01054 | 0.31 | EIA Prime Mover-level Data | Estimated using an emission factor
2018 | OK | Pawhuska | 2995 | 3 | IC | OP | NA | DFO |  | 105 | 0.016275 | 0.31 | EIA Prime Mover-level Data | Estimated using an emission factor
2018 | OK | Pawhuska | 2995 | 5 | IC | OP | NA | DFO |  | 85 | 0.013175 | 0.31 | EIA Prime Mover-level Data | Estimated using an emission factor
2018 | OK | Pensacola | 2981 | 1 | HY | OP | NA | WAT |  | 516381 |  |  | EIA Prime Mover-level Data
2018 | OK | Pensacola | 2981 | 2 | HY | OP | NA | WAT |  | 516381 |  |  | EIA Prime Mover-level Data
2018 | OK | Pensacola | 2981 | 3 | HY | OP | NA | WAT |  | 516381 |  |  | EIA Prime Mover-level Data
2018 | OK | Pensacola | 2981 | 4 | HY | OP | NA | WAT |  | 516381 |  |  | EIA Prime Mover-level Data
2018 | OK | Pensacola | 2981 | 5 | HY | OP | NA | WAT |  | 516381 |  |  | EIA Prime Mover-level Data
2018 | OK | Pensacola | 2981 | 6 | HY | OP | NA | WAT |  | 516381 |  |  | EIA Prime Mover-level Data
2018 | OK | Pensacola | 2981 | A | HY | OS | NA | WAT |  | 11953 |  |  | EIA Prime Mover-level Data
2018 | OK | Persimmon Creek Wind Farm 1, LLC | 61876 | PCWF1 | WT | OP | NA | WND |  | 2544806 |  |  | EIA Prime Mover-level Data
2018 | OK | Pine Ridge | 61617 | 1 | PV | OP | NA | SUN |  | 49847 |  |  | EIA Prime Mover-level Data
2018 | OK | Ponca | 762 | 2 | ST | OP | WALL | NG | 0.0 |  | 0.006 |  |  | EPA/NEI | 1977
2018 | OK | Ponca | 762 | 3 | CT | OP | CC | NG | 919.0 | 332445 | 1.323 | 0.0079592 | EPA/CAMD | EPA/NEI | 1995
2018 | OK | Ponca | 762 | 4 | GT | OP | CT | NG | 420.0 | 138614 | 0.551 | 0.0079501 | EPA/CAMD | EPA/NEI | 2003
2018 | OK | Red Dirt Wind Project | 61270 | RDDRT | WT | OP | NA | WND |  | 9645139 |  |  | EIA Prime Mover-level Data
2018 | OK | Red Hills Wind Project LLC | 56804 | RH | WT | OP | NA | WND |  | 3711455 |  |  | EIA Prime Mover-level Data
2018 | OK | Redbed Plains Wind Farm | 61221 | WT1 | WT | OP | NA | WND |  | 3892939 |  |  | EIA Prime Mover-level Data
2018 | OK | Redbud Power Plant | 55463 | CT-01 | CT | OP | CC | NG | 5,362.0 | 10738695 | 14.372 | 0.0026767 | EPA/CAMD | EPA/NEI | 2003
2018 | OK | Redbud Power Plant | 55463 | CT-02 | CT | OP | CC | NG | 4,924.0 | 9953031 | 20.439 | 0.0041071 | EPA/CAMD | EPA/NEI | 2003
2018 | OK | Redbud Power Plant | 55463 | CT-03 | CT | OP | CC | NG | 5,077.0 | 10105796 | 11.687 | 0.0023129 | EPA/CAMD | EPA/NEI | 2003
2018 | OK | Redbud Power Plant | 55463 | CT-04 | CT | OP | CC | NG | 5,212.0 | 10451557 | 17.982 | 0.003441 | EPA/CAMD | EPA/NEI | 2003
2018 | OK | Riverside (4940) | 4940 | 1501 | ST | OP | WALL | NG | 1,221.0 | 2360447 | 7.974 | 0.0067563 | EPA/CAMD | EPA/NEI | 1974
2018 | OK | Riverside (4940) | 4940 | 1502 | ST | OP | WALL | NG | 2,323.0 | 4259274 | 14.6855 | 0.0068958 | EPA/CAMD | EPA/NEI | 1976
2018 | OK | Riverside (4940) | 4940 | 1503 | GT | OP | CT | NG | 694.0 | 370873 | 1.267 | 0.0068325 | EPA/CAMD | EPA/NEI | 2008
2018 | OK | Riverside (4940) | 4940 | 1504 | GT | OP | CT | NG | 749.0 | 560769 | 1.522 | 0.0054283 | EPA/CAMD | EPA/NEI | 2008
2018 | OK | Robert S Kerr | 2985 | 1 | HY | OP | NA | WAT |  | 978350 |  |  | EIA Prime Mover-level Data
2018 | OK | Robert S Kerr | 2985 | 2 | HY | OP | NA | WAT |  | 978350 |  |  | EIA Prime Mover-level Data
2018 | OK | Robert S Kerr | 2985 | 3 | HY | OP | NA | WAT |  | 978350 |  |  | EIA Prime Mover-level Data
2018 | OK | Robert S Kerr | 2985 | 4 | HY | OP | NA | WAT |  | 978350 |  |  | EIA Prime Mover-level Data
2018 | OK | Rock Falls Wind Farm LLC | 61261 | RF1 | WT | OP | NA | WND |  | 5222500 |  |  | EIA Prime Mover-level Data
2018 | OK | Rocky Ridge Wind Project | 58078 | GE 1. | WT | OP | NA | WND |  | 5317601 |  |  | EIA Prime Mover-level Data
2018 | OK | Rush Springs Wind | 60592 | WT1 | WT | OP | NA | WND |  | 8870648 |  |  | EIA Prime Mover-level Data
2018 | OK | Salina | 2982 | 1 | PS | OP | NA | WAT |  | 0 |  |  | EIA Prime Mover-level Data
2018 | OK | Salina | 2982 | 2 | PS | OP | NA | WAT |  | 0 |  |  | EIA Prime Mover-level Data
2018 | OK | Salina | 2982 | 3 | PS | OP | NA | WAT |  | 0 |  |  | EIA Prime Mover-level Data
2018 | OK | Salina | 2982 | 4 | PS | OP | NA | WAT |  | 0 |  |  | EIA Prime Mover-level Data
2018 | OK | Salina | 2982 | 5 | PS | OP | NA | WAT |  | 0 |  |  | EIA Prime Mover-level Data
2018 | OK | Salina | 2982 | 6 | PS | OP | NA | WAT |  | 0 |  |  | EIA Prime Mover-level Data
2018 | OK | Seiling Wind I | 59311 | SEIL1 | WT | OP | NA | WND |  | 7412598 |  |  | EIA Prime Mover-level Data
2018 | OK | Seiling Wind II | 59312 | SEIL2 | WT | OP | NA | WND |  | 3607024 |  |  | EIA Prime Mover-level Data
2018 | OK | Seminole (2956) | 2956 | 1 | ST | OP | WALL | NG | 2,817.0 | 5402358 | 19.784 | 0.0073242 | EPA/CAMD | EPA/NEI | 1971
2018 | OK | Seminole (2956) | 2956 | 2 | ST | OP | WALL | NG | 1,522.0 | 2566532 | 9.374 | 0.0073048 | EPA/CAMD | EPA/NEI | 1973
2018 | OK | Seminole (2956) | 2956 | 3 | ST | OP | WALL | NG | 4,530.0 | 8101624 | 5.926 | 0.0014629 | EPA/CAMD | EPA/NEI | 1975
2018 | OK | Skeleton Creek Energy Center | 62494 | SCBAT | BA | P | NA | MWH
2018 | OK | Skeleton Creek Energy Center | 62494 | SCSOL | PV | P | NA | SUN
2018 | OK | Skeleton Creek Energy Center | 62494 | SKC | WT | T | NA | WND
2018 | OK | Sleeping Bear LLC | 56621 | 1 | WT | OP | NA | WND |  | 2458632 |  |  | EIA Prime Mover-level Data
2018 | OK | Sooner | 6095 | 1 | ST | OP | TANGENTIAL | SUB | 5,876.0 | 25028379 | 219.741 | 0.017559 | EPA/CAMD | EPA/NEI | 1979
2018 | OK | Sooner | 6095 | 2 | ST | OP | TANGENTIAL | SUB | 5,329.0 | 22292795 | 400.94 | 0.03597 | EPA/CAMD | EPA/NEI | 1980
2018 | OK | Southwestern | 2964 | 8002 | ST | OP | WALL | NG | 1,702.0 | 397122 | 1.48 | 0.0074536 | EPA/CAMD | EPA/NEI | 1954
2018 | OK | Southwestern | 2964 | 8003 | ST | OP | CELL | NG | 4,998.0 | 6180339 | 23.02 | 0.0074494 | EPA/CAMD | EPA/NEI | 1967
2018 | OK | Southwestern | 2964 | 8004 | GT | OP | CT | NG | 744.0 | 584274 | 1.75 | 0.0059903 | EPA/CAMD | EPA/NEI | 2008
2018 | OK | Southwestern | 2964 | 8005 | GT | OP | CT | NG | 710.0 | 506388 | 1.77 | 0.0069907 | EPA/CAMD | EPA/NEI | 2008
2018 | OK | Southwestern | 2964 | 801N | ST | OP | WALL | NG | 435.0 | 60905 | 0.23 | 0.0075527 | EPA/CAMD | EPA/NEI | 1952
2018 | OK | Southwestern | 2964 | 801S | ST | OP | WALL | NG | 436.0 | 60898 | 0.23 | 0.0075536 | EPA/CAMD | EPA/NEI | 1952
2018 | OK | Spring Creek Power Plant | 55651 | CT-01 | GT | OP | CT | NG | 909.0 | 667921 | 0.076 | 0.00022757 | EPA/CAMD | EPA/NEI | 2001
2018 | OK | Spring Creek Power Plant | 55651 | CT-02 | GT | OP | CT | NG | 871.0 | 638199 | 0.055 | 0.00017236 | EPA/CAMD | EPA/NEI | 2001
2018 | OK | Spring Creek Power Plant | 55651 | CT-03 | GT | OP | CT | NG | 685.0 | 468733 | 0.069 | 0.00029441 | EPA/CAMD | EPA/NEI | 2001
2018 | OK | Spring Creek Power Plant | 55651 | CT-04 | GT | OP | CT | NG | 891.0 | 644957 | 0.018 | 5.5818e-05 | EPA/CAMD | EPA/NEI | 2001
2018 | OK | Stillwater Energy Center | 59647 | 1 | IC | OP | NA | NG |  | 108405 | 0.022873 | 0.000422 | EIA Prime Mover-level Data | Estimated using an emission factor
2018 | OK | Stillwater Energy Center | 59647 | 2 | IC | OP | NA | NG |  | 108405 | 0.022873 | 0.000422 | EIA Prime Mover-level Data | Estimated using an emission factor
2018 | OK | Stillwater Energy Center | 59647 | 3 | IC | OP | NA | NG |  | 108405 | 0.022873 | 0.000422 | EIA Prime Mover-level Data | Estimated using an emission factor
2018 | OK | Stillwater Water Treatment Plant | 55987 | 6 | IC | OP | NA | DFO
2018 | OK | Taloga Wind LLC | 57261 | 1 | WT | OP | NA | WND |  | 3679742 |  |  | EIA Prime Mover-level Data
2018 | OK | Tenaska Kiamichi Generating Station | 55501 | CTGDB1 | CT | OP | CC | NG | 6,168.0 | 10363457 | 10.71 | 0.0020669 | EPA/CAMD | EPA/NEI | 2002
2018 | OK | Tenaska Kiamichi Generating Station | 55501 | CTGDB2 | CT | OP | CC | NG | 5,991.0 | 10130544 | 17.21 | 0.0033976 | EPA/CAMD | EPA/NEI | 2002
2018 | OK | Tenaska Kiamichi Generating Station | 55501 | CTGDB3 | CT | OP | CC | NG | 6,016.0 | 10025466 | 6.38 | 0.0012728 | EPA/CAMD | EPA/NEI | 2003
2018 | OK | Tenaska Kiamichi Generating Station | 55501 | CTGDB4 | CT | OP | CC | NG | 5,922.0 | 9922577 | 13.25 | 0.0026707 | EPA/CAMD | EPA/NEI | 2003
2018 | OK | Tenkiller Ferry | 3004 | 1 | HY | OP | NA | WAT |  | 382277 |  |  | EIA Prime Mover-level Data
2018 | OK | Tenkiller Ferry | 3004 | 2 | HY | OP | NA | WAT |  | 382277 |  |  | EIA Prime Mover-level Data
2018 | OK | Thunder Ranch Wind Project | 61269 | WT1 | WT | OP | NA | WND |  | 10519893 |  |  | EIA Prime Mover-level Data
2018 | OK | Tulsa | 2965 | 1402 | ST | OP | WALL | NG | 5,405.0 | 2849768 | 9.929 | 0.0069683 | EPA/CAMD | EPA/NEI | 1956
2018 | OK | Tulsa | 2965 | 1404 | ST | OP | WALL | NG | 5,568.0 | 2833625 | 10.685 | 0.0075416 | EPA/CAMD | EPA/NEI | 1958
2018 | OK | Tulsa LFG LLC | 57828 | GEN1 | IC | OP | NA | LFG |  | 119874 | 0.88107 | 0.0147 | EIA Prime Mover-level Data | Estimated using an emission factor
2018 | OK | Tulsa LFG LLC | 57828 | GEN2 | IC | RE | NA | LFG
2018 | OK | Tulsa LFG LLC | 57828 | GEN3M | IC | OP | NA | LFG |  | 119874 | 0.88107 | 0.0147 | EIA Prime Mover-level Data | Estimated using an emission factor
2018 | OK | Tuttle | 61618 | 1 | PV | OP | NA | SUN |  | 76683 |  |  | EIA Prime Mover-level Data
2018 | OK | University of Oklahoma | 50307 | B1 | ST | OP | NA | NG |  | 98979 | 0.39851 | 0.0080524 | EIA Unit-level Data | NEI avg EF - PM, fuel type
2018 | OK | University of Oklahoma | 50307 | B2 | ST | OP | NA | NG |  | 3526 | 0.014196 | 0.0080524 | EIA Unit-level Data | NEI avg EF - PM, fuel type
2018 | OK | University of Oklahoma | 50307 | B3 | ST | OP | NA | NG |  | 15054 | 0.060611 | 0.0080524 | EIA Unit-level Data | NEI avg EF - PM, fuel type
2018 | OK | University of Oklahoma | 50307 | B4 | ST | OP | NA | NG |  | 0 | 0 |  | EIA Unit-level Data | NEI avg EF - PM, fuel type
2018 | OK | University of Oklahoma | 50307 | GEN5 | IC | OP | NA | DFO
2018 | OK | Vici Wind Farm | 59062 | VICI | WT | IP | NA | WND
2018 | OK | Waynoka Gas Processing Plant | 59782 | G1 | IC | OP | NA | NG |  | 62261 | 0.013137 | 0.000422 | EIA Prime Mover-level Data | Estimated using an emission factor
2018 | OK | Waynoka Gas Processing Plant | 59782 | G2 | IC | OP | NA | NG |  | 62261 | 0.013137 | 0.000422 | EIA Prime Mover-level Data | Estimated using an emission factor
2018 | OK | Waynoka Gas Processing Plant | 59782 | G3 | IC | OP | NA | NG |  | 62261 | 0.013137 | 0.000422 | EIA Prime Mover-level Data | Estimated using an emission factor
2018 | OK | Weatherford Wind Energy Center | 56273 | 1 | WT | OP | NA | WND |  | 3674603 |  |  | EIA Prime Mover-level Data
2018 | OK | Weatherford Wind Energy Center | 56273 | 2 | WT | OP | NA | WND |  | 1397384 |  |  | EIA Prime Mover-level Data
2018 | OK | Webbers Falls | 2987 | 1 | HY | OP | NA | WAT |  | 516678 |  |  | EIA Prime Mover-level Data
2018 | OK | Webbers Falls | 2987 | 2 | HY | OP | NA | WAT |  | 516678 |  |  | EIA Prime Mover-level Data
2018 | OK | Webbers Falls | 2987 | 3 | HY | OP | NA | WAT |  | 413342 |  |  | EIA Prime Mover-level Data
2018 | OK | Weleetka | 2966 | 4 | GT | OP | CT | NG | 136.0 | 216119 | 0.744 | 0.0068851 | EIA non-ozone season distributed and EPA/CAMD ozone season | EPA/NEI | 1975
2018 | OK | Weleetka | 2966 | 5 | GT | OP | CT | NG | 129.0 | 201113 | 0.582 | 0.0057878 | EIA non-ozone season distributed and EPA/CAMD ozone season | EPA/NEI | 1976
2018 | OK | Weleetka | 2966 | 6 | GT | OP | CT | NG | 49.0 | 77844 | 0.309 | 0.007939 | EIA non-ozone season distributed and EPA/CAMD ozone season | EPA/NEI | 1976
2018 | OK | WFEC GenCo LLC | 55655 | GEN1 | GT | OP | NA | NG |  | 1147059 | 3.1449 | 0.0054834 | EIA Prime Mover-level Data | NEI avg EF - PM, fuel type, firing type
2018 | OK | WFEC GenCo LLC | 55655 | GEN2 | GT | OP | NA | NG |  | 1147059 | 3.1449 | 0.0054834 | EIA Prime Mover-level Data | NEI avg EF - PM, fuel type, firing type
2018 | OK | Wildhorse Mountain Wind Facility | 61866 | 1 | WT | P | NA | WND
2018 | OK | Woodward | 2958 | GT1 | GT | RE | NA | NG
2018 | OR | 45 Mile Hydroelectric Project | 58455 | 0001 | HY | OP | NA | WAT |  | 24075 |  |  | EIA Prime Mover-level Data
2018 | OR | 45 Mile Hydroelectric Project | 58455 | 0002 | HY | OP | NA | WAT |  | 24075 |  |  | EIA Prime Mover-level Data
2018 | OR | 45 Mile Hydroelectric Project | 58455 | 0003 | HY | OP | NA | WAT |  | 24075 |  |  | EIA Prime Mover-level Data
2018 | OR | Adams Solar Center | 61496 | ADAMS | PV | OP | NA | SUN |  | 109651 |  |  | EIA Prime Mover-level Data
2018 | OR | Airport Solar | 62560 | APS | PV | P | NA | SUN
2018 | OR | Alden Bailey Power Plant | 56223 | LOKI | GT | OS | NA | NG
2018 | OR | Arlington Wind Power Project | 56855 | GEN1 | WT | OP | NA | WND |  | 2019617 |  |  | EIA Prime Mover-level Data
2018 | OR | Baker City Solar | 61854 | BAKER | PV | P | NA | SUN
2018 | OR | Baldock Solar Highway | 57882 | BSH1 | PV | OP | NA | SUN |  | 18310 |  |  | EIA Prime Mover-level Data
2018 | OR | Ballston Solar LLC | 62170 | BSPV1 | PV | OP | NA | SUN |  | 775 |  |  | EIA Prime Mover-level Data
2018 | OR | BC Solar | 60616 | BCSLR | PV | OP | NA | SUN |  | 168956 |  |  | EIA Prime Mover-level Data
2018 | OR | Bear Creek Solar Center | 61281 | BCRSC | PV | OP | NA | SUN |  | 52073 |  |  | EIA Prime Mover-level Data
2018 | OR | Beaver | 8073 | 1 | CT | OP | NA | NG |  | 942919 | 2.7139 | 0.0057564 | EIA Unit-level Data | NEI avg EF - PM, fuel type
2018 | OR | Beaver | 8073 | 1 | CA | OP | NA | NG |  | 942919 | 2.7139 | 0.0057564 | EIA Unit-level Data | NEI avg EF - PM, fuel type
2018 | OR | Beaver | 8073 | 2 | CA | OP | NA | NG |  | 841637 | 2.4224 | 0.0057564 | EIA Unit-level Data | NEI avg EF - PM, fuel type
2018 | OR | Beaver | 8073 | 2 | CT | OP | NA | NG |  | 841637 | 2.4224 | 0.0057564 | EIA Unit-level Data | NEI avg EF - PM, fuel type
2018 | OR | Beaver | 8073 | 3 | CA | OP | NA | NG |  | 816426 | 2.3498 | 0.0057564 | EIA Unit-level Data | NEI avg EF - PM, fuel type
2018 | OR | Beaver | 8073 | 3 | CT | OP | NA | NG |  | 816426 | 2.3498 | 0.0057564 | EIA Unit-level Data | NEI avg EF - PM, fuel type
2018 | OR | Beaver | 8073 | 4 | CA | OP | NA | NG |  | 1050507 | 3.0236 | 0.0057564 | EIA Unit-level Data | NEI avg EF - PM, fuel type
2018 | OR | Beaver | 8073 | 4 | CT | OP | NA | NG |  | 1050507 | 3.0236 | 0.0057564 | EIA Unit-level Data | NEI avg EF - PM, fuel type
2018 | OR | Beaver | 8073 | 5 | CA | OP | NA | NG |  | 530111 | 1.5258 | 0.0057564 | EIA Unit-level Data | NEI avg EF - PM, fuel type
2018 | OR | Beaver | 8073 | 5 | CT | OP | NA | NG |  | 530111 | 1.5258 | 0.0057564 | EIA Unit-level Data | NEI avg EF - PM, fuel type
2018 | OR | Beaver | 8073 | 6 | CA | OP | NA | NG |  | 881445 | 2.537 | 0.0057564 | EIA Unit-level Data | NEI avg EF - PM, fuel type
2018 | OR | Beaver | 8073 | 6 | CT | OP | NA | NG |  | 881445 | 2.537 | 0.0057564 | EIA Unit-level Data | NEI avg EF - PM, fuel type
2018 | OR | Beaver | 8073 | 8 | GT | OP | NA | NG |  | 51003 | 0.13983 | 0.0054834 | EIA Prime Mover-level Data | NEI avg EF - PM, fuel type, firing type
2018 | OR | Bellevue Solar Project | 57372 | INV-1 | PV | OP | NA | SUN |  | 15856 |  |  | EIA Prime Mover-level Data
2018 | OR | Bend | 6484 | 1 | HY | OP | NA | WAT |  | 2401 |  |  | EIA Prime Mover-level Data
2018 | OR | Bend | 6484 | 2 | HY | OP | NA | WAT |  | 3601 |  |  | EIA Prime Mover-level Data
2018 | OR | Bend | 6484 | 3 | HY | OP | NA | WAT |  | 7202 |  |  | EIA Prime Mover-level Data
2018 | OR | Benson Creek Windfarm (Burnt River) | 59491 | BCW | WT | OP | NA | WND |  | 281874 |  |  | EIA Prime Mover-level Data
2018 | OR | Big Cliff | 3074 | 1 | HY | OP | NA | WAT |  | 794096 |  |  | EIA Prime Mover-level Data
2018 | OR | Big Top LLC | 56968 | 1 | WT | OP | NA | WND |  | 37630 |  |  | EIA Prime Mover-level Data
2018 | OR | Biglow Canyon Wind Farm | 56485 | 1 | WT | OP | NA | WND |  | 2648959 |  |  | EIA Prime Mover-level Data
2018 | OR | Biglow Canyon Wind Farm | 56485 | 2 | WT | OP | NA | WND |  | 3449562 |  |  | EIA Prime Mover-level Data
2018 | OR | Biglow Canyon Wind Farm | 56485 | 3 | WT | OP | NA | WND |  | 3400977 |  |  | EIA Prime Mover-level Data
2018 | OR | Biomass One LP | 10869 | NORTH | ST | OP | NA | WDS |  | 1479784 | 16.8786 | 0.022812 | EIA Unit-level Data | NEI avg EF - PM, fuel type
2018 | OR | Biomass One LP | 10869 | SOUTH | ST | OP | NA | WDS |  | 1501917 | 17.131 | 0.022812 | EIA Unit-level Data | NEI avg EF - PM, fuel type
2018 | OR | Black Cap Solar Plant | 58150 | 1 | PV | OP | NA | SUN |  | 37503 |  |  | EIA Prime Mover-level Data
2018 | OR | Blue Marmot IX | 62867 | DVRO | PV | T | NA | SUN
2018 | OR | Blue Marmot V | 62866 | DNZE | PV | T | NA | SUN
2018 | OR | Blue Marmot VI | 62865 | DNZW | PV | T | NA | SUN
2018 | OR | Blue Marmot VII | 62864 | RSHEI | PV | T | NA | SUN
2018 | OR | Blue Marmot VIII | 62863 | PRMLE | PV | T | NA | SUN
2018 | OR | Bly Solar Center | 62272 | BLY | PV | OP | NA | SUN |  | 5298 |  |  | EIA Prime Mover-level Data
2018 | OR | Boardman | 6106 | 1SG | ST | OP | WALL | SUB | 3,287.0 | 15770602 | 235.0784 | 0.029812 | EPA/CAMD | EPA/NEI | 1980
2018 | OR | Bonneville | 3075 | 1 | HY | OA | NA | WAT |  | 2040172 |  |  | EIA Prime Mover-level Data
2018 | OR | Bonneville | 3075 | 2 | HY | OP | NA | WAT |  | 2040172 |  |  | EIA Prime Mover-level Data
2018 | OR | Bonneville | 3075 | 3 | HY | OP | NA | WAT |  | 2368125 |  |  | EIA Prime Mover-level Data
2018 | OR | Bonneville | 3075 | 4 | HY | OP | NA | WAT |  | 2368125 |  |  | EIA Prime Mover-level Data
2018 | OR | Bonneville | 3075 | 5 | HY | OP | NA | WAT |  | 2368125 |  |  | EIA Prime Mover-level Data
2018 | OR | Bonneville | 3075 | 6 | HY | OP | NA | WAT |  | 2368125 |  |  | EIA Prime Mover-level Data
2018 | OR | Bonneville | 3075 | 7 | HY | OP | NA | WAT |  | 2368125 |  |  | EIA Prime Mover-level Data
2018 | OR | Bonneville | 3075 | 8 | HY | OP | NA | WAT |  | 2368125 |  |  | EIA Prime Mover-level Data
2018 | OR | Bonneville | 3075 | 9 | HY | OP | NA | WAT |  | 2368125 |  |  | EIA Prime Mover-level Data
2018 | OR | Bonneville | 3075 | 10 | HY | OP | NA | WAT |  | 2368125 |  |  | EIA Prime Mover-level Data
2018 | OR | Bonneville | 3075 | 11 | HY | OP | NA | WAT |  | 2535915 |  |  | EIA Prime Mover-level Data
2018 | OR | Bonneville | 3075 | 12 | HY | OP | NA | WAT |  | 2535915 |  |  | EIA Prime Mover-level Data
2018 | OR | Bonneville | 3075 | 13 | HY | OP | NA | WAT |  | 2535915 |  |  | EIA Prime Mover-level Data
2018 | OR | Bonneville | 3075 | 14 | HY | OP | NA | WAT |  | 2535915 |  |  | EIA Prime Mover-level Data
2018 | OR | Bonneville | 3075 | 15 | HY | OP | NA | WAT |  | 2535915 |  |  | EIA Prime Mover-level Data
2018 | OR | Bonneville | 3075 | 16 | HY | OP | NA | WAT |  | 2535915 |  |  | EIA Prime Mover-level Data
2018 | OR | Bonneville | 3075 | 17 | HY | OP | NA | WAT |  | 2535915 |  |  | EIA Prime Mover-level Data
2018 | OR | Bonneville | 3075 | 18 | HY | OP | NA | WAT |  | 2535915 |  |  | EIA Prime Mover-level Data
2018 | OR | Bonneville | 3075 | F1 | HY | OP | NA | WAT |  | 499556 |  |  | EIA Prime Mover-level Data
2018 | OR | Bonneville | 3075 | F2 | HY | OP | NA | WAT |  | 499556 |  |  | EIA Prime Mover-level Data
2018 | OR | Boring Solar LLC | 62169 | BSPV2 | PV | V | NA | SUN
2018 | OR | Brush Solar Center | 61844 | BRUSH | PV | P | NA | SUN
2018 | OR | Bull Run Hydro | 3044 | 1 | HY | RE | NA | WAT
2018 | OR | Bull Run Hydro | 3044 | 2 | HY | RE | NA | WAT
2018 | OR | Bull Run Hydro | 3044 | 3 | HY | RE | NA | WAT
2018 | OR | Bull Run Hydro | 3044 | 4 | HY | RE | NA | WAT
2018 | OR | Butter Creek Power LLC | 56967 | 1 | WT | OP | NA | WND |  | 123392 |  |  | EIA Prime Mover-level Data
2018 | OR | Carmen Smith | 3067 | 1 | HY | OP | NA | WAT |  | 690782 |  |  | EIA Prime Mover-level Data
2018 | OR | Carmen Smith | 3067 | 2 | HY | OP | NA | WAT |  | 690782 |  |  | EIA Prime Mover-level Data
2018 | OR | Carmen Smith | 3067 | 3 | HY | OP | NA | WAT |  | 131010 |  |  | EIA Prime Mover-level Data
2018 | OR | Carty Generating Station | 58503 | CTEU1 | CT | OP | CC | NG | 7,638.0 | 21278578 | 53.5 | 0.0050285 | EPA/CAMD | EPA/NEI | 2016
2018 | OR | C-Drop Hydro | 58470 | GEN1 | HY | OP | NA | WAT |  | 16193 |  |  | EIA Prime Mover-level Data
2018 | OR | Chiloquin Solar, LLC | 61631 | CHILO | PV | OP | NA | SUN |  | 182697 |  |  | EIA Prime Mover-level Data
2018 | OR | Chopin Wind LLC | 59076 | WT1 | WT | OP | NA | WND |  | 284893 |  |  | EIA Prime Mover-level Data
2018 | OR | Clearwater 1 | 3020 | 1 | HY | OP | NA | WAT |  | 369225 |  |  | EIA Prime Mover-level Data
2018 | OR | Clearwater 2 | 3021 | 1 | HY | OP | NA | WAT |  | 336700 |  |  | EIA Prime Mover-level Data
2018 | OR | Cline Falls | 6482 | 1 | HY | RE | NA | WAT
2018 | OR | Coffin Butte | 7725 | 1 | IC | OP | NA | LFG |  | 65964 | 0.48484 | 0.0147 | EIA Prime Mover-level Data | Estimated using an emission factor
2018 | OR | Coffin Butte | 7725 | 2 | IC | OP | NA | LFG |  | 65964 | 0.48484 | 0.0147 | EIA Prime Mover-level Data | Estimated using an emission factor
2018 | OR | Coffin Butte | 7725 | 3 | IC | OP | NA | LFG |  | 65964 | 0.48484 | 0.0147 | EIA Prime Mover-level Data | Estimated using an emission factor
2018 | OR | Coffin Butte | 7725 | 4 | IC | OP | NA | LFG |  | 131928 | 0.96967 | 0.0147 | EIA Prime Mover-level Data | Estimated using an emission factor
2018 | OR | Coffin Butte | 7725 | 5 | IC | OP | NA | LFG |  | 131928 | 0.96967 | 0.0147 | EIA Prime Mover-level Data | Estimated using an emission factor
2018 | OR | Co-Gen II LLC | 50993 | GEN1 | ST | SB | NA | WDS
2018 | OR | Co-Gen LLC | 50921 | GEN1 | ST | SB | NA | WDS
2018 | OR | Colton Solar | 61831 | PGRC2 | PV | OP | NA | SUN |  | 18472 |  |  | EIA Prime Mover-level Data
2018 | OR | Combine Hills I | 56195 | 001 | WT | OP | NA | WND |  | 1036543 |  |  | EIA Prime Mover-level Data
2018 | OR | Condon Windpower LLC | 55739 | GEN1 | WT | OP | NA | WND |  | 443809 |  |  | EIA Prime Mover-level Data
2018 | OR | Condon Windpower LLC | 55739 | GEN2 | WT | OP | NA | WND |  | 454634 |  |  | EIA Prime Mover-level Data
2018 | OR | Copper Dam Plant | 10323 | GEN1 | HY | RE | NA | WAT
2018 | OR | Copper Dam Plant | 10323 | GEN2 | HY | RE | NA | WAT
2018 | OR | Copper Dam Plant | 10323 | TURGO | HY | OP | NA | WAT |  | 147684 |  |  | EIA Prime Mover-level Data
2018 | OR | Cougar | 3076 | 1 | HY | OP | NA | WAT |  | 367105 |  |  | EIA Prime Mover-level Data
2018 | OR | Cougar | 3076 | 2 | HY | OP | NA | WAT |  | 367105 |  |  | EIA Prime Mover-level Data
2018 | OR | Covanta Marion Inc | 50630 | BLR1 | ST | OP | NA | MSW |  | 777722 | 0.60662 | 0.00156 | EIA Unit-level Data | Estimated using an emission factor
2018 | OR | Covanta Marion Inc | 50630 | BLR2 | ST | OP | NA | MSW |  | 810084 | 0.63187 | 0.00156 | EIA Unit-level Data | Estimated using an emission factor
2018 | OR | Coyote Springs | 7350 | CTG1 | CT | OP | CC | NG | 5,948.0 | 9615993 | 9.08 | 0.0018885 | EPA/CAMD | EPA/NEI | 1995
2018 | OR | Coyote Springs | 7350 | CTG2 | CT | OP | CC | NG | 5,941.0 | 10447982 | 10.3 | 0.0019717 | EPA/CAMD | EPA/NEI | 2003
2018 | OR | Coyote Springs II | 7931 | 1 | CT |  | NA | NG |  | 10087199 | 29.0331 | 0.0057564 | EIA Unit-level Data | NEI avg EF - PM, fuel type
2018 | OR | Coyote Springs II | 7931 | SG02 | CA | OP | DUCTBURNER | NG |  | 365823 | 0.077189 | 0.000422 | EIA Unit-level Data | Estimated using an emission factor
2018 | OR | Dalles Dam North Fishway Project | 7431 | 1 | HY | OP | NA | WAT |  | 368002 |  |  | EIA Prime Mover-level Data
2018 | OR | Dayton Cutoff Solar | 61827 | PGRC3 | PV | OP | NA | SUN |  | 26370 |  |  | EIA Prime Mover-level Data
2018 | OR | Detroit | 3077 | 1 | HY | OP | NA | WAT |  | 1729220 |  |  | EIA Prime Mover-level Data
2018 | OR | Detroit | 3077 | 2 | HY | OP | NA | WAT |  | 1729220 |  |  | EIA Prime Mover-level Data
2018 | OR | Dexter | 3078 | 1 | HY | OP | NA | WAT |  | 576978 |  |  | EIA Prime Mover-level Data
2018 | OR | Dillard Complex | 50396 | BLR1 | ST | OP | NA | WDS |  | 1156493 | 13.1911 | 0.022812 | EIA Unit-level Data | NEI avg EF - PM, fuel type
2018 | OR | Dillard Complex | 50396 | BLR2 | ST | OP | NA | WDS |  | 1230323 | 14.0332 | 0.022812 | EIA Unit-level Data | NEI avg EF - PM, fuel type
2018 | OR | Dillard Complex | 50396 | BLR6 | ST | OP | NA | WDS |  | 2350132 | 26.8058 | 0.022812 | EIA Unit-level Data | NEI avg EF - PM, fuel type
2018 | OR | Dorena Hydro-Electric Facility | 59357 | FRNCS | HY | OP | NA | WAT |  | 15865 |  |  | EIA Prime Mover-level Data
2018 | OR | Dorena Hydro-Electric Facility | 59357 | KAPLN | HY | OP | NA | WAT |  | 69125 |  |  | EIA Prime Mover-level Data
2018 | OR | Douglas County Forest Products | 61761 | GEN-1 | ST | OP | NA | WDS |  | 1143261 | 13.0401 | 0.022812 | EIA Prime Mover-level Data | NEI avg EF - PM, fuel type
2018 | OR | Dry Creek LFG to Energy Project | 56461 | DC1 | IC | OP | NA | LFG |  | 100205 | 0.73651 | 0.0147 | EIA Prime Mover-level Data | Estimated using an emission factor
2018 | OR | Dry Creek LFG to Energy Project | 56461 | DC2 | IC | OP | NA | LFG |  | 100205 | 0.73651 | 0.0147 | EIA Prime Mover-level Data | Estimated using an emission factor
2018 | OR | Durbin Creek Windfarm (Burnt River) | 59492 | DCW | WT | OP | NA | WND |  | 254401 |  |  | EIA Prime Mover-level Data
2018 | OR | Durham AWTF | 60263 | GEN1 | IC | OP | NA | OBG |  | 65376 | 0.48051 | 0.0147 | EIA Prime Mover-level Data | Estimated using an emission factor
2018 | OR | Durham AWTF | 60263 | GEN2 | IC | OP | NA | OBG |  | 65376 | 0.48051 | 0.0147 | EIA Prime Mover-level Data | Estimated using an emission factor
2018 | OR | Eagle Point | 3024 | 1 | HY | OP | NA | WAT |  | 149635 |  |  | EIA Prime Mover-level Data
2018 | OR | Eagle Point Solar | 61560 | PGRD4 | PV | OP | NA | SUN |  | 170361 |  |  | EIA Prime Mover-level Data
2018 | OR | East Side | 3025 | 1 | HY | OP | NA | WAT
2018 | OR | Elbe Solar Center | 61497 | ELBE | PV | OP | NA | SUN |  | 96943 |  |  | EIA Prime Mover-level Data
2018 | OR | Elkhorn Valley Wind Farm | 56623 | EH1 | WT | OP | NA | WND |  | 2866911 |  |  | EIA Prime Mover-level Data
2018 | OR | Eurus Combine Hills Turbine Ranch 2 | 57137 | 1 | WT | OP | NA | WND |  | 1542840 |  |  | EIA Prime Mover-level Data
2018 | OR | Evergreen BioPower LLC | 56781 | 3 | ST | OP | NA | WDS |  | 1211369 | 13.817 | 0.022812 | EIA Unit-level Data | NEI avg EF - PM, fuel type
2018 | OR | Falls Creek | 52187 | GE-1 | HY | OP | NA | WAT |  | 114376 |  |  | EIA Prime Mover-level Data
2018 | OR | Faraday | 3045 | 1 | HY | OP | NA | WAT |  | 100614 |  |  | EIA Prime Mover-level Data
2018 | OR | Faraday | 3045 | 2 | HY | OP | NA | WAT |  | 100614 |  |  | EIA Prime Mover-level Data
2018 | OR | Faraday | 3045 | 3 | HY | OP | NA | WAT |  | 87631 |  |  | EIA Prime Mover-level Data
2018 | OR | Faraday | 3045 | 4 | HY | OP | NA | WAT |  | 146052 |  |  | EIA Prime Mover-level Data
2018 | OR | Faraday | 3045 | 5 | HY | OP | NA | WAT |  | 129824 |  |  | EIA Prime Mover-level Data
2018 | OR | Faraday | 3045 | 6 | HY | OP | NA | WAT |  | 623157 |  |  | EIA Prime Mover-level Data
2018 | OR | Faraday | 3045 | 7 | HY | U | NA | WAT
2018 | OR | Faraday | 3045 | 8 | HY | U | NA | WAT
2018 | OR | Finley Buttes Landfill Gas | 58687 | GEN1 | IC | OP | NA | LFG |  | 112393 | 0.82609 | 0.0147 | EIA Prime Mover-level Data | Estimated using an emission factor
2018 | OR | Finley Buttes Landfill Gas | 58687 | GEN2 | IC | OP | NA | LFG |  | 112393 | 0.82609 | 0.0147 | EIA Prime Mover-level Data | Estimated using an emission factor
2018 | OR | Finley Buttes Landfill Gas | 58687 | GEN3 | IC | OP | NA | LFG |  | 112393 | 0.82609 | 0.0147 | EIA Prime Mover-level Data | Estimated using an emission factor
2018 | OR | Fish Creek | 3026 | 1 | HY | OP | NA | WAT |  | 134563 |  |  | EIA Prime Mover-level Data
2018 | OR | Foster | 6552 | 1 | HY | OP | NA | WAT |  | 378329 |  |  | EIA Prime Mover-level Data
2018 | OR | Foster | 6552 | 2 | HY | OP | NA | WAT |  | 378329 |  |  | EIA Prime Mover-level Data
2018 | OR | Four Corners Windfarm LLC | 56969 | 1 | WT | OP | NA | WND |  | 262460 |  |  | EIA Prime Mover-level Data
2018 | OR | Four Mile Canyon Windfarm LLC | 56970 | 1 | WT | OP | NA | WND |  | 249115 |  |  | EIA Prime Mover-level Data
2018 | OR | FPL Energy Vansycle LLC (OR) | 55989 | V-47 | WT | OP | NA | WND |  | 2613419 |  |  | EIA Prime Mover-level Data
2018 | OR | Galesville Project | 50938 | GV1 | HY | OP | NA | WAT |  | 11019 |  |  | EIA Prime Mover-level Data
2018 | OR | Galesville Project | 50938 | GV2 | HY | OP | NA | WAT |  | 11019 |  |  | EIA Prime Mover-level Data
2018 | OR | Georgia-Pacific Toledo Mill | 58109 | PB3 | ST | OP | NA | NG |  | 768856 | 3.0956 | 0.0080524 | EIA Unit-level Data | NEI avg EF - PM, fuel type
2018 | OR | Georgia-Pacific Toledo Mill | 58109 | PB5 | ST | OP | NA | NG |  | 1353802 | 5.4507 | 0.0080524 | EIA Unit-level Data | NEI avg EF - PM, fuel type
2018 | OR | Georgia-Pacific Toledo Mill | 58109 | REC1 | ST | OP | NA | BLQ |  | 2869468 | 5.0867 | 0.0035454 | EIA Unit-level Data | Estimated using an emission factor
2018 | OR | Georgia-Pacific Toledo Mill | 58109 | REC2 | ST | OP | NA | BLQ |  | 2762625 | 4.8973 | 0.0035454 | EIA Unit-level Data | Estimated using an emission factor
2018 | OR | Georgia-Pacific Wauna Mill | 56192 | FBB | ST | OP | NA | OBS |  | 1358222 | 9.3239 | 0.01373 | EIA Unit-level Data | NEI avg EF - PM, fuel type
2018 | OR | Georgia-Pacific Wauna Mill | 56192 | PB | ST | OP | NA | NG |  | 937092 | 3.7729 | 0.0080524 | EIA Unit-level Data | NEI avg EF - PM, fuel type
2018 | OR | Georgia-Pacific Wauna Mill | 56192 | RB | ST | OP | NA | BLQ |  | 4859892 | 7.7838 | 0.0032033 | EIA Unit-level Data | Estimated using an emission factor
2018 | OR | Grand Ronde Solar | 61835 | PGRC4 | PV | OP | NA | SUN |  | 38861 |  |  | EIA Prime Mover-level Data
2018 | OR | Green Peter | 3080 | 1 | HY | OP | NA | WAT |  | 1141661 |  |  | EIA Prime Mover-level Data
2018 | OR | Green Peter | 3080 | 2 | HY | OP | NA | WAT |  | 1141661 |  |  | EIA Prime Mover-level Data
2018 | OR | Green Springs | 6403 | 1 | HY | OP | NA | WAT |  | 616940 |  |  | EIA Prime Mover-level Data
2018 | OR | Ground Water Pumping Station | 50105 | GPS1 | HY | OS | NA | WAT
2018 | OR | Ground Water Pumping Station | 50105 | GPS2 | HY | OS | NA | WAT
2018 | OR | Ground Water Pumping Station | 50105 | GPS3 | HY | OS | NA | WAT
2018 | OR | Ground Water Pumping Station | 50105 | GPS4 | HY | OS | NA | WAT
2018 | OR | Ground Water Pumping Station | 50105 | GPS5 | HY | OS | NA | WAT
2018 | OR | Ground Water Pumping Station | 50105 | GPS6 | HY | OS | NA | WAT
2018 | OR | Grove Solar Center, LLC | 60330 | GSC1 | PV | OP | NA | SUN |  | 122117 |  |  | EIA Prime Mover-level Data
2018 | OR | Hay Canyon Wind Power LLC | 56790 | 1 | WT | OP | NA | WND |  | 1879593 |  |  | EIA Prime Mover-level Data
2018 | OR | Hells Canyon | 3013 | 1 | HY | OP | NA | WAT |  | 6670963 |  |  | EIA Prime Mover-level Data
2018 | OR | Hells Canyon | 3013 | 2 | HY | OP | NA | WAT |  | 6670963 |  |  | EIA Prime Mover-level Data
2018 | OR | Hells Canyon | 3013 | 3 | HY | OP | NA | WAT |  | 6670963 |  |  | EIA Prime Mover-level Data
2018 | OR | Hermiston | 54761 | 1 | CT | OP | CC | NG | 7,183.0 | 10689057 | 1.0155 | 0.00019 | EPA/CAMD | EPA/NEI | 1996
2018 | OR | Hermiston | 54761 | 2 | CT | OP | CC | NG | 5,328.0 | 8013608 | 0.76129 | 0.00019 | EPA/CAMD | EPA/NEI | 1996
2018 | OR | Hermiston Power Plant | 55328 | CTG-1 | CT | OP | CC | NG | 6,616.0 | 13062774 | 36.6 | 0.0056037 | EPA/CAMD | EPA/NEI | 2002
2018 | OR | Hermiston Power Plant | 55328 | CTG-2 | CT | OP | CC | NG | 6,866.0 | 13603065 | 35.4 | 0.0052047 | EPA/CAMD | EPA/NEI | 2002
2018 | OR | Hills Creek | 3081 | 1 | HY | OP | NA | WAT |  | 556677 |  |  | EIA Prime Mover-level Data
2018 | OR | Hills Creek | 3081 | 2 | HY | OP | NA | WAT |  | 556677 |  |  | EIA Prime Mover-level Data
2018 | OR | Horseshoe Bend Wind LLC | 57550 | HORSE | WT | OP | NA | WND |  | 5976401 |  |  | EIA Prime Mover-level Data
2018 | OR | Hyline Solar Center, LLC | 60331 | HSC1 | PV | OP | NA | SUN |  | 185671 |  |  | EIA Prime Mover-level Data
2018 | OR | Interstate Solar | 61832 | PGRC5 | PV | OP | NA | SUN |  | 34603 |  |  | EIA Prime Mover-level Data
2018 | OR | IP Springfield Oregon | 50191 | PB | ST | OP | NA | NG |  | 1184595 | 4.7694 | 0.0080524 | EIA Unit-level Data | NEI avg EF - PM, fuel type
2018 | OR | IP Springfield Oregon | 50191 | PKG | ST | OP | NA | NG |  | 91910 | 0.37005 | 0.0080524 | EIA Unit-level Data | NEI avg EF - PM, fuel type
2018 | OR | IP Springfield Oregon | 50191 | REC3 | ST | RE | NA | BLQ |  | 0 | 0 |  | EIA Unit-level Data | Estimated using an emission factor
2018 | OR | IP Springfield Oregon | 50191 | REC4 | ST | OP | NA | BLQ |  | 4174325 | 64.9108 | 0.0311 | EIA Unit-level Data | Estimated using an emission factor
2018 | OR | Jett Creek Windfarm (Burnt River) | 59490 | JCW | WT | OP | NA | WND |  | 268689 |  |  | EIA Prime Mover-level Data
2018 | OR | John C Boyle | 3028 | 1 | HY | OP | NA | WAT |  | 901704 |  |  | EIA Prime Mover-level Data
2018 | OR | John C Boyle | 3028 | 2 | HY | OP | NA | WAT |  | 867643 |  |  | EIA Prime Mover-level Data
2018 | OR | John Day | 3082 | 1 | HY | OA | NA | WAT |  | 5238832 |  |  | EIA Prime Mover-level Data
2018 | OR | John Day | 3082 | 2 | HY | OA | NA | WAT |  | 5238832 |  |  | EIA Prime Mover-level Data
2018 | OR | John Day | 3082 | 3 | HY | OA | NA | WAT |  | 5238832 |  |  | EIA Prime Mover-level Data
2018 | OR | John Day | 3082 | 4 | HY | OA | NA | WAT |  | 5238832 |  |  | EIA Prime Mover-level Data
2018 | OR | John Day | 3082 | 5 | HY | OA | NA | WAT |  | 5238832 |  |  | EIA Prime Mover-level Data
2018 | OR | John Day | 3082 | 6 | HY | OA | NA | WAT |  | 5238832 |  |  | EIA Prime Mover-level Data
2018 | OR | John Day | 3082 | 7 | HY | OS | NA | WAT |  | 5238832 |  |  | EIA Prime Mover-level Data
2018 | OR | John Day | 3082 | 8 | HY | OP | NA | WAT |  | 5238832 |  |  | EIA Prime Mover-level Data
2018 | OR | John Day | 3082 | 9 | HY | OP | NA | WAT |  | 5238832 |  |  | EIA Prime Mover-level Data
2018 | OR | John Day | 3082 | 10 | HY | OP | NA | WAT |  | 5238832 |  |  | EIA Prime Mover-level Data
2018 | OR | John Day | 3082 | 11 | HY | OP | NA | WAT |  | 5238832 |  |  | EIA Prime Mover-level Data
2018 | OR | John Day | 3082 | 12 | HY | OP | NA | WAT |  | 5238832 |  |  | EIA Prime Mover-level Data
2018 | OR | John Day | 3082 | 13 | HY | OP | NA | WAT |  | 5238832 |  |  | EIA Prime Mover-level Data
2018 | OR | John Day | 3082 | 14 | HY | OA | NA | WAT |  | 5238832 |  |  | EIA Prime Mover-level Data
2018 | OR | John Day | 3082 | 15 | HY | OP | NA | WAT |  | 5238832 |  |  | EIA Prime Mover-level Data
2018 | OR | John Day | 3082 | 16 | HY | OP | NA | WAT |  | 5238832 |  |  | EIA Prime Mover-level Data
2018 | OR | Juniper Ridge Hydroelectric Project | 57437 | 21-01 | HY | OP | NA | WAT |  | 118809 |  |  | EIA Prime Mover-level Data
2018 | OR | Klamath Cogeneration Project | 55103 | CT1 | CT | OP | CC | NG | 6,115.0 | 9875987 | 15.3 | 0.0030984 | EPA/CAMD | EPA/NEI | 2001
2018 | OR | Klamath Cogeneration Project | 55103 | CT2 | CT | OP | CC | NG | 5,933.0 | 9672608 | 15.3 | 0.0031636 | EPA/CAMD | EPA/NEI | 2001
2018 | OR | Klamath Falls Solar 2 CSG | 61553 | 1 | PV | OP | NA | SUN |  | 49966 |  |  | EIA Prime Mover-level Data
2018 | OR | Klamath Generation Peakers | 55544 | GT1 | GT | OP | CT | NG | 753.0 | 104109 | 2.62 | 0.050332 | EPA/CAMD | EPA/NEI | 2002
2018 | OR | Klamath Generation Peakers | 55544 | GT2 | GT | OP | CT | NG | 802.0 | 115205 | 2.62 | 0.045484 | EPA/CAMD | EPA/NEI | 2002
2018 | OR | Klamath Generation Peakers | 55544 | GT3 | GT | OP | CT | NG | 888.0 | 134283 | 2.62 | 0.039022 | EPA/CAMD | EPA/NEI | 2002
2018 | OR | Klamath Generation Peakers | 55544 | GT4 | GT | OP | CT | NG | 902.0 | 138411 | 2.62 | 0.037858 | EPA/CAMD | EPA/NEI | 2002
2018 | OR | Klamath Solar | 57924 | 1 | PV | IP | NA | SUN
2018 | OR | Klondike Wind Power | 55871 | Ph 1 | WT | OP | NA | WND |  | 415252 |  |  | EIA Prime Mover-level Data
2018 | OR | Klondike Windpower II | 56359 | PH2 | WT | OP | NA | WND |  | 1748486 |  |  | EIA Prime Mover-level Data
2018 | OR | Klondike Windpower III | 56468 | 1 | WT | OP | NA | WND |  | 4903948 |  |  | EIA Prime Mover-level Data
2018 | OR | Klondike Windpower III | 56468 | 2 | WT | OP | NA | WND |  | 1697520 |  |  | EIA Prime Mover-level Data
2018 | OR | Labish Solar LLC | 62171 | LSPV2 | PV | OP | NA | SUN |  | 1049 |  |  | EIA Prime Mover-level Data
2018 | OR | Lacomb Irrigation District | 52155 | GEN1 | HY | OP | NA | WAT |  | 40319 |  |  | EIA Prime Mover-level Data
2018 | OR | Lakeview Cogeneration LLC | 57398 | 1 | ST | CN | NA | OBS
2018 | OR | Leaburg | 3068 | 1 | HY | OP | NA | WAT |  | 320767 |  |  | EIA Prime Mover-level Data
2018 | OR | Leaburg | 3068 | 2 | HY | OP | NA | WAT |  | 286399 |  |  | EIA Prime Mover-level Data
2018 | OR | Leaning Juniper | 56360 | 1 | WT | OP | NA | WND |  | 1838781 |  |  | EIA Prime Mover-level Data
2018 | OR | Leaning Juniper Wind Power II | 57333 | 1 | WT | OP | NA | WND |  | 3618798 |  |  | EIA Prime Mover-level Data
2018 | OR | Lemolo 1 | 3029 | 1 | HY | OP | NA | WAT |  | 1138511 |  |  | EIA Prime Mover-level Data
2018 | OR | Lemolo 2 | 6421 | 1 | HY | OP | NA | WAT |  | 1213004 |  |  | EIA Prime Mover-level Data
2018 | OR | Lime Wind | 57803 | T1-6 | WT | OP | NA | WND |  | 55401 |  |  | EIA Prime Mover-level Data
2018 | OR | Lookout Point | 3083 | 1 | HY | OP | NA | WAT |  | 729836 |  |  | EIA Prime Mover-level Data
2018 | OR | Lookout Point | 3083 | 2 | HY | OP | NA | WAT |  | 729836 |  |  | EIA Prime Mover-level Data
2018 | OR | Lookout Point | 3083 | 3 | HY | OP | NA | WAT |  | 729836 |  |  | EIA Prime Mover-level Data
2018 | OR | Lost Creek | 6174 | 1 | HY | OP | NA | WAT |  | 1005369 |  |  | EIA Prime Mover-level Data
2018 | OR | Lost Creek | 6174 | 2 | HY | OP | NA | WAT |  | 1005369 |  |  | EIA Prime Mover-level Data
2018 | OR | McNary | 3084 | 1 | HY | OP | NA | WAT |  | 3661470 |  |  | EIA Prime Mover-level Data
2018 | OR | McNary | 3084 | 2 | HY | OP | NA | WAT |  | 3661470 |  |  | EIA Prime Mover-level Data
2018 | OR | McNary | 3084 | 3 | HY | OP | NA | WAT |  | 3661470 |  |  | EIA Prime Mover-level Data
2018 | OR | McNary | 3084 | 4 | HY | OP | NA | WAT |  | 3661470 |  |  | EIA Prime Mover-level Data
2018 | OR | McNary | 3084 | 5 | HY | OP | NA | WAT |  | 3661470 |  |  | EIA Prime Mover-level Data
2018 | OR | McNary | 3084 | 6 | HY | OP | NA | WAT |  | 3661470 |  |  | EIA Prime Mover-level Data
2018 | OR | McNary | 3084 | 7 | HY | OP | NA | WAT |  | 3661470 |  |  | EIA Prime Mover-level Data
2018 | OR | McNary | 3084 | 8 | HY | OP | NA | WAT |  | 3661470 |  |  | EIA Prime Mover-level Data
2018 | OR | McNary | 3084 | 9 | HY | OP | NA | WAT |  | 3661470 |  |  | EIA Prime Mover-level Data
2018 | OR | McNary | 3084 | 10 | HY | OP | NA | WAT |  | 3661470 |  |  | EIA Prime Mover-level Data
2018 | OR | McNary | 3084 | 11 | HY | OP | NA | WAT |  | 3661470 |  |  | EIA Prime Mover-level Data
2018 | OR | McNary | 3084 | 12 | HY | OP | NA | WAT |  | 3661470 |  |  | EIA Prime Mover-level Data
2018 | OR | McNary | 3084 | 13 | HY | OP | NA | WAT |  | 3661470 |  |  | EIA Prime Mover-level Data
2018 | OR | McNary | 3084 | 14 | HY | OP | NA | WAT |  | 4210690 |  |  | EIA Prime Mover-level Data
2018 | OR | Medford Operation | 56193 | 1 | ST | OS | NA | WDS
2018 | OR | Medford Operation | 56193 | 2 | ST | OS | NA | WDS
2018 | OR | Michell Butte Power Project | 50360 | GEN1 | HY | OP | NA | WAT |  | 44880 |  |  | EIA Prime Mover-level Data
2018 | OR | Middle Fork Irrigation District | 50917 | GEN1 | HY | OP | NA | WAT |  | 124375 |  |  | EIA Prime Mover-level Data
2018 | OR | Middle Fork Irrigation District | 50917 | GEN2 | HY | OP | NA | WAT |  | 31094 |  |  | EIA Prime Mover-level Data
2018 | OR | Middle Fork Irrigation District | 50917 | GEN3 | HY | OP | NA | WAT |  | 49750 |  |  | EIA Prime Mover-level Data
2018 | OR | Mill Creek Solar (OR) | 61338 | PGRC1 | PV | OP | NA | SUN |  | 34465 |  |  | EIA Prime Mover-level Data
2018 | OR | Montague Wind Power Facility LLC | 58099 | 1 | WT | P | NA | WND
2018 | OR | Morgan Solar Center | 61855 | MORGN | PV | P | NA | SUN
2018 | OR | Neal Hot Springs Geothermal Project | 58022 | NHS1 | BT | OP | NA | GEO |  | 535637 |  |  | EIA Prime Mover-level Data
2018 | OR | Neal Hot Springs Geothermal Project | 58022 | NHS2 | BT | OP | NA | GEO |  | 535637 |  |  | EIA Prime Mover-level Data
2018 | OR | Neal Hot Springs Geothermal Project | 58022 | NHS3 | BT | OP | NA | GEO |  | 535637 |  |  | EIA Prime Mover-level Data
2018 | OR | Nolin Hills Wind, LLC | 60070 | GEN | WT | P | NA | WND
2018 | OR | North Fork | 3047 | 1 | HY | OP | NA | WAT |  | 686266 |  |  | EIA Prime Mover-level Data
2018 | OR | North Fork | 3047 | 2 | HY | OP | NA | WAT |  | 772050 |  |  | EIA Prime Mover-level Data
2018 | OR | North Hurlburt Wind LLC | 57526 | NORTH | WT | OP | NA | WND |  | 5184239 |  |  | EIA Prime Mover-level Data
2018 | OR | NorWest Energy 2, LLC | 60548 | PV1 | PV | OP | NA | SUN |  | 197486 |  |  | EIA Prime Mover-level Data
2018 | OR | NorWest Energy 4, LLC | 62268 | NWE4 | PV | U | NA | SUN
2018 | OR | NorWest Energy 9 LLC | 62241 | NWE9 | PV | OP | NA | SUN |  | 17443 |  |  | EIA Prime Mover-level Data
2018 | OR | Oak Grove | 6505 | 1 | HY | OP | NA | WAT |  | 842393 |  |  | EIA Prime Mover-level Data
2018 | OR | Oak Grove | 6505 | 2 | HY | OP | NA | WAT |  | 842393 |  |  | EIA Prime Mover-level Data
2018 | OR | Old Mill Solar | 59374 | OMSLR | PV | OP | NA | SUN |  | 114184 |  |  | EIA Prime Mover-level Data
2018 | OR | Ontario Solar Center | 61860 | ONTRO | PV | P | NA | SUN
2018 | OR | Opal Springs Hydro | 54251 | 1 | HY | OP | NA | WAT |  | 224130 |  |  | EIA Prime Mover-level Data
2018 | OR | Open Range Solar Center, LLC | 60332 | ORSC1 | PV | OP | NA | SUN |  | 206285 |  |  | EIA Prime Mover-level Data
2018 | OR | OR Solar 2, LLC | 61200 | ORSR2 | PV | OT | NA | SUN
2018 | OR | OR Solar 3, LLC | 61201 | ORSR3 | PV | OP | NA | SUN |  | 201872 |  |  | EIA Prime Mover-level Data
2018 | OR | OR Solar 5, LLC | 61423 | PV1 | PV | OP | NA | SUN |  | 168601 |  |  | EIA Prime Mover-level Data
2018 | OR | OR Solar 6, LLC | 61430 | PV6 | PV | OP | NA | SUN |  | 218411 |  |  | EIA Prime Mover-level Data
2018 | OR | OR Solar 8, LLC | 61424 | PV1 | PV | OP | NA | SUN |  | 201809 |  |  | EIA Prime Mover-level Data
2018 | OR | Orchard Windfarm, LLC | 62935 | OCHW | WT | L | NA | WND
2018 | OR | Oregon Convention Center | 60112 | PV1 | PV | OP | NA | SUN |  | 17743 |  |  | EIA Prime Mover-level Data
2018 | OR | Oregon State University Energy Center | 57653 | CTG | CT |  | NA | NG |  | 489755 | 1.4096 | 0.0057564 | EIA Unit-level Data | NEI avg EF - PM, fuel type
2018 | OR | Oregon State University Energy Center | 57653 | STG | CA | OP | NA | NG |  | 139580 | 0.029451 | 0.000422 | EIA Prime Mover-level Data | Estimated using an emission factor
2018 | OR | Oregon Trail Windfarm LLC | 56971 | 1 | WT | OP | NA | WND |  | 241656 |  |  | EIA Prime Mover-level Data
2018 | OR | Oregon University System OIT Klamath Fal | 58961 | PV | PV | OP | NA | SUN |  | 28592 |  |  | EIA Prime Mover-level Data
2018 | OR | Oregon University System Rabbit Field | 59790 | PV1 | PV | OP | NA | SUN |  | 11360 |  |  | EIA Prime Mover-level Data
2018 | OR | OSLH, LLC | 60976 | PV1 | PV | OP | NA | SUN |  | 190000 |  |  | EIA Prime Mover-level Data
2018 | OR | Outback Solar At Christmas Valley | 58131 | PV1 | PV | OP | NA | SUN |  | 91310 |  |  | EIA Prime Mover-level Data
2018 | OR | Owyhee Dam Power Project | 50361 | GEN1 | HY | OP | NA | WAT |  | 120159 |  |  | EIA Prime Mover-level Data
2018 | OR | Oxbow (OR) | 3014 | 1 | HY | OP | NA | WAT |  | 2485599 |  |  | EIA Prime Mover-level Data
2018 | OR | Oxbow (OR) | 3014 | 2 | HY | OP | NA | WAT |  | 2485599 |  |  | EIA Prime Mover-level Data
2018 | OR | Oxbow (OR) | 3014 | 3 | HY | OP | NA | WAT |  | 2485599 |  |  | EIA Prime Mover-level Data
2018 | OR | Oxbow (OR) | 3014 | 4 | HY | OP | NA | WAT |  | 2485599 |  |  | EIA Prime Mover-level Data
2018 | OR | Pacific Canyon Windfarm LLC | 56972 | 1 | WT | OP | NA | WND |  | 188961 |  |  | EIA Prime Mover-level Data
2018 | OR | Paisley Geothermal Generating Plant | 59382 | SVEP1 | ST | OP | NA | GEO
2018 | OR | PaTu Wind Farm LLC | 57578 | PATU | WT | OP | NA | WND |  | 254592 |  |  | EIA Prime Mover-level Data
2018 | OR | Pebble Springs Wind LLC | 56789 | 1 | WT | OP | NA | WND |  | 1957434 |  |  | EIA Prime Mover-level Data
2018 | OR | Pelton | 3048 | 1 | HY | OP | NA | WAT |  | 1351751 |  |  | EIA Prime Mover-level Data
2018 | OR | Pelton | 3048 | 2 | HY | OP | NA | WAT |  | 973261 |  |  | EIA Prime Mover-level Data
2018 | OR | Pelton | 3048 | 3 | HY | OP | NA | WAT |  | 973261 |  |  | EIA Prime Mover-level Data
2018 | OR | Perennial Wind Chaser Station | 59721 | GT1 | GT | T | NA | NG
2018 | OR | Perennial Wind Chaser Station | 59721 | GT2 | GT | T | NA | NG
2018 | OR | Perennial Wind Chaser Station | 59721 | GT3 | GT | T | NA | NG
2018 | OR | Perennial Wind Chaser Station | 59721 | GT4 | GT | T | NA | NG
2018 | OR | Peters Drive Plant | 10324 | GEN3 | HY | OP | NA | WAT |  | 70226 |  |  | EIA Prime Mover-level Data
2018 | OR | PHP 1 | 4213 | 1 | HY | OP | NA | WAT |  | 403051 |  |  | EIA Prime Mover-level Data
2018 | OR | PHP 2 | 4214 | 2 | HY | OP | NA | WAT |  | 274170 |  |  | EIA Prime Mover-level Data
2018 | OR | Poplars Ranch Solar LLC | 59890 | GEN | PV | CN | NA | SUN
2018 | OR | Port Westward | 56227 | PWEU1 | CT | OP | CC | NG | 7,026.0 | 17608174 | 55.8 | 0.006338 | EPA/CAMD | EPA/NEI | 2007
2018 | OR | Port Westward Unit 2 | 58266 | 1 | IC | OP | NA | NG |  | 95966 | 0.020249 | 0.000422 | EIA Prime Mover-level Data | Estimated using an emission factor
2018 | OR | Port Westward Unit 2 | 58266 | 2 | IC | OP | NA | NG |  | 95966 | 0.020249 | 0.000422 | EIA Prime Mover-level Data | Estimated using an emission factor
2018 | OR | Port Westward Unit 2 | 58266 | 3 | IC | OP | NA | NG |  | 95966 | 0.020249 | 0.000422 | EIA Prime Mover-level Data | Estimated using an emission factor
2018 | OR | Port Westward Unit 2 | 58266 | 4 | IC | OP | NA | NG |  | 95966 | 0.020249 | 0.000422 | EIA Prime Mover-level Data | Estimated using an emission factor
2018 | OR | Port Westward Unit 2 | 58266 | 5 | IC | OP | NA | NG |  | 95966 | 0.020249 | 0.000422 | EIA Prime Mover-level Data | Estimated using an emission factor
2018 | OR | Port Westward Unit 2 | 58266 | 6 | IC | OP | NA | NG |  | 95966 | 0.020249 | 0.000422 | EIA Prime Mover-level Data | Estimated using an emission factor
2018 | OR | Port Westward Unit 2 | 58266 | 7 | IC | OP | NA | NG |  | 95966 | 0.020249 | 0.000422 | EIA Prime Mover-level Data | Estimated using an emission factor
2018 | OR | Port Westward Unit 2 | 58266 | 8 | IC | OP | NA | NG |  | 95966 | 0.020249 | 0.000422 | EIA Prime Mover-level Data | Estimated using an emission factor
2018 | OR | Port Westward Unit 2 | 58266 | 9 | IC | OP | NA | NG |  | 95966 | 0.020249 | 0.000422 | EIA Prime Mover-level Data | Estimated using an emission factor
2018 | OR | Port Westward Unit 2 | 58266 | 10 | IC | OP | NA | NG |  | 95966 | 0.020249 | 0.000422 | EIA Prime Mover-level Data | Estimated using an emission factor
2018 | OR | Port Westward Unit 2 | 58266 | 11 | IC | OP | NA | NG |  | 95966 | 0.020249 | 0.000422 | EIA Prime Mover-level Data | Estimated using an emission factor
2018 | OR | Port Westward Unit 2 | 58266 | 12 | IC | OP | NA | NG |  | 95966 | 0.020249 | 0.000422 | EIA Prime Mover-level Data | Estimated using an emission factor
2018 | OR | POTB Digester | 58591 | GEN1 | IC | OS | NA | OBG
2018 | OR | Powerdale | 3031 | 1 | HY | RE | NA | WAT
2018 | OR | Prospect 1 | 3032 | 1 | HY | OP | NA | WAT |  | 110457 |  |  | EIA Prime Mover-level Data
2018 | OR | Prospect 2 | 3033 | 1 | HY | OP | NA | WAT |  | 908162 |  |  | EIA Prime Mover-level Data
2018 | OR | Prospect 2 | 3033 | 2 | HY | OP | NA | WAT |  | 908162 |  |  | EIA Prime Mover-level Data
2018 | OR | Prospect 3 | 3034 | 1 | HY | OP | NA | WAT |  | 202994 |  |  | EIA Prime Mover-level Data
2018 | OR | Prospect 4 | 3035 | 1 | HY | OP | NA | WAT |  | 23169 |  |  | EIA Prime Mover-level Data
2018 | OR | Prospector Windfarm (Burnt River) | 59493 | PW | WT | OP | NA | WND |  | 260082 |  |  | EIA Prime Mover-level Data
2018 | OR | Railroad Solar Center, LLC | 60333 | RSC1 | PV | OP | NA | SUN |  | 92373 |  |  | EIA Prime Mover-level Data
2018 | OR | River Mill | 3049 | 1 | HY | OP | NA | WAT |  | 140855 |  |  | EIA Prime Mover-level Data
2018 | OR | River Mill | 3049 | 2 | HY | OP | NA | WAT |  | 140855 |  |  | EIA Prime Mover-level Data
2018 | OR | River Mill | 3049 | 3 | HY | OP | NA | WAT |  | 140855 |  |  | EIA Prime Mover-level Data
2018 | OR | River Mill | 3049 | 4 | HY | OP | NA | WAT |  | 166465 |  |  | EIA Prime Mover-level Data
2018 | OR | River Mill | 3049 | 5 | HY | OP | NA | WAT |  | 213417 |  |  | EIA Prime Mover-level Data
2018 | OR | Riverbend Landfill | 57019 | GEN1 | IC | OP | NA | LFG |  | 66414 | 0.48814 | 0.0147 | EIA Prime Mover-level Data | Estimated using an emission factor
2018 | OR | Riverbend Landfill | 57019 | GEN2 | IC | OP | NA | LFG |  | 66414 | 0.48814 | 0.0147 | EIA Prime Mover-level Data | Estimated using an emission factor
2018 | OR | Riverbend Landfill | 57019 | GEN3 | IC | OP | NA | LFG |  | 66414 | 0.48814 | 0.0147 | EIA Prime Mover-level Data | Estimated using an emission factor
2018 | OR | Riverbend Landfill | 57019 | GEN4 | IC | OP | NA | LFG |  | 66414 | 0.48814 | 0.0147 | EIA Prime Mover-level Data | Estimated using an emission factor
2018 | OR | Riverbend Landfill | 57019 | GEN5 | IC | OP | NA | LFG |  | 66414 | 0.48814 | 0.0147 | EIA Prime Mover-level Data | Estimated using an emission factor
2018 | OR | Riverbend Landfill | 57019 | GEN6 | IC | OP | NA | LFG |  | 66414 | 0.48814 | 0.0147 | EIA Prime Mover-level Data | Estimated using an emission factor
2018 | OR | Roseburg LFG | 57911 | 1 | IC | OP | NA | LFG |  | 63739 | 0.46848 | 0.0147 | EIA Prime Mover-level Data | Estimated using an emission factor
2018 | OR | Round Butte | 3050 | 1 | HY | OP | NA | WAT |  | 2299658 |  |  | EIA Prime Mover-level Data
2018 | OR | Round Butte | 3050 | 2 | HY | OP | NA | WAT |  | 2657383 |  |  | EIA Prime Mover-level Data
2018 | OR | Round Butte | 3050 | 3 | HY | OP | NA | WAT |  | 2657383 |  |  | EIA Prime Mover-level Data
2018 | OR | Salem Smart Power Center | 60441 | SSPC | BA | SB | NA | MWH |  | 0 |  |  | EIA Prime Mover-level Data
2018 | OR | Sand Ranch Windfarm LLC | 56973 | 1 | WT | OP | NA | WND |  | 232992 |  |  | EIA Prime Mover-level Data
2018 | OR | Seneca Sustainable Energy LLC | 57457 | 1 | ST | OP | NA | WDS |  | 1220094 | 13.9165 | 0.022812 | EIA Unit-level Data | NEI avg EF - PM, fuel type
2018 | OR | Sheep Solar | 61830 | PGRC8 | PV | OP | NA | SUN |  | 35822 |  |  | EIA Prime Mover-level Data
2018 | OR | Shell New Energies, Junction City | 59704 | JCBIO | GT | OP | NA | OBG |  | 59344 | 0.64092 | 0.0216 | EIA Prime Mover-level Data | Estimated using an emission factor
2018 | OR | Short Mountain | 7413 | 1 | IC | OP | NA | LFG |  | 59625 | 0.43824 | 0.0147 | EIA Prime Mover-level Data | Estimated using an emission factor
2018 | OR | Short Mountain | 7413 | 2 | IC | OP | NA | LFG |  | 59625 | 0.43824 | 0.0147 | EIA Prime Mover-level Data | Estimated using an emission factor
2018 | OR | Short Mountain | 7413 | 3 | IC | OP | NA | LFG |  | 59625 | 0.43824 | 0.0147 | EIA Prime Mover-level Data | Estimated using an emission factor
2018 | OR | Short Mountain | 7413 | 4 | IC | OP | NA | LFG |  | 59625 | 0.43824 | 0.0147 | EIA Prime Mover-level Data | Estimated using an emission factor
2018 | OR | Silverton Solar | 61829 | PGRC7 | PV | OP | NA | SUN |  | 34758 |  |  | EIA Prime Mover-level Data
2018 | OR | Siphon Power Project | 50980 | GEN1 | HY | OP | NA | WAT |  | 100946 |  |  | EIA Prime Mover-level Data
2018 | OR | Siphon Power Project | 50980 | GEN2 | HY | OP | NA | WAT |  | 100946 |  |  | EIA Prime Mover-level Data
2018 | OR | Slide Creek | 3036 | 1 | HY | OP | NA | WAT |  | 518522 |  |  | EIA Prime Mover-level Data
2018 | OR | Soda Springs | 3037 | 1 | HY | OP | NA | WAT |  | 402176 |  |  | EIA Prime Mover-level Data
2018 | OR | Solar Star Oregon II | 61048 | PV1 | PV | OP | NA | SUN |  | 1154394 |  |  | EIA Prime Mover-level Data
2018 | OR | South Hurlburt Wind LLC | 57549 | SOUTH | WT | OP | NA | WND |  | 5683954 |  |  | EIA Prime Mover-level Data
2018 | OR | Sprague Hydro | 10737 | GEN1 | HY | OP | NA | WAT |  | 24628 |  |  | EIA Prime Mover-level Data
2018 | OR | Star Point Wind Project LLC | 57096 | 1 | WT | OP | NA | WND |  | 2104251 |  |  | EIA Prime Mover-level Data
2018 | OR | Steel Bridge Solar, LLC | 60057 | STEEL | PV | OP | NA | SUN |  | 28932 |  |  | EIA Prime Mover-level Data
2018 | OR | Stone Creek | 7508 | 1 | HY | OP | NA | WAT |  | 459456 |  |  | EIA Prime Mover-level Data
2018 | OR | Sullivan | 3053 | 1 | HY | OP | NA | WAT |  | 82665 |  |  | EIA Prime Mover-level Data
2018 | OR | Sullivan | 3053 | 2 | HY | OP | NA | WAT |  | 82665 |  |  | EIA Prime Mover-level Data
2018 | OR | Sullivan | 3053 | 3 | HY | OP | NA | WAT |  | 82665 |  |  | EIA Prime Mover-level Data
2018 | OR | Sullivan | 3053 | 4 | HY | OP | NA | WAT |  | 82665 |  |  | EIA Prime Mover-level Data
2018 | OR | Sullivan | 3053 | 5 | HY | OP | NA | WAT |  | 82665 |  |  | EIA Prime Mover-level Data
2018 | OR | Sullivan | 3053 | 6 | HY | OP | NA | WAT |  | 82665 |  |  | EIA Prime Mover-level Data
2018 | OR | Sullivan | 3053 | 7 | HY | OP | NA | WAT |  | 82665 |  |  | EIA Prime Mover-level Data
2018 | OR | Sullivan | 3053 | 8 | HY | OP | NA | WAT |  | 82665 |  |  | EIA Prime Mover-level Data
2018 | OR | Sullivan | 3053 | 9 | HY | OP | NA | WAT |  | 68888 |  |  | EIA Prime Mover-level Data
2018 | OR | Sullivan | 3053 | 10 | HY | OP | NA | WAT |  | 82665 |  |  | EIA Prime Mover-level Data
2018 | OR | Sullivan | 3053 | 11 | HY | OP | NA | WAT |  | 82665 |  |  | EIA Prime Mover-level Data
2018 | OR | Sullivan | 3053 | 12 | HY | OP | NA | WAT |  | 82665 |  |  | EIA Prime Mover-level Data
2018 | OR | Sullivan | 3053 | 13 | HY | OP | NA | WAT |  | 82665 |  |  | EIA Prime Mover-level Data
2018 | OR | Summit Ridge I Wind Farm | 58894 | SRWF | WT | P | NA | WND
2018 | OR | The Dalles | 3895 | 1 | HY | OP | NA | WAT |  | 2798841 |  |  | EIA Prime Mover-level Data
2018 | OR | The Dalles | 3895 | 2 | HY | OP | NA | WAT |  | 2798841 |  |  | EIA Prime Mover-level Data
2018 | OR | The Dalles | 3895 | 3 | HY | OP | NA | WAT |  | 2798841 |  |  | EIA Prime Mover-level Data
2018 | OR | The Dalles | 3895 | 4 | HY | OP | NA | WAT |  | 2798841 |  |  | EIA Prime Mover-level Data
2018 | OR | The Dalles | 3895 | 5 | HY | OP | NA | WAT |  | 3218667 |  |  | EIA Prime Mover-level Data
2018 | OR | The Dalles | 3895 | 6 | HY | OP | NA | WAT |  | 2798841 |  |  | EIA Prime Mover-level Data
2018 | OR | The Dalles | 3895 | 7 | HY | OP | NA | WAT |  | 2798841 |  |  | EIA Prime Mover-level Data
2018 | OR | The Dalles | 3895 | 8 | HY | OP | NA | WAT |  | 2798841 |  |  | EIA Prime Mover-level Data
2018 | OR | The Dalles | 3895 | 9 | HY | OP | NA | WAT |  | 2798841 |  |  | EIA Prime Mover-level Data
2018 | OR | The Dalles | 3895 | 10 | HY | OP | NA | WAT |  | 2798841 |  |  | EIA Prime Mover-level Data
2018 | OR | The Dalles | 3895 | 11 | HY | OP | NA | WAT |  | 2798841 |  |  | EIA Prime Mover-level Data
2018 | OR | The Dalles | 3895 | 12 | HY | OA | NA | WAT |  | 2798841 |  |  | EIA Prime Mover-level Data
2018 | OR | The Dalles | 3895 | 13 | HY | OP | NA | WAT |  | 2798841 |  |  | EIA Prime Mover-level Data
2018 | OR | The Dalles | 3895 | 14 | HY | OP | NA | WAT |  | 2798841 |  |  | EIA Prime Mover-level Data
2018 | OR | The Dalles | 3895 | 15 | HY | OP | NA | WAT |  | 3085902 |  |  | EIA Prime Mover-level Data
2018 | OR | The Dalles | 3895 | 16 | HY | OA | NA | WAT |  | 3085902 |  |  | EIA Prime Mover-level Data
2018 | OR | The Dalles | 3895 | 17 | HY | OP | NA | WAT |  | 3085902 |  |  | EIA Prime Mover-level Data
2018 | OR | The Dalles | 3895 | 18 | HY | OP | NA | WAT |  | 3085902 |  |  | EIA Prime Mover-level Data
2018 | OR | The Dalles | 3895 | 19 | HY | OA | NA | WAT |  | 3085902 |  |  | EIA Prime Mover-level Data
2018 | OR | The Dalles | 3895 | 20 | HY | OA | NA | WAT |  | 3085902 |  |  | EIA Prime Mover-level Data
2018 | OR | The Dalles | 3895 | 21 | HY | OP | NA | WAT |  | 3085902 |  |  | EIA Prime Mover-level Data
2018 | OR | The Dalles | 3895 | 22 | HY | OP | NA | WAT |  | 3085902 |  |  | EIA Prime Mover-level Data
2018 | OR | The Dalles | 3895 | F1 | HY | OP | NA | WAT |  | 502356 |  |  | EIA Prime Mover-level Data
2018 | OR | The Dalles | 3895 | F2 | HY | OP | NA | WAT |  | 502356 |  |  | EIA Prime Mover-level Data
2018 | OR | Threemile Canyon | 56933 | 1 | WT | OP | NA | WND |  | 205558 |  |  | EIA Prime Mover-level Data
2018 | OR | Threemile Digester | 58382 | GEN1 | IC | OP | NA | OBG |  | 120931 | 0.88884 | 0.0147 | EIA Prime Mover-level Data | Estimated using an emission factor
2018 | OR | Threemile Digester | 58382 | GEN2 | IC | OP | NA | OBG |  | 120931 | 0.88884 | 0.0147 | EIA Prime Mover-level Data | Estimated using an emission factor
2018 | OR | Threemile Digester | 58382 | GEN3 | IC | OP | NA | OBG |  | 120931 | 0.88884 | 0.0147 | EIA Prime Mover-level Data | Estimated using an emission factor
2018 | OR | Thunderegg Solar Center, LLC | 60334 | TSC1 | PV | OP | NA | SUN |  | 203613 |  |  | EIA Prime Mover-level Data
2018 | OR | Timothy Lake Powerhouse | 60868 | 1 | HY | OP | NA | WAT
2018 | OR | Toketee Falls | 3040 | 1 | HY | OP | NA | WAT |  | 592843 |  |  | EIA Prime Mover-level Data
2018 | OR | Toketee Falls | 3040 | 2 | HY | OP | NA | WAT |  | 592843 |  |  | EIA Prime Mover-level Data
2018 | OR | Toketee Falls | 3040 | 3 | HY | OP | NA | WAT |  | 592843 |  |  | EIA Prime Mover-level Data
2018 | OR | Tumbleweed Solar, LLC | 61580 | TUMBL | PV | OP | NA | SUN |  | 187493 |  |  | EIA Prime Mover-level Data
2018 | OR | Tunnel 1 Power Project | 50362 | GEN1 | HY | SB | NA | WAT |  | 149252 |  |  | EIA Prime Mover-level Data
2018 | OR | Univ of Oregon Central Power Station | 54950 | CTG1 | CT |  | NA | NG |  | 8476 | 0.024396 | 0.0057564 | EIA Unit-level Data | NEI avg EF - PM, fuel type
2018 | OR | Univ of Oregon Central Power Station | 54950 | STG1 | CA | OP | NA | NG |  | 40 | 8.44e-06 | 0.000422 | EIA Prime Mover-level Data | Estimated using an emission factor
2018 | OR | Vale Air Solar Center, LLC | 60335 | VASC1 | PV | OP | NA | SUN |  | 199347 |  |  | EIA Prime Mover-level Data
2018 | OR | Vale Solar Center | 61856 | VALE | PV | P | NA | SUN
2018 | OR | Valley Creek Solar | 61828 | PGRC6 | PV | OP | NA | SUN |  | 34129 |  |  | EIA Prime Mover-level Data
2018 | OR | Vansycle | 55125 | WGNS | WT | OP | NA | WND |  | 615903 |  |  | EIA Prime Mover-level Data
2018 | OR | Vansycle II Wind Energy Center | 58324 | SIE23 | WT | OP | NA | WND |  | 2553832 |  |  | EIA Prime Mover-level Data
2018 | OR | Wagon Trail LLC | 56974 | 1 | WT | OP | NA | WND |  | 72167 |  |  | EIA Prime Mover-level Data
2018 | OR | Wallowa Falls | 3041 | 1 | HY | OP | NA | WAT |  | 42527 |  |  | EIA Prime Mover-level Data
2018 | OR | Walterville | 3071 | 1 | HY | OP | NA | WAT |  | 469324 |  |  | EIA Prime Mover-level Data
2018 | OR | Ward Butte Windfarm LLC | 56975 | 1 | WT | OP | NA | WND |  | 166204 |  |  | EIA Prime Mover-level Data
2018 | OR | Warm Springs Power Enterprises | 54721 | 0001 | HY | OP | NA | WAT |  | 562608 |  |  | EIA Prime Mover-level Data
2018 | OR | Waste Management Columbia Ridge LFGTE | 57015 | GEN1 | IC | OP | NA | LFG |  | 75709 | 0.55646 | 0.0147 | EIA Prime Mover-level Data | Estimated using an emission factor
2018 | OR | Waste Management Columbia Ridge LFGTE | 57015 | GEN10 | IC | OP | NA | LFG |  | 151417 | 1.1129 | 0.0147 | EIA Prime Mover-level Data | Estimated using an emission factor
2018 | OR | Waste Management Columbia Ridge LFGTE | 57015 | GEN11 | IC | OP | NA | LFG |  | 151417 | 1.1129 | 0.0147 | EIA Prime Mover-level Data | Estimated using an emission factor
2018 | OR | Waste Management Columbia Ridge LFGTE | 57015 | GEN12 | IC | OP | NA | LFG |  | 151417 | 1.1129 | 0.0147 | EIA Prime Mover-level Data | Estimated using an emission factor
2018 | OR | Waste Management Columbia Ridge LFGTE | 57015 | GEN2 | IC | OP | NA | LFG |  | 75709 | 0.55646 | 0.0147 | EIA Prime Mover-level Data | Estimated using an emission factor
2018 | OR | Waste Management Columbia Ridge LFGTE | 57015 | GEN3 | IC | OP | NA | LFG |  | 75709 | 0.55646 | 0.0147 | EIA Prime Mover-level Data | Estimated using an emission factor
2018 | OR | Waste Management Columbia Ridge LFGTE | 57015 | GEN4 | IC | OP | NA | LFG |  | 75709 | 0.55646 | 0.0147 | EIA Prime Mover-level Data | Estimated using an emission factor
2018 | OR | Waste Management Columbia Ridge LFGTE | 57015 | GEN5 | IC | OP | NA | LFG |  | 75709 | 0.55646 | 0.0147 | EIA Prime Mover-level Data | Estimated using an emission factor
2018 | OR | Waste Management Columbia Ridge LFGTE | 57015 | GEN6 | IC | OP | NA | LFG |  | 75709 | 0.55646 | 0.0147 | EIA Prime Mover-level Data | Estimated using an emission factor
2018 | OR | Waste Management Columbia Ridge LFGTE | 57015 | GEN7 | IC | OP | NA | LFG |  | 75709 | 0.55646 | 0.0147 | EIA Prime Mover-level Data | Estimated using an emission factor
2018 | OR | Waste Management Columbia Ridge LFGTE | 57015 | GEN8 | IC | OP | NA | LFG |  | 75709 | 0.55646 | 0.0147 | EIA Prime Mover-level Data | Estimated using an emission factor
2018 | OR | Waste Management Columbia Ridge LFGTE | 57015 | GEN9 | IC | OP | NA | LFG |  | 151417 | 1.1129 | 0.0147 | EIA Prime Mover-level Data | Estimated using an emission factor
2018 | OR | Wheat Field Wind Power Project | 56854 | GEN1 | WT | OP | NA | WND |  | 1960459 |  |  | EIA Prime Mover-level Data
2018 | OR | Wheatridge | 62745 | BTRY | BA | L | NA | MWH
2018 | OR | Wheatridge | 62745 | SOLAR | PV | L | NA | SUN
2018 | OR | Wheatridge | 62745 | WIND | WT | L | NA | WND
2018 | OR | Willow Creek Energy Center | 56952 | 1 | WT | OP | NA | WND |  | 1558442 |  |  | EIA Prime Mover-level Data
2018 | OR | Willow Spring Windfarm (Burnt River) | 59494 | WSW | WT | OP | NA | WND |  | 291147 |  |  | EIA Prime Mover-level Data
2018 | OR | Woodline Solar | 61559 | PGRD5 | PV | OP | NA | SUN |  | 132330 |  |  | EIA Prime Mover-level Data
2018 | OR | WyEast Solar | 61345 | PV1 | PV | OP | NA | SUN |  | 63361 |  |  | EIA Prime Mover-level Data
2018 | OR | Yamhill Solar LLC | 57652 | 1 | PV | OP | NA | SUN |  | 10869 |  |  | EIA Prime Mover-level Data
2018 | PA | 500 Virginia Solar | 57640 | 1 | PV | OP | NA | SUN |  | 10105 |  |  | EIA Prime Mover-level Data
2018 | PA | AES ADA Energy Storage Array | 60811 | ADA | BA | RE | NA | MWH
2018 | PA | Allegheny Energy Units 1 & 2 | 55196 | 1 | GT | OP | CT | NG | 1,406.0 | 499892 | 0.07 | 0.00028006 | EPA/CAMD | EPA/NEI | 1999
2018 | PA | Allegheny Energy Units 1 & 2 | 55196 | 2 | GT | OP | CT | NG | 1,455.0 | 518475 | 0.07 | 0.00027002 | EPA/CAMD | EPA/NEI | 1999
2018 | PA | Allegheny Energy Units 3, 4 & 5 | 55710 | 3 | CT | OP | CC | NG | 7,559.0 | 13254289 | 33.64 | 0.0050761 | EPA/CAMD | EPA/NEI | 2003
2018 | PA | Allegheny Energy Units 3, 4 & 5 | 55710 | 4 | CT | OP | CC | NG | 7,515.0 | 13029370 | 26.94 | 0.0041353 | EPA/CAMD | EPA/NEI | 2003
2018 | PA | Allegheny Energy Units 8 & 9 | 55377 | 8 | GT | OP | CT | NG | 1,945.0 | 753607 | 0.04 | 0.00010616 | EPA/CAMD | EPA/NEI | 2000
2018 | PA | Allegheny Energy Units 8 & 9 | 55377 | 9 | GT | OP | CT | NG | 2,059.0 | 813682 | 0.04 | 9.8319e-05 | EPA/CAMD | EPA/NEI | 2000
2018 | PA | Allegheny Hydro No 8 | 50897 | GEN1 | HY | OP | NA | WAT |  | 449832 |  |  | EIA Prime Mover-level Data
2018 | PA | Allegheny Hydro No 8 | 50897 | GEN2 | HY | OP | NA | WAT |  | 449832 |  |  | EIA Prime Mover-level Data
2018 | PA | Allegheny Hydro No 9 | 50898 | GEN1 | HY | OP | NA | WAT |  | 553613 |  |  | EIA Prime Mover-level Data
2018 | PA | Allegheny Hydro No 9 | 50898 | GEN2 | HY | OP | NA | WAT |  | 553613 |  |  | EIA Prime Mover-level Data
2018 | PA | Allegheny L&D2 Hydroelectric Project | 62401 | NA1 | HY | P | NA | WAT
2018 | PA | Allegheny L&D2 Hydroelectric Project | 62401 | NA2 | HY | P | NA | WAT
2018 | PA | Allegheny No 6 Hydro Station | 50894 | GEN1 | HY | OP | NA | WAT |  | 177182 |  |  | EIA Prime Mover-level Data
2018 | PA | Allegheny No 6 Hydro Station | 50894 | GEN2 | HY | OP | NA | WAT |  | 177182 |  |  | EIA Prime Mover-level Data
2018 | PA | Allegheny No. 5 Hydro Station | 50893 | GEN1 | HY | OP | NA | WAT |  | 161384 |  |  | EIA Prime Mover-level Data
2018 | PA | Allegheny No. 5 Hydro Station | 50893 | GEN2 | HY | OP | NA | WAT |  | 161384 |  |  | EIA Prime Mover-level Data
2018 | PA | Allegheny Ridge Wind Farm | 56451 | 1 | WT | OP | NA | WND |  | 1969144 |  |  | EIA Prime Mover-level Data
2018 | PA | Allenwood | 57581 | 1 | IC | OP | NA | LFG |  | 135758 | 0.99782 | 0.0147 | EIA Prime Mover-level Data | Estimated using an emission factor
2018 | PA | Allenwood | 57581 | 2 | IC | OP | NA | LFG |  | 135758 | 0.99782 | 0.0147 | EIA Prime Mover-level Data | Estimated using an emission factor
2018 | PA | Alpaca | 58813 | 1 | IC | OP | NA | NG |  | 184467 | 0.038923 | 0.000422 | EIA Prime Mover-level Data | Estimated using an emission factor
2018 | PA | Alpaca | 58813 | 2 | IC | OP | NA | NG |  | 184467 | 0.038923 | 0.000422 | EIA Prime Mover-level Data | Estimated using an emission factor
2018 | PA | Alpaca | 58813 | 3 | IC | OP | NA | NG |  | 184467 | 0.038923 | 0.000422 | EIA Prime Mover-level Data | Estimated using an emission factor
2018 | PA | Alpaca | 58813 | GEN1 | IC | IP | NA | NG
2018 | PA | Alpaca | 58813 | GEN2 | IC | IP | NA | NG
2018 | PA | Alpaca | 58813 | GEN3 | IC | IP | NA | NG
2018 | PA | Alpaca | 58813 | GEN4 | IC | IP | NA | NG
2018 | PA | Alpaca | 58813 | GEN5 | IC | IP | NA | NG
2018 | PA | Amity Energy LLC | 59418 | 1 | IC | L | NA | NG
2018 | PA | Amity Energy LLC | 59418 | 2 | IC | L | NA | NG
2018 | PA | Amity Energy LLC | 59418 | 3 | IC | L | NA | NG
2018 | PA | Amity Energy LLC | 59418 | GEN1 | IC | IP | NA | NG
2018 | PA | Amity Energy LLC | 59418 | GEN2 | IC | IP | NA | NG
2018 | PA | Amity Energy LLC | 59418 | GEN3 | IC | IP | NA | NG
2018 | PA | Amity Energy LLC | 59418 | GEN4 | IC | IP | NA | NG
2018 | PA | Amity Energy LLC | 59418 | GEN5 | IC | IP | NA | NG
2018 | PA | Anchor Energy | 61304 | GEN1 | IC | P | NA | NG
2018 | PA | Anchor Energy | 61304 | GEN2 | IC | P | NA | NG
2018 | PA | Anchor Energy | 61304 | GEN3 | IC | P | NA | NG
2018 | PA | Anchor Energy | 61304 | GEN4 | IC | P | NA | NG
2018 | PA | Anchor Energy | 61304 | GEN5 | IC | P | NA | NG
2018 | PA | Aqua Ingrams Mill | 57280 | 1 | PV | OP | NA | SUN |  | 10512 |  |  | EIA Prime Mover-level Data
2018 | PA | Armenia Mountain Wind Farm | 57044 | 1 | WT | OP | NA | WND |  | 2403623 |  |  | EIA Prime Mover-level Data
2018 | PA | Armstrong Power, LLC | 55347 | 1 | GT | OP | CT | NG | 675.0 | 928491 | 5.5649 | 0.011987 | EPA/CAMD | EPA/NEI | 2002
2018 | PA | Armstrong Power, LLC | 55347 | 2 | GT | OP | CT | NG | 636.0 | 872563 | 5.2243 | 0.011975 | EPA/CAMD | EPA/NEI | 2002
2018 | PA | Armstrong Power, LLC | 55347 | 3 | GT | OP | CT | NG | 1,088.0 | 1555521 | 9.336 | 0.012004 | EPA/CAMD | EPA/NEI | 2002
2018 | PA | Armstrong Power, LLC | 55347 | 4 | GT | OP | CT | NG | 1,154.0 | 1660646 | 9.9454 | 0.011978 | EPA/CAMD | EPA/NEI | 2002
2018 | PA | Bayles | 58816 | 1 | IC | IP | NA | NG
2018 | PA | Bayles | 58816 | 2 | IC | IP | NA | NG
2018 | PA | Bayles | 58816 | 3 | IC | IP | NA | NG
2018 | PA | Bayles | 58816 | GEN1 | IC | IP | NA | NG
2018 | PA | Bayles | 58816 | GEN2 | IC | IP | NA | NG
2018 | PA | Bayles | 58816 | GEN3 | IC | IP | NA | NG
2018 | PA | Bayles | 58816 | GEN4 | IC | IP | NA | NG
2018 | PA | Bayles | 58816 | GEN5 | IC | IP | NA | NG
2018 | PA | Beaver Dam | 58811 | GEN1 | IC | OP | NA | NG |  | 100308 | 0.021165 | 0.000422 | EIA Prime Mover-level Data | Estimated using an emission factor
2018 | PA | Beaver Dam | 58811 | GEN2 | IC | OP | NA | NG |  | 100308 | 0.021165 | 0.000422 | EIA Prime Mover-level Data | Estimated using an emission factor
2018 | PA | Beaver Dam | 58811 | GEN3 | IC | OP | NA | NG |  | 100308 | 0.021165 | 0.000422 | EIA Prime Mover-level Data | Estimated using an emission factor
2018 | PA | Beaver Dam | 58811 | GEN4 | IC | OP | NA | NG |  | 100308 | 0.021165 | 0.000422 | EIA Prime Mover-level Data | Estimated using an emission factor
2018 | PA | Beaver Dam | 58811 | GEN5 | IC | OP | NA | NG |  | 100308 | 0.021165 | 0.000422 | EIA Prime Mover-level Data | Estimated using an emission factor
2018 | PA | Beaver Solar LLC | 59546 | PV1 | PV | OP | NA | SUN |  | 12617 |  |  | EIA Prime Mover-level Data
2018 | PA | Beaver Valley | 6040 | 1 | ST | OP | NA | NUC |  | 77763222 |  |  | EIA Prime Mover-level Data
2018 | PA | Beaver Valley | 6040 | 2 | ST | OP | NA | NUC |  | 75433509 |  |  | EIA Prime Mover-level Data
2018 | PA | Beaver Valley Patterson Dam | 10546 | GEN1 | HY | OP | NA | WAT |  | 14570 |  |  | EIA Prime Mover-level Data
2018 | PA | Beaver Valley Patterson Dam | 10546 | GEN2 | HY | OP | NA | WAT |  | 14570 |  |  | EIA Prime Mover-level Data
2018 | PA | Beaver Valley Patterson Dam | 10546 | GEN3 | HY | OP | NA | WAT |  | 14570 |  |  | EIA Prime Mover-level Data
2018 | PA | Bethlehem Power Plant | 55690 | 1 | CT | OP | CC | NG | 4,793.0 | 5251415 | 20.44 | 0.0077846 | EPA/CAMD | EPA/NEI | 2002
2018 | PA | Bethlehem Power Plant | 55690 | 2 | CT | OP | CC | NG | 5,052.0 | 5424231 | 20.04 | 0.0073891 | EPA/CAMD | EPA/NEI | 2002
2018 | PA | Bethlehem Power Plant | 55690 | 3 | CT | OP | CC | NG | 4,914.0 | 5473131 | 20.74 | 0.0075788 | EPA/CAMD | EPA/NEI | 2002
2018 | PA | Bethlehem Power Plant | 55690 | 5 | CT | OP | CC | NG | 5,175.0 | 5780003 | 18.05 | 0.0062457 | EPA/CAMD | EPA/NEI | 2002
2018 | PA | Bethlehem Power Plant | 55690 | 6 | CT | OP | CC | NG | 5,244.0 | 5834722 | 15.79 | 0.0054124 | EPA/CAMD | EPA/NEI | 2002
2018 | PA | Bethlehem Power Plant | 55690 | 7 | CT | OP | CC | NG | 5,099.0 | 5747660 | 17.81 | 0.0061973 | EPA/CAMD | EPA/NEI | 2003
2018 | PA | Bethlehem Renewable Energy LLC | 56572 | 1 | GT | OP | NA | LFG |  | 328869 | 3.5518 | 0.0216 | EIA Prime Mover-level Data | Estimated using an emission factor
2018 | PA | Big Level Wind | 60551 | BLW01 | WT | U | NA | WND
2018 | PA | Birdsboro Power | 61035 | GEN1 | CS | V | NA | NG
2018 | PA | Blossburg | 3120 | 1 | GT | OP | NA | NG |  | 37551 | 0.10295 | 0.0054834 | EIA Prime Mover-level Data | NEI avg EF - PM, fuel type, firing type
2018 | PA | Blue Ridge Landfill | 57466 | GEN1 | IC | OP | NA | LFG |  | 131932 | 0.9697 | 0.0147 | EIA Prime Mover-level Data | Estimated using an emission factor
2018 | PA | Blue Ridge Landfill | 57466 | GEN2 | IC | OP | NA | LFG |  | 131932 | 0.9697 | 0.0147 | EIA Prime Mover-level Data | Estimated using an emission factor
2018 | PA | Blue Ridge Landfill | 57466 | GEN3 | IC | OP | NA | LFG |  | 131932 | 0.9697 | 0.0147 | EIA Prime Mover-level Data | Estimated using an emission factor
2018 | PA | Blue Ridge Landfill | 57466 | GEN4 | IC | OP | NA | LFG |  | 131932 | 0.9697 | 0.0147 | EIA Prime Mover-level Data | Estimated using an emission factor
2018 | PA | Braddock Lock and Dam | 59091 | GEN1 | HY | L | NA | WAT
2018 | PA | Broad Mountain | 56911 | GEN1 | GT | OP | NA | LFG |  | 485382 | 5.2421 | 0.0216 | EIA Prime Mover-level Data | Estimated using an emission factor
2018 | PA | Broad Mountain | 56911 | GEN2 | GT | OP | NA | LFG |  | 485382 | 5.2421 | 0.0216 | EIA Prime Mover-level Data | Estimated using an emission factor
2018 | PA | Bruce Mansfield | 6094 | 1 | ST | OP | WALL | RC | 421.0 | 1250174 | 29.004 | 0.0464 | EPA/CAMD | EPA/NEI | 1975
2018 | PA | Bruce Mansfield | 6094 | 2 | ST | OP | WALL | RC | 368.0 | 1437450 | 33.3488 | 0.0464 | EPA/CAMD | EPA/NEI | 1977
2018 | PA | Bruce Mansfield | 6094 | 3 | ST | OP | WALL | RC | 6,035.0 | 32149205 | 338.5311 | 0.02106 | EPA/CAMD | EPA/NEI | 1980
2018 | PA | Brunner Island, LLC | 3140 | 1 | ST | OP | TANGENTIAL | RC | 3,854.0 | 7707106 | 30.0538 | 0.007799 | EPA/CAMD | EPA/NEI | 1961
2018 | PA | Brunner Island, LLC | 3140 | 2 | ST | OP | TANGENTIAL | BIT | 2,702.0 | 5715282 | 378.0659 | 0.1323 | EPA/CAMD | EPA/NEI | 1965
2018 | PA | Brunner Island, LLC | 3140 | 3 | ST | OP | TANGENTIAL | BIT | 2,210.0 | 9475332 | 626.7932 | 0.1323 | EPA/CAMD | EPA/NEI | 1969
2018 | PA | Brunot Island Power Station | 3096 | 3 | CT | OP | CC | NG | 318.0 | 155309 | 2.0362 | 0.026221 | EPA/CAMD | EPA/NEI | 1973
2018 | PA | Brunot Island Power Station | 3096 | 2A | CT | OP | CC | NG | 269.0 | 132692 | 1.9349 | 0.029164 | EPA/CAMD | EPA/NEI | 1973
2018 | PA | Brunot Island Power Station | 3096 | 2B | CT | OP | CC | NG | 279.0 | 130838 | 2.3052 | 0.035237 | EPA/CAMD | EPA/NEI | 1973
2018 | PA | Bucknell University | 54333 | G001 | CT |  | NA | NG |  | 632192 | 1.8196 | 0.0057564 | EIA Unit-level Data | NEI avg EF - PM, fuel type
2018 | PA | Bucknell University | 54333 | G502 | CA | OA | NA | NG |  | 49793 | 0.010506 | 0.000422 | EIA Prime Mover-level Data | Estimated using an emission factor
2018 | PA | Cambria Cogen | 10641 | 1 | ST | OP | FLUIDIZED | WC | 8,246.0 | 4597046 | 60.1983 | 0.02619 | EPA/CAMD | EPA/NEI | 1991
2018 | PA | Cambria Cogen | 10641 | 2 | ST | OP | FLUIDIZED | WC | 7,887.0 | 4373697 | 81.0446 | 0.03706 | EPA/CAMD | EPA/NEI | 1991
2018 | PA | CASD Solar | 57668 | CASDE | PV | OP | NA | SUN |  | 7 |  |  | EIA Prime Mover-level Data
2018 | PA | CASD Solar | 57668 | CASDW | PV | OP | NA | SUN |  | 3 |  |  | EIA Prime Mover-level Data
2018 | PA | Casselman Wind Power Project | 56369 | 1 | WT | OP | NA | WND |  | 884694 |  |  | EIA Prime Mover-level Data
2018 | PA | Chambersburg Units 12 & 13 | 55654 | 12 | GT | OP | CT | NG | 2,001.0 | 768423 | 0.08 | 0.00020822 | EPA/CAMD | EPA/NEI | 2001
2018 | PA | Chambersburg Units 12 & 13 | 55654 | 13 | GT | OP | CT | NG | 2,239.0 | 857758 | 0.08 | 0.00018653 | EPA/CAMD | EPA/NEI | 2001
2018 | PA | Chester Generating Station | 3157 | 7 | GT | OP | NA | DFO |  | 6905 | 0.059588 | 0.017259 | EIA Prime Mover-level Data | NEI avg EF - PM, fuel type, firing type
2018 | PA | Chester Generating Station | 3157 | 8 | GT | OP | NA | DFO |  | 6905 | 0.059588 | 0.017259 | EIA Prime Mover-level Data | NEI avg EF - PM, fuel type, firing type
2018 | PA | Chester Generating Station | 3157 | 9 | GT | OP | NA | DFO |  | 6905 | 0.059588 | 0.017259 | EIA Prime Mover-level Data | NEI avg EF - PM, fuel type, firing type
2018 | PA | Chestnut Flats Wind Farm | 57268 | 1 | WT | OP | NA | WND |  | 796521 |  |  | EIA Prime Mover-level Data
2018 | PA | Cheswick | 8226 | 1 | ST | OP | TANGENTIAL | BIT | 4,035.0 | 13956534 | 95.378 | 0.013668 | EPA/CAMD | EPA/NEI | 1970
2018 | PA | Colver Power Project | 10143 | AAB01 | ST | OP | FLUIDIZED | WC | 7,960.0 | 10393739 | 46.3287 | 0.0089147 | EPA/CAMD | EPA/NEI | 1995
2018 | PA | Conemaugh | 3118 | 1 | ST | OP | TANGENTIAL | BIT | 6,683.0 | 51462286 | 541.8979 | 0.02106 | EPA/CAMD | EPA/NEI | 1970
2018 | PA | Conemaugh | 3118 | 2 | ST | OP | TANGENTIAL | BIT | 8,109.0 | 62869615 | 669.2471 | 0.02129 | EPA/CAMD | EPA/NEI | 1971
2018 | PA | Conemaugh Hydro Plant | 52173 | GEN1 | HY | OP | NA | WAT |  | 327068 |  |  | EIA Prime Mover-level Data
2018 | PA | Conemaugh Hydro Plant | 52173 | GEN2 | HY | OP | NA | WAT |  | 327068 |  |  | EIA Prime Mover-level Data
2018 | PA | Covanta Delaware Valley | 10746 | BLR1 | ST | OP | NA | MSW |  | 1977232 | 1.5422 | 0.00156 | EIA Unit-level Data | Estimated using an emission factor
2018 | PA | Covanta Delaware Valley | 10746 | BLR2 | ST | OP | NA | MSW |  | 1977232 | 1.5422 | 0.00156 | EIA Unit-level Data | Estimated using an emission factor
2018 | PA | Covanta Delaware Valley | 10746 | BLR3 | ST | OP | NA | MSW |  | 1977232 | 1.5422 | 0.00156 | EIA Unit-level Data | Estimated using an emission factor
2018 | PA | Covanta Delaware Valley | 10746 | BLR4 | ST | OP | NA | MSW |  | 1977232 | 1.5422 | 0.00156 | EIA Unit-level Data | Estimated using an emission factor
2018 | PA | Covanta Delaware Valley | 10746 | BLR5 | ST | OP | NA | MSW |  | 1977232 | 1.5422 | 0.00156 | EIA Unit-level Data | Estimated using an emission factor
2018 | PA | Covanta Delaware Valley | 10746 | BLR6 | ST | OP | NA | MSW |  | 1977232 | 1.5422 | 0.00156 | EIA Unit-level Data | Estimated using an emission factor
2018 | PA | Covanta Plymouth Renewable Energy | 54625 | 1 | ST | OP | NA | MSW |  | 1816720 | 141.7042 | 0.156 | EIA Unit-level Data | Estimated using an emission factor
2018 | PA | Covanta Plymouth Renewable Energy | 54625 | 2 | ST | OP | NA | MSW |  | 1755505 | 136.9294 | 0.156 | EIA Unit-level Data | Estimated using an emission factor
2018 | PA | CPV Fairview Energy Center | 60589 | GEN1 | CT | U | NA | NG
2018 | PA | CPV Fairview Energy Center | 60589 | GEN2 | CT | U | NA | NG
2018 | PA | CPV Fairview Energy Center | 60589 | GEN3 | CA | U | NA | NG
2018 | PA | Crayola Solar Project | 57216 | 1 | PV | OP | NA | SUN |  | 8336 |  |  | EIA Prime Mover-level Data
2018 | PA | Crayola Solar Project | 57216 | 2 | PV | OP | NA | SUN |  | 8336 |  |  | EIA Prime Mover-level Data
2018 | PA | Crayola Solar Project | 57216 | 3 | PV | OP | NA | SUN |  | 6669 |  |  | EIA Prime Mover-level Data
2018 | PA | Cromby Generating Station | 3159 | 1 | ST | RE | WALL | BIT
2018 | PA | Cromby Generating Station | 3159 | 2 | ST | RE | TANGENTIAL | RFO
2018 | PA | Cromby Generating Station | 3159 | ICI | IC | RE | NA | DFO
2018 | PA | Croydon Generating Station | 8012 | 11 | GT | OP | CT | DFO | 125.0 | 78953 | 0.1032 | 0.0026142 | EPA/CAMD | EPA/NEI | 1974
2018 | PA | Croydon Generating Station | 8012 | 12 | GT | OP | CT | DFO | 129.0 | 86856 | 0.1936 | 0.004458 | EPA/CAMD | EPA/NEI | 1974
2018 | PA | Croydon Generating Station | 8012 | 21 | GT | OP | CT | DFO | 151.0 | 86197 | 0.2228 | 0.0051696 | EPA/CAMD | EPA/NEI | 1974
2018 | PA | Croydon Generating Station | 8012 | 22 | GT | OP | CT | DFO | 129.0 | 85036 | 0.1084 | 0.0025495 | EPA/CAMD | EPA/NEI | 1974
2018 | PA | Croydon Generating Station | 8012 | 31 | GT | OP | CT | DFO | 169.0 | 86777 | 0.1706 | 0.0039319 | EPA/CAMD | EPA/NEI | 1974
2018 | PA | Croydon Generating Station | 8012 | 32 | GT | OP | CT | DFO | 120.0 | 67526 | 0.1544 | 0.0045731 | EPA/CAMD | EPA/NEI | 1974
2018 | PA | Croydon Generating Station | 8012 | 41 | GT | OP | CT | DFO | 142.0 | 100264 | 0.134 | 0.0026729 | EPA/CAMD | EPA/NEI | 1974
2018 | PA | Croydon Generating Station | 8012 | 42 | GT | OP | CT | DFO | 147.0 | 97244 | 0.1446 | 0.002974 | EPA/CAMD | EPA/NEI | 1974
2018 | PA | Cumberland County PA LFG Recovery | 56887 | GEN 1 | IC | OP | NA | LFG |  | 137079 | 1.0075 | 0.0147 | EIA Prime Mover-level Data | Estimated using an emission factor
2018 | PA | Cumberland County PA LFG Recovery | 56887 | GEN 2 | IC | OP | NA | LFG |  | 137079 | 1.0075 | 0.0147 | EIA Prime Mover-level Data | Estimated using an emission factor
2018 | PA | Cumberland County PA LFG Recovery | 56887 | GEN 3 | IC | OP | NA | LFG |  | 137079 | 1.0075 | 0.0147 | EIA Prime Mover-level Data | Estimated using an emission factor
2018 | PA | Cumberland County PA LFG Recovery | 56887 | GEN 4 | IC | OP | NA | LFG |  | 137079 | 1.0075 | 0.0147 | EIA Prime Mover-level Data | Estimated using an emission factor
2018 | PA | Dart Container Corp | 58476 | LFGT1 | GT | OP | NA | LFG |  | 353627 | 3.8192 | 0.0216 | EIA Prime Mover-level Data | Estimated using an emission factor
2018 | PA | Dart Container Corp | 58476 | LFGT2 | GT | OP | NA | LFG |  | 353627 | 3.8192 | 0.0216 | EIA Prime Mover-level Data | Estimated using an emission factor
2018 | PA | Delaware Generating Station | 3160 | 1 | IC | RE | NA | DFO
2018 | PA | Delaware Generating Station | 3160 | 7 | ST | RE | NA | RFO
2018 | PA | Delaware Generating Station | 3160 | 8 | ST | RE | NA | RFO
2018 | PA | Delaware Generating Station | 3160 | 9 | GT | OP | NA | DFO |  | 4299 | 0.037099 | 0.017259 | EIA Prime Mover-level Data | NEI avg EF - PM, fuel type, firing type
2018 | PA | Delaware Generating Station | 3160 | 10 | GT | OP | NA | DFO |  | 3772 | 0.032551 | 0.017259 | EIA Prime Mover-level Data | NEI avg EF - PM, fuel type, firing type
2018 | PA | Delaware Generating Station | 3160 | 11 | GT | OP | NA | DFO |  | 3772 | 0.032551 | 0.017259 | EIA Prime Mover-level Data | NEI avg EF - PM, fuel type, firing type
2018 | PA | Delaware Generating Station | 3160 | 12 | GT | OP | NA | DFO |  | 3772 | 0.032551 | 0.017259 | EIA Prime Mover-level Data | NEI avg EF - PM, fuel type, firing type
2018 | PA | Domtar Paper Company, LLC | 54638 | 040 | ST | OP | WALL | BIT | 3,560.0 | 3531687 | 21.9491 | 0.01243 | EIA non-ozone season distributed and EPA/CAMD ozone season | EPA/NEI | 1982
2018 | PA | Domtar Paper Company, LLC | 54638 | 041 | ST | OP | WALL | BIT | 3,671.0 | 3472824 | 21.9845 | 0.012661 | EIA non-ozone season distributed and EPA/CAMD ozone season | EPA/NEI | 1982
2018 | PA | Dynegy Fayette II, LLC | 55516 | CTG1 | CT | OP | CC | NG | 8,091.0 | 16548028 | 10.66 | 0.0012884 | EPA/CAMD | EPA/NEI | 2003
2018 | PA | Dynegy Fayette II, LLC | 55516 | CTG2 | CT | OP | CC | NG | 8,184.0 | 16333274 | 15.5 | 0.001898 | EPA/CAMD | EPA/NEI | 2003
2018 | PA | East Campus Steam Plant | 58195 | CT1 | GT | OP | NA | NG |  | 600161 | 1.6455 | 0.0054834 | EIA Prime Mover-level Data | NEI avg EF - PM, fuel type, firing type
2018 | PA | Ebensburg Power Company | 10603 | 031 | ST | OP | FLUIDIZED | WC | 8,037.0 | 5590563 | 29.1827 | 0.01044 | EPA/CAMD | EPA/NEI | 1991
2018 | PA | Eddystone Generating Station | 3161 | 3 | ST | OP | TANGENTIAL | NG | 284.0 | 439428 | 5.4004 | 0.024579 | EPA/CAMD | EPA/NEI | 1974
2018 | PA | Eddystone Generating Station | 3161 | 4 | ST | OP | TANGENTIAL | NG | 198.0 | 196058 | 2.4065 | 0.024549 | EPA/CAMD | EPA/NEI | 1976
2018 | PA | Elizabethtown Solar | 60985 | ESPV | PV | OP | NA | SUN |  | 25594 |  |  | EIA Prime Mover-level Data
2018 | PA | Elrama Power Plant | 3098 | 1 | ST | RE | VERTICAL/ARCH | BIT
2018 | PA | Elrama Power Plant | 3098 | 2 | ST | RE | VERTICAL/ARCH | BIT
2018 | PA | Elrama Power Plant | 3098 | 3 | ST | RE | VERTICAL/ARCH | BIT
2018 | PA | Elrama Power Plant | 3098 | 4 | ST | RE | WALL | BIT
2018 | PA | Emsworth BC Hydroelectric Project | 62434 | NA1 | HY | P | NA | WAT
2018 | PA | Emsworth BC Hydroelectric Project | 62434 | NA2 | HY | P | NA | WAT
2018 | PA | Emsworth L&D Hydroelectric Project | 62433 | NA1 | HY | P | NA | WAT
2018 | PA | Emsworth L&D Hydroelectric Project | 62433 | NA2 | HY | P | NA | WAT
2018 | PA | Erie Coke | 50920 | 1 | ST | OP | NA | COG |  | 485652 | 2.8181 | 0.011605 | EIA Prime Mover-level Data | NEI avg EF - PM, fuel type
2018 | PA | ESC Tioga County Power | 60205 | TCCA1 | CA | P | NA | NG
2018 | PA | ESC Tioga County Power | 60205 | TCCT1 | CT | P | NA | NG
2018 | PA | ESC Tioga County Power | 60205 | TCCT2 | CT | P | NA | NG
2018 | PA | Evergreen Community Power | 58023 | 1 | ST | OP | NA | WDS |  | 940916 | 10.7322 | 0.022812 | EIA Unit-level Data | NEI avg EF - PM, fuel type
2018 | PA | F R Phillips | 3099 | 1 | ST | RE | NA | BIT
2018 | PA | F R Phillips | 3099 | 2 | ST | RE | NA | BIT
2018 | PA | F R Phillips | 3099 | 3 | ST | RE | NA | BIT
2018 | PA | F R Phillips | 3099 | 4 | ST | RE | NA | BIT
2018 | PA | Fairless Energy Center | 55298 | 1A | CT | OP | CC | NG | 7,565.0 | 13324733 | 1.2658 | 0.00019 | EPA/CAMD | EPA/NEI | 2004
2018 | PA | Fairless Energy Center | 55298 | 1B | CT | OP | CC | NG | 7,733.0 | 13581500 | 1.2902 | 0.00019 | EPA/CAMD | EPA/NEI | 2004
2018 | PA | Fairless Energy Center | 55298 | 2A | CT | OP | CC | NG | 5,616.0 | 9878645 | 0.93847 | 0.00019 | EPA/CAMD | EPA/NEI | 2004
2018 | PA | Fairless Energy Center | 55298 | 2B | CT | OP | CC | NG | 6,219.0 | 11132008 | 1.0575 | 0.00019 | EPA/CAMD | EPA/NEI | 2004
2018 | PA | Fairless Hills Generating Station | 7701 | PHBLR4 | ST | OP | WALL | OG | 6,840.0 | 2174343 | 29.2432 | 0.026898 | EPA/CAMD | EPA/NEI | 1996
2018 | PA | Fairless Hills Generating Station | 7701 | PHBLR5 | ST | OP | WALL | OG | 4,150.0 | 1141193 | 19.3466 | 0.033906 | EPA/CAMD | EPA/NEI | 1996
2018 | PA | Falling Spring | 7397 | 5 | IC | OP | NA | NG |  | 4916 | 0.0010373 | 0.000422 | EIA Prime Mover-level Data | Estimated using an emission factor
2018 | PA | Falling Spring | 7397 | 6 | IC | OP | NA | NG |  | 4916 | 0.0010373 | 0.000422 | EIA Prime Mover-level Data | Estimated using an emission factor
2018 | PA | Falling Spring | 7397 | 7 | IC | OP | NA | NG |  | 7866 | 0.0016597 | 0.000422 | EIA Prime Mover-level Data | Estimated using an emission factor
2018 | PA | Falls | 3162 | 1 | GT | OP | NA | DFO |  | 9342 | 0.1213 | 0.025969 | EIA Prime Mover-level Data | EPA/NEI
2018 | PA | Falls | 3162 | 2 | GT | OP | NA | DFO |  | 9342 | 0.1243 | 0.026611 | EIA Prime Mover-level Data | EPA/NEI
2018 | PA | Falls | 3162 | 3 | GT | OP | NA | DFO |  | 9342 | 0.1158 | 0.024791 | EIA Prime Mover-level Data | EPA/NEI
2018 | PA | FirstEnergy Armstrong Power Station | 3178 | 1 | ST | RE | WALL | BIT
2018 | PA | FirstEnergy Armstrong Power Station | 3178 | 2 | ST | RE | WALL | BIT
2018 | PA | FirstEnergy Mitchell Power Station | 3181 | 1 | ST | RE | VERTICAL/ARCH | DFO
2018 | PA | FirstEnergy Mitchell Power Station | 3181 | 2 | ST | RE | VERTICAL/ARCH | DFO
2018 | PA | FirstEnergy Mitchell Power Station | 3181 | 3 | ST | RE | VERTICAL/ARCH | BIT
2018 | PA | FirstEnergy Springdale Power Station | 3182 | 7 | ST | RE | NA | RFO
2018 | PA | FirstEnergy Springdale Power Station | 3182 | 8 | ST | RE | NA | DFO
2018 | PA | Florey Knobb | 58821 | 1 | IC | CN | NA | NG
2018 | PA | Florey Knobb | 58821 | 2 | IC | CN | NA | NG
2018 | PA | Florey Knobb | 58821 | 3 | IC | CN | NA | NG
2018 | PA | Florey Knobb | 58821 | GEN1 | IC | T | NA | NG
2018 | PA | Florey Knobb | 58821 | GEN2 | IC | T | NA | NG
2018 | PA | Florey Knobb | 58821 | GEN3 | IC | T | NA | NG
2018 | PA | Florey Knobb | 58821 | GEN4 | IC | T | NA | NG
2018 | PA | Florey Knobb | 58821 | GEN5 | IC | T | NA | NG
2018 | PA | Fort Indiantown Gap | 62408 | X0028 | PV | P | NA | SUN
2018 | PA | Forward Windpower LLC | 56699 | 1 | WT | OP | NA | WND |  | 568826 |  |  | EIA Prime Mover-level Data
2018 | PA | Frey Farm Landfill | 56510 | GEN1 | IC | RE | NA | LFG
2018 | PA | Frey Farm Landfill | 56510 | GEN2 | IC | OP | NA | LFG |  | 137746 | 1.0124 | 0.0147 | EIA Prime Mover-level Data | Estimated using an emission factor
2018 | PA | General Electric Diesel Engine Plant | 10058 | REGN | IC | OP | NA | DFO |  | 107427 | 16.6512 | 0.31 | EIA Prime Mover-level Data | Estimated using an emission factor
2018 | PA | Gettysburg Energy & Nutrient Rec Facility | 58565 | GENRF | ST | OA | NA | OBS
2018 | PA | Gilberton Power Company | 10113 | 031 | ST | OP | FLUIDIZED | WC | 8,178.0 | 4002303 | 21.8726 | 0.01093 | EPA/CAMD | EPA/NEI | 1988
2018 | PA | Gilberton Power Company | 10113 | 032 | ST | OP | FLUIDIZED | WC | 8,156.0 | 3912743 | 21.3831 | 0.01093 | EPA/CAMD | EPA/NEI | 1988
2018 | PA | Glades Pike Generation Plant | 59759 | CAT1 | IC | OP | NA | LFG |  | 22107 | 0.16249 | 0.0147 | EIA Prime Mover-level Data | Estimated using an emission factor
2018 | PA | Glades Pike Generation Plant | 59759 | CAT2 | IC | OP | NA | LFG |  | 22107 | 0.16249 | 0.0147 | EIA Prime Mover-level Data | Estimated using an emission factor
2018 | PA | Glades Pike Generation Plant | 59759 | SOLAR | GT | OP | NA | LFG |  | 94842 | 1.0243 | 0.0216 | EIA Prime Mover-level Data | Estimated using an emission factor
2018 | PA | GLRA Landfill | 56512 | GEN1 | IC | OP | NA | LFG |  | 86005 | 0.63214 | 0.0147 | EIA Prime Mover-level Data | Estimated using an emission factor
2018 | PA | GLRA Landfill | 56512 | GEN2 | IC | OP | NA | LFG |  | 86005 | 0.63214 | 0.0147 | EIA Prime Mover-level Data | Estimated using an emission factor
2018 | PA | Good Spring NGCC Facility | 58409 | GT1 | CT | CN | NA | NG
2018 | PA | Good Spring NGCC Facility | 58409 | ST1 | CA | CN | NA | NG
2018 | PA | Grays Ferry Cogen Partnership | 54785 | 2 | CT | OP | CC | NG | 7,656.0 | 9920978 | 262.9637 | 0.053012 | EPA/CAMD | EPA/NEI | 1998
2018 | PA | Grays Ferry Cogen Partnership | 54785 | 25 | ST | OP | WALL | NG | 7,223.0 | 2396495 | 8.04 | 0.0067098 | EPA/CAMD | EPA/NEI | 1997
2018 | PA | Grays Landing L&D Hydroelectric Project | 62388 | NA1 | HY | P | NA | WAT
2018 | PA | Grays Landing L&D Hydroelectric Project | 62388 | NA2 | HY | P | NA | WAT
2018 | PA | Green Knight Energy Center | 55765 | TG1 | GT | OP | NA | LFG |  | 224183 | 2.4212 | 0.0216 | EIA Prime Mover-level Data | Estimated using an emission factor
2018 | PA | Green Knight Energy Center | 55765 | TG2 | GT | OP | NA | LFG |  | 224183 | 2.4212 | 0.0216 | EIA Prime Mover-level Data | Estimated using an emission factor
2018 | PA | Green Knight Energy Center | 55765 | TG3 | GT | OP | NA | LFG |  | 224183 | 2.4212 | 0.0216 | EIA Prime Mover-level Data | Estimated using an emission factor
2018 | PA | Green Mountain Storage, LLC | 55370 | BGM | BA | OP | NA | MWH |  | 0 |  |  | EIA Prime Mover-level Data
2018 | PA | Green Mountain Storage, LLC | 55370 | N60 | WT | RE | NA | WND
2018 | PA | GSK York RDC Solar Facility | 57390 | 1 | PV | OP | NA | SUN |  | 24519 |  |  | EIA Prime Mover-level Data
2018 | PA | Hamilton (PA) | 3109 | 1 | GT | OP | NA | DFO |  | 7773 | 0.067078 | 0.017259 | EIA Prime Mover-level Data | NEI avg EF - PM, fuel type, firing type
2018 | PA | Handsome Lake Energy | 55233 | EU-1A | GT | OP | CT | NG | 868.0 | 162664 | 1.4364 | 0.017661 | EPA/CAMD | EPA/NEI | 2001
2018 | PA | Handsome Lake Energy | 55233 | EU-1B | GT | OP | CT | NG | 868.0 | 162484 | 1.4414 | 0.017742 | EPA/CAMD | EPA/NEI | 2001
2018 | PA | Handsome Lake Energy | 55233 | EU-2A | GT | OP | CT | NG | 339.0 | 64814 | 1.3746 | 0.042417 | EPA/CAMD | EPA/NEI | 2001
2018 | PA | Handsome Lake Energy | 55233 | EU-2B | GT | OP | CT | NG | 312.0 | 58874 | 1.3206 | 0.044862 | EPA/CAMD | EPA/NEI | 2001
2018 | PA | Handsome Lake Energy | 55233 | EU-3A | GT | OP | CT | NG | 371.0 | 69544 | 1.0055 | 0.028917 | EPA/CAMD | EPA/NEI | 2001
2018 | PA | Handsome Lake Energy | 55233 | EU-3B | GT | OP | CT | NG | 371.0 | 69318 | 1.0115 | 0.029184 | EPA/CAMD | EPA/NEI | 2001
2018 | PA | Handsome Lake Energy | 55233 | EU-4A | GT | OP | CT | NG | 358.0 | 72529 | 0.9569 | 0.026387 | EPA/CAMD | EPA/NEI | 2001
2018 | PA | Handsome Lake Energy | 55233 | EU-4B | GT | OP | CT | NG | 332.0 | 67053 | 0.9559 | 0.028512 | EPA/CAMD | EPA/NEI | 2001
2018 | PA | Handsome Lake Energy | 55233 | EU-5A | GT | OP | CT | NG | 860.0 | 167647 | 1.4166 | 0.0169 | EPA/CAMD | EPA/NEI | 2001
2018 | PA | Handsome Lake Energy | 55233 | EU-5B | GT | OP | CT | NG | 855.0 | 167302 | 1.346 | 0.016091 | EPA/CAMD | EPA/NEI | 2001
2018 | PA | Harrisburg Facility | 10118 | 1 | ST | OP | NA | MSW |  | 789969 | 0.18485 | 0.000468 | EIA Unit-level Data | Estimated using an emission factor
2018 | PA | Harrisburg Facility | 10118 | 2 | ST | OP | NA | MSW |  | 844555 | 0.19763 | 0.000468 | EIA Unit-level Data | Estimated using an emission factor
2018 | PA | Harrisburg Facility | 10118 | 3 | ST | OP | NA | MSW |  | 807177 | 0.18888 | 0.000468 | EIA Unit-level Data | Estimated using an emission factor
2018 | PA | Harrisburg Facility | 10118 | GEN1 | ST | RE | NA | MSW
2018 | PA | Hatfields Ferry Power Station | 3179 | 1 | ST | RE | WALL | BIT
2018 | PA | Hatfields Ferry Power Station | 3179 | 2 | ST | RE | WALL | BIT
2018 | PA | Hatfields Ferry Power Station | 3179 | 3 | ST | RE | WALL | BIT
2018 | PA | Hazle Spindle | 57716 | HRS1 | FW | OP | NA | MWH |  | 0 |  |  | EIA Prime Mover-level Data
2018 | PA | Hazleton Generation | 10870 | TURB2 | GT | OP | CT | NG | 78.0 | 20792 | 0.27283 | 0.026244 | EPA/CAMD | EPA/NEI | 2002
2018 | PA | Hazleton Generation | 10870 | TURB3 | GT | OP | CT | NG | 60.0 | 14119 | 0.19653 | 0.027839 | EPA/CAMD | EPA/NEI | 2002
2018 | PA | Hazleton Generation | 10870 | TURB4 | GT | OP | CT | NG | 62.0 | 15771 | 0.22842 | 0.028967 | EPA/CAMD | EPA/NEI | 2002
2018 | PA | Hazleton Generation | 10870 | TURBIN | GT | OP | CT | NG | 36.0 | 15323 | 0.24792 | 0.032359 | EPA/CAMD | EPA/NEI | 1989
2018 | PA | Helix Ironwood LLC | 55337 | 0001 | CT | OP | CC | NG | 7,924.0 | 19265720 | 1.8302 | 0.00019 | EPA/CAMD | EPA/NEI | 2001
2018 | PA | Helix Ironwood LLC | 55337 | 0002 | CT | OP | CC | NG | 7,987.0 | 19474575 | 1.8501 | 0.00019 | EPA/CAMD | EPA/NEI | 2001
2018 | PA | Hickory Run Energy Station | 61028 | CTG1 | CT | T | NA | NG
2018 | PA | Hickory Run Energy Station | 61028 | CTG2 | CT | T | NA | NG
2018 | PA | Hickory Run Energy Station | 61028 | STG1 | CA | T | NA | NG
2018 | PA | Highland North Wind Farm | 57991 | 1 | WT | OP | NA | WND |  | 1883214 |  |  | EIA Prime Mover-level Data
2018 | PA | Highland Wind Project (PA) | 57139 | 1 | WT | OP | NA | WND |  | 1265360 |  |  | EIA Prime Mover-level Data
2018 | PA | Hill Top Energy Center, LLC | 62565 | GEN1 | CC | T | NA | NG
2018 | PA | Holdridge Energy | 61305 | GEN1 | IC | IP | NA | NG
2018 | PA | Holdridge Energy | 61305 | GEN2 | IC | IP | NA | NG
2018 | PA | Holdridge Energy | 61305 | GEN3 | IC | IP | NA | NG
2018 | PA | Holdridge Energy | 61305 | GEN4 | IC | IP | NA | NG
2018 | PA | Holdridge Energy | 61305 | GEN5 | IC | IP | NA | NG
2018 | PA | Holtwood | 3145 | HW1 | HY | OP | NA | WAT |  | 479455 |  |  | EIA Prime Mover-level Data
2018 | PA | Holtwood | 3145 | HW10 | HY | OP | NA | WAT |  | 553217 |  |  | EIA Prime Mover-level Data
2018 | PA | Holtwood | 3145 | HW11 | HY | OP | NA | WAT |  | 64542 |  |  | EIA Prime Mover-level Data
2018 | PA | Holtwood | 3145 | HW13 | HY | OP | NA | WAT |  | 64542 |  |  | EIA Prime Mover-level Data
2018 | PA | Holtwood | 3145 | HW18 | HY | OP | NA | WAT |  | 3042694 |  |  | EIA Prime Mover-level Data
2018 | PA | Holtwood | 3145 | HW19 | HY | OP | NA | WAT |  | 3042694 |  |  | EIA Prime Mover-level Data
2018 | PA | Holtwood | 3145 | HW2 | HY | OP | NA | WAT |  | 479455 |  |  | EIA Prime Mover-level Data
2018 | PA | Holtwood | 3145 | HW3 | HY | OP | NA | WAT |  | 622369 |  |  | EIA Prime Mover-level Data
2018 | PA | Holtwood | 3145 | HW4 | HY | OP | NA | WAT |  | 479455 |  |  | EIA Prime Mover-level Data
2018 | PA | Holtwood | 3145 | HW5 | HY | OP | NA | WAT |  | 479455 |  |  | EIA Prime Mover-level Data
2018 | PA | Holtwood | 3145 | HW6 | HY | OP | NA | WAT |  | 479455 |  |  | EIA Prime Mover-level Data
2018 | PA | Holtwood | 3145 | HW7 | HY | OP | NA | WAT |  | 479455 |  |  | EIA Prime Mover-level Data
2018 | PA | Holtwood | 3145 | HW8 | HY | OP | NA | WAT |  | 525556 |  |  | EIA Prime Mover-level Data
2018 | PA | Holtwood | 3145 | HW9 | HY | OP | NA | WAT |  | 608539 |  |  | EIA Prime Mover-level Data
2018 | PA | Homer City | 3122 | 1 | ST | OP | WALL | BIT | 5,166.0 | 18979629 | 1941.616 | 0.2046 | EPA/CAMD | EPA/NEI | 1969
2018 | PA | Homer City | 3122 | 2 | ST | OP | WALL | BIT | 4,733.0 | 17829942 | 1824.003 | 0.2046 | EPA/CAMD | EPA/NEI | 1969
2018 | PA | Homer City | 3122 | 3 | ST | OP | WALL | BIT | 4,956.0 | 20534805 | 314.1825 | 0.0306 | EPA/CAMD | EPA/NEI | 1977
2018 | PA | Hop Bottom | 58800 | 1 | IC | T | NA | NG
2018 | PA | Hop Bottom | 58800 | 2 | IC | T | NA | NG
2018 | PA | Hop Bottom | 58800 | 3 | IC | T | NA | NG
2018 | PA | Hop Bottom | 58800 | GEN1 | IC | IP | NA | NG
2018 | PA | Hop Bottom | 58800 | GEN2 | IC | IP | NA | NG
2018 | PA | Hop Bottom | 58800 | GEN3 | IC | IP | NA | NG
2018 | PA | Hop Bottom | 58800 | GEN4 | IC | IP | NA | NG
2018 | PA | Hop Bottom | 58800 | GEN5 | IC | IP | NA | NG
2018 | PA | Hunlock Creek Energy Center | 3176 | CT5 | CT | OP | CC | NG | 5,013.0 | 2202049 | 7.37 | 0.0066938 | EPA/CAMD | EPA/NEI | 2011
2018 | PA | Hunlock Creek Energy Center | 3176 | CT6 | CT | OP | CC | NG | 5,088.0 | 2228716 | 6.34 | 0.0056894 | EPA/CAMD | EPA/NEI | 2011
2018 | PA | Hunlock Unit 4 | 56397 | 4 | GT | OP | CT | NG | 242.0 | 74422 | 0.0041 | 0.00011018 | EPA/CAMD | EPA/NEI | 2000
2018 | PA | Hunterstown | 3110 | 1 | GT | OP | NA | DFO |  | 18917 | 0.16325 | 0.017259 | EIA Prime Mover-level Data | NEI avg EF - PM, fuel type, firing type
2018 | PA | Hunterstown | 3110 | 2 | GT | OP | NA | DFO |  | 18917 | 0.16325 | 0.017259 | EIA Prime Mover-level Data | NEI avg EF - PM, fuel type, firing type
2018 | PA | Hunterstown | 3110 | 3 | GT | OP | NA | DFO |  | 18917 | 0.16325 | 0.017259 | EIA Prime Mover-level Data | NEI avg EF - PM, fuel type, firing type
2018 | PA | Hunterstown Combined Cycle | 55976 | CT101 | CT | OP | CC | NG | 7,273.0 | 12798900 | 34.31 | 0.0053614 | EPA/CAMD | EPA/NEI | 2002
2018 | PA | Hunterstown Combined Cycle | 55976 | CT201 | CT | OP | CC | NG | 7,038.0 | 12389227 | 32.1 | 0.0051819 | EPA/CAMD | EPA/NEI | 2003
2018 | PA | Hunterstown Combined Cycle | 55976 | CT301 | CT | OP | CC | NG | 7,149.0 | 12623205 | 35.94 | 0.0056943 | EPA/CAMD | EPA/NEI | 2003
2018 | PA | IKEA Conshohocken Rooftop PV System | 61819 | 211 | PV | OP | NA | SUN |  | 7979 |  |  | EIA Prime Mover-level Data
2018 | PA | Indiana University of Pennsylvania | 10129 | GEN1 | IC | OP | NA | NG |  | 40082 | 0.0084573 | 0.000422 | EIA Prime Mover-level Data | Estimated using an emission factor
2018 | PA | Indiana University of Pennsylvania | 10129 | GEN2 | IC | OP | NA | NG |  | 40082 | 0.0084573 | 0.000422 | EIA Prime Mover-level Data | Estimated using an emission factor
2018 | PA | Indiana University of Pennsylvania | 10129 | GEN3 | IC | OP | NA | NG |  | 40082 | 0.0084573 | 0.000422 | EIA Prime Mover-level Data | Estimated using an emission factor
2018 | PA | Indiana University of Pennsylvania | 10129 | GEN4 | IC | OP | NA | NG |  | 40082 | 0.0084573 | 0.000422 | EIA Prime Mover-level Data | Estimated using an emission factor
2018 | PA | Jersey Shore Steel Co | 56886 | GEN 1 | IC | IP | NA | LFG
2018 | PA | Juniata Locomotive Shop | 10302 | GEN1 | ST | RE | NA | BIT
2018 | PA | Juniata Locomotive Shop | 10302 | GEN2 | ST | RE | NA | BIT
2018 | PA | Juniata Locomotive Shop | 10302 | GEN3 | GT | OP | NA | NG |  | 85993 | 0.23577 | 0.0054834 | EIA Prime Mover-level Data | NEI avg EF - PM, fuel type, firing type
2018 | PA | Keystone | 3136 | 1 | ST | OP | TANGENTIAL | BIT | 8,155.0 | 64639433 | 4275.898 | 0.1323 | EPA/CAMD | EPA/NEI | 1967
2018 | PA | Keystone | 3136 | 2 | ST | OP | TANGENTIAL | BIT | 7,713.0 | 58867620 | 3894.093 | 0.1323 | EPA/CAMD | EPA/NEI | 1968
2018 | PA | Keystone Recovery | 54934 | NO 1 | IC | OP | NA | LFG |  | 86782 | 0.63785 | 0.0147 | EIA Prime Mover-level Data | Estimated using an emission factor
2018 | PA | Keystone Recovery | 54934 | NO 2 | IC | OP | NA | LFG |  | 86782 | 0.63785 | 0.0147 | EIA Prime Mover-level Data | Estimated using an emission factor
2018 | PA | Keystone Recovery | 54934 | NO 3 | IC | OP | NA | LFG |  | 86782 | 0.63785 | 0.0147 | EIA Prime Mover-level Data | Estimated using an emission factor
2018 | PA | Keystone Recovery | 54934 | NO 4 | IC | OP | NA | LFG |  | 86782 | 0.63785 | 0.0147 | EIA Prime Mover-level Data | Estimated using an emission factor
2018 | PA | Keystone Recovery | 54934 | NO 5 | IC | OP | NA | LFG |  | 86782 | 0.63785 | 0.0147 | EIA Prime Mover-level Data | Estimated using an emission factor
2018 | PA | Keystone Recovery | 54934 | NO 6 | IC | OP | NA | LFG |  | 86782 | 0.63785 | 0.0147 | EIA Prime Mover-level Data | Estimated using an emission factor
2018 | PA | Keystone Recovery | 54934 | NO 7 | IC | OP | NA | LFG |  | 86782 | 0.63785 | 0.0147 | EIA Prime Mover-level Data | Estimated using an emission factor
2018 | PA | Keystone Solar | 58091 | KSTN | PV | OP | NA | SUN |  | 64409 |  |  | EIA Prime Mover-level Data
2018 | PA | Kimberly-Clark Tissue Company | 50410 | 034 | ST | OP | WALL | NG | 536.0 | 40715 | 0.14605 | 0.0071744 | EPA/CAMD | NEI avg EF - PM, fuel type, firing type | 1954
2018 | PA | Kimberly-Clark Tissue Company | 50410 | 035 | ST | OP | FLUIDIZED | WC | 8,368.0 | 4633826 | 94.2998 | 0.040701 | EPA/CAMD | EPA/NEI | 1986
2018 | PA | Knouse Solar Project 1 | 57412 | 1 | PV | OP | NA | SUN |  | 34282 |  |  | EIA Prime Mover-level Data
2018 | PA | L&S Sweetners | 58497 | GEN1 | IC | OP | NA | LFG |  | 125406 | 0.92173 | 0.0147 | EIA Prime Mover-level Data | Estimated using an emission factor
2018 | PA | L&S Sweetners | 58497 | GEN2 | IC | OP | NA | LFG |  | 125406 | 0.92173 | 0.0147 | EIA Prime Mover-level Data | Estimated using an emission factor
2018 | PA | Lackawanna Energy Center | 60357 | 1 | CT | OP | CC | NG | 4,256.0 | 12852689 | 36.9928 | 0.0057564 | EPA/CAMD | NEI avg EF - PM, fuel type, firing type | 2018
2018 | PA | Lackawanna Energy Center | 60357 | 2 | CT | OP | CC | NG | 2,358.0 | 6881276 | 19.8058 | 0.0057564 | EPA/CAMD | NEI avg EF - PM, fuel type, firing type | 2018
2018 | PA | Lackawanna Energy Center | 60357 | 3 | CT | OP | CC | NG | 677.0 | 1878085 | 5.4055 | 0.0057564 | EPA/CAMD | NEI avg EF - PM, fuel type, firing type | 2018
2018 | PA | Lake Lynn Hydro Station | 6636 | 1 | HY | OP | NA | WAT |  | 383328 |  |  | EIA Prime Mover-level Data
2018 | PA | Lake Lynn Hydro Station | 6636 | 2 | HY | OP | NA | WAT |  | 383328 |  |  | EIA Prime Mover-level Data
2018 | PA | Lake Lynn Hydro Station | 6636 | 3 | HY | OP | NA | WAT |  | 383328 |  |  | EIA Prime Mover-level Data
2018 | PA | Lake Lynn Hydro Station | 6636 | 4 | HY | OP | NA | WAT |  | 383328 |  |  | EIA Prime Mover-level Data
2018 | PA | Lakeview Gas Recovery | 55074 | GEN1 | IC | OP | NA | LFG |  | 239031 | 1.7569 | 0.0147 | EIA Prime Mover-level Data | Estimated using an emission factor
2018 | PA | Lakeview Gas Recovery | 55074 | GEN2 | IC | OP | NA | LFG |  | 239031 | 1.7569 | 0.0147 | EIA Prime Mover-level Data | Estimated using an emission factor
2018 | PA | Lancaster County Resource Recovery | 50859 | BLR1 | ST | OP | NA | MSW |  | 1356897 | 1.0584 | 0.00156 | EIA Unit-level Data | Estimated using an emission factor
2018 | PA | Lancaster County Resource Recovery | 50859 | BLR2 | ST | OP | NA | MSW |  | 1401668 | 1.0933 | 0.00156 | EIA Unit-level Data | Estimated using an emission factor
2018 | PA | Lancaster County Resource Recovery | 50859 | BLR3 | ST | OP | NA | MSW |  | 1408043 | 1.0983 | 0.00156 | EIA Unit-level Data | Estimated using an emission factor
2018 | PA | Lanchester Generating Station | 56850 | 1 | IC | OP | NA | LFG |  | 124975 | 0.91857 | 0.0147 | EIA Prime Mover-level Data | Estimated using an emission factor
2018 | PA | Lanchester Generating Station | 56850 | 2 | IC | OP | NA | LFG |  | 124975 | 0.91857 | 0.0147 | EIA Prime Mover-level Data | Estimated using an emission factor
2018 | PA | Laurel Hill Wind | 57744 | 1 | WT | OP | NA | WND |  | 1534058 |  |  | EIA Prime Mover-level Data
2018 | PA | Liberty Electric Power Plant | 55231 | 0001 | CT | OP | CC | NG | 8,410.0 | 15632134 | 54 | 0.0069088 | EPA/CAMD | EPA/NEI | 2002
2018 | PA | Liberty Electric Power Plant | 55231 | 0002 | CT | OP | CC | NG | 8,423.0 | 15520068 | 59.4 | 0.0076546 | EPA/CAMD | EPA/NEI | 2002
2018 | PA | Limerick | 6105 | 1 | ST | OP | NA | NUC |  | 95993067 |  |  | EIA Prime Mover-level Data
2018 | PA | Limerick | 6105 | 2 | ST | OP | NA | NUC |  | 106185471 |  |  | EIA Prime Mover-level Data
2018 | PA | Lincoln Financial Field | 58231 | GEN1 | PV | OP | NA | SUN |  | 25559 |  |  | EIA Prime Mover-level Data
2018 | PA | Locust Ridge | 56470 | LRWF | WT | OP | NA | WND |  | 668038 |  |  | EIA Prime Mover-level Data
2018 | PA | Locust Ridge II LLC | 56770 | 1 | WT | OP | NA | WND |  | 1985609 |  |  | EIA Prime Mover-level Data
2018 | PA | Longwood Gardens | 57768 | 1 | PV | OP | NA | SUN |  | 16804 |  |  | EIA Prime Mover-level Data
2018 | PA | Lookout Windpower LLC | 56700 | 1 | WT | OP | NA | WND |  | 983758 |  |  | EIA Prime Mover-level Data
2018 | PA | Lower Mount Bethel Energy, LLC | 55667 | CT01 | CT | OP | CC | NG | 7,906.0 | 14646543 | 1.3914 | 0.00019 | EPA/CAMD | EPA/NEI | 2003
2018 | PA | Lower Mount Bethel Energy, LLC | 55667 | CT02 | CT | OP | CC | NG | 7,822.0 | 14356154 | 1.3638 | 0.00019 | EPA/CAMD | EPA/NEI | 2003
2018 | PA | Lycoming County | 57582 | 1 | IC | OP | NA | LFG |  | 117430 | 0.86311 | 0.0147 | EIA Prime Mover-level Data | Estimated using an emission factor
2018 | PA | Lycoming County | 57582 | 2 | IC | OP | NA | LFG |  | 117430 | 0.86311 | 0.0147 | EIA Prime Mover-level Data | Estimated using an emission factor
2018 | PA | Mahoning Creek Hydroelectric Project | 58685 | 8107 | HY | OP | NA | WAT |  | 229207 |  |  | EIA Prime Mover-level Data
2018 | PA | Maidencreek Biomass Plant | 56885 | GEN 1 | ST | IP | NA | WDS
2018 | PA | MARCUS HOOK 50, L.P. | 50074 | 001 | GT | OP | CT | NG | 6.0 | 1086 | 0.00010321 | 0.00019007 | EPA/CAMD | EPA/NEI | 1988
2018 | PA | Marcus Hook Energy, LP | 55801 | 0001 | CT | OP | CC | NG | 6,314.0 | 10208489 | 0.96981 | 0.00019 | EPA/CAMD | EPA/NEI | 2004
2018 | PA | Marcus Hook Energy, LP | 55801 | 0002 | CT | OP | CC | NG | 6,085.0 | 9986807 | 0.94875 | 0.00019 | EPA/CAMD | EPA/NEI | 2004
2018 | PA | Marcus Hook Energy, LP | 55801 | 0003 | CT | OP | CC | NG | 5,890.0 | 9443574 | 0.89714 | 0.00019 | EPA/CAMD | EPA/NEI | 2004
2018 | PA | Marlboro Mushrooms Solar Field | 59327 | GEN1 | PV | OP | NA | SUN |  | 12366 |  |  | EIA Prime Mover-level Data
2018 | PA | Martin Limestone Solar Array | 58443 | GEN1 | PV | OP | NA | SUN |  | 12218 |  |  | EIA Prime Mover-level Data
2018 | PA | Martins Creek, LLC | 3148 | 3 | ST | OP | TANGENTIAL | RFO | 1,221.0 | 4514045 | 18.6399 | 0.0082586 | EPA/CAMD | EPA/NEI | 1975
2018 | PA | Martins Creek, LLC | 3148 | 4 | ST | OP | TANGENTIAL | RFO | 1,375.0 | 4333331 | 31.8288 | 0.01469 | EPA/CAMD | EPA/NEI | 1977
2018 | PA | Mason Dixon Wind Farm | 60212 | 1 | WT | L | NA | WND
2018 | PA | Masser Farms Realty Solar | 57494 | MFRS | PV | OP | NA | SUN |  | 10077 |  |  | EIA Prime Mover-level Data
2018 | PA | Maxwell L&D Hydroelectric Project | 62385 | NA1 | HY | P | NA | WAT
2018 | PA | Maxwell L&D Hydroelectric Project | 62385 | NA2 | HY | P | NA | WAT
2018 | PA | Mehoopany Wind Energy LLC | 57769 | 1 | WT | OP | NA | WND |  | 3378246 |  |  | EIA Prime Mover-level Data
2018 | PA | Merck - Upper Gwynedd Solar Array | 61198 | SA-1 | PV | OP | NA | SUN |  | 12665 |  |  | EIA Prime Mover-level Data
2018 | PA | Merck & Company - West Point | 52149 | 039 | GT | OP | CT | NG | 2,297.0 | 792581 | 3.0972 | 0.0078154 | EPA/CAMD | NEI avg EF - PM, fuel type, firing type | 1989
2018 | PA | Merck & Company - West Point | 52149 | 040 | GT | OP | CT | NG | 7,152.0 | 2961901 | 11.5743 | 0.0078154 | EPA/CAMD | NEI avg EF - PM, fuel type, firing type | 2001
2018 | PA | Meyersdale Windpower Battery | 62444 | BMY | BA | OP | NA | MWH
2018 | PA | Meyersdale Windpower, LLC | 56052 | GE15 | WT | OP | NA | WND |  | 711614 |  |  | EIA Prime Mover-level Data
2018 | PA | MF Mesa Lane LLC | 56993 | MESA | PV | OP | NA | SUN |  | 29387 |  |  | EIA Prime Mover-level Data
2018 | PA | Milan | 58818 | 1 | IC | OP | NA | NG |  | 181406 | 0.038277 | 0.000422 | EIA Prime Mover-level Data | Estimated using an emission factor
2018 | PA | Milan | 58818 | 2 | IC | OP | NA | NG |  | 181406 | 0.038277 | 0.000422 | EIA Prime Mover-level Data | Estimated using an emission factor
2018 | PA | Milan | 58818 | 3 | IC | OP | NA | NG |  | 181406 | 0.038277 | 0.000422 | EIA Prime Mover-level Data | Estimated using an emission factor
2018 | PA | Milan | 58818 | GEN1 | IC | IP | NA | NG
2018 | PA | Milan | 58818 | GEN2 | IC | IP | NA | NG
2018 | PA | Milan | 58818 | GEN3 | IC | IP | NA | NG
2018 | PA | Milan | 58818 | GEN4 | IC | IP | NA | NG
2018 | PA | Milan | 58818 | GEN5 | IC | IP | NA | NG
2018 | PA | Mill Run Windpower LLC | 55805 | G1 | WT | OP | NA | WND |  | 310988 |  |  | EIA Prime Mover-level Data
2018 | PA | Mineral Point Energy | 61300 | GEN1 | IC | IP | NA | NG
2018 | PA | Mineral Point Energy | 61300 | GEN2 | IC | IP | NA | NG
2018 | PA | Mineral Point Energy | 61300 | GEN3 | IC | IP | NA | NG
2018 | PA | Mineral Point Energy | 61300 | GEN4 | IC | IP | NA | NG
2018 | PA | Mineral Point Energy | 61300 | GEN5 | IC | IP | NA | NG
2018 | PA | Monongahela L&D4 Hydroelectric Project | 62404 | NA1 | HY | P | NA | WAT
2018 | PA | Monongahela L&D4 Hydroelectric Project | 62404 | NA2 | HY | P | NA | WAT
2018 | PA | Montgomery L&D Hydroelectric Project | 62400 | NA1 | HY | P | NA | WAT
2018 | PA | Montgomery L&D Hydroelectric Project | 62400 | NA2 | HY | P | NA | WAT
2018 | PA | Montgomery L&D Hydroelectric Project | 62400 | NA3 | HY | P | NA | WAT
2018 | PA | Montgomery L&D Hydroelectric Project | 62400 | NA4 | HY | P | NA | WAT
2018 | PA | Montour, LLC | 3149 | 1 | ST | OP | TANGENTIAL | RC | 2,613.0 | 14377423 | 153.0477 | 0.02129 | EPA/CAMD | EPA/NEI | 1971
2018 | PA | Montour, LLC | 3149 | 2 | ST | OP | TANGENTIAL | RC | 2,427.0 | 12296695 | 130.8983 | 0.02129 | EPA/CAMD | EPA/NEI | 1973
2018 | PA | Morgantown | 60388 | GEMT | IC | OP | NA | LFG |  | 48505 | 0.35651 | 0.0147 | EIA Prime Mover-level Data | Estimated using an emission factor
2018 | PA | Morgantown Solar Park | 57362 | 1 | PV | OP | NA | SUN |  | 19495 |  |  | EIA Prime Mover-level Data
2018 | PA | Moser Generating Station | 3163 | 1 | GT | OP | NA | DFO |  | 11103 | 0.0702 | 0.012645 | EIA Prime Mover-level Data | EPA/NEI
2018 | PA | Moser Generating Station | 3163 | 2 | GT | OP | NA | DFO |  | 11103 | 0.0455 | 0.008196 | EIA Prime Mover-level Data | EPA/NEI
2018 | PA | Moser Generating Station | 3163 | 3 | GT | OP | NA | DFO |  | 11103 | 0.0522 | 0.0094029 | EIA Prime Mover-level Data | EPA/NEI
2018 | PA | Mount Joy Wire | 62741 | CHP | IC | OP | NA | NG
2018 | PA | Mountain | 3111 | 031 | GT | OP | CT | DFO | 125.0 | 38511 | 0.28 | 0.014541 | EPA/CAMD | EPA/NEI | 1971
2018 | PA | Mountain | 3111 | 032 | GT | OP | CT | DFO | 265.0 | 70880 | 0.37 | 0.01044 | EPA/CAMD | EPA/NEI | 1971
2018 | PA | Mountain View | 56687 | 1 | IC | OP | NA | LFG |  | 7434 | 0.05464 | 0.0147 | EIA Prime Mover-level Data | Estimated using an emission factor
2018 | PA | Mountain View | 56687 | 2 | IC | OP | NA | LFG |  | 7434 | 0.05464 | 0.0147 | EIA Prime Mover-level Data | Estimated using an emission factor
2018 | PA | Mountain View | 56687 | 3 | IC | OP | NA | LFG |  | 7434 | 0.05464 | 0.0147 | EIA Prime Mover-level Data | Estimated using an emission factor
2018 | PA | Mountain View | 56687 | 4 | IC | OP | NA | LFG |  | 7434 | 0.05464 | 0.0147 | EIA Prime Mover-level Data | Estimated using an emission factor
2018 | PA | Mountain View | 56687 | 5 | IC | OP | NA | LFG |  | 7434 | 0.05464 | 0.0147 | EIA Prime Mover-level Data | Estimated using an emission factor
2018 | PA | Mountain View | 56687 | 6 | IC | OP | NA | LFG |  | 7434 | 0.05464 | 0.0147 | EIA Prime Mover-level Data | Estimated using an emission factor
2018 | PA | Mountain View | 56687 | 7 | IC | OP | NA | LFG |  | 7434 | 0.05464 | 0.0147 | EIA Prime Mover-level Data | Estimated using an emission factor
2018 | PA | Mountain View | 56687 | 8 | IC | OP | NA | LFG |  | 7434 | 0.05464 | 0.0147 | EIA Prime Mover-level Data | Estimated using an emission factor
2018 | PA | Mountain View | 56687 | 9 | IC | OP | NA | LFG |  | 7434 | 0.05464 | 0.0147 | EIA Prime Mover-level Data | Estimated using an emission factor
2018 | PA | Mountain View | 56687 | 10 | IC | OP | NA | LFG |  | 7434 | 0.05464 | 0.0147 | EIA Prime Mover-level Data | Estimated using an emission factor
2018 | PA | Mountain View | 56687 | 11 | IC | OP | NA | LFG |  | 7434 | 0.05464 | 0.0147 | EIA Prime Mover-level Data | Estimated using an emission factor
2018 | PA | Mountain View | 56687 | 12 | IC | OP | NA | LFG |  | 7434 | 0.05464 | 0.0147 | EIA Prime Mover-level Data | Estimated using an emission factor
2018 | PA | Mountain View | 56687 | 13 | IC | OP | NA | LFG |  | 7434 | 0.05464 | 0.0147 | EIA Prime Mover-level Data | Estimated using an emission factor
2018 | PA | Mountain View | 56687 | 14 | IC | OP | NA | LFG |  | 7434 | 0.05464 | 0.0147 | EIA Prime Mover-level Data | Estimated using an emission factor
2018 | PA | Mountain View | 56687 | 15 | IC | OP | NA | LFG |  | 7434 | 0.05464 | 0.0147 | EIA Prime Mover-level Data | Estimated using an emission factor
2018 | PA | Mountain View | 56687 | 16 | IC | OP | NA | LFG |  | 7434 | 0.05464 | 0.0147 | EIA Prime Mover-level Data | Estimated using an emission factor
2018 | PA | Mountain View | 56687 | 17 | IC | OP | NA | LFG |  | 7434 | 0.05464 | 0.0147 | EIA Prime Mover-level Data | Estimated using an emission factor
2018 | PA | Mountain View | 56687 | 18 | IC | OP | NA | LFG |  | 7434 | 0.05464 | 0.0147 | EIA Prime Mover-level Data | Estimated using an emission factor
2018 | PA | Mountain View | 56687 | 19 | IC | OP | NA | LFG |  | 7434 | 0.05464 | 0.0147 | EIA Prime Mover-level Data | Estimated using an emission factor
2018 | PA | Mountain View | 56687 | 20 | IC | OP | NA | LFG |  | 7434 | 0.05464 | 0.0147 | EIA Prime Mover-level Data | Estimated using an emission factor
2018 | PA | Mountain View | 56687 | 21 | IC | OP | NA | LFG |  | 7434 | 0.05464 | 0.0147 | EIA Prime Mover-level Data | Estimated using an emission factor
2018 | PA | Mountain View | 56687 | 22 | IC | OP | NA | LFG |  | 7434 | 0.05464 | 0.0147 | EIA Prime Mover-level Data | Estimated using an emission factor
2018 | PA | Mountain View | 56687 | 23 | IC | OP | NA | LFG |  | 7434 | 0.05464 | 0.0147 | EIA Prime Mover-level Data | Estimated using an emission factor
2018 | PA | Mountain View | 56687 | 24 | IC | OP | NA | LFG |  | 7434 | 0.05464 | 0.0147 | EIA Prime Mover-level Data | Estimated using an emission factor
2018 | PA | Mountain View | 56687 | 25 | IC | OP | NA | LFG |  | 7434 | 0.05464 | 0.0147 | EIA Prime Mover-level Data | Estimated using an emission factor
2018 | PA | Mountain View | 56687 | 26 | IC | OP | NA | LFG |  | 7434 | 0.05464 | 0.0147 | EIA Prime Mover-level Data | Estimated using an emission factor
2018 | PA | Mountain View | 56687 | 27 | IC | OP | NA | LFG |  | 7434 | 0.05464 | 0.0147 | EIA Prime Mover-level Data | Estimated using an emission factor
2018 | PA | Mountain View | 56687 | 28 | IC | OP | NA | LFG |  | 7434 | 0.05464 | 0.0147 | EIA Prime Mover-level Data | Estimated using an emission factor
2018 | PA | Mountain View | 56687 | 29 | IC | OP | NA | LFG |  | 7434 | 0.05464 | 0.0147 | EIA Prime Mover-level Data | Estimated using an emission factor
2018 | PA | Mountain View | 56687 | 30 | IC | OP | NA | LFG |  | 7434 | 0.05464 | 0.0147 | EIA Prime Mover-level Data | Estimated using an emission factor
2018 | PA | Mountain View | 56687 | 31 | IC | OP | NA | LFG |  | 7434 | 0.05464 | 0.0147 | EIA Prime Mover-level Data | Estimated using an emission factor
2018 | PA | Mountain View | 56687 | 32 | IC | OP | NA | LFG |  | 7434 | 0.05464 | 0.0147 | EIA Prime Mover-level Data | Estimated using an emission factor
2018 | PA | Mountain View | 56687 | 33 | IC | OP | NA | LFG |  | 7434 | 0.05464 | 0.0147 | EIA Prime Mover-level Data | Estimated using an emission factor
2018 | PA | Mountain View | 56687 | 34 | IC | OP | NA | LFG |  | 7434 | 0.05464 | 0.0147 | EIA Prime Mover-level Data | Estimated using an emission factor
2018 | PA | Mountain View | 56687 | 35 | IC | OP | NA | LFG |  | 7434 | 0.05464 | 0.0147 | EIA Prime Mover-level Data | Estimated using an emission factor
2018 | PA | Mountain View | 56687 | 36 | IC | OP | NA | LFG |  | 7434 | 0.05464 | 0.0147 | EIA Prime Mover-level Data | Estimated using an emission factor
2018 | PA | Mountain View | 56687 | 37 | IC | OP | NA | LFG |  | 7434 | 0.05464 | 0.0147 | EIA Prime Mover-level Data | Estimated using an emission factor
2018 | PA | Mountain View | 56687 | 38 | IC | OP | NA | LFG |  | 7434 | 0.05464 | 0.0147 | EIA Prime Mover-level Data | Estimated using an emission factor
2018 | PA | Mountain View | 56687 | 39 | IC | OP | NA | LFG |  | 7434 | 0.05464 | 0.0147 | EIA Prime Mover-level Data | Estimated using an emission factor
2018 | PA | Mountain View | 56687 | 40 | IC | OP | NA | LFG |  | 7434 | 0.05464 | 0.0147 | EIA Prime Mover-level Data | Estimated using an emission factor
2018 | PA | Mountain View | 56687 | 41 | IC | OP | NA | LFG |  | 7434 | 0.05464 | 0.0147 | EIA Prime Mover-level Data | Estimated using an emission factor
2018 | PA | Mountain View | 56687 | 42 | IC | OP | NA | LFG |  | 7434 | 0.05464 | 0.0147 | EIA Prime Mover-level Data | Estimated using an emission factor
2018 | PA | Mountain View | 56687 | 43 | IC | OP | NA | LFG |  | 7434 | 0.05464 | 0.0147 | EIA Prime Mover-level Data | Estimated using an emission factor
2018 | PA | Mountain View | 56687 | 44 | IC | OP | NA | LFG |  | 7434 | 0.05464 | 0.0147 | EIA Prime Mover-level Data | Estimated using an emission factor
2018 | PA | Mountain View | 56687 | 45 | IC | OP | NA | LFG |  | 7434 | 0.05464 | 0.0147 | EIA Prime Mover-level Data | Estimated using an emission factor
2018 | PA | Mountain View | 56687 | 46 | IC | OP | NA | LFG |  | 7434 | 0.05464 | 0.0147 | EIA Prime Mover-level Data | Estimated using an emission factor
2018 | PA | Mountain View | 56687 | 47 | IC | OP | NA | LFG |  | 7434 | 0.05464 | 0.0147 | EIA Prime Mover-level Data | Estimated using an emission factor
2018 | PA | Mountain View | 56687 | 48 | IC | OP | NA | LFG |  | 7434 | 0.05464 | 0.0147 | EIA Prime Mover-level Data | Estimated using an emission factor
2018 | PA | Moxie Freedom Generation Plant | 59906 | 201 | CT | OP | CC | NG | 3,488.0 | 11439383 | 32.925 | 0.0057564 | EPA/CAMD | NEI avg EF - PM, fuel type, firing type | 2018
2018 | PA | Moxie Freedom Generation Plant | 59906 | 202 | CT | OP | CC | NG | 2,639.0 | 8213674 | 23.6407 | 0.0057564 | EPA/CAMD | NEI avg EF - PM, fuel type, firing type | 2018
2018 | PA | Mt. Carmel Cogeneration | 10343 | SG-101 | ST | OP | FLUIDIZED | WC | 7,485.0 | 4481704 | 32.2138 | 0.014376 | EPA/CAMD | EPA/NEI | 1990
2018 | PA | Muddy Run | 3164 | 1 | PS | OP | NA | WAT |  | 0 |  |  | EIA Prime Mover-level Data
2018 | PA | Muddy Run | 3164 | 2 | PS | OP | NA | WAT |  | 0 |  |  | EIA Prime Mover-level Data
2018 | PA | Muddy Run | 3164 | 3 | PS | OP | NA | WAT |  | 0 |  |  | EIA Prime Mover-level Data
2018 | PA | Muddy Run | 3164 | 4 | PS | OP | NA | WAT |  | 0 |  |  | EIA Prime Mover-level Data
2018 | PA | Muddy Run | 3164 | 5 | PS | OP | NA | WAT |  | 0 |  |  | EIA Prime Mover-level Data
2018 | PA | Muddy Run | 3164 | 6 | PS | OP | NA | WAT |  | 0 |  |  | EIA Prime Mover-level Data
2018 | PA | Muddy Run | 3164 | 7 | PS | OP | NA | WAT |  | 0 |  |  | EIA Prime Mover-level Data
2018 | PA | Muddy Run | 3164 | 8 | PS | OP | NA | WAT |  | 0 |  |  | EIA Prime Mover-level Data
2018 | PA | Navy Yard Peaker Station | 61737 | GEN1 | IC | OP | NA | NG |  | 3737 | 0.00078851 | 0.000422 | EIA Prime Mover-level Data | Estimated using an emission factor
2018 | PA | Navy Yard Peaker Station | 61737 | GEN2 | IC | OP | NA | NG |  | 3737 | 0.00078851 | 0.000422 | EIA Prime Mover-level Data | Estimated using an emission factor
2018 | PA | Navy Yard Peaker Station | 61737 | GEN3 | IC | OP | NA | NG |  | 3737 | 0.00078851 | 0.000422 | EIA Prime Mover-level Data | Estimated using an emission factor
2018 | PA | Navy Yard Peaker Station | 61737 | GEN4 | IC | OP | NA | NG |  | 3737 | 0.00078851 | 0.000422 | EIA Prime Mover-level Data | Estimated using an emission factor
2018 | PA | New Castle | 3138 | 3 | ST | OP | WALL | NG | 2,546.0 | 1497296 | 5.213 | 0.0069633 | EPA/CAMD | EPA/NEI | 1952
2018 | PA | New Castle | 3138 | 4 | ST | OP | WALL | NG | 2,303.0 | 1447963 | 4.3341 | 0.0059864 | EPA/CAMD | EPA/NEI | 1958
2018 | PA | New Castle | 3138 | 5 | ST | OP | WALL | NG | 2,674.0 | 2111472 | 8.8157 | 0.0083503 | EPA/CAMD | EPA/NEI | 1964
2018 | PA | Newman (PA) | 54250 | 001 | ST | OP | NA | NG |  | 608158 | 2.4486 | 0.0080524 | EIA Prime Mover-level Data | NEI avg EF - PM, fuel type
2018 | PA | Niles Valley Energy LLC | 61286 | GEN1 | IC | IP | NA | NG
2018 | PA | Niles Valley Energy LLC | 61286 | GEN2 | IC | IP | NA | NG
2018 | PA | Niles Valley Energy LLC | 61286 | GEN3 | IC | IP | NA | NG
2018 | PA | Niles Valley Energy LLC | 61286 | GEN4 | IC | IP | NA | NG
2018 | PA | Niles Valley Energy LLC | 61286 | GEN5 | IC | IP | NA | NG
2018 | PA | North Allegheny Windpower Project | 56651 | 1 | WT | OP | NA | WND |  | 1390075 |  |  | EIA Prime Mover-level Data
2018 | PA | Northampton Generating Plant | 50888 | NGC01 | ST | OP | FLUIDIZED | WC | 2,573.0 | 2508999 | 3.4191 | 0.0027254 | EPA/CAMD | EPA/NEI | 1995
2018 | PA | Northeastern Power Company | 50039 | 031 | ST | OP | FLUIDIZED | WC | 4,500.0 | 2229068 | 11.6246 | 0.01043 | EPA/CAMD | EPA/NEI | 1989
2018 | PA | Norther Tier Landfill | 56890 | GEN 1 | IC | OP | NA | LFG |  | 131719 | 0.96813 | 0.0147 | EIA Prime Mover-level Data | Estimated using an emission factor
2018 | PA | Ontelaunee Energy Center | 55193 | CT1 | CT | OP | CC | NG | 8,158.0 | 14437521 | 28.9674 | 0.0040128 | EPA/CAMD | EPA/NEI | 2002
2018 | PA | Ontelaunee Energy Center | 55193 | CT2 | CT | OP | CC | NG | 7,970.0 | 14155107 | 30.8011 | 0.0043519 | EPA/CAMD | EPA/NEI | 2002
2018 | PA | Orchard Park | 55997 | 8 | IC | OP | NA | NG |  | 15632 | 0.0032984 | 0.000422 | EIA Prime Mover-level Data | Estimated using an emission factor
2018 | PA | Orchard Park | 55997 | 9 | IC | OP | NA | NG |  | 15632 | 0.0032984 | 0.000422 | EIA Prime Mover-level Data | Estimated using an emission factor
2018 | PA | Orchard Park | 55997 | 10 | IC | OP | NA | NG |  | 15632 | 0.0032984 | 0.000422 | EIA Prime Mover-level Data | Estimated using an emission factor
2018 | PA | Orchard Park | 55997 | 11 | IC | OP | NA | NG |  | 15632 | 0.0032984 | 0.000422 | EIA Prime Mover-level Data | Estimated using an emission factor
2018 | PA | Orrtanna | 3112 | 1 | GT | OP | NA | DFO |  | 6176 | 0.053297 | 0.017259 | EIA Prime Mover-level Data | NEI avg EF - PM, fuel type, firing type
2018 | PA | Oxbow Creek | 58714 | 1 | IC | CN | NA | NG
2018 | PA | Oxbow Creek | 58714 | 2 | IC | CN | NA | NG
2018 | PA | Oxbow Creek | 58714 | 3 | IC | CN | NA | NG
2018 | PA | Oxbow Creek | 58714 | GEN1 | IC | T | NA | NG
2018 | PA | Oxbow Creek | 58714 | GEN2 | IC | T | NA | NG
2018 | PA | Oxbow Creek | 58714 | GEN3 | IC | T | NA | NG
2018 | PA | Oxbow Creek | 58714 | GEN4 | IC | T | NA | NG
2018 | PA | Oxbow Creek | 58714 | GEN5 | IC | T | NA | NG
2018 | PA | PA Solar Park | 57256 | 1 | PV | OP | NA | SUN |  | 112371 |  |  | EIA Prime Mover-level Data
2018 | PA | PA Solar Park | 57256 | 2 | PV | IP | NA | SUN
2018 | PA | Panda Hummel Station | 60368 | CT1 | CT | OP | CC | NG | 4,561.0 | 9741231 | 28.0374 | 0.0057564 | EPA/CAMD | NEI avg EF - PM, fuel type, firing type | 2018
2018 | PA | Panda Hummel Station | 60368 | CT2 | CT | OP | CC | NG | 4,579.0 | 9818954 | 28.2611 | 0.0057564 | EPA/CAMD | NEI avg EF - PM, fuel type, firing type | 2018
2018 | PA | Panda Hummel Station | 60368 | CT3 | CT | OP | CC | NG | 3,879.0 | 8070723 | 23.2293 | 0.0057564 | EPA/CAMD | NEI avg EF - PM, fuel type, firing type | 2018
2018 | PA | Panda Liberty Power Project | 58420 | CT1 | CT | OP | CC | NG | 7,123.0 | 17480602 | 13.22 | 0.0015125 | EPA/CAMD | EPA/NEI | 2016
2018 | PA | Panda Liberty Power Project | 58420 | CT2 | CT | OP | CC | NG | 6,846.0 | 16844901 | 10.5 | 0.0012467 | EPA/CAMD | EPA/NEI | 2016
2018 | PA | Panda Patriot Generation Plant | 58426 | CT1 | CT | OP | CC | NG | 6,509.0 | 16810297 | 25.66 | 0.0030529 | EPA/CAMD | EPA/NEI | 2016
2018 | PA | Panda Patriot Generation Plant | 58426 | CT2 | CT | OP | CC | NG | 7,240.0 | 18794163 | 48.27 | 0.0051367 | EPA/CAMD | EPA/NEI | 2016
2018 | PA | Panther Creek Energy Facility | 50776 | 1 | ST | OP | FLUIDIZED | WC | 2,294.0 | 862682 | 0.575 | 0.0013331 | EPA/CAMD | EPA/NEI | 1992
2018 | PA | Panther Creek Energy Facility | 50776 | 2 | ST | OP | FLUIDIZED | WC | 2,374.0 | 1009233 | 0.67231 | 0.0013323 | EPA/CAMD | EPA/NEI | 1992
2018 | PA | Patton Wind Farm | 57999 | 1 | WT | OP | NA | WND |  | 908335 |  |  | EIA Prime Mover-level Data
2018 | PA | Paxton Creek Cogeneration | 50373 | GEN1 | IC | SB | NA | NG |  | 6109 | 0.001289 | 0.000422 | EIA Prime Mover-level Data | Estimated using an emission factor
2018 | PA | Paxton Creek Cogeneration | 50373 | GEN2 | IC | SB | NA | NG |  | 6109 | 0.001289 | 0.000422 | EIA Prime Mover-level Data | Estimated using an emission factor
2018 | PA | Peach Bottom | 3166 | 2 | ST | OP | NA | NUC |  | 112789463 |  |  | EIA Prime Mover-level Data
2018 | PA | Peach Bottom | 3166 | 3 | ST | OP | NA | NUC |  | 113868529 |  |  | EIA Prime Mover-level Data
2018 | PA | PEI Power Corporation | 50279 | 2 | GT | OP | CT | NG | 1,179.0 | 399406 | 1.3018 | 0.0065185 | EPA/CAMD | EPA/NEI | 2001
2018 | PA | Pennsbury | 7690 | 1 | GT | OP | NA | LFG |  | 1450 | 0.01566 | 0.0216 | EIA Prime Mover-level Data | Estimated using an emission factor
2018 | PA | Pennsbury | 7690 | 2 | GT | OS | NA | LFG |  | 1450 | 0.01566 | 0.0216 | EIA Prime Mover-level Data | Estimated using an emission factor
2018 | PA | Philadelphia Refinery | 52106 | 150137 | ST | OP | WALL | PRG | 8,760.0 | 2743046 | 49.4385 | 0.036046 | EPA/CAMD | NEI avg EF - PM, fuel type, firing type | 1952
2018 | PA | Philadelphia Refinery | 52106 | 150138 | ST | OP | WALL | PRG | 0.0 | [5 empty] | 1952
2018 | PA | Philadelphia Refinery | 52106 | 150139 | ST | OP | WALL | PRG | 8,036.0 | 2379473 | 42.8857 | 0.036046 | EPA/CAMD | NEI avg EF - PM, fuel type, firing type | 1952
2018 | PA | Philadelphia Refinery | 52106 | 150140 | ST | OP | WALL | PRG | 8,554.0 | 2728592 | 49.178 | 0.036046 | EPA/CAMD | NEI avg EF - PM, fuel type, firing type | 1954
2018 | PA | Philadelphia Refinery | 52106 | 150145 | ST | OP | WALL | PRG | 7,687.0 | 1357190 | 24.4609 | 0.036046 | EPA/CAMD | NEI avg EF - PM, fuel type, firing type | 2015
2018 | PA | Phoenix Contact - CCHP Plant | 62901 | CCHP | GT | OP | NA | NG
2018 | PA | Pickering Solar | 58535 | 1 | PV | OP | NA | SUN |  | 15665 |  |  | EIA Prime Mover-level Data
2018 | PA | Pine Grove | 56690 | 1 | IC | OP | NA | LFG |  | 582 | 0.0042777 | 0.0147 | EIA Prime Mover-level Data | Estimated using an emission factor
2018 | PA | Pine Grove | 56690 | 2 | IC | OP | NA | LFG |  | 582 | 0.0042777 | 0.0147 | EIA Prime Mover-level Data | Estimated using an emission factor
2018 | PA | Pine Grove | 56690 | 3 | IC | OP | NA | LFG |  | 582 | 0.0042777 | 0.0147 | EIA Prime Mover-level Data | Estimated using an emission factor
2018 | PA | Pine Grove | 56690 | 4 | IC | OP | NA | LFG |  | 582 | 0.0042777 | 0.0147 | EIA Prime Mover-level Data | Estimated using an emission factor
2018 | PA | Pine Grove | 56690 | 5 | IC | OP | NA | LFG |  | 582 | 0.0042777 | 0.0147 | EIA Prime Mover-level Data | Estimated using an emission factor
2018 | PA | Pine Grove | 56690 | 6 | IC | OP | NA | LFG |  | 582 | 0.0042777 | 0.0147 | EIA Prime Mover-level Data | Estimated using an emission factor
2018 | PA | Pine Grove | 56690 | 7 | IC | OP | NA | LFG |  | 582 | 0.0042777 | 0.0147 | EIA Prime Mover-level Data | Estimated using an emission factor
2018 | PA | Pine Grove | 56690 | 8 | IC | OP | NA | LFG |  | 582 | 0.0042777 | 0.0147 | EIA Prime Mover-level Data | Estimated using an emission factor
2018 | PA | Pine Grove | 56690 | 9 | IC | OP | NA | LFG |  | 582 | 0.0042777 | 0.0147 | EIA Prime Mover-level Data | Estimated using an emission factor
2018 | PA | Pine Grove | 56690 | 10 | IC | OP | NA | LFG |  | 582 | 0.0042777 | 0.0147 | EIA Prime Mover-level Data | Estimated using an emission factor
2018 | PA | Pine Grove | 56690 | 11 | IC | OP | NA | LFG |  | 582 | 0.0042777 | 0.0147 | EIA Prime Mover-level Data | Estimated using an emission factor
2018 | PA | Pine Grove | 56690 | 12 | IC | OP | NA | LFG |  | 582 | 0.0042777 | 0.0147 | EIA Prime Mover-level Data | Estimated using an emission factor
2018 | PA | Pine Grove | 56690 | 13 | IC | OP | NA | LFG |  | 582 | 0.0042777 | 0.0147 | EIA Prime Mover-level Data | Estimated using an emission factor
2018 | PA | Pine Grove | 56690 | 14 | IC | OP | NA | LFG |  | 582 | 0.0042777 | 0.0147 | EIA Prime Mover-level Data | Estimated using an emission factor
2018 | PA | Pine Grove | 56690 | 15 | IC | OP | NA | LFG |  | 582 | 0.0042777 | 0.0147 | EIA Prime Mover-level Data | Estimated using an emission factor
2018 | PA | Pine Grove | 56690 | 16 | IC | OP | NA | LFG |  | 582 | 0.0042777 | 0.0147 | EIA Prime Mover-level Data | Estimated using an emission factor
2018 | PA | Pine Grove | 56690 | 17 | IC | OP | NA | LFG |  | 582 | 0.0042777 | 0.0147 | EIA Prime Mover-level Data | Estimated using an emission factor
2018 | PA | Pine Grove | 56690 | 18 | IC | OP | NA | LFG |  | 582 | 0.0042777 | 0.0147 | EIA Prime Mover-level Data | Estimated using an emission factor
2018 | PA | Piney | 3124 | 1 | HY | OP | NA | WAT |  | 319896 |  |  | EIA Prime Mover-level Data
2018 | PA | Piney | 3124 | 2 | HY | OP | NA | WAT |  | 319896 |  |  | EIA Prime Mover-level Data
2018 | PA | Piney | 3124 | 3 | HY | OP | NA | WAT |  | 319896 |  |  | EIA Prime Mover-level Data
2018 | PA | Pioneer Crossing Energy, LLC | 56957 | LFG1 | IC | OP | NA | LFG |  | 93873 | 0.68997 | 0.0147 | EIA Prime Mover-level Data | Estimated using an emission factor
2018 | PA | Pioneer Crossing Energy, LLC | 56957 | LFG2 | IC | OP | NA | LFG |  | 93873 | 0.68997 | 0.0147 | EIA Prime Mover-level Data | Estimated using an emission factor
2018 | PA | Pioneer Crossing Energy, LLC | 56957 | LFG3 | IC | OP | NA | LFG |  | 93873 | 0.68997 | 0.0147 | EIA Prime Mover-level Data | Estimated using an emission factor
2018 | PA | Pioneer Crossing Energy, LLC | 56957 | LFG4 | IC | OP | NA | LFG |  | 93873 | 0.68997 | 0.0147 | EIA Prime Mover-level Data | Estimated using an emission factor
2018 | PA | Pioneer Crossing Energy, LLC | 56957 | LFG5 | IC | OP | NA | LFG |  | 93873 | 0.68997 | 0.0147 | EIA Prime Mover-level Data | Estimated using an emission factor
2018 | PA | Pioneer Crossing Energy, LLC | 56957 | LFG6 | IC | IP | NA | LFG
2018 | PA | Pioneer Crossing Energy, LLC | 56957 | LFG7 | IC | IP | NA | LFG
2018 | PA | Pixelle Specialty Solutions | 50397 | 036 | ST | OP | FLUIDIZED | BIT | 8,230.0 | 3590322 | 28.8654 | 0.01608 | EPA/CAMD | EPA/NEI | 1988
2018 | PA | Pixelle Specialty Solutions | 50397 | 038 | ST | OP | OTHER BOILER | NG | 3,477.0 | 2874232 | 4.212 | 0.0029309 | EIA non-ozone season distributed and EPA/CAMD ozone season | EPA/NEI | 2017
2018 | PA | Pixelle Specialty Solutions | 50397 | 039 | ST | OP | OTHER BOILER | NG | 3,255.0 | 2262095 | 2.9119 | 0.0025745 | EIA non-ozone season distributed and EPA/CAMD ozone season | EPA/NEI | 2016
2018 | PA | Pixelle Specialty Solutions | 50397 | 1PB035 | ST | OP | WALL | BLQ |  | 0 | 0 |  |  | Estimated using an emission factor
2018 | PA | Pixelle Specialty Solutions | 50397 | 3PB033 | ST | RE | WALL | BIT |  | 0 | 0 |  |  | NEI avg EF - PM, fuel type, firing type
2018 | PA | Pixelle Specialty Solutions | 50397 | 4PB034 | ST | OP | WALL | RFO |  | 0 | 0 |  |  | NEI avg EF - PM, fuel type, firing type
2018 | PA | Pixelle Specialty Solutions | 50397 | 5PB036 | ST | OP | FLUIDIZED | WDS |  | 3739620 | 10.0964 | 0.0053997 | EIA Unit-level Data | NEI avg EF - PM, fuel type, firing type
2018 | PA | Pixelle Specialty Solutions | 50397 | REC037 | ST | OP | WALL | BLQ |  | 7634954 | 11.8724 | 0.00311 | EIA Unit-level Data | Estimated using an emission factor
2018 | PA | Pocono Solar Project | 57367 | POCON | PV | OP | NA | SUN |  | 23796 |  |  | EIA Prime Mover-level Data
2018 | PA | Point Marion L&D Hydroelectric Project | 62384 | NA1 | HY | P | NA | WAT
2018 | PA | Point Marion L&D Hydroelectric Project | 62384 | NA2 | HY | P | NA | WAT
2018 | PA | Portland | 3113 | 5 | GT | OP | CT | NG | 71.0 | 93380 | 0.29125 | 0.006238 | EPA/CAMD | EPA/NEI | 1995
2018 | PA | PPG Monroeville Chemicals Center | 58047 | 2 | IC | SB | NA | DFO
2018 | PA | PPG Monroeville Chemicals Center | 58047 | 3 | IC | SB | NA | DFO
2018 | PA | PPL Frey Farm Landfill Wind | 57182 | 1 | WT | OP | NA | WND |  | 56147 |  |  | EIA Prime Mover-level Data
2018 | PA | PPL Glendon LFGTE Plant | 57183 | 1 | IC | OP | NA | LFG |  | 111321 | 0.81821 | 0.0147 | EIA Prime Mover-level Data | Estimated using an emission factor
2018 | PA | PPL Glendon LFGTE Plant | 57183 | 2 | IC | OP | NA | LFG |  | 111321 | 0.81821 | 0.0147 | EIA Prime Mover-level Data | Estimated using an emission factor
2018 | PA | PPL Glendon LFGTE Plant | 57183 | 3 | IC | IP | NA | LFG
2018 | PA | Procter & Gamble Paper Products | 50463 | 328001 | GT | OP | CT | NG | 3,607.0 | 4261337 | 15.4 | 0.0072278 | EIA non-ozone season distributed and EPA/CAMD ozone season | EPA/NEI | 1985
2018 | PA | Procter & Gamble Paper Products | 50463 | 328002 | GT | OP | CT | NG | 3,597.0 | 4638494 | 18.1259 | 0.0078154 | EIA non-ozone season distributed and EPA/CAMD ozone season | NEI avg EF - PM, fuel type, firing type | 2013
2018 | PA | PWD Northeast WPCP Biogas Cogen Plant | 58326 | NBG1 | IC | OP | NA | OBG |  | 69483 | 0.5107 | 0.0147 | EIA Prime Mover-level Data | Estimated using an emission factor
2018 | PA | PWD Northeast WPCP Biogas Cogen Plant | 58326 | NBG2 | IC | OP | NA | OBG |  | 69483 | 0.5107 | 0.0147 | EIA Prime Mover-level Data | Estimated using an emission factor
2018 | PA | PWD Northeast WPCP Biogas Cogen Plant | 58326 | NBG3 | IC | OP | NA | OBG |  | 69483 | 0.5107 | 0.0147 | EIA Prime Mover-level Data | Estimated using an emission factor
2018 | PA | PWD Northeast WPCP Biogas Cogen Plant | 58326 | NBG4 | IC | OP | NA | OBG |  | 69483 | 0.5107 | 0.0147 | EIA Prime Mover-level Data | Estimated using an emission factor
2018 | PA | Red Glen Energy | 61306 | GEN1 | IC | IP | NA | NG
2018 | PA | Red Glen Energy | 61306 | GEN2 | IC | IP | NA | NG
2018 | PA | Red Glen Energy | 61306 | GEN3 | IC | IP | NA | NG
2018 | PA | Red Glen Energy | 61306 | GEN4 | IC | IP | NA | NG
2018 | PA | Red Glen Energy | 61306 | GEN5 | IC | IP | NA | NG
2018 | PA | Renovo Energy Center | 60786 | RECNY | CS | L | NA | NG
2018 | PA | Renovo Energy Center | 60786 | RECPJ | CS | L | NA | NG
2018 | PA | Richmond | 3168 | 91 | GT | OP | CT | DFO | 74.0 | 66431 | 0.1059 | 0.0031883 | EPA/CAMD | EPA/NEI | 1973
2018 | PA | Richmond | 3168 | 92 | GT | OP | CT | DFO | 72.0 | 81099 | 0.1597 | 0.0039384 | EPA/CAMD | EPA/NEI | 1973
2018 | PA | Ringer Hill Wind Farm, LLC | 60329 | RINGR | WT | OP | NA | WND |  | 1026195 |  |  | EIA Prime Mover-level Data
2018 | PA | Robinson Power Company LLC | 56453 | CTG1 | CC | L | NA | NG
2018 | PA | Romark PA Solar | 57465 | 1 | PV | OP | NA | SUN |  | 14560 |  |  | EIA Prime Mover-level Data
2018 | PA | Roundtop | 58715 | GEN1 | IC | OP | NA | NG |  | 102112 | 0.021546 | 0.000422 | EIA Prime Mover-level Data | Estimated using an emission factor
2018 | PA | Roundtop | 58715 | GEN2 | IC | OP | NA | NG |  | 102112 | 0.021546 | 0.000422 | EIA Prime Mover-level Data | Estimated using an emission factor
2018 | PA | Roundtop | 58715 | GEN3 | IC | OP | NA | NG |  | 102112 | 0.021546 | 0.000422 | EIA Prime Mover-level Data | Estimated using an emission factor
2018 | PA | Roundtop | 58715 | GEN4 | IC | OP | NA | NG |  | 102112 | 0.021546 | 0.000422 | EIA Prime Mover-level Data | Estimated using an emission factor
2018 | PA | Roundtop | 58715 | GEN5 | IC | OP | NA | NG |  | 102112 | 0.021546 | 0.000422 | EIA Prime Mover-level Data | Estimated using an emission factor
2018 | PA | Safe Harbor | 3175 | 1 | HY | OP | NA | WAT |  | 1334184 |  |  | EIA Prime Mover-level Data
2018 | PA | Safe Harbor | 3175 | 2 | HY | OP | NA | WAT |  | 1334184 |  |  | EIA Prime Mover-level Data
2018 | PA | Safe Harbor | 3175 | 3 | HY | OP | NA | WAT |  | 1293754 |  |  | EIA Prime Mover-level Data
2018 | PA | Safe Harbor | 3175 | 4 | HY | OP | NA | WAT |  | 1293754 |  |  | EIA Prime Mover-level Data
2018 | PA | Safe Harbor | 3175 | 5 | HY | OP | NA | WAT |  | 1293754 |  |  | EIA Prime Mover-level Data
2018 | PA | Safe Harbor | 3175 | 6 | HY | OP | NA | WAT |  | 1293754 |  |  | EIA Prime Mover-level Data
2018 | PA | Safe Harbor | 3175 | 7 | HY | OP | NA | WAT |  | 1293754 |  |  | EIA Prime Mover-level Data
2018 | PA | Safe Harbor | 3175 | 8 | HY | OP | NA | WAT |  | 1516118 |  |  | EIA Prime Mover-level Data
2018 | PA | Safe Harbor | 3175 | 9 | HY | OP | NA | WAT |  | 1516118 |  |  | EIA Prime Mover-level Data
2018 | PA | Safe Harbor | 3175 | 10 | HY | OP | NA | WAT |  | 1516118 |  |  | EIA Prime Mover-level Data
2018 | PA | Safe Harbor | 3175 | 11 | HY | OP | NA | WAT |  | 1516118 |  |  | EIA Prime Mover-level Data
2018 | PA | Safe Harbor | 3175 | 12 | HY | OP | NA | WAT |  | 1516118 |  |  | EIA Prime Mover-level Data
2018 | PA | Safe Harbor | 3175 | 41 | HY | OP | NA | WAT |  | 80860 |  |  | EIA Prime Mover-level Data
2018 | PA | Safe Harbor | 3175 | 42 | HY | OP | NA | WAT |  | 80860 |  |  | EIA Prime Mover-level Data
2018 | PA | Sandy Ridge Wind Farm | 57285 | 1 | WT | OP | NA | WND |  | 1388363 |  |  | EIA Prime Mover-level Data
2018 | PA | Schuylkill Generating Station | 3169 | 1 | ST | RE | TANGENTIAL | RFO
2018 | PA | Schuylkill Generating Station | 3169 | 10 | GT | OP | NA | DFO |  | 78750 | 0.67959 | 0.017259 | EIA Prime Mover-level Data | NEI avg EF - PM, fuel type, firing type
2018 | PA | Schuylkill Generating Station | 3169 | 11 | GT | OP | NA | DFO |  | 89758 | 0.77458 | 0.017259 | EIA Prime Mover-level Data | NEI avg EF - PM, fuel type, firing type
2018 | PA | Schuylkill Generating Station | 3169 | IC1 | IC | RE | NA | DFO
2018 | PA | Scrubgrass Generating Plant | 50974 | 1 | ST | OP | FLUIDIZED | WC | 7,446.0 | 3259319 | 21.1905 | 0.013003 | EPA/CAMD | EPA/NEI | 1993
2018 | PA | Scrubgrass Generating Plant | 50974 | 2 | ST | OP | FLUIDIZED | WC | 7,594.0 | 3267768 | 21.6025 | 0.013222 | EPA/CAMD | EPA/NEI | 1993
2018 | PA | SECCRA Community Landfill | 56873 | 1 | IC | OP | NA | LFG |  | 13150 | 0.096653 | 0.0147 | EIA Prime Mover-level Data | Estimated using an emission factor
2018 | PA | SECCRA Community Landfill | 56873 | 2 | IC | RE | NA | LFG
2018 | PA | SECCRA Community Landfill | 56873 | 3 | IC | OP | NA | LFG |  | 23379 | 0.17184 | 0.0147 | EIA Prime Mover-level Data | Estimated using an emission factor
2018 | PA | Seldom Seen Wind LLC | 56655 | 1 | WT | CN | NA | WND
2018 | PA | Seneca Generation LLC | 8225 | 1 | PS | OP | NA | WAT |  | 0 |  |  | EIA Prime Mover-level Data
2018 | PA | Seneca Generation LLC | 8225 | 2 | PS | OP | NA | WAT |  | 0 |  |  | EIA Prime Mover-level Data
2018 | PA | Seneca Generation LLC | 8225 | 3 | PS | OP | NA | WAT |  | 0 |  |  | EIA Prime Mover-level Data
2018 | PA | Seward | 3130 | 1 | ST | OP | FLUIDIZED | WC | 7,099.0 | 14209983 | 75.2419 | 0.01059 | EPA/CAMD | EPA/NEI | 2004
2018 | PA | Seward | 3130 | 2 | ST | OP | FLUIDIZED | WC | 6,827.0 | 13835525 | 73.2591 | 0.01059 | EPA/CAMD | EPA/NEI | 2004
2018 | PA | Shawnee (PA) | 3114 | 1 | GT | OP | NA | DFO |  | 4672 | 0.040318 | 0.017259 | EIA Prime Mover-level Data | NEI avg EF - PM, fuel type, firing type
2018 | PA | Shawville | 3131 | 1 | ST | OP | WALL | NG | 852.0 | 576818 | 6.2406 | 0.021638 | EPA/CAMD | EPA/NEI | 1954
2018 | PA | Shawville | 3131 | 2 | ST | OP | WALL | NG | 1,950.0 | 1729234 | 20.6481 | 0.023881 | EPA/CAMD | EPA/NEI | 1954
2018 | PA | Shawville | 3131 | 3 | ST | OP | TANGENTIAL | NG | 1,756.0 | 2169772 | 15.5073 | 0.014294 | EPA/CAMD | EPA/NEI | 1959
2018 | PA | Shawville | 3131 | 4 | ST | OP | TANGENTIAL | NG | 1,618.0 | 1919625 | 11.6789 | 0.012168 | EPA/CAMD | EPA/NEI | 1960
2018 | PA | Shell Chemical Appalachia LLC | 58933 | GTG1 | CT | U | NA | NG
2018 | PA | Shell Chemical Appalachia LLC | 58933 | GTG2 | CT | U | NA | NG
2018 | PA | Shell Chemical Appalachia LLC | 58933 | GTG3 | CT | U | NA | NG
2018 | PA | Shell Chemical Appalachia LLC | 58933 | STG1 | CA | U | NA | NG
2018 | PA | Shell Chemical Appalachia LLC | 58933 | STG2 | CA | U | NA | NG
2018 | PA | Somerset Windpower LLC | 55803 | EW | WT | OP | NA | WND |  | 160068 |  |  | EIA Prime Mover-level Data
2018 | PA | South Chestnut LLC | 56796 | 1 | WT | OP | NA | WND |  | 988529 |  |  | EIA Prime Mover-level Data
2018 | PA | Southwark | 3170 | 3 | GT | OP | NA | DFO |  | 4296 | 0.037073 | 0.017259 | EIA Prime Mover-level Data | NEI avg EF - PM, fuel type, firing type
2018 | PA | Southwark | 3170 | 4 | GT | OP | NA | DFO |  | 4296 | 0.037073 | 0.017259 | EIA Prime Mover-level Data | NEI avg EF - PM, fuel type, firing type
2018 | PA | Southwark | 3170 | 5 | GT | OP | NA | DFO |  | 4296 | 0.037073 | 0.017259 | EIA Prime Mover-level Data | NEI avg EF - PM, fuel type, firing type
2018 | PA | Southwark | 3170 | 6 | GT | OP | NA | DFO |  | 4296 | 0.037073 | 0.017259 | EIA Prime Mover-level Data | NEI avg EF - PM, fuel type, firing type
2018 | PA | Spring House | 59056 | GEN 1 | IC | OP | NA | NG |  | 169242 | 0.03571 | 0.000422 | EIA Prime Mover-level Data | Estimated using an emission factor
2018 | PA | St. Nicholas Cogeneration Project | 54634 | 1 | ST | OP | FLUIDIZED | WC | 8,312.0 | 11144724 | 76.2927 | 0.013691 | EPA/CAMD | EPA/NEI | 1990
2018 | PA | Stony Creek Wind Farm LLC | 56980 | 1 | WT | OP | NA | WND |  | 1403124 |  |  | EIA Prime Mover-level Data
2018 | PA | Stourbridge Energy | 61301 | GEN1 | IC | IP | NA | NG
2018 | PA | Stourbridge Energy | 61301 | GEN2 | IC | IP | NA | NG
2018 | PA | Stourbridge Energy | 61301 | GEN3 | IC | IP | NA | NG
2018 | PA | Stourbridge Energy | 61301 | GEN4 | IC | IP | NA | NG
2018 | PA | Stourbridge Energy | 61301 | GEN5 | IC | IP | NA | NG
2018 | PA | Stowe Power Production Plant | 50578 | GEN1 | GT | RE | NA | LFG
2018 | PA | Stowe Power Production Plant | 50578 | GEN2 | GT | RE | NA | LFG
2018 | PA | Sunbury Generation LP | 3152 | 1 | ST | RE | NA | BIT
2018 | PA | Sunbury Generation LP | 3152 | 2 | ST | RE | NA | BIT
2018 | PA | Sunbury Generation LP | 3152 | 3 | ST | RE | WALL | BIT
2018 | PA | Sunbury Generation LP | 3152 | 4 | ST | RE | WALL | BIT
2018 | PA | Sunbury Generation LP | 3152 | CTG1 | GT | SB | NA | DFO |  | 2398 | 0.020694 | 0.017259 | EIA Prime Mover-level Data | NEI avg EF - PM, fuel type, firing type
2018 | PA | Sunbury Generation LP | 3152 | CTG2 | GT | SB | NA | DFO |  | 2398 | 0.020694 | 0.017259 | EIA Prime Mover-level Data | NEI avg EF - PM, fuel type, firing type
2018 | PA | Sunbury Generation LP | 3152 | DI2 | IC | SB | NA | DFO |  | 446 | 0.06913 | 0.31 | EIA Prime Mover-level Data | Estimated using an emission factor
2018 | PA | Susquehanna University Solar | 61914 | SO829 | PV | OP | NA | SUN |  | 7404 |  |  | EIA Prime Mover-level Data
2018 | PA | TalenEnergy Martin Creek LLC Allentown | 3139 | CTG1 | GT | OP | NA | DFO |  | 7307 | 0.063057 | 0.017259 | EIA Prime Mover-level Data | NEI avg EF - PM, fuel type, firing type
2018 | PA | TalenEnergy Martin Creek LLC Allentown | 3139 | CTG2 | GT | OP | NA | DFO |  | 7307 | 0.063057 | 0.017259 | EIA Prime Mover-level Data | NEI avg EF - PM, fuel type, firing type
2018 | PA | TalenEnergy Martin Creek LLC Allentown | 3139 | CTG3 | GT | OP | NA | DFO |  | 7307 | 0.063057 | 0.017259 | EIA Prime Mover-level Data | NEI avg EF - PM, fuel type, firing type
2018 | PA | TalenEnergy Martin Creek LLC Allentown | 3139 | CTG4 | GT | OP | NA | DFO |  | 7307 | 0.063057 | 0.017259 | EIA Prime Mover-level Data | NEI avg EF - PM, fuel type, firing type
2018 | PA | TalenEnergy Martins Creek LLC Fishbach | 3142 | UNT1 | GT | OP | NA | DFO |  | 844 | 0.0072834 | 0.017259 | EIA Prime Mover-level Data | NEI avg EF - PM, fuel type, firing type
2018 | PA | TalenEnergy Martins Creek LLC Fishbach | 3142 | UNT2 | GT | OP | NA | DFO |  | 844 | 0.0072834 | 0.017259 | EIA Prime Mover-level Data | NEI avg EF - PM, fuel type, firing type
2018 | PA | TalenEnergy Martins Creek LLC Harrisburg | 3143 | CTG1 | GT | OP | NA | DFO |  | 5913 | 0.051027 | 0.017259 | EIA Prime Mover-level Data | NEI avg EF - PM, fuel type, firing type
2018 | PA | TalenEnergy Martins Creek LLC Harrisburg | 3143 | CTG2 | GT | OP | NA | DFO |  | 5913 | 0.051027 | 0.017259 | EIA Prime Mover-level Data | NEI avg EF - PM, fuel type, firing type
2018 | PA | TalenEnergy Martins Creek LLC Harrisburg | 3143 | CTG3 | GT | OP | NA | DFO |  | 5913 | 0.051027 | 0.017259 | EIA Prime Mover-level Data | NEI avg EF - PM, fuel type, firing type
2018 | PA | TalenEnergy Martins Creek LLC Harrisburg | 3143 | CTG4 | GT | RE | NA | DFO
2018 | PA | TalenEnergy Martins Creek LLC Harwood | 3144 | CTG1 | GT | OP | NA | DFO |  | 4581 | 0.039532 | 0.017259 | EIA Prime Mover-level Data | NEI avg EF - PM, fuel type, firing type
2018 | PA | TalenEnergy Martins Creek LLC Harwood | 3144 | CTG2 | GT | OP | NA | DFO |  | 4581 | 0.039532 | 0.017259 | EIA Prime Mover-level Data | NEI avg EF - PM, fuel type, firing type
2018 | PA | TalenEnergy Martins Creek LLC Jenkins | 3146 | CTG1 | GT | OP | NA | DFO |  | 4488 | 0.03873 | 0.017259 | EIA Prime Mover-level Data | NEI avg EF - PM, fuel type, firing type
2018 | PA | TalenEnergy Martins Creek LLC Jenkins | 3146 | CTG2 | GT | OP | NA | DFO |  | 4488 | 0.03873 | 0.017259 | EIA Prime Mover-level Data | NEI avg EF - PM, fuel type, firing type
2018 | PA | TalenEnergy Martins Creek LLC Lock Haven | 3147 | CTG | GT | OP | NA | DFO |  | 1154 | 0.0099586 | 0.017259 | EIA Prime Mover-level Data | NEI avg EF - PM, fuel type, firing type
2018 | PA | TalenEnergy Martins Creek LLC West Shore | 3154 | CTG1 | GT | OP | NA | DFO |  | 1611 | 0.013902 | 0.017259 | EIA Prime Mover-level Data | NEI avg EF - PM, fuel type, firing type
2018 | PA | TalenEnergy Martins Creek LLC West Shore | 3154 | CTG2 | GT | OP | NA | DFO |  | 1611 | 0.013902 | 0.017259 | EIA Prime Mover-level Data | NEI avg EF - PM, fuel type, firing type
2018 | PA | TalenEnergy Martins Creek LLC Williamsport | 3155 | CTG1 | GT | OP | NA | DFO |  | 712 | 0.0061443 | 0.017259 | EIA Prime Mover-level Data | NEI avg EF - PM, fuel type, firing type
2018 | PA | TalenEnergy Martins Creek LLC Williamsport | 3155 | CTG2 | GT | OP | NA | DFO |  | 712 | 0.0061443 | 0.017259 | EIA Prime Mover-level Data | NEI avg EF - PM, fuel type, firing type
2018 | PA | TalenEnergy Susquehanna | 6103 | 1 | ST | OP | NA | NUC |  | 99931041 |  |  | EIA Prime Mover-level Data
2018 | PA | TalenEnergy Susquehanna | 6103 | 2 | ST | OP | NA | NUC |  | 114062253 |  |  | EIA Prime Mover-level Data
2018 | PA | Taylor Energy Partners LP | 50782 | AM1 | IC | RE | NA | LFG
2018 | PA | Taylor Energy Partners LP | 50782 | AM2 | IC | RE | NA | LFG
2018 | PA | Taylor Energy Partners LP | 50782 | AM3 | IC | RE | NA | LFG
2018 | PA | Taylor Energy Partners LP | 50782 | AM4 | IC | RE | NA | LFG
2018 | PA | Temple SEGF | 58897 | 19G01 | IC | OP | NA | NG |  | 1401 | 0.00029561 | 0.000422 | EIA Prime Mover-level Data | Estimated using an emission factor
2018 | PA | Temple SEGF | 58897 | 19G02 | IC | OP | NA | NG |  | 1401 | 0.00029561 | 0.000422 | EIA Prime Mover-level Data | Estimated using an emission factor
2018 | PA | Temple SEGF | 58897 | 19G03 | IC | OP | NA | NG |  | 1401 | 0.00029561 | 0.000422 | EIA Prime Mover-level Data | Estimated using an emission factor
2018 | PA | Temple SEGF | 58897 | 19G04 | IC | OP | NA | NG |  | 1401 | 0.00029561 | 0.000422 | EIA Prime Mover-level Data | Estimated using an emission factor
2018 | PA | Temple SEGF | 58897 | 19G05 | IC | OP | NA | NG |  | 1401 | 0.00029561 | 0.000422 | EIA Prime Mover-level Data | Estimated using an emission factor
2018 | PA | Temple SEGF | 58897 | 19G06 | IC | OP | NA | NG |  | 1401 | 0.00029561 | 0.000422 | EIA Prime Mover-level Data | Estimated using an emission factor
2018 | PA | Temple SEGF | 58897 | 19G07 | IC | OP | NA | NG |  | 1401 | 0.00029561 | 0.000422 | EIA Prime Mover-level Data | Estimated using an emission factor
2018 | PA | Temple SEGF | 58897 | 19G08 | IC | OP | NA | NG |  | 1401 | 0.00029561 | 0.000422 | EIA Prime Mover-level Data | Estimated using an emission factor
2018 | PA | Temple SEGF | 58897 | 19G09 | IC | OP | NA | NG |  | 1401 | 0.00029561 | 0.000422 | EIA Prime Mover-level Data | Estimated using an emission factor
2018 | PA | Temple SEGF | 58897 | 19G10 | IC | OP | NA | NG |  | 1401 | 0.00029561 | 0.000422 | EIA Prime Mover-level Data | Estimated using an emission factor
2018 | PA | Temple Solar Arrays | 60848 | 51599 | PV | OP | NA | SUN |  | 24955 |  |  | EIA Prime Mover-level Data
2018 | PA | Tenaska Westmoreland Generating Station | 60464 | 101 | CT | OP | CC | NG | 253.0 | 740360 | 2.1309 | 0.0057564 | EPA/CAMD | NEI avg EF - PM, fuel type, firing type | 2018
2018 | PA | Tenaska Westmoreland Generating Station | 60464 | 102 | CT | OP | CC | NG | 354.0 | 1072039 | 3.0856 | 0.0057564 | EPA/CAMD | NEI avg EF - PM, fuel type, firing type | 2018
2018 | PA | Three Mile Island | 8011 | 1 | ST | OP | NA | NUC |  | 76693461 |  |  | EIA Prime Mover-level Data
2018 | PA | Titus | 3115 | 1 | ST | RE | TANGENTIAL | BIT
2018 | PA | Titus | 3115 | 2 | ST | RE | TANGENTIAL | BIT
2018 | PA | Titus | 3115 | 3 | ST | RE | TANGENTIAL | BIT
2018 | PA | Titus | 3115 | 4 | GT | OP | NA | DFO |  | 5712 | 0.049293 | 0.017259 | EIA Prime Mover-level Data | NEI avg EF - PM, fuel type, firing type
2018 | PA | Titus | 3115 | 5 | GT | OP | NA | DFO |  | 5712 | 0.049293 | 0.017259 | EIA Prime Mover-level Data | NEI avg EF - PM, fuel type, firing type
2018 | PA | Tolna | 3116 | 031 | GT | OP | CT | DFO | 29.0 | 8415 | 0.03 | 0.0071301 | EPA/CAMD | EPA/NEI | 1971
2018 | PA | Tolna | 3116 | 032 | GT | OP | CT | DFO | 31.0 | 8649 | 0.02 | 0.0046248 | EPA/CAMD | EPA/NEI | 1971
2018 | PA | Townsend Hydro | 10285 | GEN1 | HY | OP | NA | WAT |  | 89316 |  |  | EIA Prime Mover-level Data
2018 | PA | Townsend Hydro | 10285 | GEN2 | HY | OP | NA | WAT |  | 89316 |  |  | EIA Prime Mover-level Data
2018 | PA | TPE Pennsylvania Solar 1, LLC | 62686 | PABOE | PV | T | NA | SUN
2018 | PA | Trexlertown Solar Array North and South | 57519 | GEN1 | PV | OP | NA | SUN |  | 18662 |  |  | EIA Prime Mover-level Data
2018 | PA | Tullytown | 58250 | GEN1 | IC | OP | NA | LFG |  | 128499 | 0.94447 | 0.0147 | EIA Prime Mover-level Data | Estimated using an emission factor
2018 | PA | Twin Ridges Wind Farm | 57998 | 1 | WT | OP | NA | WND |  | 3976733 |  |  | EIA Prime Mover-level Data
2018 | PA | University Park Solar | 62119 | PSUPV | PV | OP | NA | SUN |  | 292 |  |  | EIA Prime Mover-level Data
2018 | PA | US Steel (Clairton Coke) | 50729 | CLBLR1 | ST | OP | CYCLONE | COG | 3,184.0 | 4602954 | 26.7094 | 0.011605 | EIA non-ozone season distributed and EPA/CAMD ozone season | NEI avg EF - PM, fuel type | 1959
2018 | PA | US Steel (Clairton Coke) | 50729 | CLBLR2 | ST | OP | WALL | COG | 3,152.0 | 2678636 | 15.5432 | 0.011605 | EIA non-ozone season distributed and EPA/CAMD ozone season | NEI avg EF - PM, fuel type, firing type | 1965
2018 | PA | US Steel (Edgar Thomson) | 50732 | ETBLR1 | ST | OP | WALL | PRG | 2,264.0 | 2570717 | 46.3326 | 0.036046 | EIA non-ozone season distributed and EPA/CAMD ozone season | NEI avg EF - PM, fuel type, firing type | 1943
2018 | PA | US Steel (Edgar Thomson) | 50732 | ETBLR2 | ST | OP | WALL | PRG | 2,778.0 | 3164309 | 57.031 | 0.036046 | EIA non-ozone season distributed and EPA/CAMD ozone season | NEI avg EF - PM, fuel type, firing type | 1943
2018 | PA | US Steel (Edgar Thomson) | 50732 | ETBLR3 | ST | OP | WALL | PRG | 3,548.0 | 4225647 | 76.1597 | 0.036046 | EIA non-ozone season distributed and EPA/CAMD ozone season | NEI avg EF - PM, fuel type, firing type | 1943
2018 | PA | Vitro Architectural Glass (PA) | 58051 | L1 | IC | SB | NA | DFO |  | 448 | 0.06944 | 0.31 | EIA Prime Mover-level Data | Estimated using an emission factor
2018 | PA | Vitro Architectural Glass (PA) | 58051 | L2AE | IC | SB | NA | DFO |  | 336 | 0.05208 | 0.31 | EIA Prime Mover-level Data | Estimated using an emission factor
2018 | PA | Vitro Architectural Glass (PA) | 58051 | L2BW | IC | SB | NA | DFO |  | 336 | 0.05208 | 0.31 | EIA Prime Mover-level Data | Estimated using an emission factor
2018 | PA | Wallenpaupack | 3153 | WP1 | HY | OP | NA | WAT |  | 620184 |  |  | EIA Prime Mover-level Data
2018 | PA | Wallenpaupack | 3153 | WP2 | HY | OP | NA | WAT |  | 620184 |  |  | EIA Prime Mover-level Data
2018 | PA | Warren | 3132 | 005 | GT | OP | CT | NG | 273.0 | 206208 | 3.6662 | 0.035558 | EPA/CAMD | EPA/NEI | 1972
2018 | PA | Warrior Ridge Hydro | 10152 | L-1 | HY | OP | NA | WAT |  | 7860 |  |  | EIA Prime Mover-level Data
2018 | PA | Warrior Ridge Hydro | 10152 | L-2 | HY | OP | NA | WAT |  | 7860 |  |  | EIA Prime Mover-level Data
2018 | PA | Warrior Ridge Hydro | 10152 | L-4 | HY | OP | NA | WAT |  | 7860 |  |  | EIA Prime Mover-level Data
2018 | PA | Warrior Ridge Hydro | 10152 | L-5 | HY | OP | NA | WAT |  | 7860 |  |  | EIA Prime Mover-level Data
2018 | PA | Waste Management Arden LFGTE | 57014 | GEN1 | IC | OP | NA | LFG |  | 79019 | 0.58079 | 0.0147 | EIA Prime Mover-level Data | Estimated using an emission factor
2018 | PA | Waste Management Arden LFGTE | 57014 | GEN2 | IC | OP | NA | LFG |  | 79019 | 0.58079 | 0.0147 | EIA Prime Mover-level Data | Estimated using an emission factor
2018 | PA | Waste Management Arden LFGTE | 57014 | GEN3 | IC | OP | NA | LFG |  | 79019 | 0.58079 | 0.0147 | EIA Prime Mover-level Data | Estimated using an emission factor
2018 | PA | Waste Management Arden LFGTE | 57014 | GEN4 | IC | OP | NA | LFG |  | 79019 | 0.58079 | 0.0147 | EIA Prime Mover-level Data | Estimated using an emission factor
2018 | PA | Waste Management Arden LFGTE | 57014 | GEN5 | IC | OP | NA | LFG |  | 79019 | 0.58079 | 0.0147 | EIA Prime Mover-level Data | Estimated using an emission factor
2018 | PA | Waste Management Arden LFGTE | 57014 | GEN6 | IC | OP | NA | LFG |  | 79019 | 0.58079 | 0.0147 | EIA Prime Mover-level Data | Estimated using an emission factor
2018 | PA | Waymart Wind | 56001 | GE15 | WT | OP | NA | WND |  | 1255238 |  |  | EIA Prime Mover-level Data
2018 | PA | Wayne | 3134 | A | GT | RE | NA | DFO
2018 | PA | West Campus Steam Plant | 58194 | WC 2 | ST | RE | NA | BIT
2018 | PA | West Campus Steam Plant | 58194 | WC 3 | ST | RE | NA | BIT
2018 | PA | West Campus Steam Plant | 58194 | WC 4 | ST | OP | NA | NG |  | 608131 | 2.4485 | 0.0080524 | EIA Prime Mover-level Data | NEI avg EF - PM, fuel type
2018 | PA | West Campus Steam Plant | 58194 | WC 5 | ST | OP | NA | NG |  | 461340 | 1.8575 | 0.0080524 | EIA Prime Mover-level Data | NEI avg EF - PM, fuel type
2018 | PA | Wheelabrator - Frackville | 50879 | GEN1 | ST | OP | FLUIDIZED | WC | 8,020.0 | 5075290 | 248.0774 | 0.097759 | EPA/CAMD | EPA/NEI | 1989
2018 | PA | Wheelabrator Falls | 54746 | 1 | ST | OP | NA | MSW |  | 2577395 | 0.20104 | 0.000156 | EIA Unit-level Data | Estimated using an emission factor
2018 | PA | Wheelabrator Falls | 54746 | 2 | ST | OP | NA | MSW |  | 2720082 | 0.21217 | 0.000156 | EIA Unit-level Data | Estimated using an emission factor
2018 | PA | Whitemarsh Central Utility Plant | 56513 | CGE | IC | OP | NA | NG |  | 2784 | 0.00058742 | 0.000422 | EIA Prime Mover-level Data | Estimated using an emission factor
2018 | PA | William F Matson Generating Station | 7128 | 1 | HY | OP | NA | WAT |  | 417231 |  |  | EIA Prime Mover-level Data
2018 | PA | William F Matson Generating Station | 7128 | 2 | HY | OP | NA | WAT |  | 876184 |  |  | EIA Prime Mover-level Data
2018 | PA | Wind Park Bear Creek | 56299 | 1 | WT | OP | NA | WND |  | 626654 |  |  | EIA Prime Mover-level Data
2018 | PA | Wolf Run Energy | 61263 | GEN1 | IC | V | NA | NG
2018 | PA | Wolf Run Energy | 61263 | GEN2 | IC | V | NA | NG
2018 | PA | Wolf Run Energy | 61263 | GEN3 | IC | V | NA | NG
2018 | PA | Wolf Run Energy | 61263 | GEN4 | IC | V | NA | NG
2018 | PA | Wolf Run Energy | 61263 | GEN5 | IC | V | NA | NG
2018 | PA | WPS Westwood Generation, LLC | 50611 | 031 | ST | OP | FLUIDIZED | WC | 7,353.0 | 3610216 | 1.097 | 0.00060772 | EPA/CAMD | EPA/NEI | 1987
2018 | PA | Wrighter Energy | 61302 | GEN1 | IC | P | NA | NG
2018 | PA | Wrighter Energy | 61302 | GEN2 | IC | P | NA | NG
2018 | PA | Wrighter Energy | 61302 | GEN3 | IC | P | NA | NG
2018 | PA | Wrighter Energy | 61302 | GEN4 | IC | P | NA | NG
2018 | PA | Wrighter Energy | 61302 | GEN5 | IC | P | NA | NG
2018 | PA | York County Resource Recovery | 50215 | 101 | ST | OP | NA | MSW |  | 1411168 | 4.4028 | 0.00624 | EIA Unit-level Data | Estimated using an emission factor
2018 | PA | York County Resource Recovery | 50215 | 102 | ST | OP | NA | MSW |  | 1429550 | 4.4602 | 0.00624 | EIA Unit-level Data | Estimated using an emission factor
2018 | PA | York County Resource Recovery | 50215 | 103 | ST | OP | NA | MSW |  | 1432498 | 4.4694 | 0.00624 | EIA Unit-level Data | Estimated using an emission factor
2018 | PA | York Energy Center | 55524 | 1 | CT | OP | CC | NG | 4,751.0 | 5081190 | 32.487 | 0.012787 | EPA/CAMD | EPA/NEI | 2011
2018 | PA | York Energy Center | 55524 | 2 | CT | OP | CC | NG | 4,535.0 | 4806894 | 20.8235 | 0.008664 | EPA/CAMD | EPA/NEI | 2011
2018 | PA | York Energy Center | 55524 | 3 | CT | OP | CC | NG | 4,620.0 | 4978014 | 23.07 | 0.0092687 | EPA/CAMD | EPA/NEI | 2011
2018 | PA | York Generation Company LLC | 54693 | GT#1 | CT |  | NA | NG |  | 7806 | 0.022467 | 0.0057564 | EIA Unit-level Data | NEI avg EF - PM, fuel type
2018 | PA | York Generation Company LLC | 54693 | GT#2 | CT |  | NA | NG |  | 8513 | 0.024502 | 0.0057564 | EIA Unit-level Data | NEI avg EF - PM, fuel type
2018 | PA | York Generation Company LLC | 54693 | GT#3 | CT | RE | NA | NG
2018 | PA | York Generation Company LLC | 54693 | GT#4 | CT | RE | NA | NG
2018 | PA | York Generation Company LLC | 54693 | GT#5 | CT |  | NA | NG |  | 8820 | 0.025386 | 0.0057564 | EIA Unit-level Data | NEI avg EF - PM, fuel type
2018 | PA | York Generation Company LLC | 54693 | GT#6 | CT |  | NA | NG |  | 10757 | 0.030961 | 0.0057564 | EIA Unit-level Data | NEI avg EF - PM, fuel type
2018 | PA | York Generation Company LLC | 54693 | HRSG 1 | CA | OP | NA | NG |  | 113 | 2.3843e-05 | 0.000422 | EIA Unit-level Data | Estimated using an emission factor
2018 | PA | York Generation Company LLC | 54693 | HRSG 2 | CA | OP | NA | NG |  | 123 | 2.5953e-05 | 0.000422 | EIA Unit-level Data | Estimated using an emission factor
2018 | PA | York Generation Company LLC | 54693 | HRSG 3 | CA | RE | NA | NG |  | 0 | 0 |  | EIA Unit-level Data | Estimated using an emission factor
2018 | PA | York Generation Company LLC | 54693 | HRSG 4 | CA | RE | NA | NG |  | 0 | 0 |  | EIA Unit-level Data | Estimated using an emission factor
2018 | PA | York Generation Company LLC | 54693 | HRSG 5 | CA | OP | NA | NG |  | 193 | 4.0723e-05 | 0.000422 | EIA Unit-level Data | Estimated using an emission factor
2018 | PA | York Generation Company LLC | 54693 | HRSG 6 | CA | OP | NA | NG |  | 210 | 4.431e-05 | 0.000422 | EIA Unit-level Data | Estimated using an emission factor
2018 | PA | York Haven | 3117 | 1 | HY | OP | NA | WAT |  | 1135529 |  |  | EIA Prime Mover-level Data
2018 | PA | Yough Hydro Power | 52036 | GEN1 | HY | OP | NA | WAT |  | 297456 |  |  | EIA Prime Mover-level Data
2018 | PA | Yough Hydro Power | 52036 | GEN2 | HY | OP | NA | WAT |  | 297456 |  |  | EIA Prime Mover-level Data
2018 | RI | 10 Briggs Solar NG, LLC (East) | 62781 | 02818 | PV | P | NA | SUN
2018 | RI | Blackstone/Tupperware | 50177 | GEN1 | HY | OP | NA | WAT |  | 9346 |  |  | EIA Prime Mover-level Data
2018 | RI | Blackstone/Tupperware | 50177 | GEN2 | HY | OP | NA | WAT |  | 9346 |  |  | EIA Prime Mover-level Data
2018 | RI | Blackstone/Tupperware | 50177 | GEN3 | HY | OP | NA | WAT |  | 9346 |  |  | EIA Prime Mover-level Data
2018 | RI | Blackstone/Tupperware | 50177 | GEN4 | HY | OP | NA | WAT |  | 9346 |  |  | EIA Prime Mover-level Data
2018 | RI | Block Island | 6567 | 11 | IC | RE | NA | DFO
2018 | RI | Block Island | 6567 | 19 | IC | RE | NA | DFO
2018 | RI | Block Island | 6567 | 21 | IC | RE | NA | DFO
2018 | RI | Block Island | 6567 | 22 | IC | RE | NA | DFO
2018 | RI | Block Island | 6567 | 23 | IC | SB | NA | DFO |  | 116 | 0.01798 | 0.31 | EIA Prime Mover-level Data | Estimated using an emission factor
2018 | RI | Block Island | 6567 | 24 | IC | SB | NA | DFO |  | 155 | 0.024025 | 0.31 | EIA Prime Mover-level Data | Estimated using an emission factor
2018 | RI | Block Island | 6567 | 25 | IC | SB | NA | DFO |  | 174 | 0.02697 | 0.31 | EIA Prime Mover-level Data | Estimated using an emission factor
2018 | RI | Block Island | 6567 | 26 | IC | RE | NA | DFO
2018 | RI | Block Island | 6567 | 27 | IC | SB | NA | DFO |  | 242 | 0.03751 | 0.31 | EIA Prime Mover-level Data | Estimated using an emission factor
2018 | RI | Block Island Wind Farm | 58035 | BIWF | WS | OP | NA | WND |  | 1070107 |  |  | EIA Prime Mover-level Data
2018 | RI | Brookside | 60451 | PVBR | PV | OP | NA | SUN |  | 14735 |  |  | EIA Prime Mover-level Data
2018 | RI | CED Foster | 61499 | FORI | PV | OP | NA | SUN |  | 41997 |  |  | EIA Prime Mover-level Data
2018 | RI | Central Power Plant | 50621 | GEN1 | ST | RE | NA | RFO
2018 | RI | Central Power Plant | 50621 | GEN3 | ST | RE | NA | DFO
2018 | RI | Central Power Plant | 50621 | GEN4 | ST | OA | NA | NG
2018 | RI | Central Power Plant | 50621 | GEN5 | GT | OP | NA | NG |  | 226454 | 0.62087 | 0.0054834 | EIA Prime Mover-level Data | NEI avg EF - PM, fuel type, firing type
2018 | RI | Central Power Plant | 50621 | GEN6 | GT | OP | NA | NG |  | 226454 | 0.62087 | 0.0054834 | EIA Prime Mover-level Data | NEI avg EF - PM, fuel type, firing type
2018 | RI | Central Power Plant | 50621 | GEN7 | IC | OP | NA | NG |  | 11294 | 0.002383 | 0.000422 | EIA Prime Mover-level Data | Estimated using an emission factor
2018 | RI | Dry Bridge Solar (Brown University) | 62771 | DBS1 | PV | P | NA | SUN
2018 | RI | Dry Bridge Solar (Brown University) | 62771 | DBS2 | PV | P | NA | SUN
2018 | RI | Dry Bridge Solar (Brown University) | 62771 | DBS3 | PV | P | NA | SUN
2018 | RI | Dry Bridge Solar (Brown University) | 62771 | DBS4 | PV | P | NA | SUN
2018 | RI | Forbes Street Solar | 58583 | FSS1 | PV | OP | NA | SUN |  | 41157 |  |  | EIA Prime Mover-level Data
2018 | RI | Founders Homestead Farms Solar | 62302 | RFH01 | PV | TS | NA | SUN
2018 | RI | GD Richmond Buttonwoods I, LLC | 62567 | GDBUT | PV | T | NA | SUN
2018 | RI | GD West Greenwich Victory I, LLC | 62568 | GDVIC | PV | T | NA | SUN
2018 | RI | Hope Farm Solar, LLC | 61840 | HOPE | PV | U | NA | SUN
2018 | RI | Johnston LFG Turbine Plant | 59254 | GENT1 | CT |  | NA | LFG |  | 525065 | 5.6707 | 0.0216 | EIA Unit-level Data | Estimated using an emission factor
2018 | RI | Johnston LFG Turbine Plant | 59254 | GENT2 | CT |  | NA | LFG |  | 504412 | 5.4476 | 0.0216 | EIA Unit-level Data | Estimated using an emission factor
2018 | RI | Johnston LFG Turbine Plant | 59254 | GENT3 | CT |  | NA | LFG |  | 522000 | 5.6376 | 0.0216 | EIA Unit-level Data | Estimated using an emission factor
2018 | RI | Johnston LFG Turbine Plant | 59254 | GENT4 | CT |  | NA | LFG |  | 496275 | 5.3598 | 0.0216 | EIA Unit-level Data | Estimated using an emission factor
2018 | RI | Johnston LFG Turbine Plant | 59254 | HRSG1 | CA | OP | NA | LFG |  | 0 | 0 |  | EIA Unit-level Data | Estimated using an emission factor
2018 | RI | Johnston Solar | 59858 | JSI01 | PV | OP | NA | SUN |  | 15691 |  |  | EIA Prime Mover-level Data
2018 | RI | Kearsarge SKSC1 LLC | 62551 | SKSC1 | PV | OP | NA | SUN |  | 6738 |  |  | EIA Prime Mover-level Data
2018 | RI | Kearsarge SKSC2 LLC | 62558 | SKSC2 | PV | OP | NA | SUN |  | 6611 |  |  | EIA Prime Mover-level Data
2018 | RI | Little Bay | 60495 | 1 | PV | OP | NA | SUN |  | 15035 |  |  | EIA Prime Mover-level Data
2018 | RI | Manchester Street Station | 3236 | 9 | CT | OP | CC | NG | 4,898.0 | 4842904 | 5.8 | 0.0023953 | EPA/CAMD | EPA/NEI | 1995
2018 | RI | Manchester Street Station | 3236 | 10 | CT | OP | CC | NG | 5,400.0 | 5616100 | 5.8 | 0.0020655 | EPA/CAMD | EPA/NEI | 1995
2018 | RI | Manchester Street Station | 3236 | 11 | CT | OP | CC | NG | 5,188.0 | 5409007 | 5.8 | 0.0021446 | EPA/CAMD | EPA/NEI | 1995
2018 | RI | Nautilus Goat Island Solar CSG LLC | 62672 | GI | PV | T | NA | SUN
2018 | RI | NBC Field's Point Wind Farm | 59692 | FPWTG | WT | OP | NA | WND |  | 67691 |  |  | EIA Prime Mover-level Data
2018 | RI | North Smithfield Solar Power 1 | 61461 | NSS01 | PV | OP | NA | SUN
2018 | RI | Ocean State Power | 51030 | 1 | CT | OP | CC | NG | 3,046.0 | 2592093 | 4.9075 | 0.0037865 | EPA/CAMD | EPA/NEI | 1990
2018 | RI | Ocean State Power | 51030 | 2 | CT | OP | CC | NG | 3,178.0 | 2686246 | 4.9075 | 0.0036538 | EPA/CAMD | EPA/NEI | 1990
2018 | RI | Ocean State Power II | 54324 | 3 | CT | OP | CC | NG | 3,668.0 | 3213153 | 4.9075 | 0.0030546 | EPA/CAMD | EPA/NEI | 1991
2018 | RI | Ocean State Power II | 54324 | 4 | CT | OP | CC | NG | 4,360.0 | 3804963 | 4.9075 | 0.0025795 | EPA/CAMD | EPA/NEI | 1991
2018 | RI | Orbit Energy RI | 60831 | 1 | IC | SB | NA | OBG
2018 | RI | Pawtucket Power Associates, LP | 54056 | 1 | CT | OP | CC | NG | 262.0 | 98541 | 0.2122 | 0.0043068 | EPA/CAMD | EPA/NEI | 1991
2018 | RI | Rhode Island Hospital | 52024 | 2 | ST | OP | NA | NG |  | 261908 | 1.0545 | 0.0080524 | EIA Unit-level Data | NEI avg EF - PM, fuel type
2018 | RI | Rhode Island Hospital | 52024 | 3 | ST | OP | NA | NG |  | 131177 | 0.52815 | 0.0080524 | EIA Unit-level Data | NEI avg EF - PM, fuel type
2018 | RI | Rhode Island Hospital | 52024 | 4 | ST | OP | NA | NG |  | 127042 | 0.5115 | 0.0080524 | EIA Unit-level Data | NEI avg EF - PM, fuel type
2018 | RI | Rhode Island Hospital | 52024 | 5 | ST | OP | NA | RFO |  | 83572 | 0.38231 | 0.0091493 | EIA Unit-level Data | NEI avg EF - PM, fuel type
2018 | RI | Rhode Island Hospital | 52024 | 6 | ST | OA | NA | NG |  | 382898 | 1.5416 | 0.0080524 | EIA Unit-level Data | NEI avg EF - PM, fuel type
2018 | RI | Rhode Island State Energy Center | 55107 | RISEP1 | CT | OP | CC | NG | 5,936.0 | 10076417 | 46.8215 | 0.0092933 | EPA/CAMD | EPA/NEI | 2002
2018 | RI | Rhode Island State Energy Center | 55107 | RISEP2 | CT | OP | CC | NG | 5,892.0 | 9848178 | 46.8215 | 0.0095087 | EPA/CAMD | EPA/NEI | 2002
2018 | RI | Richmond NMCA | 62301 | RNM02 | PV | OP | NA | SUN
2018 | RI | Ridgewood Providence Power | 50365 | GEN1 | IC | RE | NA | LFG
2018 | RI | Ridgewood Providence Power | 50365 | GEN2 | IC | RE | NA | LFG
2018 | RI | Ridgewood Providence Power | 50365 | GEN3 | IC | RE | NA | LFG
2018 | RI | Ridgewood Providence Power | 50365 | GEN4 | IC | RE | NA | LFG
2018 | RI | Ridgewood Providence Power | 50365 | GEN5 | IC | RE | NA | LFG
2018 | RI | Ridgewood Providence Power | 50365 | GEN6 | IC | RE | NA | LFG
2018 | RI | Ridgewood Providence Power | 50365 | GEN7 | IC | RE | NA | LFG
2018 | RI | Ridgewood Providence Power | 50365 | GEN8 | IC | RE | NA | LFG
2018 | RI | Ridgewood Providence Power | 50365 | GEN9 | IC | RE | NA | LFG
2018 | RI | Ridgewood Providence Power | 50365 | PH21 | IC | OS | NA | LFG
2018 | RI | Ridgewood Providence Power | 50365 | PH22 | IC | OS | NA | LFG
2018 | RI | Ridgewood Providence Power | 50365 | PH23 | IC | OS | NA | LFG
2018 | RI | Ridgewood Providence Power | 50365 | PH24 | IC | OS | NA | LFG
2018 | RI | Ridgewood Providence Power | 50365 | PHI1 | IC | RE | NA | LFG
2018 | RI | Ridgewood Providence Power | 50365 | PHI2 | IC | RE | NA | LFG
2018 | RI | Scituate RI Solar, LLC | 61841 | SCITU | PV | P | NA | SUN
2018 | RI | Thundermist Hydro | 54688 | HYD1 | HY | OS | NA | WAT
2018 | RI | Tiverton Power, LLC | 55048 | 1 | CT | OP | CC | NG | 6,826.0 | 11164981 | 22.5561 | 0.0040405 | EPA/CAMD | EPA/NEI | 2000
2018 | RI | Toray Plastic America's CHP Plant | 61857 | CG1 | GT | OP | NA | NG |  | 726117 | 1.9908 | 0.0054834 | EIA Prime Mover-level Data | NEI avg EF - PM, fuel type, firing type
2018 | RI | Toray Plastic America's CHP Plant | 61857 | KG12 | IC | OP | NA | NG |  | 321974 | 0.067937 | 0.000422 | EIA Prime Mover-level Data | Estimated using an emission factor
2018 | RI | Toray Plastic America's CHP Plant | 61857 | KG18 | IC | OP | NA | NG |  | 482961 | 0.1019 | 0.000422 | EIA Prime Mover-level Data | Estimated using an emission factor
2018 | RI | Town of Burrillville Solar | 62898 | X0042 | PV | T | NA | SUN
2018 | RI | WED Coventry 1 | 59301 | WEDC1 | WT | OP | NA | WND |  | 24321 |  |  | EIA Prime Mover-level Data
2018 | RI | WED Coventry 2 | 59302 | COV2 | WT | OP | NA | WND |  | 22719 |  |  | EIA Prime Mover-level Data
2018 | RI | WED Coventry 2 | 59302 | COV2A | WT | OP | NA | WND |  | 22719 |  |  | EIA Prime Mover-level Data
2018 | RI | WED Coventry 2 | 59302 | COV2B | WT | OP | NA | WND |  | 22719 |  |  | EIA Prime Mover-level Data
2018 | RI | WED Coventry 3 | 59305 | WEDC3 | WT | OP | NA | WND |  | 28229 |  |  | EIA Prime Mover-level Data
2018 | RI | WED Coventry 4 | 59306 | WEDC4 | WT | OP | NA | WND |  | 23626 |  |  | EIA Prime Mover-level Data
2018 | RI | WED Coventry 5 | 59313 | COV5 | WT | OP | NA | WND |  | 27126 |  |  | EIA Prime Mover-level Data
2018 | RI | WED Coventry 6 | 59314 | COV6 | WT | OP | NA | WND |  | 24817 |  |  | EIA Prime Mover-level Data
2018 | RI | WED Coventry 6 | 59314 | COV6A | WT | OP | NA | WND |  | 24817 |  |  | EIA Prime Mover-level Data
2018 | RI | WED Coventry 6 | 59314 | COV6B | WT | OP | NA | WND |  | 24817 |  |  | EIA Prime Mover-level Data
2018 | RI | WED Green Hill, LLC | 62106 | GHILL | WT | TS | NA | WND
2018 | RI | WED GW Solar, LLC | 62118 | GWSOL | PV | V | NA | SUN
2018 | RI | WED Kingstown Solar I - East Array | 61622 | KTNWA | PV | OP | NA | SUN |  | 33591 |  |  | EIA Prime Mover-level Data
2018 | RI | WED Kingstown Solar I, LLC - West | 61612 | KTNEA | PV | OP | NA | SUN |  | 15347 |  |  | EIA Prime Mover-level Data
2018 | RI | WED NK Green | 59295 | NKG1 | WT | OP | NA | WND |  | 20314 |  |  | EIA Prime Mover-level Data
2018 | RI | WED Plainfield II, LLC | 62107 | PLAI2 | WT | V | NA | WND
2018 | RI | WED Plainfield III, LLC | 62108 | PLAI3 | WT | V | NA | WND
2018 | RI | WED Plainfield, LLC | 62109 | PLAI1 | WT | V | NA | WND
2018 | RI | WED Portsmouth One, LLC | 61002 | PORT1 | WT | OP | NA | WND |  | 42145 |  |  | EIA Prime Mover-level Data
2018 | RI | WED Shun I, LLC | 62110 | SHUN1 | WT | TS | NA | WND
2018 | RI | WED Shun II, LLC | 62111 | SHUN2 | WT | TS | NA | WND
2018 | RI | WED Shun III, LLC | 62112 | SHUN3 | WT | TS | NA | WND
2018 | RI | WED Stilson Solar | 61613 | STILS | PV | OP | NA | SUN |  | 23041 |  |  | EIA Prime Mover-level Data
2018 | RI | West Davisville Solar | 59043 | PV1 | PV | OP | NA | SUN |  | 25605 |  |  | EIA Prime Mover-level Data
2018 | RI | West Greenwich Solar | 58214 | WGRI | PV | OP | NA | SUN |  | 23653 |  |  | EIA Prime Mover-level Data
2018 | SC | 1634 Solar | 61935 | 3 | PV | T | NA | SUN
2018 | SC | 99 Islands | 3272 | 1 | HY | OP | NA | WAT |  | 126538 |  |  | EIA Prime Mover-level Data
2018 | SC | 99 Islands | 3272 | 2 | HY | OP | NA | WAT |  | 126538 |  |  | EIA Prime Mover-level Data
2018 | SC | 99 Islands | 3272 | 3 | HY | OP | NA | WAT |  | 126538 |  |  | EIA Prime Mover-level Data
2018 | SC | 99 Islands | 3272 | 4 | HY | OP | NA | WAT |  | 126538 |  |  | EIA Prime Mover-level Data
2018 | SC | 99 Islands | 3272 | 5 | HY | RE | NA | WAT |  | 126538 |  |  | EIA Prime Mover-level Data
2018 | SC | 99 Islands | 3272 | 6 | HY | RE | NA | WAT |  | 126538 |  |  | EIA Prime Mover-level Data
2018 | SC | Abbot Solar | 61936 | 2 | PV | OP | NA | SUN |  | 1349 |  |  | EIA Prime Mover-level Data
2018 | SC | Ace Solar | 61937 | 18 | PV | P | NA | SUN
2018 | SC | Allendale Biomass | 58706 | B001 | ST | OP | NA | WDS |  | 2579355 | 29.4204 | 0.022812 | EIA Unit-level Data | NEI avg EF - PM, fuel type
2018 | SC | Anderson Regional Landfill | 56121 | A2 | IC | OP | NA | LFG |  | 14234 | 0.10462 | 0.0147 | EIA Prime Mover-level Data | Estimated using an emission factor
2018 | SC | Anderson Regional Landfill | 56121 | A3 | IC | OP | NA | LFG |  | 14234 | 0.10462 | 0.0147 | EIA Prime Mover-level Data | Estimated using an emission factor
2018 | SC | Ashley Solar (SC) | 62179 | 21 | PV | T | NA | SUN
2018 | SC | Atlantic Solar | 62180 | 22 | PV | T | NA | SUN
2018 | SC | Atood II | 61960 | GEN1 | PV | OP | NA | SUN
2018 | SC | B & K Solar | 62181 | 23 | PV | T | NA | SUN
2018 | SC | Bad Creek | 7125 | 1 | PS | OP | NA | WAT |  | 0 |  |  | EIA Prime Mover-level Data
2018 | SC | Bad Creek | 7125 | 2 | PS | OP | NA | WAT |  | 0 |  |  | EIA Prime Mover-level Data
2018 | SC | Bad Creek | 7125 | 3 | PS | OP | NA | WAT |  | 0 |  |  | EIA Prime Mover-level Data
2018 | SC | Bad Creek | 7125 | 4 | PS | OP | NA | WAT |  | 0 |  |  | EIA Prime Mover-level Data
2018 | SC | Bani Solar | 61938 | 4 | PV | L | NA | SUN
2018 | SC | Barnwell Solar | 61327 | PGRB1 | PV | OP | NA | SUN |  | 105414 |  |  | EIA Prime Mover-level Data
2018 | SC | Battle Solar | 62182 | 24 | PV | T | NA | SUN
2018 | SC | Bell Bay Solar Farm | 62395 | 1 | PV | OP | NA | SUN |  | 20088 |  |  | EIA Prime Mover-level Data
2018 | SC | Bell Solar | 62183 | 25 | PV | T | NA | SUN
2018 | SC | Berkeley County Landfill | 57945 | B1 | IC | OP | NA | LFG |  | 28221 | 0.20742 | 0.0147 | EIA Prime Mover-level Data | Estimated using an emission factor
2018 | SC | Berkeley County Landfill | 57945 | B2 | IC | OP | NA | LFG |  | 28221 | 0.20742 | 0.0147 | EIA Prime Mover-level Data | Estimated using an emission factor
2018 | SC | Big Fork Solar | 62184 | 26 | PV | T | NA | SUN
2018 | SC | Birch Solar | 62185 | 27 | PV | T | NA | SUN
2018 | SC | Blacktip Solar | 61939 | 5 | PV | OP | NA | SUN |  | 1258 |  |  | EIA Prime Mover-level Data
2018 | SC | Blackville Solar Farm, LLC | 61918 | 1 | PV | T | NA | SUN
2018 | SC | Blackville Solar II | 61973 | C2BV | PV | TS | NA | SUN
2018 | SC | Bloom Solar | 61940 | 6 | PV | V | NA | SUN
2018 | SC | BMW Manufacturing Co | 58173 | GT601 | GT | OP | NA | LFG |  | 350317 | 3.7834 | 0.0216 | EIA Prime Mover-level Data | Estimated using an emission factor
2018 | SC | BMW Manufacturing Co | 58173 | GT602 | GT | OP | NA | LFG |  | 350317 | 3.7834 | 0.0216 | EIA Prime Mover-level Data | Estimated using an emission factor
2018 | SC | Bond Solar | 61941 | 7 | PV | OP | NA | SUN |  | 100 |  |  | EIA Prime Mover-level Data
2018 | SC | Boyds Mill Hydro | 3253 | 1 | HY | OP | NA | WAT |  | 19535 |  |  | EIA Prime Mover-level Data
2018 | SC | Boyds Mill Hydro | 3253 | 2 | HY | OP | NA | WAT |  | 19535 |  |  | EIA Prime Mover-level Data
2018 | SC | Broad River Energy Center | 55166 | CT-1 | GT | OP | CT | NG | 2,817.0 | 4534522 | 14.0261 | 0.0061863 | EPA/CAMD | EPA/NEI | 2000
2018 | SC | Broad River Energy Center | 55166 | CT-2 | GT | OP | CT | NG | 2,741.0 | 4247205 | 14.0261 | 0.0066048 | EPA/CAMD | EPA/NEI | 2000
2018 | SC | Broad River Energy Center | 55166 | CT-3 | GT | OP | CT | NG | 2,642.0 | 4174943 | 14.0261 | 0.0067192 | EPA/CAMD | EPA/NEI | 2000
2018 | SC | Broad River Energy Center | 55166 | CT-4 | GT | OP | CT | NG | 2,675.0 | 4298992 | 14.0261 | 0.0065253 | EPA/CAMD | EPA/NEI | 2001
2018 | SC | Broad River Energy Center | 55166 | CT-5 | GT | OP | CT | NG | 2,636.0 | 4287216 | 14.0261 | 0.0065432 | EPA/CAMD | EPA/NEI | 2001
2018 | SC | Bull Street Plant | 59727 | GEN1 | GT | OP | NA | NG |  | 707 | 0.0019384 | 0.0054834 | EIA Prime Mover-level Data | NEI avg EF - PM, fuel type, firing type
2018 | SC | Burton | 3277 | 1 | GT | RE | NA | NG
2018 | SC | Burton | 3277 | 2 | GT | RE | NA | NG
2018 | SC | Burton | 3277 | 3 | GT | RE | NA | NG
2018 | SC | Buzzard Roost | 3254 | HC1 | HY | OP | NA | WAT |  | 127090 |  |  | EIA Prime Mover-level Data
2018 | SC | Buzzard Roost | 3254 | HC2 | HY | OP | NA | WAT |  | 127090 |  |  | EIA Prime Mover-level Data
2018 | SC | Buzzard Roost | 3254 | HC3 | HY | OP | NA | WAT |  | 127090 |  |  | EIA Prime Mover-level Data
2018 | SC | Buzzard Roost GT | 58212 | 6 | GT | RE | NA | NG
2018 | SC | Buzzard Roost GT | 58212 | 7 | GT | RE | NA | NG
2018 | SC | Buzzard Roost GT | 58212 | 8 | GT | RE | NA | NG
2018 | SC | Buzzard Roost GT | 58212 | 9 | GT | RE | NA | NG
2018 | SC | Buzzard Roost GT | 58212 | 10 | GT | RE | NA | NG
2018 | SC | Buzzard Roost GT | 58212 | 11 | GT | RE | NA | NG
2018 | SC | Buzzard Roost GT | 58212 | 12 | GT | RE | NA | NG
2018 | SC | Buzzard Roost GT | 58212 | 13 | GT | RE | NA | NG
2018 | SC | Buzzard Roost GT | 58212 | 14 | GT | RE | NA | NG
2018 | SC | Buzzard Roost GT | 58212 | 15 | GT | RE | NA | NG
2018 | SC | Camden South Carolina | 10795 | BLR3 | ST | OP | NA | NG |  | 292172 | 1.1763 | 0.0080524 | EIA Unit-level Data | NEI avg EF - PM, fuel type
2018 | SC | Camden South Carolina | 10795 | BLR6 | ST | OP | NA | NG |  | 355738 | 1.4323 | 0.0080524 | EIA Unit-level Data | NEI avg EF - PM, fuel type
2018 | SC | Camden South Carolina | 10795 | BLR7 | ST | OP | NA | NG |  | 393795 | 1.5855 | 0.0080524 | EIA Unit-level Data | NEI avg EF - PM, fuel type
2018 | SC | Camden South Carolina | 10795 | BLR8 | ST | OP | NA | NG |  | 329955 | 1.3285 | 0.0080524 | EIA Unit-level Data | NEI avg EF - PM, fuel type
2018 | SC | Cameron Solar | 61489 | CAM | PV | OP | NA | SUN |  | 229599 |  |  | EIA Prime Mover-level Data
2018 | SC | Cameron Solar II | 61326 | PGRB2 | PV | OP | NA | SUN |  | 70600 |  |  | EIA Prime Mover-level Data
2018 | SC | Canadys Steam | 3280 | 1 | ST | RE | NA | BIT
2018 | SC | Canadys Steam | 3280 | 2 | ST | RE | NA | BIT
2018 | SC | Canadys Steam | 3280 | 3 | ST | RE | NA | BIT
2018 | SC | Catawba | 6036 | 1 | ST | OP | NA | NUC |  | 99428799 |  |  | EIA Prime Mover-level Data
2018 | SC | Catawba | 6036 | 2 | ST | OP | NA | NUC |  | 96906520 |  |  | EIA Prime Mover-level Data
2018 | SC | Cedar Creek | 3255 | 1 | HY | OP | NA | WAT |  | 541460 |  |  | EIA Prime Mover-level Data
2018 | SC | Cedar Creek | 3255 | 2 | HY | OP | NA | WAT |  | 541460 |  |  | EIA Prime Mover-level Data
2018 | SC | Cedar Creek | 3255 | 3 | HY | OP | NA | WAT |  | 541460 |  |  | EIA Prime Mover-level Data
2018 | SC | Central Energy Facility | 58400 | GT01 | GT | OP | NA | NG |  | 1109 | 0.0030405 | 0.0054834 | EIA Prime Mover-level Data | NEI avg EF - PM, fuel type, firing type
2018 | SC | Central Energy Facility | 58400 | GT02 | GT | RE | NA | NG |  | 908 | 0.0024895 | 0.0054834 | EIA Prime Mover-level Data | NEI avg EF - PM, fuel type, firing type
2018 | SC | Central Plant | 10280 | ENG1 | IC | SB | NA | DFO
2018 | SC | Central Plant | 10280 | ENG2 | IC | RE | NA | NG
2018 | SC | Central Plant | 10280 | ENG3 | IC | RE | NA | NG
2018 | SC | Central Plant | 10280 | ENG4 | IC | RE | NA | NG
2018 | SC | Central Plant | 10280 | ENG5 | IC | SB | NA | DFO
2018 | SC | Central Plant | 10280 | ENG6 | IC | SB | NA | DFO
2018 | SC | Central Plant | 10280 | ENG7 | IC | SB | NA | DFO
2018 | SC | Champion Solar | 61522 | PGRD3 | PV | OP | NA | SUN |  | 212751 |  |  | EIA Prime Mover-level Data
2018 | SC | Chapman Solar | 62186 | 28 | PV | T | NA | SUN
2018 | SC | Cherokee County Cogen | 55043 | CCCP1 | CT | OP | CC | NG | 5,981.0 | 4554667 | 18.5578 | 0.0081489 | EPA/CAMD | EPA/NEI | 1998
2018 | SC | Cherokee Falls | 10173 | T-1 | HY | OP | NA | WAT |  | 30454 |  |  | EIA Prime Mover-level Data
2018 | SC | City West Diesel Plant | 57886 | DI1 | IC | OP | NA | DFO |  | 44 | 0.00682 | 0.31 | EIA Prime Mover-level Data | Estimated using an emission factor
2018 | SC | City West Diesel Plant | 57886 | DI2 | IC | OP | NA | DFO |  | 44 | 0.00682 | 0.31 | EIA Prime Mover-level Data | Estimated using an emission factor
2018 | SC | City West Diesel Plant | 57886 | DI3 | IC | OP | NA | DFO |  | 44 | 0.00682 | 0.31 | EIA Prime Mover-level Data | Estimated using an emission factor
2018 | SC | City West Diesel Plant | 57886 | DI4 | IC | OP | NA | DFO |  | 44 | 0.00682 | 0.31 | EIA Prime Mover-level Data | Estimated using an emission factor
2018 | SC | Clark Solar | 62187 | 29 | PV | T | NA | SUN
2018 | SC | Clifton Dam 3 Power Station | 52049 | 1H | HY | OP | NA | WAT |  | 25083 |  |  | EIA Prime Mover-level Data
2018 | SC | Clifton Dam 3 Power Station | 52049 | 2V | HY | OP | NA | WAT |  | 17917 |  |  | EIA Prime Mover-level Data
2018 | SC | Coit GT | 3281 | 1 | GT | OP | NA | NG |  | 10093 | 0.027672 | 0.0054834 | EIA Prime Mover-level Data | NEI avg EF - PM, fuel type, firing type
2018 | SC | Coit GT | 3281 | 2 | GT | OP | NA | NG |  | 10093 | 0.027672 | 0.0054834 | EIA Prime Mover-level Data | NEI avg EF - PM, fuel type, firing type
2018 | SC | Colleton Solar | 62188 | 30 | PV | T | NA | SUN
2018 | SC | Colleton Solar Farm | 58700 | CS300 | PV | OP | NA | SUN |  | 35442 |  |  | EIA Prime Mover-level Data
2018 | SC | Collins Farm Solar | 62189 | 31 | PV | T | NA | SUN
2018 | SC | Columbia Canal Hydro | 3283 | 1 | HY | OS | NA | WAT
2018 | SC | Columbia Canal Hydro | 3283 | 2 | HY | OS | NA | WAT
2018 | SC | Columbia Canal Hydro | 3283 | 3 | HY | OS | NA | WAT
2018 | SC | Columbia Canal Hydro | 3283 | 4 | HY | OS | NA | WAT
2018 | SC | Columbia Canal Hydro | 3283 | 5 | HY | OS | NA | WAT
2018 | SC | Columbia Canal Hydro | 3283 | 6 | HY | OS | NA | WAT
2018 | SC | Columbia Canal Hydro | 3283 | 7 | HY | OS | NA | WAT
2018 | SC | Columbia Energy Center (SC) | 55386 | B-1 | ST | OP | WALL | NG | 3,137.0 | 358723 | 1.2622 | 0.0070371 | EPA/CAMD | EPA/NEI | 2004
2018 | SC | Columbia Energy Center (SC) | 55386 | B-2 | ST | OP | WALL | NG | 3,011.0 | 396947 | 1.1995 | 0.0060436 | EPA/CAMD | EPA/NEI | 2004
2018 | SC | Columbia Energy Center (SC) | 55386 | B-3 | ST | OP | WALL | NG | 1,114.0 | 203012 | 0.25996 | 0.0025611 | EPA/CAMD | EPA/NEI | 2004
2018 | SC | Columbia Energy Center (SC) | 55386 | CT-1 | CT | OP | CC | NG | 6,247.0 | 9461617 | 26.1681 | 0.0055314 | EPA/CAMD | EPA/NEI | 2004
2018 | SC | Columbia Energy Center (SC) | 55386 | CT-2 | CT | OP | CC | NG | 4,884.0 | 7225177 | 29.2964 | 0.0081095 | EPA/CAMD | EPA/NEI | 2004
2018 | SC | Cope Station | 7210 | COP1 | ST | OP | TANGENTIAL | RC | 5,902.0 | 15264174 | 224.536 | 0.02942 | EPA/CAMD | EPA/NEI | 1996
2018 | SC | Cornell Dubilier | 56130 | 1 | IC | RE | NA | DFO
2018 | SC | Cotton Solar | 59572 | PV1 | PV | L | NA | SUN
2018 | SC | Cross | 130 | 1 | ST | OP | WALL | RC | 7,153.0 | 30989459 | 347.0819 | 0.0224 | EPA/CAMD | EPA/NEI | 1994
2018 | SC | Cross | 130 | 2 | ST | OP | TANGENTIAL | RC | 402.0 | 1331307 | 13.8922 | 0.02087 | EPA/CAMD | EPA/NEI | 1984
2018 | SC | Cross | 130 | 3 | ST | OP | TANGENTIAL | RC | 6,366.0 | 30973661 | 340.7103 | 0.022 | EPA/CAMD | EPA/NEI | 2006
2018 | SC | Cross | 130 | 4 | ST | OP | TANGENTIAL | RC | 7,702.0 | 40914569 | 450.0603 | 0.022 | EPA/CAMD | EPA/NEI | 2008
2018 | SC | Crossroads Solar | 62190 | 32 | PV | T | NA | SUN
2018 | SC | Culpepper Solar | 62221 | 33 | PV | T | NA | SUN
2018 | SC | Dadswell Solar | 62222 | 34 | PV | T | NA | SUN
2018 | SC | Darlington County | 3250 | 1 | GT | OP | CT | NG | 70.0 | 33141 | 0.091283 | 0.0055088 | EPA/CAMD | EPA/NEI | 1974
2018 | SC | Darlington County | 3250 | 2 | GT | OP | CT | DFO | 166.0 | 102956 | 0.13265 | 0.0025769 | EPA/CAMD | EPA/NEI | 1974
2018 | SC | Darlington County | 3250 | 3 | GT | OP | CT | NG | 176.0 | 109793 | 0.24868 | 0.0045299 | EPA/CAMD | EPA/NEI | 1974
2018 | SC | Darlington County | 3250 | 4 | GT | OP | CT | DFO | 158.0 | 84534 | 0.13944 | 0.003299 | EPA/CAMD | EPA/NEI | 1974
2018 | SC | Darlington County | 3250 | 5 | GT | OP | CT | NG | 16.0 | 9391 | 0.14244 | 0.030336 | EPA/CAMD | EPA/NEI | 1974
2018 | SC | Darlington County | 3250 | 6 | GT | OP | CT | DFO | 187.0 | 98252 | 0.13083 | 0.0026631 | EPA/CAMD | EPA/NEI | 1974
2018 | SC | Darlington County | 3250 | 7 | GT | OP | CT | NG | 174.0 | 90864 | 0.16288 | 0.003585 | EPA/CAMD | EPA/NEI | 1974
2018 | SC | Darlington County | 3250 | 8 | GT | OP | CT | DFO | 145.0 | 82380 | 0.084996 | 0.0020635 | EPA/CAMD | EPA/NEI | 1974
2018 | SC | Darlington County | 3250 | 10 | GT | OP | CT | DFO | 111.0 | 61401 | 0.06885 | 0.0022426 | EPA/CAMD | EPA/NEI | 1974
2018 | SC | Darlington County | 3250 | 12 | GT | OP | CT | NG | 1,212.0 | 1179845 | 1.3869 | 0.002351 | EPA/CAMD | EPA/NEI | 1997
2018 | SC | Darlington County | 3250 | 13 | GT | OP | CT | NG | 1,151.0 | 1211771 | 1.7346 | 0.0028629 | EPA/CAMD | EPA/NEI | 1997
2018 | SC | Darlington Solar, LLC | 60993 | PV1 | PV | OP | NA | SUN |  | 180190 |  |  | EIA Prime Mover-level Data
2018 | SC | Dearborn | 3256 | 1 | HY | OP | NA | WAT |  | 675172 |  |  | EIA Prime Mover-level Data
2018 | SC | Dearborn | 3256 | 2 | HY | OP | NA | WAT |  | 675172 |  |  | EIA Prime Mover-level Data
2018 | SC | Dearborn | 3256 | 3 | HY | OP | NA | WAT |  | 675172 |  |  | EIA Prime Mover-level Data
2018 | SC | Denmark Solar | 62211 | 35 | PV | T | NA | SUN
2018 | SC | Diamond Solar II | 61974 | C2BV | PV | V | NA | SUN
2018 | SC | Dolphus M Grainger | 3317 | 1 | ST | RE | WALL | BIT
2018 | SC | Dolphus M Grainger | 3317 | 2 | ST | RE | WALL | BIT
2018 | SC | Dorchester Biomass | 58707 | B001 | ST | OP | NA | WDS |  | 2333731 | 26.6188 | 0.022812 | EIA Unit-level Data | NEI avg EF - PM, fuel type
2018 | SC | Edison Solar II | 61975 | C2BV | PV | V | NA | SUN
2018 | SC | Enoree Phase II Landfill Gas Recovery | 56951 | 1 | IC | OP | NA | LFG |  | 91326 | 0.67125 | 0.0147 | EIA Prime Mover-level Data | Estimated using an emission factor
2018 | SC | Enoree Phase II Landfill Gas Recovery | 56951 | 2 | IC | OP | NA | LFG |  | 91326 | 0.67125 | 0.0147 | EIA Prime Mover-level Data | Estimated using an emission factor
2018 | SC | Estill Solar | 61490 | EST1 | PV | OP | NA | SUN |  | 196364 |  |  | EIA Prime Mover-level Data
2018 | SC | Estill Solar II | 61529 | GEN1 | PV | OP | NA | SUN |  | 145159 |  |  | EIA Prime Mover-level Data
2018 | SC | Faber Place | 3284 | 1 | GT | RE | NA | NG
2018 | SC | Fairfield Pumped Storage | 6126 | 1 | PS | OP | NA | WAT |  | 0 |  |  | EIA Prime Mover-level Data
2018 | SC | Fairfield Pumped Storage | 6126 | 2 | PS | OP | NA | WAT |  | 0 |  |  | EIA Prime Mover-level Data
2018 | SC | Fairfield Pumped Storage | 6126 | 3 | PS | OP | NA | WAT |  | 0 |  |  | EIA Prime Mover-level Data
2018 | SC | Fairfield Pumped Storage | 6126 | 4 | PS | OP | NA | WAT |  | 0 |  |  | EIA Prime Mover-level Data
2018 | SC | Fairfield Pumped Storage | 6126 | 5 | PS | OP | NA | WAT |  | 0 |  |  | EIA Prime Mover-level Data
2018 | SC | Fairfield Pumped Storage | 6126 | 6 | PS | OP | NA | WAT |  | 0 |  |  | EIA Prime Mover-level Data
2018 | SC | Fairfield Pumped Storage | 6126 | 7 | PS | OP | NA | WAT |  | 0 |  |  | EIA Prime Mover-level Data
2018 | SC | Fairfield Pumped Storage | 6126 | 8 | PS | OP | NA | WAT |  | 0 |  |  | EIA Prime Mover-level Data
2018 | SC | Fairfield Solar | 62212 | 36 | PV | T | NA | SUN
2018 | SC | Fishing Creek | 3257 | 1 | HY | OP | NA | WAT |  | 408090 |  |  | EIA Prime Mover-level Data
2018 | SC | Fishing Creek | 3257 | 2 | HY | OP | NA | WAT |  | 386150 |  |  | EIA Prime Mover-level Data
2018 | SC | Fishing Creek | 3257 | 3 | HY | OP | NA | WAT |  | 386150 |  |  | EIA Prime Mover-level Data
2018 | SC | Fishing Creek | 3257 | 4 | HY | OP | NA | WAT |  | 412478 |  |  | EIA Prime Mover-level Data
2018 | SC | Fishing Creek | 3257 | 5 | HY | OP | NA | WAT |  | 263284 |  |  | EIA Prime Mover-level Data
2018 | SC | Fishwater Solar | 62213 | 37 | PV | T | NA | SUN
2018 | SC | Flip Solar | 62214 | 38 | PV | T | NA | SUN
2018 | SC | Foreman Solar | 62215 | 39 | PV | T | NA | SUN
2018 | SC | Freedom Solar | 61833 | PGRC9 | PV | OP | NA | SUN |  | 83886 |  |  | EIA Prime Mover-level Data
2018 | SC | Gaines Solar | 62216 | 41 | PV | T | NA | SUN
2018 | SC | Gary Solar | 61942 | 8 | PV | OP | NA | SUN
2018 | SC | Gaston II | 61961 | GEN1 | PV | OP | NA | SUN
2018 | SC | Gaston Shoals | 3258 | 3 | HY | OP | NA | WAT |  | 27981 |  |  | EIA Prime Mover-level Data
2018 | SC | Gaston Shoals | 3258 | 4 | HY | OP | NA | WAT |  | 27981 |  |  | EIA Prime Mover-level Data
2018 | SC | Gaston Shoals | 3258 | 5 | HY | OP | NA | WAT |  | 27981 |  |  | EIA Prime Mover-level Data
2018 | SC | Gaston Shoals | 3258 | 6 | HY | OP | NA | WAT |  | 49965 |  |  | EIA Prime Mover-level Data
2018 | SC | Gaston Solar I - SC | 61530 | GEN1 | PV | OP | NA | SUN |  | 149855 |  |  | EIA Prime Mover-level Data
2018 | SC | GEB Solar | 62217 | 40 | PV | T | NA | SUN
2018 | SC | Gedosch Solar II | 62218 | 42 | PV | T | NA | SUN
2018 | SC | Georgetown LFGTE | 56995 | G1 | IC | OP | NA | LFG |  | 7070 | 0.051965 | 0.0147 | EIA Prime Mover-level Data | Estimated using an emission factor
2018 | SC | Goldenrod Solar | 61943 | 9 | PV | V | NA | SUN
2018 | SC | Great Falls (SC) | 3259 | 1 | HY | OP | NA | WAT |  | 0 |  |  | EIA Prime Mover-level Data
2018 | SC | Great Falls (SC) | 3259 | 2 | HY | OP | NA | WAT |  | 0 |  |  | EIA Prime Mover-level Data
2018 | SC | Great Falls (SC) | 3259 | 3 | HY | RE | NA | WAT |  | 0 |  |  | EIA Prime Mover-level Data
2018 | SC | Great Falls (SC) | 3259 | 4 | HY | RE | NA | WAT |  | 0 |  |  | EIA Prime Mover-level Data
2018 | SC | Great Falls (SC) | 3259 | 5 | HY | OP | NA | WAT |  | 0 |  |  | EIA Prime Mover-level Data
2018 | SC | Great Falls (SC) | 3259 | 6 | HY | OP | NA | WAT |  | 0 |  |  | EIA Prime Mover-level Data
2018 | SC | Great Falls (SC) | 3259 | 7 | HY | RE | NA | WAT |  | 0 |  |  | EIA Prime Mover-level Data
2018 | SC | Great Falls (SC) | 3259 | 8 | HY | RE | NA | WAT |  | 0 |  |  | EIA Prime Mover-level Data
2018 | SC | H B Robinson | 3251 | 1 | ST | RE | TANGENTIAL | BIT
2018 | SC | H B Robinson | 3251 | 2 | ST | OP | NA | NUC |  | 55181119 |  |  | EIA Prime Mover-level Data
2018 | SC | H B Robinson | 3251 | GT1 | GT | RE | NA | NG
2018 | SC | Hagood | 3285 | HAG4 | GT | OP | CT | NG | 310.0 | 193926 | 0.75781 | 0.0078154 | EPA/CAMD | NEI avg EF - PM, fuel type, firing type | 1991
2018 | SC | Haley Solar | 61523 | PGRD1 | PV | OP | NA | SUN |  | 166394 |  |  | EIA Prime Mover-level Data
2018 | SC | Hampton Solar 2 | 61498 | HAM2 | PV | OP | NA | SUN |  | 262309 |  |  | EIA Prime Mover-level Data
2018 | SC | Hampton Solar I | 61325 | PGRB3 | PV | OP | NA | SUN |  | 127888 |  |  | EIA Prime Mover-level Data
2018 | SC | Hardeeville | 3286 | 1 | GT | OP | NA | DFO
2018 | SC | Hilton Head Gas Turbine Site | 3318 | CT1 | GT | OP | CT | DFO | 7.0 | 4040 | 0 | 0 | EPA/CAMD | EPA/NEI | 1973
2018 | SC | Hilton Head Gas Turbine Site | 3318 | CT2 | GT | OP | CT | DFO | 1.0 | 8 | 0 | 0 | EPA/CAMD | EPA/NEI | 1974
2018 | SC | Hilton Head Gas Turbine Site | 3318 | CT3 | GT | OP | CT | DFO | 56.0 | 21107 | 0.050605 | 0.0047951 | EPA/CAMD | EPA/NEI | 1979
2018 | SC | Holliday Solar I | 62229 | 43 | PV | T | NA | SUN
2018 | SC | Hollidays Bridge Hydro | 3261 | 1 | HY | OP | NA | WAT |  | 29572 |  |  | EIA Prime Mover-level Data
2018 | SC | Hollidays Bridge Hydro | 3261 | 2 | HY | OP | NA | WAT |  | 29572 |  |  | EIA Prime Mover-level Data
2018 | SC | Hollidays Bridge Hydro | 3261 | 3 | HY | OP | NA | WAT |  | 29572 |  |  | EIA Prime Mover-level Data
2018 | SC | Hollidays Bridge Hydro | 3261 | 4 | HY | OP | NA | WAT |  | 29572 |  |  | EIA Prime Mover-level Data
2018 | SC | Honea Path | 56132 | 1 | IC | OP | NA | DFO |  | 630 | 0.09765 | 0.31 | EIA Prime Mover-level Data | Estimated using an emission factor
2018 | SC | Horry Land Fill Gas Site | 7958 | HG1 | IC | OP | NA | LFG |  | 32336 | 0.23767 | 0.0147 | EIA Prime Mover-level Data | Estimated using an emission factor
2018 | SC | Horry Land Fill Gas Site | 7958 | HG2 | IC | OP | NA | LFG |  | 32336 | 0.23767 | 0.0147 | EIA Prime Mover-level Data | Estimated using an emission factor
2018 | SC | Horry Land Fill Gas Site | 7958 | HG3 | IC | OP | NA | LFG |  | 35570 | 0.26144 | 0.0147 | EIA Prime Mover-level Data | Estimated using an emission factor
2018 | SC | Horry Land Fill Gas Site | 7958 | HG4 | IC | IP | NA | LFG
2018 | SC | Indigo Solar | 62230 | 44 | PV | T | NA | SUN
2018 | SC | International Paper Georgetown Mill | 54087 | PB01 | ST | OP | NA | WDS |  | 3428150 | 39.1018 | 0.022812 | EIA Unit-level Data | NEI avg EF - PM, fuel type
2018 | SC | International Paper Georgetown Mill | 54087 | PB02 | ST | OP | NA | WDS |  | 3272659 | 37.3283 | 0.022812 | EIA Unit-level Data | NEI avg EF - PM, fuel type
2018 | SC | International Paper Georgetown Mill | 54087 | RB01 | ST | OP | NA | BLQ |  | 6099699 | 4.7425 | 0.001555 | EIA Unit-level Data | Estimated using an emission factor
2018 | SC | International Paper Georgetown Mill | 54087 | RB02 | ST | OP | NA | BLQ |  | 7356491 | 5.7197 | 0.001555 | EIA Unit-level Data | Estimated using an emission factor
2018 | SC | International Paper-Eastover Mill | 52151 | 001 | ST | OP | TANGENTIAL | NG | 3,665.0 | 10796112 | 50.7287 | 0.0093976 | EIA non-ozone season distributed and EPA/CAMD ozone season | NEI avg EF - PM, fuel type, firing type | 1984
2018 | SC | International Paper-Eastover Mill | 52151 | RF1 | ST | OP | TANGENTIAL | BLQ |  | 4851000 | 0.075433 | 3.11e-05 | EIA Unit-level Data | Estimated using an emission factor
2018 | SC | International Paper-Eastover Mill | 52151 | RF2 | ST | OP | FLUIDIZED | BLQ |  | 10000140 | 0.1555 | 3.11e-05 | EIA Unit-level Data | Estimated using an emission factor
2018 | SC | Ion Solar | 62231 | 45 | PV | T | NA | SUN
2018 | SC | J Strom Thurmond | 3323 | 1 | HY | OP | NA | WAT |  | 801269 |  |  | EIA Prime Mover-level Data
2018 | SC | J Strom Thurmond | 3323 | 2 | HY | OP | NA | WAT |  | 801269 |  |  | EIA Prime Mover-level Data
2018 | SC | J Strom Thurmond | 3323 | 3 | HY | OP | NA | WAT |  | 801269 |  |  | EIA Prime Mover-level Data
2018 | SC | J Strom Thurmond | 3323 | 4 | HY | OS | NA | WAT |  | 801269 |  |  | EIA Prime Mover-level Data
2018 | SC | J Strom Thurmond | 3323 | 5 | HY | OP | NA | WAT |  | 801269 |  |  | EIA Prime Mover-level Data
2018 | SC | J Strom Thurmond | 3323 | 6 | HY | OP | NA | WAT |  | 801269 |  |  | EIA Prime Mover-level Data
2018 | SC | J Strom Thurmond | 3323 | 7 | HY | OP | NA | WAT |  | 801269 |  |  | EIA Prime Mover-level Data
2018 | SC | Jackson Solar | 62232 | 46 | PV | T | NA | SUN
2018 | SC | Jamison Solar Farm | 62396 | 1 | PV | V | NA | SUN
2018 | SC | Jasper County Generating Facility | 55927 | CT01 | CT | OP | CC | NG | 7,758.0 | 12161264 | 120.4429 | 0.019808 | EPA/CAMD | EPA/NEI | 2003
2018 | SC | Jasper County Generating Facility | 55927 | CT02 | CT | OP | CC | NG | 7,634.0 | 11909317 | 120.4429 | 0.020227 | EPA/CAMD | EPA/NEI | 2003
2018 | SC | Jasper County Generating Facility | 55927 | CT03 | CT | OP | CC | NG | 7,657.0 | 11682687 | 120.4429 | 0.020619 | EPA/CAMD | EPA/NEI | 2003
2018 | SC | Jefferies | 3319 | 1 | ST | RE | WALL | WO
2018 | SC | Jefferies | 3319 | 2 | ST | RE | WALL | WO
2018 | SC | Jefferies | 3319 | 3 | ST | RE | WALL | BIT
2018 | SC | Jefferies | 3319 | 4 | ST | RE | WALL | BIT
2018 | SC | Jefferies | 3319 | H1 | HY | OP | NA | WAT |  | 409789 |  |  | EIA Prime Mover-level Data
2018 | SC | Jefferies | 3319 | H2 | HY | OP | NA | WAT |  | 494157 |  |  | EIA Prime Mover-level Data
2018 | SC | Jefferies | 3319 | H3 | HY | OP | NA | WAT |  | 409789 |  |  | EIA Prime Mover-level Data
2018 | SC | Jefferies | 3319 | H4 | HY | OP | NA | WAT |  | 494157 |  |  | EIA Prime Mover-level Data
2018 | SC | Jefferies | 3319 | H6 | HY | OP | NA | WAT |  | 136596 |  |  | EIA Prime Mover-level Data
2018 | SC | Jefferson Solar | 62233 | 47 | PV | T | NA | SUN
2018 | SC | Jessamine Solar | 61944 | 10 | PV | TS | NA | SUN
2018 | SC | Jocassee | 3262 | 1 | PS | OP | NA | WAT |  | 0 |  |  | EIA Prime Mover-level Data
2018 | SC | Jocassee | 3262 | 2 | PS | OP | NA | WAT |  | 0 |  |  | EIA Prime Mover-level Data
2018 | SC | Jocassee | 3262 | 3 | PS | OP | NA | WAT |  | 0 |  |  | EIA Prime Mover-level Data
2018 | SC | Jocassee | 3262 | 4 | PS | OP | NA | WAT |  | 0 |  |  | EIA Prime Mover-level Data
2018 | SC | John S. Rainey Generating Station | 7834 | CT1A | CT | OP | CC | NG | 7,391.0 | 12144195 | 86.1621 | 0.01419 | EPA/CAMD | EPA/NEI | 2001
2018 | SC | John S. Rainey Generating Station | 7834 | CT1B | CT | OP | CC | NG | 7,445.0 | 12207227 | 86.1621 | 0.014117 | EPA/CAMD | EPA/NEI | 2001
2018 | SC | John S. Rainey Generating Station | 7834 | CT2A | GT | OP | CT | NG | 4,728.0 | 7433287 | 70.4495 | 0.018955 | EPA/CAMD | EPA/NEI | 2002
2018 | SC | John S. Rainey Generating Station | 7834 | CT2B | GT | OP | CT | NG | 5,319.0 | 8124438 | 70.4495 | 0.017343 | EPA/CAMD | EPA/NEI | 2002
2018 | SC | John S. Rainey Generating Station | 7834 | CT3 | GT | OP | CT | NG | 992.0 | 636670 | 7.7335 | 0.024294 | EPA/CAMD | EPA/NEI | 2003
2018 | SC | John S. Rainey Generating Station | 7834 | CT4 | GT | OP | CT | NG | 1,039.0 | 666243 | 7.7335 | 0.023215 | EPA/CAMD | EPA/NEI | 2003
2018 | SC | John S. Rainey Generating Station | 7834 | CT5 | GT | OP | CT | NG | 1,027.0 | 673688 | 7.7335 | 0.022959 | EPA/CAMD | EPA/NEI | 2003
2018 | SC | Juniper Solar | 62234 | 48 | PV | T | NA | SUN
2018 | SC | KapStone Charleston Kraft, LLC | 7737 | B001 | ST | OP | WALL | BIT | 3,577.0 | 9523110 | 147.6016 | 0.030999 | EIA non-ozone season distributed and EPA/CAMD ozone season | EPA/NEI | 1999
2018 | SC | KapStone Charleston Kraft, LLC | 7737 | B002 | ST | OP | WALL | NG | 499.0 | 159510 | 0.5722 | 0.0071744 | EIA non-ozone season distributed and EPA/CAMD ozone season | NEI avg EF - PM, fuel type, firing type | 1999
2018 | SC | KapStone Charleston Kraft, LLC | 7737 | B003 | ST | OP | WALL | NG | 712.0 | 241173 | 0.86514 | 0.0071744 | EIA non-ozone season distributed and EPA/CAMD ozone season | NEI avg EF - PM, fuel type, firing type | 1999
2018 | SC | KapStone Charleston Kraft, LLC | 7737 | B004 | ST | OP | WALL | NG | 575.0 | 177682 | 0.63738 | 0.0071744 | EIA non-ozone season distributed and EPA/CAMD ozone season | NEI avg EF - PM, fuel type, firing type | 1999
2018 | SC | Keowee | 6517 | 1 | HY | OP | NA | WAT |  | 447420 |  |  | EIA Prime Mover-level Data
2018 | SC | Keowee | 6517 | 2 | HY | OP | NA | WAT |  | 447420 |  |  | EIA Prime Mover-level Data
2018 | SC | Lee County Landfill | 56120 | L1 | IC | OP | NA | LFG |  | 52952 | 0.3892 | 0.0147 | EIA Prime Mover-level Data | Estimated using an emission factor
2018 | SC | Lee County Landfill | 56120 | L2 | IC | OP | NA | LFG |  | 52952 | 0.3892 | 0.0147 | EIA Prime Mover-level Data | Estimated using an emission factor
2018 | SC | Lee County Landfill | 56120 | L3 | IC | OP | NA | LFG |  | 52952 | 0.3892 | 0.0147 | EIA Prime Mover-level Data | Estimated using an emission factor
2018 | SC | Lee County Landfill | 56120 | L4 | GT | OP | NA | LFG |  | 260594 | 2.8144 | 0.0216 | EIA Prime Mover-level Data | Estimated using an emission factor
2018 | SC | Lockhart | 3275 | 2 | HY | OP | NA | WAT |  | 187004 |  |  | EIA Prime Mover-level Data
2018 | SC | Lockhart | 3275 | HY1 | HY | OP | NA | WAT |  | 187004 |  |  | EIA Prime Mover-level Data
2018 | SC | Lockhart | 3275 | HY3 | HY | OP | NA | WAT |  | 187004 |  |  | EIA Prime Mover-level Data
2018 | SC | Lockhart | 3275 | HY4 | HY | OP | NA | WAT |  | 187004 |  |  | EIA Prime Mover-level Data
2018 | SC | Lockhart | 3275 | HY5 | HY | OP | NA | WAT |  | 53430 |  |  | EIA Prime Mover-level Data
2018 | SC | Lone Star Solar | 62235 | 49 | PV | T | NA | SUN
2018 | SC | Luz Solar | 62236 | 50 | PV | T | NA | SUN
2018 | SC | Madison Solar | 62237 | 51 | PV | CN | NA | SUN
2018 | SC | Marlboro Mill | 57470 | RF-P1 | ST | OP | NA | BLQ |  | 7568383 | 0.23538 | 6.22e-05 | EIA Unit-level Data | Estimated using an emission factor
2018 | SC | Marlboro Mill | 57470 | UA-P2 | ST | OP | NA | WDS |  | 1729892 | 19.7313 | 0.022812 | EIA Unit-level Data | NEI avg EF - PM, fuel type
2018 | SC | Marshall Solar | 62238 | 52 | PV | T | NA | SUN
2018 | SC | Martin Central Solar | 62285 | 53 | PV | T | NA | SUN
2018 | SC | Martin East Solar | 62276 | 54 | PV | T | NA | SUN
2018 | SC | Martin West Solar | 62277 | 55 | PV | T | NA | SUN
2018 | SC | McClain Solar | 62278 | 56 | PV | T | NA | SUN
2018 | SC | McCormick Solar | 62279 | 57 | PV | T | NA | SUN
2018 | SC | McMeekin | 3287 | MCM1 | ST | OP | TANGENTIAL | NG | 3,979.0 | 3154336 | 0.34893 | 0.00022124 | EPA/CAMD | EPA/NEI | 1958
2018 | SC | McMeekin | 3287 | MCM2 | ST | OP | TANGENTIAL | NG | 3,774.0 | 2627420 | 13.4712 | 0.010254 | EPA/CAMD | EPA/NEI | 1958
2018 | SC | MCRD Parris Island PV | 61956 | BAKUP | IC | U | NA | DFO
2018 | SC | MCRD Parris Island PV | 61956 | BLKST | IC | U | NA | DFO
2018 | SC | MCRD Parris Island PV | 61956 | CARPT | PV | OP | NA | SUN |  | 19642 |  |  | EIA Prime Mover-level Data
2018 | SC | MCRD Parris Island PV | 61956 | CHPP | GT | U | NA | NG
2018 | SC | MCRD Parris Island PV | 61956 | GRDMT | PV | OP | NA | SUN |  | 54017 |  |  | EIA Prime Mover-level Data
2018 | SC | MCRD Parris Island PV | 61956 | TBESS | BA | OP | NA | MWH
2018 | SC | Melsam Solar | 62280 | 58 | PV | T | NA | SUN
2018 | SC | Middleton Solar | 62281 | 59 | PV | T | NA | SUN
2018 | SC | Mill Creek Combustion Turbine Station | 7981 | 1 | GT | OP | CT | NG | 401.0 | 289467 | 0.27829 | 0.0019228 | EPA/CAMD | EPA/NEI | 2002
2018 | SC | Mill Creek Combustion Turbine Station | 7981 | 2 | GT | OP | CT | NG | 358.0 | 252158 | 0.30063 | 0.0023845 | EPA/CAMD | EPA/NEI | 2002
2018 | SC | Mill Creek Combustion Turbine Station | 7981 | 3 | GT | OP | CT | NG | 435.0 | 305870 | 0.31381 | 0.0020519 | EPA/CAMD | EPA/NEI | 2002
2018 | SC | Mill Creek Combustion Turbine Station | 7981 | 4 | GT | OP | CT | NG | 419.0 | 301883 | 0.30124 | 0.0019957 | EPA/CAMD | EPA/NEI | 2002
2018 | SC | Mill Creek Combustion Turbine Station | 7981 | 5 | GT | OP | CT | NG | 410.0 | 299581 | 0.27142 | 0.001812 | EPA/CAMD | EPA/NEI | 2003
2018 | SC | Mill Creek Combustion Turbine Station | 7981 | 6 | GT | OP | CT | NG | 359.0 | 260886 | 0.27991 | 0.0021458 | EPA/CAMD | EPA/NEI | 2003
2018 | SC | Mill Creek Combustion Turbine Station | 7981 | 7 | GT | OP | CT | NG | 505.0 | 362643 | 0.28222 | 0.0015565 | EPA/CAMD | EPA/NEI | 2003
2018 | SC | Mill Creek Combustion Turbine Station | 7981 | 8 | GT | OP | CT | NG | 494.0 | 366320 | 0.29024 | 0.0015846 | EPA/CAMD | EPA/NEI | 2003
2018 | SC | Moffett Solar Project | 60658 | PV1 | PV | OP | NA | SUN |  | 1311997 |  |  | EIA Prime Mover-level Data
2018 | SC | Myrtle Beach Gas Turbine Site | 3320 | CT3 | GT | OP | CT | DFO | 29.0 | 5270 | 0.053408 | 0.020269 | EPA/CAMD | EPA/NEI | 1972
2018 | SC | Myrtle Beach Gas Turbine Site | 3320 | CT4 | GT | OP | CT | DFO | 0.0 |  | 0 |  |  | EPA/NEI | 1972
2018 | SC | Myrtle Beach Gas Turbine Site | 3320 | CT5 | GT | OP | CT | DFO | 53.0 | 14534 | 0.068212 | 0.0093866 | EPA/CAMD | EPA/NEI | 1976
2018 | SC | NA 1 (SC) | 7106 | GT1 | GT | IP | NA | NG
2018 | SC | NA 5 | 7253 | NA5 | GT | IP | NA | NG
2018 | SC | NA 8 | 7300 | GT8 | GT | IP | NA | NG
2018 | SC | Neal Shoals | 3289 | 1 | HY | OP | NA | WAT |  | 59627 |  |  | EIA Prime Mover-level Data
2018 | SC | Neal Shoals | 3289 | 2 | HY | OP | NA | WAT |  | 59627 |  |  | EIA Prime Mover-level Data
2018 | SC | Neal Shoals | 3289 | 3 | HY | OP | NA | WAT |  | 59627 |  |  | EIA Prime Mover-level Data
2018 | SC | Neal Shoals | 3289 | 4 | HY | OP | NA | WAT |  | 59627 |  |  | EIA Prime Mover-level Data
2018 | SC | North Road Peak | 7479 | EAST | IC | OP | NA | DFO |  | 743 | 0.11517 | 0.31 | EIA Prime Mover-level Data | Estimated using an emission factor
2018 | SC | North Road Peak | 7479 | WEST | IC | OP | NA | DFO |  | 743 | 0.11517 | 0.31 | EIA Prime Mover-level Data | Estimated using an emission factor
2018 | SC | Oconee | 3265 | 1 | ST | OP | NA | NUC |  | 70523245 |  |  | EIA Prime Mover-level Data
2018 | SC | Oconee | 3265 | 2 | ST | OP | NA | NUC |  | 79258449 |  |  | EIA Prime Mover-level Data
2018 | SC | Oconee | 3265 | 3 | ST | OP | NA | NUC |  | 72842157 |  |  | EIA Prime Mover-level Data
2018 | SC | Odyssey Solar | 61324 | PGRB4 | PV | OP | NA | SUN |  | 168263 |  |  | EIA Prime Mover-level Data
2018 | SC | Otarre Solar Park | 61699 | OTRRE | PV | OP | NA | SUN |  | 25611 |  |  | EIA Prime Mover-level Data
2018 | SC | Otis Elevator Company Solar | 62228 | O1614 | PV | OP | NA | SUN |  | 12203 |  |  | EIA Prime Mover-level Data
2018 | SC | Pacolet Diesel Generation Facility | 57030 | DI 1 | IC | OP | NA | DFO |  | 55 | 0.008525 | 0.31 | EIA Prime Mover-level Data | Estimated using an emission factor
2018 | SC | Pacolet Diesel Generation Facility | 57030 | DI 2 | IC | OP | NA | DFO |  | 55 | 0.008525 | 0.31 | EIA Prime Mover-level Data | Estimated using an emission factor
2018 | SC | Pacolet Diesel Generation Facility | 57030 | DI 3 | IC | OP | NA | DFO |  | 55 | 0.008525 | 0.31 | EIA Prime Mover-level Data | Estimated using an emission factor
2018 | SC | Palmetto Plains | 62679 | 1405 | PV | T | NA | SUN
2018 | SC | Parr GT | 3291 | GT1 | GT | OP | NA | NG |  | 27002 | 0.074031 | 0.0054834 | EIA Prime Mover-level Data | NEI avg EF - PM, fuel type, firing type
2018 | SC | Parr GT | 3291 | GT2 | GT | OP | NA | NG |  | 27002 | 0.074031 | 0.0054834 | EIA Prime Mover-level Data | NEI avg EF - PM, fuel type, firing type
2018 | SC | Parr GT | 3291 | GT3 | GT | OP | NA | NG |  | 30722 | 0.08423 | 0.0054834 | EIA Prime Mover-level Data | NEI avg EF - PM, fuel type, firing type
2018 | SC | Parr GT | 3291 | GT4 | GT | OP | NA | NG |  | 30722 | 0.08423 | 0.0054834 | EIA Prime Mover-level Data | NEI avg EF - PM, fuel type, firing type
2018 | SC | Parr Hydro | 3290 | 1 | HY | OP | NA | WAT |  | 82097 |  |  | EIA Prime Mover-level Data
2018 | SC | Parr Hydro | 3290 | 2 | HY | OP | NA | WAT |  | 82097 |  |  | EIA Prime Mover-level Data
2018 | SC | Parr Hydro | 3290 | 3 | HY | OP | NA | WAT |  | 82097 |  |  | EIA Prime Mover-level Data
2018 | SC | Parr Hydro | 3290 | 4 | HY | OP | NA | WAT |  | 82097 |  |  | EIA Prime Mover-level Data
2018 | SC | Parr Hydro | 3290 | 5 | HY | OP | NA | WAT |  | 82097 |  |  | EIA Prime Mover-level Data
2018 | SC | Parr Hydro | 3290 | 6 | HY | OP | NA | WAT |  | 82097 |  |  | EIA Prime Mover-level Data
2018 | SC | Pee Dee Solar I | 62282 | 60 | PV | T | NA | SUN
2018 | SC | Pee Dee Solar II | 62283 | 61 | PV | T | NA | SUN
2018 | SC | Pelzer Lower | 10800 | GEN1 | HY | OP | NA | WAT |  | 93269 |  |  | EIA Prime Mover-level Data
2018 | SC | Pelzer Solar I | 61945 | 19 | PV | V | NA | SUN
2018 | SC | Pelzer Upper | 10799 | GEN1 | HY | OP | NA | WAT |  | 93269 |  |  | EIA Prime Mover-level Data
2018 | SC | Peony Solar | 61976 | PGRG1 | PV | OP | NA | SUN |  | 34037 |  |  | EIA Prime Mover-level Data
2018 | SC | Piedmont Hydro Power Project | 10787 | GEN1 | HY | OP | NA | WAT |  | 59084 |  |  | EIA Prime Mover-level Data
2018 | SC | Power Solar | 62284 | 62 | PV | T | NA | SUN
2018 | SC | Pruger Solar I | 62292 | 63 | PV | T | NA | SUN
2018 | SC | Pruger Solar II | 62293 | 64 | PV | T | NA | SUN
2018 | SC | Pruger Solar III | 62294 | 65 | PV | T | NA | SUN
2018 | SC | Quest Solar | 62299 | 66 | PV | T | NA | SUN
2018 | SC | Rankin Solar Center, LLC | 61996 | RANKI | PV | T | NA | SUN
2018 | SC | Redwing Solar | 61946 | 11 | PV | U | NA | SUN
2018 | SC | Rhubarb One SC | 59596 | PV1 | PV | P | NA | SUN
2018 | SC | Richardson Solar II | 61972 | C2BV | PV | V | NA | SUN
2018 | SC | Richland County Landfill | 56122 | R1 | GT | OP | NA | LFG |  | 239135 | 2.5827 | 0.0216 | EIA Prime Mover-level Data | Estimated using an emission factor
2018 | SC | Richland County Landfill | 56122 | R2 | IC | OP | NA | LFG |  | 42607 | 0.31316 | 0.0147 | EIA Prime Mover-level Data | Estimated using an emission factor
2018 | SC | Richland County Landfill | 56122 | R3 | IC | OP | NA | LFG |  | 42607 | 0.31316 | 0.0147 | EIA Prime Mover-level Data | Estimated using an emission factor
2018 | SC | Ridgeland Solar Project | 60659 | PV1 | PV | OP | NA | SUN |  | 183646 |  |  | EIA Prime Mover-level Data
2018 | SC | River Solar | 61947 | 12 | PV | OP | NA | SUN |  | 884 |  |  | EIA Prime Mover-level Data
2018 | SC | Rocky Creek | 3266 | 1 | HY | RE | NA | WAT |  | 0 |  |  | EIA Prime Mover-level Data
2018 | SC | Rocky Creek | 3266 | 2 | HY | RE | NA | WAT |  | 0 |  |  | EIA Prime Mover-level Data
2018 | SC | Rocky Creek | 3266 | 3 | HY | RE | NA | WAT |  | 0 |  |  | EIA Prime Mover-level Data
2018 | SC | Rocky Creek | 3266 | 4 | HY | RE | NA | WAT |  | 0 |  |  | EIA Prime Mover-level Data
2018 | SC | Rocky Creek | 3266 | 5 | HY | RE | NA | WAT |  | 0 |  |  | EIA Prime Mover-level Data
2018 | SC | Rocky Creek | 3266 | 6 | HY | RE | NA | WAT |  | 0 |  |  | EIA Prime Mover-level Data
2018 | SC | Rocky Creek | 3266 | 7 | HY | RE | NA | WAT |  | 0 |  |  | EIA Prime Mover-level Data
2018 | SC | Rocky Creek | 3266 | 8 | HY | RE | NA | WAT |  | 0 |  |  | EIA Prime Mover-level Data
2018 | SC | Rocky River (SC) | 3305 | 1 | HY | OP | NA | WAT |  | 38658 |  |  | EIA Prime Mover-level Data
2018 | SC | Rocky River (SC) | 3305 | 2 | HY | OP | NA | WAT |  | 17181 |  |  | EIA Prime Mover-level Data
2018 | SC | Rocky River (SC) | 3305 | IC1 | IC | RE | NA | DFO
2018 | SC | Rocky River (SC) | 3305 | IC2 | IC | OP | NA | DFO |  | 599 | 0.092845 | 0.31 | EIA Prime Mover-level Data | Estimated using an emission factor
2018 | SC | Rollins Solar | 62295 | 67 | PV | T | NA | SUN
2018 | SC | Ross Solar | 62296 | 68 | PV | T | NA | SUN
2018 | SC | Rowesville Rd Plant | 7480 | 3 | GT | IP | NA | NG
2018 | SC | Rowesville Rd Plant | 7480 | 4 | GT | IP | NA | NG
2018 | SC | Rowesville Rd Plant | 7480 | GEN3 | GT | OP | NA | NG |  | 821 | 0.0022509 | 0.0054834 | EIA Prime Mover-level Data | NEI avg EF - PM, fuel type, firing type
2018 | SC | Rowesville Rd Plant | 7480 | GEN4 | GT | OP | NA | NG |  | 821 | 0.0022509 | 0.0054834 | EIA Prime Mover-level Data | NEI avg EF - PM, fuel type, firing type
2018 | SC | Runway Solar Farm | 62397 | 1 | PV | P | NA | SUN
2018 | SC | Rutledge Solar | 62297 | 69 | PV | T | NA | SUN
2018 | SC | Saluda Dam | 3267 | 1 | HY | OP | NA | WAT |  | 25150 |  |  | EIA Prime Mover-level Data
2018 | SC | Saluda Dam | 3267 | 2 | HY | OP | NA | WAT |  | 25150 |  |  | EIA Prime Mover-level Data
2018 | SC | Saluda Dam | 3267 | 3 | HY | OP | NA | WAT |  | 25150 |  |  | EIA Prime Mover-level Data
2018 | SC | Saluda Dam | 3267 | 4 | HY | OP | NA | WAT |  | 25150 |  |  | EIA Prime Mover-level Data
2018 | SC | Saluda Lexington | 3293 | 1 | HY | OP | NA | WAT |  | 317519 |  |  | EIA Prime Mover-level Data
2018 | SC | Saluda Lexington | 3293 | 2 | HY | OP | NA | WAT |  | 317519 |  |  | EIA Prime Mover-level Data
2018 | SC | Saluda Lexington | 3293 | 3 | HY | OP | NA | WAT |  | 413263 |  |  | EIA Prime Mover-level Data
2018 | SC | Saluda Lexington | 3293 | 4 | HY | OP | NA | WAT |  | 317519 |  |  | EIA Prime Mover-level Data
2018 | SC | Saluda Lexington | 3293 | 5 | HY | OP | NA | WAT |  | 659462 |  |  | EIA Prime Mover-level Data
2018 | SC | Saluda Solar II | 61323 | PGRB5 | PV | OP | NA | SUN |  | 60954 |  |  | EIA Prime Mover-level Data
2018 | SC | Saluda Solar, LLC | 60535 | PV1 | PV | OP | NA | SUN |  | 120283 |  |  | EIA Prime Mover-level Data
2018 | SC | Sandifer Solar | 62298 | 70 | PV | T | NA | SUN
2018 | SC | Sapphire Solar | 61948 | 17 | PV | OP | NA | SUN |  | 9 |  |  | EIA Prime Mover-level Data
2018 | SC | Savannah River Site Biomass Cogen | 57138 | HRSG1 | ST | OP | NA | WDS |  | 1266046 | 14.4406 | 0.022812 | EIA Unit-level Data | NEI avg EF - PM, fuel type
2018 | SC | Savannah River Site Biomass Cogen | 57138 | HRSG2 | ST | OP | NA | WDS |  | 1295393 | 14.7754 | 0.022812 | EIA Unit-level Data | NEI avg EF - PM, fuel type
2018 | SC | Scarlet Solar | 62307 | 71 | PV | T | NA | SUN
2018 | SC | SCE&G Curie CSG | 61432 | SCCU1 | PV | U | NA | SUN
2018 | SC | SCE&G Nimitz CSG | 61433 | SCNM1 | PV | OP | NA | SUN |  | 52082 |  |  | EIA Prime Mover-level Data
2018 | SC | SCE&G Springfield CSG | 61434 | SCSP1 | PV | OP | NA | SUN |  | 42626 |  |  | EIA Prime Mover-level Data
2018 | SC | Seabrook Solar | 61701 | GEN1 | PV | L | NA | SUN
2018 | SC | Sediver | 7957 | 1 | IC | OP | NA | DFO |  | 996 | 0.15438 | 0.31 | EIA Prime Mover-level Data | Estimated using an emission factor
2018 | SC | Sediver | 7957 | CT2A | CT | IP | NA | NG
2018 | SC | Sediver | 7957 | CT2B | CT | IP | NA | NG
2018 | SC | Sediver | 7957 | ST1S | CA | IP | NA | NG
2018 | SC | Seneca City of | 56545 | PPG1 | IC | OP | NA | DFO |  | 3604 | 0.55862 | 0.31 | EIA Prime Mover-level Data | Estimated using an emission factor
2018 | SC | Seneca City of | 56545 | PPG2 | IC | OP | NA | DFO |  | 3604 | 0.55862 | 0.31 | EIA Prime Mover-level Data | Estimated using an emission factor
2018 | SC | Seneca City of | 56545 | PPG3 | IC | OP | NA | DFO |  | 3604 | 0.55862 | 0.31 | EIA Prime Mover-level Data | Estimated using an emission factor
2018 | SC | Seneca City of | 56545 | WPG1 | IC | OP | NA | DFO |  | 3604 | 0.55862 | 0.31 | EIA Prime Mover-level Data | Estimated using an emission factor
2018 | SC | Seneca City of | 56545 | WPG2 | IC | OP | NA | DFO |  | 3604 | 0.55862 | 0.31 | EIA Prime Mover-level Data | Estimated using an emission factor
2018 | SC | Shaw Creek Solar, LLC | 61790 | SHAWC | PV | T | NA | SUN
2018 | SC | Shem Solar | 62308 | 72 | PV | T | NA | SUN
2018 | SC | Shining Sun Solar | 62309 | 73 | PV | T | NA | SUN
2018 | SC | Shorthorn Holdings | 60028 | PV1 | PV | L | NA | SUN
2018 | SC | Shorthorn Solar | 62310 | 74 | PV | T | NA | SUN
2018 | SC | Snoopy Solar | 62311 | 75 | PV | T | NA | SUN
2018 | SC | Sonoco Products Co | 57919 | 9 | ST | OP | FLUIDIZED | BIT |  | 125147 | 0.7849 | 0.012544 | EIA Unit-level Data | NEI avg EF - PM, fuel type, firing type
2018 | SC | Sonoco Products Co | 57919 | 10 | ST | OP | NA | NG |  | 656739 | 2.6442 | 0.0080524 | EIA Unit-level Data | NEI avg EF - PM, fuel type
2018 | SC | Sonoco Products Co | 57919 | 11 | ST | OP | NA | WDS |  | 3332684 | 38.0129 | 0.022812 | EIA Unit-level Data | NEI avg EF - PM, fuel type
2018 | SC | South Solar | 61949 | 13 | PV | OP | NA | SUN |  | 1030 |  |  | EIA Prime Mover-level Data
2018 | SC | Southard Solar | 62312 | 76 | PV | T | NA | SUN
2018 | SC | Southern Current One, LLC | 61748 | PRGE1 | PV | OP | NA | SUN |  | 171802 |  |  | EIA Prime Mover-level Data
2018 | SC | Spartanburg Water System | 54675 | DI1 | IC | RE | NA | DFO
2018 | SC | Spartanburg Water System | 54675 | DI2 | IC | OP | NA | DFO |  | 408 | 0.06324 | 0.31 | EIA Prime Mover-level Data | Estimated using an emission factor
2018 | SC | Spartanburg Water System | 54675 | DI3 | IC | OP | NA | DFO |  | 266 | 0.04123 | 0.31 | EIA Prime Mover-level Data | Estimated using an emission factor
2018 | SC | Spartanburg Water System | 54675 | HG1 | HY | SB | NA | WAT |  | 10928 |  |  | EIA Prime Mover-level Data
2018 | SC | Spartanburg Water System | 54675 | HG2 | HY | SB | NA | WAT |  | 10928 |  |  | EIA Prime Mover-level Data
2018 | SC | Spillway | 3321 | 1 | HY | OP | NA | WAT |  | 134472 |  |  | EIA Prime Mover-level Data
2018 | SC | St Stephen | 6789 | 1 | HY | OP | NA | WAT |  | 1013357 |  |  | EIA Prime Mover-level Data
2018 | SC | St Stephen | 6789 | 2 | HY | OP | NA | WAT |  | 1013357 |  |  | EIA Prime Mover-level Data
2018 | SC | St Stephen | 6789 | 3 | HY | OP | NA | WAT |  | 1013357 |  |  | EIA Prime Mover-level Data
2018 | SC | St. Matthews Solar | 60293 | PV1 | PV | OP | NA | SUN |  | 202028 |  |  | EIA Prime Mover-level Data
2018 | SC | Stamey Solar | 62313 | 77 | PV | T | NA | SUN
2018 | SC | Substation 20 Plant | 59728 | GEN1 | GT | OP | NA | NG |  | 1783 | 0.0048884 | 0.0054834 | EIA Prime Mover-level Data | NEI avg EF - PM, fuel type, firing type
2018 | SC | Swamp Fox Solar | 61521 | PGRD2 | PV | OP | NA | SUN |  | 203578 |  |  | EIA Prime Mover-level Data
2018 | SC | Tarpon Solar I | 62314 | 78 | PV | T | NA | SUN
2018 | SC | Tedder Solar | 62315 | 79 | PV | T | NA | SUN
2018 | SC | Ten Governors Solar | 62316 | 80 | PV | T | NA | SUN
2018 | SC | Thermal Kem | 56129 | 1 | IC | OP | NA | DFO |  | 318 | 0.04929 | 0.31 | EIA Prime Mover-level Data | Estimated using an emission factor
2018 | SC | Thomas Solar | 62352 | 81 | PV | T | NA | SUN
2018 | SC | Topaz Solar (SC) | 62349 | 82 | PV | T | NA | SUN
2018 | SC | Trask East Solar | 62346 | 83 | PV | T | NA | SUN
2018 | SC | Turkey Hill Solar I | 62341 | 84 | PV | CN | NA | SUN
2018 | SC | TWE Bowman Solar Project | 62828 | BOW | PV | P | NA | SUN
2018 | SC | Ulmer Solar | 62343 | 85 | PV | T | NA | SUN
2018 | SC | Union Renewable Energy Facility | 60241 | 00611 | IC | OP | NA | LFG |  | 111827 | 0.82193 | 0.0147 | EIA Prime Mover-level Data | Estimated using an emission factor
2018 | SC | Union Renewable Energy Facility | 60241 | 00677 | IC | OP | NA | LFG |  | 111827 | 0.82193 | 0.0147 | EIA Prime Mover-level Data | Estimated using an emission factor
2018 | SC | Upper Pacolet Hydro | 58257 | UP1 | HY | OP | NA | WAT |  | 44515 |  |  | EIA Prime Mover-level Data
2018 | SC | Urquhart | 3295 | URQ3 | ST | OP | TANGENTIAL | NG | 1,970.0 | 944563 | 4.5367 | 0.0096059 | EPA/CAMD | EPA/NEI | 1955
2018 | SC | Urquhart | 3295 | URQ4 | GT | OP | CT | NG | 504.0 | 190331 | 0.48516 | 0.0050981 | EPA/CAMD | EPA/NEI | 1999
2018 | SC | Urquhart | 3295 | URQ5 | CT | OP | CC | NG | 6,349.0 | 8651473 | 1.488 | 0.00034398 | EPA/CAMD | EPA/NEI | 2002
2018 | SC | Urquhart | 3295 | URQ6 | CT | OP | CC | NG | 5,126.0 | 7011483 | 1.488 | 0.00042444 | EPA/CAMD | EPA/NEI | 2002
2018 | SC | V C Summer | 6127 | 1 | ST | OP | NA | NUC |  | 77013029 |  |  | EIA Prime Mover-level Data
2018 | SC | V C Summer | 6127 | 2 | ST | CN | NA | NUC
2018 | SC | V C Summer | 6127 | 3 | ST | CN | NA | NUC
2018 | SC | Valenite | 56131 | 1 | IC | OP | NA | DFO |  | 570 | 0.08835 | 0.31 | EIA Prime Mover-level Data | Estimated using an emission factor
2018 | SC | Vincent Solar | 61950 | 14 | PV | V | NA | SUN
2018 | SC | W S Lee | 3264 | 3 | ST | OP | TANGENTIAL | NG | 675.0 | 698657 | 2.138 | 0.0061204 | EPA/CAMD | EPA/NEI | 1958
2018 | SC | W S Lee | 3264 | 11 | CT | OP | CC | NG | 4,626.0 | 12015736 | 0.21027 | 3.5e-05 | EPA/CAMD | EPA/NEI | 2017
2018 | SC | W S Lee | 3264 | 12 | CT | OP | CC | NG | 4,817.0 | 12446563 | 0.17053 | 2.7402e-05 | EPA/CAMD | EPA/NEI | 2017
2018 | SC | W S Lee | 3264 | 7C | GT | OP | CT | NG | 1,164.0 | 387275 | 0.036791 | 0.00019 | EPA/CAMD | EPA/NEI | 2006
2018 | SC | W S Lee | 3264 | 8C | GT | OP | CT | NG | 1,126.0 | 393631 | 0.037395 | 0.00019 | EPA/CAMD | EPA/NEI | 2006
2018 | SC | Ware Shoals Hydro Project | 10801 | GEN1 | HY | OP | NA | WAT |  | 74332 |  |  | EIA Prime Mover-level Data
2018 | SC | Ware Shoals Hydro Project | 10801 | GEN2 | HY | OP | NA | WAT |  | 79287 |  |  | EIA Prime Mover-level Data
2018 | SC | Washington Solar (SC) | 62342 | 87 | PV | T | NA | SUN
2018 | SC | Washington Solar II (SC) | 62344 | 88 | PV | T | NA | SUN
2018 | SC | Watauga Solar | 61951 | 15 | PV | U | NA | SUN
2018 | SC | Wateree | 3297 | WAT1 | ST | OP | WALL | BIT | 6,959.0 | 17608055 | 1575.04 | 0.1789 | EPA/CAMD | EPA/NEI | 1970
2018 | SC | Wateree | 3297 | WAT2 | ST | OP | WALL | BIT | 7,856.0 | 20077674 | 1544.977 | 0.1539 | EPA/CAMD | EPA/NEI | 1971
2018 | SC | Wateree Hydro | 3270 | 1 | HY | OP | NA | WAT |  | 447370 |  |  | EIA Prime Mover-level Data
2018 | SC | Wateree Hydro | 3270 | 2 | HY | OP | NA | WAT |  | 722982 |  |  | EIA Prime Mover-level Data
2018 | SC | Wateree Hydro | 3270 | 3 | HY | OP | NA | WAT |  | 722982 |  |  | EIA Prime Mover-level Data
2018 | SC | Wateree Hydro | 3270 | 4 | HY | OP | NA | WAT |  | 722982 |  |  | EIA Prime Mover-level Data
2018 | SC | Wateree Hydro | 3270 | 5 | HY | OP | NA | WAT |  | 447370 |  |  | EIA Prime Mover-level Data
2018 | SC | Wayfair Solar | 62345 | 89 | PV | T | NA | SUN
2018 | SC | Weaver Solar | 62347 | 90 | PV | T | NA | SUN
2018 | SC | Webb Forging | 7814 | 1 | IC | OP | NA | DFO |  | 228 | 0.03534 | 0.31 | EIA Prime Mover-level Data | Estimated using an emission factor
2018 | SC | Webb Forging | 7814 | 2 | IC | OP | NA | DFO |  | 228 | 0.03534 | 0.31 | EIA Prime Mover-level Data | Estimated using an emission factor
2018 | SC | Webster Solar | 62348 | 91 | PV | CN | NA | SUN
2018 | SC | Wellford Renewable Energy Plant | 57885 | LFG1 | IC | OP | NA | LFG |  | 97245 | 0.71475 | 0.0147 | EIA Prime Mover-level Data | Estimated using an emission factor
2018 | SC | WestRock CP, LLC Florence Mill | 50806 | 16 | ST | OP | STOKER | BIT | 3,672.0 | 12138106 | 86.2724 | 0.014215 | EIA non-ozone season distributed and EPA/CAMD ozone season | EPA/NEI | 1987
2018 | SC | WestRock CP, LLC Florence Mill | 50806 | PB1 | ST | OP | WALL | WDS |  | 0 | 0 |  |  | NEI avg EF - PM, fuel type
2018 | SC | WestRock CP, LLC Florence Mill | 50806 | PB3 | ST | OP | STOKER | NG |  | 2110393 | 9.131 | 0.0086534 | EIA Unit-level Data | NEI avg EF - PM, fuel type, firing type
2018 | SC | WestRock CP, LLC Florence Mill | 50806 | RBF | ST | OP | WALL | BLQ |  | 8031828 | 1.2489 | 0.000311 | EIA Unit-level Data | Estimated using an emission factor
2018 | SC | Whitetail Solar | 59569 | PV1 | PV | L | NA | SUN
2018 | SC | Whitt Solar | 61952 | 20 | PV | TS | NA | SUN
2018 | SC | Williams | 3298 | WIL1 | ST | OP | TANGENTIAL | RC | 6,950.0 | 27746689 | 1581.561 | 0.114 | EPA/CAMD | EPA/NEI | 1973
2018 | SC | Williams | 3298 | WIL4 | GT | OP | CT | DFO | 88.0 | 21954 | 0.094596 | 0.0086176 | EPA/CAMD | EPA/NEI | 1972
2018 | SC | Williams | 3298 | WIL5 | GT | OP | CT | DFO | 71.0 | 17985 | 0.074238 | 0.0082555 | EPA/CAMD | EPA/NEI | 1972
2018 | SC | Willis Solar | 61953 | 16 | PV | OP | NA | SUN |  | 1094 |  |  | EIA Prime Mover-level Data
2018 | SC | Winyah | 6249 | 1 | ST | OP | WALL | RC | 3,263.0 | 5777094 | 0.1923 | 6.6575e-05 | EPA/CAMD | EPA/NEI | 1975
2018 | SC | Winyah | 6249 | 2 | ST | OP | TURBO | RC | 2,943.0 | 5786516 | 0.070875 | 2.4497e-05 | EPA/CAMD | EPA/NEI | 1977
2018 | SC | Winyah | 6249 | 3 | ST | OP | TURBO | RC | 1,715.0 | 3463570 | 38.792 | 0.0224 | EPA/CAMD | EPA/NEI | 1980
2018 | SC | Winyah | 6249 | 4 | ST | OP | TURBO | RC | 1,962.0 | 3658060 | 40.9703 | 0.0224 | EPA/CAMD | EPA/NEI | 1981
2018 | SC | WSW Solar | 62350 | 86 | PV | T | NA | SUN
2018 | SC | Wylie | 3271 | 1 | HY | OP | NA | WAT |  | 400759 |  |  | EIA Prime Mover-level Data
2018 | SC | Wylie | 3271 | 2 | HY | OP | NA | WAT |  | 400759 |  |  | EIA Prime Mover-level Data
2018 | SC | Wylie | 3271 | 3 | HY | OP | NA | WAT |  | 400759 |  |  | EIA Prime Mover-level Data
2018 | SC | Wylie | 3271 | 4 | HY | OP | NA | WAT |  | 400759 |  |  | EIA Prime Mover-level Data
2018 | SC | Wysong Solar | 62351 | 92 | PV | T | NA | SUN
2018 | SC | Yemassee Solar | 62353 | 93 | PV | T | NA | SUN
2018 | SC | York Solar | 62354 | 94 | PV | T | NA | SUN
2018 | SD | Aberdeen Generating Station | 3338 | 2A | GT | OP | CT | NG | 680.0 | 194949 | 0.76181 | 0.0078154 | EPA/CAMD | NEI avg EF - PM, fuel type, firing type | 2012
2018 | SD | Aberdeen Generating Station | 3338 | 2B | GT | OP | CT | NG | 857.0 | 244032 | 0.95361 | 0.0078154 | EPA/CAMD | NEI avg EF - PM, fuel type, firing type | 2012
2018 | SD | Angus Anson | 7237 | 2 | GT | OP | CT | NG | 302.0 | 239314 | 0.93517 | 0.0078154 | EPA/CAMD | NEI avg EF - PM, fuel type, firing type | 1994
2018 | SD | Angus Anson | 7237 | 3 | GT | OP | CT | NG | 46.0 | 40331 | 0.1576 | 0.0078154 | EPA/CAMD | NEI avg EF - PM, fuel type, firing type | 1994
2018 | SD | Angus Anson | 7237 | 4 | GT | OP | CT | NG | 847.0 | 1196210 | 4.6745 | 0.0078154 | EPA/CAMD | NEI avg EF - PM, fuel type, firing type | 2005
2018 | SD | Astoria Station | 61144 | 1 | GT | P | NA | NG
2018 | SD | Aurora County Wind | 61745 | ACSD | WT | OP | NA | WND |  | 176725 |  |  | EIA Prime Mover-level Data
2018 | SD | Beethoven Wind | 59187 | B&H80 | WT | OP | NA | WND |  | 2651551 |  |  | EIA Prime Mover-level Data
2018 | SD | Ben French | 3325 | 1 | IC | OP | NA | DFO |  | 3102 | 0.48081 | 0.31 | EIA Prime Mover-level Data | Estimated using an emission factor
2018 | SD | Ben French | 3325 | 2 | IC | OP | NA | DFO |  | 3102 | 0.48081 | 0.31 | EIA Prime Mover-level Data | Estimated using an emission factor
2018 | SD | Ben French | 3325 | 3 | IC | OP | NA | DFO |  | 3102 | 0.48081 | 0.31 | EIA Prime Mover-level Data | Estimated using an emission factor
2018 | SD | Ben French | 3325 | 4 | IC | OP | NA | DFO |  | 3102 | 0.48081 | 0.31 | EIA Prime Mover-level Data | Estimated using an emission factor
2018 | SD | Ben French | 3325 | 5 | IC | OP | NA | DFO |  | 3102 | 0.48081 | 0.31 | EIA Prime Mover-level Data | Estimated using an emission factor
2018 | SD | Ben French | 3325 | GT1 | GT | OP | NA | NG |  | 14103 | 0.038666 | 0.0054834 | EIA Prime Mover-level Data | NEI avg EF - PM, fuel type, firing type
2018 | SD | Ben French | 3325 | GT2 | GT | OP | NA | NG |  | 14103 | 0.038666 | 0.0054834 | EIA Prime Mover-level Data | NEI avg EF - PM, fuel type, firing type
2018 | SD | Ben French | 3325 | GT3 | GT | OP | NA | NG |  | 14103 | 0.038666 | 0.0054834 | EIA Prime Mover-level Data | NEI avg EF - PM, fuel type, firing type
2018 | SD | Ben French | 3325 | GT4 | GT | OP | NA | NG |  | 14103 | 0.038666 | 0.0054834 | EIA Prime Mover-level Data | NEI avg EF - PM, fuel type, firing type
2018 | SD | Ben French | 3325 | ST1 | ST | RE | NA | SUB
2018 | SD | Big Bend Dam | 3375 | 1 | HY | OP | NA | WAT |  | 1479739 |  |  | EIA Prime Mover-level Data
2018 | SD | Big Bend Dam | 3375 | 2 | HY | OP | NA | WAT |  | 1479739 |  |  | EIA Prime Mover-level Data
2018 | SD | Big Bend Dam | 3375 | 3 | HY | OP | NA | WAT |  | 1479739 |  |  | EIA Prime Mover-level Data
2018 | SD | Big Bend Dam | 3375 | 4 | HY | OP | NA | WAT |  | 1288166 |  |  | EIA Prime Mover-level Data
2018 | SD | Big Bend Dam | 3375 | 5 | HY | OP | NA | WAT |  | 1288166 |  |  | EIA Prime Mover-level Data
2018 | SD | Big Bend Dam | 3375 | 6 | HY | OP | NA | WAT |  | 1288166 |  |  | EIA Prime Mover-level Data
2018 | SD | Big Bend Dam | 3375 | 7 | HY | OP | NA | WAT |  | 1288166 |  |  | EIA Prime Mover-level Data
2018 | SD | Big Bend Dam | 3375 | 8 | HY | OP | NA | WAT |  | 1288166 |  |  | EIA Prime Mover-level Data
2018 | SD | Big Stone | 6098 | 1 | ST | OP | CYCLONE | SUB | 6,812.0 | 26449441 | 30.394 | 0.0022983 | EPA/CAMD | EPA/NEI | 1975
2018 | SD | Brule County Wind | 61746 | BCSD | WT | OP | NA | WND |  | 187977 |  |  | EIA Prime Mover-level Data
2018 | SD | Buffalo Ridge I LLC | 56792 | 1 | WT | OP | NA | WND |  | 1364556 |  |  | EIA Prime Mover-level Data
2018 | SD | Buffalo Ridge II LLC | 57424 | 1 | WT | OP | NA | WND |  | 5390161 |  |  | EIA Prime Mover-level Data
2018 | SD | Campbell County Wind Farm | 59655 | CCWF1 | WT | OP | NA | WND |  | 3385160 |  |  | EIA Prime Mover-level Data
2018 | SD | Chamberlain Wind Project | 7974 | WTC1 | WT | OP | NA | WND |  | 5508 |  |  | EIA Prime Mover-level Data
2018 | SD | Chamberlain Wind Project | 7974 | WTC2 | WT | OP | NA | WND |  | 5508 |  |  | EIA Prime Mover-level Data
2018 | SD | Clark (SD) | 3341 | 1 | IC | SB | NA | DFO |  | 64 | 0.00992 | 0.31 | EIA Prime Mover-level Data | Estimated using an emission factor
2018 | SD | Coyote Ridge | 61047 | WT1 | WT | T | NA | WND
2018 | SD | Crocker Wind Farm | 60505 | CRCKR | WT | L | NA | WND
2018 | SD | Crowned Ridge Wind Energy Center | 60503 | CTTL1 | WT | P | NA | WND
2018 | SD | Day County Wind LLC | 57194 | GE15 | WT | OP | NA | WND |  | 3616097 |  |  | EIA Prime Mover-level Data
2018 | SD | Deer Creek Station | 56610 | 01 | CT | OP | CC | NG | 4,212.0 | 6855406 | 3.64 | 0.0010619 | EPA/CAMD | EPA/NEI | 2012
2018 | SD | Faulkton | 3342 | 1 | IC | SB | NA | DFO |  | 259 | 0.040145 | 0.31 | EIA Prime Mover-level Data | Estimated using an emission factor
2018 | SD | Fort Randall | 3373 | 1 | HY | OP | NA | WAT |  | 1966147 |  |  | EIA Prime Mover-level Data
2018 | SD | Fort Randall | 3373 | 2 | HY | OP | NA | WAT |  | 1966147 |  |  | EIA Prime Mover-level Data
2018 | SD | Fort Randall | 3373 | 3 | HY | OP | NA | WAT |  | 1966147 |  |  | EIA Prime Mover-level Data
2018 | SD | Fort Randall | 3373 | 4 | HY | OP | NA | WAT |  | 1966147 |  |  | EIA Prime Mover-level Data
2018 | SD | Fort Randall | 3373 | 5 | HY | OP | NA | WAT |  | 1966147 |  |  | EIA Prime Mover-level Data
2018 | SD | Fort Randall | 3373 | 6 | HY | OP | NA | WAT |  | 1966147 |  |  | EIA Prime Mover-level Data
2018 | SD | Fort Randall | 3373 | 7 | HY | OP | NA | WAT |  | 1966147 |  |  | EIA Prime Mover-level Data
2018 | SD | Fort Randall | 3373 | 8 | HY | OP | NA | WAT |  | 1966147 |  |  | EIA Prime Mover-level Data
2018 | SD | Ft. Pierre | 56148 | 5 | IC | OP | NA | DFO |  | 110 | 0.01705 | 0.31 | EIA Prime Mover-level Data | Estimated using an emission factor
2018 | SD | Ft. Pierre | 56148 | 6 | IC | OP | NA | DFO |  | 110 | 0.01705 | 0.31 | EIA Prime Mover-level Data | Estimated using an emission factor
2018 | SD | Ft. Pierre | 56148 | 7 | IC | OP | NA | DFO |  | 110 | 0.01705 | 0.31 | EIA Prime Mover-level Data | Estimated using an emission factor
2018 | SD | Future CT | 7956 | 1 | GT | IP | NA | NG
2018 | SD | Future CT | 7956 | 2 | GT | IP | NA | NG
2018 | SD | Groton Generating Station | 56238 | CT001 | GT | OP | CT | NG | 1,350.0 | 433874 | 1.2012 | 0.0055371 | EPA/CAMD | EPA/NEI | 2006
2018 | SD | Groton Generating Station | 56238 | CT002 | GT | OP | CT | NG | 1,998.0 | 687457 | 2.1942 | 0.0063835 | EPA/CAMD | EPA/NEI | 2008
2018 | SD | Highmore | 3343 | 1 | IC | RE | NA | DFO
2018 | SD | Highmore | 3343 | 2 | IC | RE | NA | DFO
2018 | SD | Highmore | 3343 | 3 | IC | RE | NA | DFO
2018 | SD | Huron | 3344 | **2A | GT | OP | CT | NG | 395.0 | 142753 | 0.55784 | 0.0078154 | EPA/CAMD | NEI avg EF - PM, fuel type, firing type | 1993
2018 | SD | Huron | 3344 | **2B | GT | OP | CT | NG | 397.0 | 175474 | 0.6857 | 0.0078154 | EPA/CAMD | NEI avg EF - PM, fuel type, firing type | 1993
2018 | SD | Lake Preston | 3352 | 1 | GT | RE | NA | DFO
2018 | SD | Lake Preston | 3352 | 1A | GT | SB | NA | DFO |  | 11262 | 0.097187 | 0.017259 | EIA Prime Mover-level Data | NEI avg EF - PM, fuel type, firing type
2018 | SD | Lange | 55478 | CT1 | GT | OP | CT | NG | 419.0 | 109310 | 0.04 | 0.00073186 | EPA/CAMD | EPA/NEI | 2002
2018 | SD | Mobile Unit | 3346 | 1 | IC | RE | NA | DFO
2018 | SD | Mobile Unit | 3346 | 2 | IC | SB | NA | DFO |  | 135 | 0.020925 | 0.31 | EIA Prime Mover-level Data | Estimated using an emission factor
2018 | SD | Mobile Unit | 3346 | 3 | IC | SB | NA | DFO |  | 159 | 0.024645 | 0.31 | EIA Prime Mover-level Data | Estimated using an emission factor
2018 | SD | Oahe | 3356 | 1 | HY | OP | NA | WAT |  | 4358153 |  |  | EIA Prime Mover-level Data
2018 | SD | Oahe | 3356 | 2 | HY | OP | NA | WAT |  | 4358153 |  |  | EIA Prime Mover-level Data
2018 | SD | Oahe | 3356 | 3 | HY | OP | NA | WAT |  | 4358153 |  |  | EIA Prime Mover-level Data
2018 | SD | Oahe | 3356 | 4 | HY | OP | NA | WAT |  | 4358153 |  |  | EIA Prime Mover-level Data
2018 | SD | Oahe | 3356 | 5 | HY | OP | NA | WAT |  | 4358153 |  |  | EIA Prime Mover-level Data
2018 | SD | Oahe | 3356 | 6 | HY | OP | NA | WAT |  | 4358153 |  |  | EIA Prime Mover-level Data
2018 | SD | Oahe | 3356 | 7 | HY | OP | NA | WAT |  | 4358153 |  |  | EIA Prime Mover-level Data
2018 | SD | Oak Tree Energy | 59435 | OTE14 | WT | OP | NA | WND |  | 635288 |  |  | EIA Prime Mover-level Data
2018 | SD | Pathfinder | 3334 | 1 | ST | RE | NA | NG
2018 | SD | Pierre Solar | 60686 | PIERS | PV | OP | NA | SUN |  | 15246 |  |  | EIA Prime Mover-level Data
2018 | SD | Prairie Winds SD1 | 56608 | SD1 | WT | OP | NA | WND |  | 4699704 |  |  | EIA Prime Mover-level Data
2018 | SD | Prairie Winds SD1 | 56608 | SD2 | WT | OP | NA | WND |  | 328979 |  |  | EIA Prime Mover-level Data
2018 | SD | Prairie Winds SD1 | 56608 | SD3 | WT | OP | NA | WND |  | 46997 |  |  | EIA Prime Mover-level Data
2018 | SD | Prevailing Wind Park | 62247 | PWPSD | WT | L | NA | WND
2018 | SD | Redfield | 3347 | 1 | IC | RE | NA | NG
2018 | SD | Redfield | 3347 | 2 | IC | RE | NA | NG
2018 | SD | Redfield | 3347 | 3 | IC | RE | NA | NG
2018 | SD | Rolling Thunder Wind Farm | 57045 | 1 | WT | OP | NA | WND |  | 687014 |  |  | EIA Prime Mover-level Data
2018 | SD | Rolling Thunder Wind Farm | 57045 | 2 | BA | OP | NA | MWH
2018 | SD | South Dakota Wind Energy Cente | 56092 | GE15 | WT | OP | NA | WND |  | 1024884 |  |  | EIA Prime Mover-level Data
2018 | SD | Spearfish Hydro | 58438 | TURB1 | HY | OP | NA | WAT |  | 9780 |  |  | EIA Prime Mover-level Data
2018 | SD | Spearfish Hydro | 58438 | TURB2 | HY | OP | NA | WAT |  | 9780 |  |  | EIA Prime Mover-level Data
2018 | SD | Spirit Mound | 6092 | 1 | GT | OP | NA | DFO |  | 6232 | 0.05378 | 0.017259 | EIA Prime Mover-level Data | NEI avg EF - PM, fuel type, firing type
2018 | SD | Spirit Mound | 6092 | 2 | GT | OP | NA | DFO |  | 6232 | 0.05378 | 0.017259 | EIA Prime Mover-level Data | NEI avg EF - PM, fuel type, firing type
2018 | SD | State Auto Insurance | 56244 | 1 | IC | SB | NA | DFO |  | 274 | 0.04247 | 0.31 | EIA Prime Mover-level Data | Estimated using an emission factor
2018 | SD | Tatanka Ridge | 61046 | WT1 | WT | U | NA | WND
2018 | SD | Valley Queen Cheese | 56274 | 1 | IC | SB | NA | DFO |  | 83 | 0.012865 | 0.31 | EIA Prime Mover-level Data | Estimated using an emission factor
2018 | SD | Valley Queen Cheese | 56274 | 2 | IC | SB | NA | DFO |  | 83 | 0.012865 | 0.31 | EIA Prime Mover-level Data | Estimated using an emission factor
2018 | SD | Valley Queen Cheese | 56274 | 3 | IC | SB | NA | DFO |  | 83 | 0.012865 | 0.31 | EIA Prime Mover-level Data | Estimated using an emission factor
2018 | SD | Watertown Power Plant | 7247 | 1 | GT | OP | NA | DFO |  | 1693 | 0.01461 | 0.017259 | EIA Prime Mover-level Data | NEI avg EF - PM, fuel type, firing type
2018 | SD | Webster IC | 3348 | 1 | IC | RE | NA | DFO
2018 | SD | Webster IC | 3348 | 2 | IC | RE | NA | DFO
2018 | SD | Wessington Springs | 56650 | 1 | WT | OP | NA | WND |  | 1643446 |  |  | EIA Prime Mover-level Data
2018 | SD | Willow Creek Wind Power LLC | 62431 | 1 | WT | P | NA | WND
2018 | SD | Yankton | 8034 | 1 | IC | SB | NA | NG |  | 125 | 2.6375e-05 | 0.000422 | EIA Prime Mover-level Data | Estimated using an emission factor
2018 | SD | Yankton | 8034 | 2 | IC | SB | NA | DFO |  | 153 | 0.023715 | 0.31 | EIA Prime Mover-level Data | Estimated using an emission factor
2018 | SD | Yankton | 8034 | 3 | IC | SB | NA | NG |  | 369 | 7.7859e-05 | 0.000422 | EIA Prime Mover-level Data | Estimated using an emission factor
2018 | SD | Yankton | 8034 | 4 | IC | SB | NA | DFO |  | 114 | 0.01767 | 0.31 | EIA Prime Mover-level Data | Estimated using an emission factor
2018 | TN | Allen | 3393 | 1 | ST | OP | CYCLONE | SUB | 639.0 | 1222905 | 9.8505 | 0.01611 | EPA/CAMD | EPA/NEI | 1958
2018 | TN | Allen | 3393 | 2 | ST | OP | CYCLONE | SUB | 1,249.0 | 2423641 | 8.2089 | 0.006774 | EPA/CAMD | EPA/NEI | 1959
2018 | TN | Allen | 3393 | 3 | ST | OP | CYCLONE | SUB | 330.0 | 641315 | 3.6939 | 0.01152 | EPA/CAMD | EPA/NEI | 1959
2018 | TN | Allen | 3393 | ACC1 | CT | OP | CC | NG | 3,900.0 | 10494474 | 30.2053 | 0.0057564 | EPA/CAMD | NEI avg EF - PM, fuel type, firing type | 2017
2018 | TN | Allen | 3393 | ACC2 | CT | OP | CC | NG | 4,295.0 | 11817674 | 34.0138 | 0.0057564 | EPA/CAMD | NEI avg EF - PM, fuel type, firing type | 2017
2018 | TN | Allen | 3393 | ACT17 | GT | OP | CT | NG | 33.0 | 9577 | 0.034762 | 0.0072594 | EPA/CAMD | EPA/NEI | 1972
2018 | TN | Allen | 3393 | ACT18 | GT | OP | CT | NG | 32.0 | 12909 | 0.044474 | 0.0068904 | EPA/CAMD | EPA/NEI | 1972
2018 | TN | Allen | 3393 | ACT19 | GT | OP | CT | NG | 37.0 | 13647 | 0 | 0 | EPA/CAMD | EPA/NEI | 1972
2018 | TN | Allen | 3393 | ACT20 | GT | OP | CT | NG | 45.0 | 12542 | 0.10127 | 0.016148 | EPA/CAMD | EPA/NEI | 1972
2018 | TN | Apalachia | 3394 | 1 | HY | OP | NA | WAT |  | 2327442 |  |  | EIA Prime Mover-level Data
2018 | TN | Apalachia | 3394 | 2 | HY | OP | NA | WAT |  | 1845902 |  |  | EIA Prime Mover-level Data
2018 | TN | Bi-County Gas Producers | 58559 | GEN1 | IC | OP | NA | LFG |  | 51940 | 0.38176 | 0.0147 | EIA Prime Mover-level Data | Estimated using an emission factor
2018 | TN | Bi-County Gas Producers | 58559 | GEN2 | IC | OP | NA | LFG |  | 103879 | 0.76351 | 0.0147 | EIA Prime Mover-level Data | Estimated using an emission factor
2018 | TN | Boone Dam | 3395 | 1 | HY | OP | NA | WAT |  | 644237 |  |  | EIA Prime Mover-level Data
2018 | TN | Boone Dam | 3395 | 2 | HY | OP | NA | WAT |  | 649324 |  |  | EIA Prime Mover-level Data
2018 | TN | Boone Dam | 3395 | 3 | HY | OP | NA | WAT |  | 501827 |  |  | EIA Prime Mover-level Data
2018 | TN | Brownsville Combustion Turbine Plant | 55081 | AA-001 | GT | OP | CT | NG | 1,580.0 | 1744747 | 13.0369 | 0.014944 | EPA/CAMD | EPA/NEI | 1999
2018 | TN | Brownsville Combustion Turbine Plant | 55081 | AA-002 | GT | OP | CT | NG | 1,712.0 | 1744960 | 13.0369 | 0.014942 | EPA/CAMD | EPA/NEI | 1999
2018 | TN | Brownsville Combustion Turbine Plant | 55081 | AA-003 | GT | OP | CT | NG | 1,484.0 | 1902139 | 7.9264 | 0.0083342 | EPA/CAMD | EPA/NEI | 1999
2018 | TN | Brownsville Combustion Turbine Plant | 55081 | AA-004 | GT | OP | CT | NG | 1,087.0 | 1311995 | 7.9264 | 0.012083 | EPA/CAMD | EPA/NEI | 1999
2018 | TN | Buffalo Mountain | 7927 | 1 | WT | OP | NA | WND
2018 | TN | Buffalo Mountain | 7927 | 2 | WT | OP | NA | WND
2018 | TN | Buffalo Mountain | 7927 | 3 | WT | OP | NA | WND
2018 | TN | Buffalo Mountain Energy Center | 56493 | 4 | WT | OP | NA | WND |  | 373921 |  |  | EIA Prime Mover-level Data
2018 | TN | Bull Run | 3396 | 1 | ST | OP | TANGENTIAL | BIT | 2,890.0 | 15486070 | 68.8079 | 0.0088864 | EPA/CAMD | EPA/NEI | 1967
2018 | TN | Calderwood | 54900 | 1 | HY | OP | NA | WAT |  | 2082755 |  |  | EIA Prime Mover-level Data
2018 | TN | Calderwood | 54900 | 2 | HY | OP | NA | WAT |  | 2082755 |  |  | EIA Prime Mover-level Data
2018 | TN | Calderwood | 54900 | 3 | HY | OP | NA | WAT |  | 2082755 |  |  | EIA Prime Mover-level Data
2018 | TN | Center Hill | 6417 | 1 | HY | OS | NA | WAT |  | 960235 |  |  | EIA Prime Mover-level Data
2018 | TN | Center Hill | 6417 | 2 | HY | OP | NA | WAT |  | 1440352 |  |  | EIA Prime Mover-level Data
2018 | TN | Center Hill | 6417 | 3 | HY | OS | NA | WAT |  | 960235 |  |  | EIA Prime Mover-level Data
2018 | TN | Chattanooga Metropolitan Airport Solar | 58515 | GEN1 | PV | OP | NA | SUN |  | 10190 |  |  | EIA Prime Mover-level Data
2018 | TN | Chattanooga Metropolitan Airport Solar | 58515 | GEN2 | PV | OP | NA | SUN |  | 11210 |  |  | EIA Prime Mover-level Data
2018 | TN | Chattanooga Metropolitan Airport Solar | 58515 | GEN3 | PV | V | NA | SUN
2018 | TN | Cheatham | 6418 | 1 | HY | OP | NA | WAT |  | 513806 |  |  | EIA Prime Mover-level Data
2018 | TN | Cheatham | 6418 | 2 | HY | OP | NA | WAT |  | 513806 |  |  | EIA Prime Mover-level Data
2018 | TN | Cheatham | 6418 | 3 | HY | OP | NA | WAT |  | 513806 |  |  | EIA Prime Mover-level Data
2018 | TN | Cherokee Dam | 3397 | 1 | HY | OP | NA | WAT |  | 950335 |  |  | EIA Prime Mover-level Data
2018 | TN | Cherokee Dam | 3397 | 2 | HY | OP | NA | WAT |  | 984479 |  |  | EIA Prime Mover-level Data
2018 | TN | Cherokee Dam | 3397 | 3 | HY | OP | NA | WAT |  | 984479 |  |  | EIA Prime Mover-level Data
2018 | TN | Cherokee Dam | 3397 | 4 | HY | OP | NA | WAT |  | 921882 |  |  | EIA Prime Mover-level Data
2018 | TN | Chestnut Ridge Gas Recovery | 50570 | GEN1 | IC | OP | NA | LFG |  | 60892 | 0.44756 | 0.0147 | EIA Prime Mover-level Data | Estimated using an emission factor
2018 | TN | Chestnut Ridge Gas Recovery | 50570 | GEN2 | IC | OP | NA | LFG |  | 60892 | 0.44756 | 0.0147 | EIA Prime Mover-level Data | Estimated using an emission factor
2018 | TN | Chestnut Ridge Gas Recovery | 50570 | GEN3 | IC | OP | NA | LFG |  | 60892 | 0.44756 | 0.0147 | EIA Prime Mover-level Data | Estimated using an emission factor
2018 | TN | Chestnut Ridge Gas Recovery | 50570 | GEN4 | IC | OP | NA | LFG |  | 60892 | 0.44756 | 0.0147 | EIA Prime Mover-level Data | Estimated using an emission factor
2018 | TN | Chestnut Ridge Gas Recovery | 50570 | GEN5 | IC | OP | NA | LFG |  | 121785 | 0.89512 | 0.0147 | EIA Prime Mover-level Data | Estimated using an emission factor
2018 | TN | Chickamauga | 3398 | 1 | HY | OP | NA | WAT |  | 1913057 |  |  | EIA Prime Mover-level Data
2018 | TN | Chickamauga | 3398 | 2 | HY | OP | NA | WAT |  | 1913057 |  |  | EIA Prime Mover-level Data
2018 | TN | Chickamauga | 3398 | 3 | HY | OP | NA | WAT |  | 1913057 |  |  | EIA Prime Mover-level Data
2018 | TN | Chickamauga | 3398 | 4 | HY | OP | NA | WAT |  | 1913057 |  |  | EIA Prime Mover-level Data
2018 | TN | Chilhowee | 54901 | 1 | HY | OP | NA | WAT |  | 591050 |  |  | EIA Prime Mover-level Data
2018 | TN | Chilhowee | 54901 | 2 | HY | OP | NA | WAT |  | 591050 |  |  | EIA Prime Mover-level Data
2018 | TN | Chilhowee | 54901 | 3 | HY | OP | NA | WAT |  | 591050 |  |  | EIA Prime Mover-level Data
2018 | TN | Cordell Hull | 3423 | 1 | HY | OP | NA | WAT |  | 1299300 |  |  | EIA Prime Mover-level Data
2018 | TN | Cordell Hull | 3423 | 2 | HY | OP | NA | WAT |  | 1299300 |  |  | EIA Prime Mover-level Data
2018 | TN | Cordell Hull | 3423 | 3 | HY | OP | NA | WAT |  | 1299300 |  |  | EIA Prime Mover-level Data
2018 | TN | Cumberland | 3399 | 1 | ST | OP | CELL | RC | 5,120.0 | 46059261 | 603.8631 | 0.026221 | EPA/CAMD | EPA/NEI | 1972
2018 | TN | Cumberland | 3399 | 2 | ST | OP | CELL | RC | 6,203.0 | 62320857 | 782.519 | 0.025113 | EPA/CAMD | EPA/NEI | 1973
2018 | TN | Cumberland | 3399 | A1 | ST | OP | WALL | DFO | 412.0 | 134715 | 0.67344 | 0.0099981 | EPA/CAMD | NEI avg EF - PM, fuel type | 2007
2018 | TN | Cumberland | 3399 | B1 | ST | OP | WALL | DFO | 372.0 | 120128 | 0.60052 | 0.0099981 | EPA/CAMD | NEI avg EF - PM, fuel type | 2008
2018 | TN | Dale Hollow | 3424 | 1 | HY | OP | NA | WAT |  | 438478 |  |  | EIA Prime Mover-level Data
2018 | TN | Dale Hollow | 3424 | 2 | HY | OP | NA | WAT |  | 438478 |  |  | EIA Prime Mover-level Data
2018 | TN | Dale Hollow | 3424 | 3 | HY | OP | NA | WAT |  | 438478 |  |  | EIA Prime Mover-level Data
2018 | TN | Domtar Kingsport Mill | 10252 | NO.4 | ST | RE | NA | BIT
2018 | TN | Domtar Kingsport Mill | 10252 | REC 2 | ST | OP | NA | BLQ |  | 5800757 | 0.36081 | 0.0001244 | EIA Unit-level Data | Estimated using an emission factor
2018 | TN | Domtar Kingsport Mill | 10252 | THB | ST | OP | NA | WDS |  | 2977809 | 33.9652 | 0.022812 | EIA Unit-level Data | NEI avg EF - PM, fuel type
2018 | TN | Douglas Dam | 3400 | 1 | HY | OP | NA | WAT |  | 1264927 |  |  | EIA Prime Mover-level Data
2018 | TN | Douglas Dam | 3400 | 2 | HY | OP | NA | WAT |  | 1434740 |  |  | EIA Prime Mover-level Data
2018 | TN | Douglas Dam | 3400 | 3 | HY | OP | NA | WAT |  | 1091650 |  |  | EIA Prime Mover-level Data
2018 | TN | Douglas Dam | 3400 | 4 | HY | OP | NA | WAT |  | 1434740 |  |  | EIA Prime Mover-level Data
2018 | TN | Eastman Chemical Company | 50481 | 253-25 | ST | OP | TANGENTIAL | PRG | 3,397.0 | 5014774 | 19.3102 | 0.0077013 | EIA non-ozone season distributed and EPA/CAMD ozone season | NEI avg EF - PM, fuel type, firing type | 1966
2018 | TN | Eastman Chemical Company | 50481 | 253-26 | ST | OP | TANGENTIAL | PRG | 2,792.0 | 3271950 | 12.5992 | 0.0077013 | EIA non-ozone season distributed and EPA/CAMD ozone season | NEI avg EF - PM, fuel type, firing type | 1966
2018 | TN | Eastman Chemical Company | 50481 | 253-27 | ST | OP | TANGENTIAL | OG | 3,396.0 | 4681189 | 41.9238 | 0.017912 | EIA non-ozone season distributed and EPA/CAMD ozone season | NEI avg EF - PM, fuel type | 1967
2018 | TN | Eastman Chemical Company | 50481 | 253-28 | ST | OP | TANGENTIAL | OG | 3,572.0 | 5226824 | 46.8104 | 0.017912 | EIA non-ozone season distributed and EPA/CAMD ozone season | NEI avg EF - PM, fuel type | 1970
2018 | TN | Eastman Chemical Company | 50481 | 253-29 | ST | OP | TANGENTIAL | PRG | 3,672.0 | 5341123 | 20.5669 | 0.0077013 | EIA non-ozone season distributed and EPA/CAMD ozone season | NEI avg EF - PM, fuel type, firing type | 1972
2018 | TN | Eastman Chemical Company | 50481 | 325-30 | ST | OP | TANGENTIAL | BIT | 3,592.0 | 6645599 | 122.0875 | 0.036742 | EIA non-ozone season distributed and EPA/CAMD ozone season | NEI avg EF - PM, fuel type, firing type | 1982
2018 | TN | Eastman Chemical Company | 50481 | 325-31 | ST | OP | WALL | BIT | 3,623.0 | 6648239 | 160.2199 | 0.048199 | EIA non-ozone season distributed and EPA/CAMD ozone season | NEI avg EF - PM, fuel type, firing type | 1994
2018 | TN | Eastman Chemical Company | 50481 | 83-23 | ST | OP | STOKER | BIT | 2,600.0 | 2149425 | 16.0288 | 0.014915 | EIA non-ozone season distributed and EPA/CAMD ozone season | NEI avg EF - PM, fuel type, firing type | 1959
2018 | TN | Eastman Chemical Company | 50481 | 83-24 | ST | OP | STOKER | BIT | 2,689.0 | 2203669 | 16.4333 | 0.014915 | EIA non-ozone season distributed and EPA/CAMD ozone season | NEI avg EF - PM, fuel type, firing type | 1963
2018 | TN | Fort Loudoun | 3402 | 1 | HY | OP | NA | WAT |  | 1928283 |  |  | EIA Prime Mover-level Data
2018 | TN | Fort Loudoun | 3402 | 2 | HY | OP | NA | WAT |  | 1857669 |  |  | EIA Prime Mover-level Data
2018 | TN | Fort Loudoun | 3402 | 3 | HY | OP | NA | WAT |  | 2335666 |  |  | EIA Prime Mover-level Data
2018 | TN | Fort Loudoun | 3402 | 4 | HY | OP | NA | WAT |  | 2205304 |  |  | EIA Prime Mover-level Data
2018 | TN | Fort Patrick Henry | 3401 | 1 | HY | OP | NA | WAT |  | 661763 |  |  | EIA Prime Mover-level Data
2018 | TN | Fort Patrick Henry | 3401 | 2 | HY | OP | NA | WAT |  | 661763 |  |  | EIA Prime Mover-level Data
2018 | TN | Franklin (TN) | 7950 | 1 | CC | IP | NA | NG
2018 | TN | Franklin (TN) | 7950 | 2 | CC | IP | NA | NG
2018 | TN | Franklin (TN) | 7950 | 3 | CC | IP | NA | NG
2018 | TN | Gallatin | 3403 | 1 | ST | OP | TANGENTIAL | SUB | 6,698.0 | 13136320 | 48.3921 | 0.0073677 | EPA/CAMD | EPA/NEI | 1956
2018 | TN | Gallatin | 3403 | 2 | ST | OP | TANGENTIAL | SUB | 6,454.0 | 12206671 | 36.5223 | 0.005984 | EPA/CAMD | EPA/NEI | 1957
2018 | TN | Gallatin | 3403 | 3 | ST | OP | TANGENTIAL | SUB | 6,173.0 | 14017936 | 40.7976 | 0.0058208 | EPA/CAMD | EPA/NEI | 1959
2018 | TN | Gallatin | 3403 | 4 | ST | OP | TANGENTIAL | SUB | 8,005.0 | 17995454 | 58.221 | 0.0064706 | EPA/CAMD | EPA/NEI | 1959
2018 | TN | Gallatin | 3403 | GCT1 | GT | OP | CT | NG | 5.0 | 825 | 1.4786 | 3.5846 | EPA/CAMD | EPA/NEI | 1975
2018 | TN | Gallatin | 3403 | GCT2 | GT | OP | CT | NG | 187.0 | 158356 | 1.4786 | 0.018675 | EPA/CAMD | EPA/NEI | 1975
2018 | TN | Gallatin | 3403 | GCT3 | GT | OP | CT | NG | 97.0 | 57760 | 1.4786 | 0.051199 | EPA/CAMD | EPA/NEI | 1975
2018 | TN | Gallatin | 3403 | GCT4 | GT | OP | CT | NG | 242.0 | 206606 | 1.4786 | 0.014314 | EPA/CAMD | EPA/NEI | 1975
2018 | TN | Gallatin | 3403 | GCT5 | GT | OP | CT | DFO | 96.0 | 80445 | 2.5096 | 0.062394 | EPA/CAMD | EPA/NEI | 2000
2018 | TN | Gallatin | 3403 | GCT6 | GT | OP | CT | DFO | 68.0 | 49297 | 2.5096 | 0.10182 | EPA/CAMD | EPA/NEI | 2000
2018 | TN | Gallatin | 3403 | GCT7 | GT | OP | CT | DFO | 132.0 | 123055 | 2.5096 | 0.040789 | EPA/CAMD | EPA/NEI | 2000
2018 | TN | Gallatin | 3403 | GCT8 | GT | OP | CT | DFO | 113.0 | 102059 | 2.5096 | 0.04918 | EPA/CAMD | EPA/NEI | 2000
2018 | TN | Gleason Combustion Turbine Plant | 55251 | CTG-1 | GT | OP | CT | NG | 1,334.0 | 2189138 | 5.5564 | 0.0050763 | EPA/CAMD | EPA/NEI | 2000
2018 | TN | Gleason Combustion Turbine Plant | 55251 | CTG-2 | GT | OP | CT | NG | 1,309.0 | 2144510 | 5.5642 | 0.0051893 | EPA/CAMD | EPA/NEI | 2000
2018 | TN | Gleason Combustion Turbine Plant | 55251 | CTG-3 | GT | OP | CT | NG | 1,063.0 | 1670772 | 5.3003 | 0.0063447 | EPA/CAMD | EPA/NEI | 2000
2018 | TN | Great Falls (TN) | 3404 | 1 | HY | OP | NA | WAT |  | 665945 |  |  | EIA Prime Mover-level Data
2018 | TN | Great Falls (TN) | 3404 | 2 | HY | OP | NA | WAT |  | 800876 |  |  | EIA Prime Mover-level Data
2018 | TN | Haywood Solar | 61733 | HWOOD | PV | OP | NA | SUN |  | 57105 |  |  | EIA Prime Mover-level Data
2018 | TN | IKEA Memphis 508 | 61211 | PV | PV | OP | NA | SUN |  | 16331 |  |  | EIA Prime Mover-level Data
2018 | TN | J P Priest | 3428 | 1 | HY | OP | NA | WAT |  | 723184 |  |  | EIA Prime Mover-level Data
2018 | TN | John Sevier | 3405 | JCC1 | CT | OP | CC | NG | 6,648.0 | 10758897 | 22.7406 | 0.0042273 | EPA/CAMD | EPA/NEI | 2011
2018 | TN | John Sevier | 3405 | JCC2 | CT | OP | CC | NG | 7,478.0 | 11978620 | 24.7773 | 0.0041369 | EPA/CAMD | EPA/NEI | 2012
2018 | TN | John Sevier | 3405 | JCC3 | CT | OP | CC | NG | 7,421.0 | 11830874 | 25.0622 | 0.0042368 | EPA/CAMD | EPA/NEI | 2012
2018 | TN | Johnsonville | 3406 | AUX1 | ST | OP | WALL | NG | 4,380.0 | 936220 | 3.3584 | 0.0071744 | EPA/CAMD | NEI avg EF - PM, fuel type, firing type | 2017
2018 | TN | Johnsonville | 3406 | AUX2 | ST | OP | WALL | NG | 3,078.0 | 843207 | 3.0248 | 0.0071744 | EPA/CAMD | NEI avg EF - PM, fuel type, firing type | 2017
2018 | TN | Johnsonville | 3406 | JCT1 | GT | OP | CT | NG | 116.0 | 59174 | 4.8664 | 0.16448 | EPA/CAMD | EPA/NEI | 1974
2018 | TN | Johnsonville | 3406 | JCT10 | GT | OP | CT | NG | 100.0 | 37641 | 4.8664 | 0.25857 | EPA/CAMD | EPA/NEI | 1974
2018 | TN | Johnsonville | 3406 | JCT11 | GT | OP | CT | NG | 93.0 | 40847 | 4.8664 | 0.23827 | EPA/CAMD | EPA/NEI | 1974
2018 | TN | Johnsonville | 3406 | JCT12 | GT | OP | CT | NG | 97.0 | 46250 | 4.8664 | 0.21044 | EPA/CAMD | EPA/NEI | 1974
2018 | TN | Johnsonville | 3406 | JCT13 | GT | OP | CT | NG | 80.0 | 43486 | 4.8664 | 0.22381 | EPA/CAMD | EPA/NEI | 1974
2018 | TN | Johnsonville | 3406 | JCT14 | GT | OP | CT | NG | 172.0 | 89832 | 4.8664 | 0.10834 | EPA/CAMD | EPA/NEI | 1974
2018 | TN | Johnsonville | 3406 | JCT15 | GT | OP | CT | NG | 155.0 | 84289 | 4.8664 | 0.11547 | EPA/CAMD | EPA/NEI | 1974
2018 | TN | Johnsonville | 3406 | JCT16 | GT | OP | CT | NG | 214.0 | 123817 | 4.8664 | 0.078606 | EPA/CAMD | EPA/NEI | 1974
2018 | TN | Johnsonville | 3406 | JCT17 | GT | OP | CT | DFO | 167.0 | 109784 | 3.0491 | 0.055547 | EPA/CAMD | EPA/NEI | 2000
2018 | TN | Johnsonville | 3406 | JCT18 | GT | OP | CT | NG | 174.0 | 115544 | 3.0491 | 0.052778 | EPA/CAMD | EPA/NEI | 2000
2018 | TN | Johnsonville | 3406 | JCT19 | GT | OP | CT | DFO | 376.0 | 294868 | 3.0491 | 0.020681 | EPA/CAMD | EPA/NEI | 2000
2018 | TN | Johnsonville | 3406 | JCT2 | GT | OP | CT | NG | 121.0 | 59831 | 4.8664 | 0.16267 | EPA/CAMD | EPA/NEI | 1974
2018 | TN | Johnsonville | 3406 | JCT20 | GT | OP | CT | NG | 6,038.0 | 5341078 | 3.0491 | 0.0011418 | EPA/CAMD | EPA/NEI | 2000
2018 | TN | Johnsonville | 3406 | JCT3 | GT | OP | CT | NG | 105.0 | 54380 | 4.8664 | 0.17898 | EPA/CAMD | EPA/NEI | 1974
2018 | TN | Johnsonville | 3406 | JCT4 | GT | OP | CT | NG | 0.0 |  | 4.8664 |  |  | EPA/NEI | 1974
2018 | TN | Johnsonville | 3406 | JCT5 | GT | OP | CT | NG | 35.0 | 19221 | 4.8664 | 0.50636 | EPA/CAMD | EPA/NEI | 1974
2018 | TN | Johnsonville | 3406 | JCT6 | GT | OP | CT | NG | 105.0 | 53220 | 4.8664 | 0.18288 | EPA/CAMD | EPA/NEI | 1974
2018 | TN | Johnsonville | 3406 | JCT7 | GT | OP | CT | NG | 5.0 | 516 | 4.8664 | 18.862 | EPA/CAMD | EPA/NEI | 1974
2018 | TN | Johnsonville | 3406 | JCT8 | GT | OP | CT | NG | 87.0 | 46653 | 4.8664 | 0.20862 | EPA/CAMD | EPA/NEI | 1974
2018 | TN | Johnsonville | 3406 | JCT9 | GT | OP | CT | NG | 78.0 | 40161 | 4.8664 | 0.24234 | EPA/CAMD | EPA/NEI | 1974
2018 | TN | Kingston | 3407 | 1 | ST | OP | TANGENTIAL | SUB | 4,626.0 | 4665780 | 38.3713 | 0.016448 | EPA/CAMD | EPA/NEI | 1954
2018 | TN | Kingston | 3407 | 2 | ST | OP | TANGENTIAL | SUB | 5,536.0 | 5470167 | 44.9613 | 0.016439 | EPA/CAMD | EPA/NEI | 1954
2018 | TN | Kingston | 3407 | 3 | ST | OP | TANGENTIAL | SUB | 5,421.0 | 5516912 | 45.214 | 0.016391 | EPA/CAMD | EPA/NEI | 1954
2018 | TN | Kingston | 3407 | 4 | ST | OP | TANGENTIAL | SUB | 5,061.0 | 5196217 | 42.6906 | 0.016431 | EPA/CAMD | EPA/NEI | 1954
2018 | TN | Kingston | 3407 | 5 | ST | OP | TANGENTIAL | SUB | 2,466.0 | 3271689 | 27.2715 | 0.016671 | EPA/CAMD | EPA/NEI | 1954
2018 | TN | Kingston | 3407 | 6 | ST | OP | TANGENTIAL | SUB | 2,372.0 | 3306571 | 27.1093 | 0.016397 | EPA/CAMD | EPA/NEI | 1955
2018 | TN | Kingston | 3407 | 7 | ST | OP | TANGENTIAL | SUB | 2,090.0 | 3052463 | 25.4935 | 0.016704 | EPA/CAMD | EPA/NEI | 1955
2018 | TN | Kingston | 3407 | 8 | ST | OP | TANGENTIAL | SUB | 2,240.0 | 3339649 | 27.983 | 0.016758 | EPA/CAMD | EPA/NEI | 1955
2018 | TN | Kingston | 3407 | 9 | ST | OP | TANGENTIAL | SUB | 2,436.0 | 3296239 | 27.1552 | 0.016476 | EPA/CAMD | EPA/NEI | 1955
2018 | TN | Lagoon Creek | 7845 | LCC1 | CT | OP | CC | NG | 5,461.0 | 8903171 | 13.5333 | 0.0030401 | EPA/CAMD | EPA/NEI | 2010
2018 | TN | Lagoon Creek | 7845 | LCC2 | CT | OP | CC | NG | 6,199.0 | 9904079 | 14.616 | 0.0029515 | EPA/CAMD | EPA/NEI | 2010
2018 | TN | Lagoon Creek | 7845 | LCT1 | GT | OP | CT | DFO | 735.0 | 621535 | 1.556 | 0.0050068 | EPA/CAMD | EPA/NEI | 2001
2018 | TN | Lagoon Creek | 7845 | LCT10 | GT | OP | CT | DFO | 910.0 | 763755 | 1.7958 | 0.0047025 | EPA/CAMD | EPA/NEI | 2002
2018 | TN | Lagoon Creek | 7845 | LCT11 | GT | OP | CT | DFO | 921.0 | 786790 | 1.9013 | 0.004833 | EPA/CAMD | EPA/NEI | 2002
2018 | TN | Lagoon Creek | 7845 | LCT12 | GT | OP | CT | DFO | 855.0 | 721451 | 1.323 | 0.0036676 | EPA/CAMD | EPA/NEI | 2002
2018 | TN | Lagoon Creek | 7845 | LCT2 | GT | OP | CT | DFO | 1,137.0 | 951748 | 1.6689 | 0.0035069 | EPA/CAMD | EPA/NEI | 2001
2018 | TN | Lagoon Creek | 7845 | LCT3 | GT | OP | CT | DFO | 1,070.0 | 909792 | 1.6577 | 0.0036441 | EPA/CAMD | EPA/NEI | 2001
2018 | TN | Lagoon Creek | 7845 | LCT4 | GT | OP | CT | DFO | 980.0 | 842305 | 1.6091 | 0.0038206 | EPA/CAMD | EPA/NEI | 2001
2018 | TN | Lagoon Creek | 7845 | LCT5 | GT | OP | CT | DFO | 1,093.0 | 926781 | 1.6468 | 0.0035538 | EPA/CAMD | EPA/NEI | 2001
2018 | TN | Lagoon Creek | 7845 | LCT6 | GT | OP | CT | DFO | 1,006.0 | 866354 | 1.4175 | 0.0032724 | EPA/CAMD | EPA/NEI | 2001
2018 | TN | Lagoon Creek | 7845 | LCT7 | GT | OP | CT | DFO | 956.0 | 789348 | 1.7705 | 0.0044861 | EPA/CAMD | EPA/NEI | 2001
2018 | TN | Lagoon Creek | 7845 | LCT8 | GT | OP | CT | DFO | 932.0 | 766585 | 1.8923 | 0.0049369 | EPA/CAMD | EPA/NEI | 2001
2018 | TN | Lagoon Creek | 7845 | LCT9 | GT | OP | CT | DFO | 908.0 | 736347 | 1.6688 | 0.0045327 | EPA/CAMD | EPA/NEI | 2002
2018 | TN | Latitude Solar Center | 61412 | LATSC | PV | OP | NA | SUN |  | 6419 |  |  | EIA Prime Mover-level Data
2018 | TN | McMinnville | 55928 | 1 | IC | OP | NA | DFO |  | 912 | 0.14136 | 0.31 | EIA Prime Mover-level Data | Estimated using an emission factor
2018 | TN | McMinnville | 55928 | 2 | IC | OP | NA | DFO |  | 912 | 0.14136 | 0.31 | EIA Prime Mover-level Data | Estimated using an emission factor
2018 | TN | McMinnville | 55928 | 3 | IC | OP | NA | DFO |  | 912 | 0.14136 | 0.31 | EIA Prime Mover-level Data | Estimated using an emission factor
2018 | TN | McMinnville | 55928 | 4 | IC | OP | NA | DFO |  | 912 | 0.14136 | 0.31 | EIA Prime Mover-level Data | Estimated using an emission factor
2018 | TN | McMinnville | 55928 | 5 | IC | OP | NA | DFO |  | 912 | 0.14136 | 0.31 | EIA Prime Mover-level Data | Estimated using an emission factor
2018 | TN | McMinnville | 55928 | 6 | IC | OP | NA | DFO |  | 912 | 0.14136 | 0.31 | EIA Prime Mover-level Data | Estimated using an emission factor
2018 | TN | McMinnville | 55928 | 7 | IC | OP | NA | DFO |  | 912 | 0.14136 | 0.31 | EIA Prime Mover-level Data | Estimated using an emission factor
2018 | TN | McMinnville | 55928 | 8 | IC | OP | NA | DFO |  | 912 | 0.14136 | 0.31 | EIA Prime Mover-level Data | Estimated using an emission factor
2018 | TN | McMinnville | 55928 | 9 | IC | OP | NA | DFO |  | 912 | 0.14136 | 0.31 | EIA Prime Mover-level Data | Estimated using an emission factor
2018 | TN | McMinnville | 55928 | 10 | IC | OP | NA | DFO |  | 912 | 0.14136 | 0.31 | EIA Prime Mover-level Data | Estimated using an emission factor
2018 | TN | McMinnville | 55928 | 11 | IC | OP | NA | DFO |  | 912 | 0.14136 | 0.31 | EIA Prime Mover-level Data | Estimated using an emission factor
2018 | TN | McMinnville | 55928 | 12 | IC | OP | NA | OBL |  | 912 | 0.080712 | 0.177 | EIA Prime Mover-level Data | Estimated using an emission factor
2018 | TN | Melton Hill | 3408 | 1 | HY | OP | NA | WAT |  | 694705 |  |  | EIA Prime Mover-level Data
2018 | TN | Melton Hill | 3408 | 2 | HY | OP | NA | WAT |  | 694705 |  |  | EIA Prime Mover-level Data
2018 | TN | Middle Point Landfill Gas Recovery | 56866 | 1 | IC | RE | NA | LFG
2018 | TN | Middle Point Landfill Gas Recovery | 56866 | 2 | IC | RE | NA | LFG
2018 | TN | Millington Solar Farm | 60560 | MILL | PV | OP | NA | SUN |  | 264 |  |  | EIA Prime Mover-level Data
2018 | TN | Mountain Home Energy Center | 59809 | GEN1 | IC | OP | NA | NG |  | 65526 | 0.013826 | 0.000422 | EIA Prime Mover-level Data | Estimated using an emission factor
2018 | TN | Mountain Home Energy Center | 59809 | GEN2 | IC | SB | NA | DFO |  | 36858 | 5.713 | 0.31 | EIA Prime Mover-level Data | Estimated using an emission factor
2018 | TN | Mountain Home Energy Center | 59809 | GEN3 | IC | SB | NA | DFO |  | 36858 | 5.713 | 0.31 | EIA Prime Mover-level Data | Estimated using an emission factor
2018 | TN | MTSU Power Co-Gen Plant | 58179 | GT-01 | GT | OP | NA | NG |  | 614399 | 1.6845 | 0.0054834 | EIA Prime Mover-level Data | NEI avg EF - PM, fuel type, firing type
2018 | TN | MTSU Power Co-Gen Plant | 58179 | SG-01 | IC | RE | NA | DFO
2018 | TN | MTSU Power Co-Gen Plant | 58179 | SG-02 | IC | RE | NA | DFO
2018 | TN | MTSU Power Co-Gen Plant | 58179 | SG-03 | IC | RE | NA | DFO
2018 | TN | MTSU Power Co-Gen Plant | 58179 | SG-04 | IC | RE | NA | DFO
2018 | TN | MTSU Power Co-Gen Plant | 58179 | SG-05 | IC | RE | NA | DFO
2018 | TN | Mulberry Farm LLC | 59184 | PV1 | PV | OP | NA | SUN |  | 232355 |  |  | EIA Prime Mover-level Data
2018 | TN | Music City Community Solar | 62468 | MCS01 | PV | OP | NA | SUN |  | 8736 |  |  | EIA Prime Mover-level Data
2018 | TN | Nickajack | 3409 | 1 | HY | OP | NA | WAT |  | 1372846 |  |  | EIA Prime Mover-level Data
2018 | TN | Nickajack | 3409 | 2 | HY | OP | NA | WAT |  | 1397898 |  |  | EIA Prime Mover-level Data
2018 | TN | Nickajack | 3409 | 3 | HY | OP | NA | WAT |  | 1217524 |  |  | EIA Prime Mover-level Data
2018 | TN | Nickajack | 3409 | 4 | HY | OP | NA | WAT |  | 1217524 |  |  | EIA Prime Mover-level Data
2018 | TN | Norris Dam | 3411 | 1 | HY | OP | NA | WAT |  | 1625890 |  |  | EIA Prime Mover-level Data
2018 | TN | Norris Dam | 3411 | 2 | HY | OP | NA | WAT |  | 1625890 |  |  | EIA Prime Mover-level Data
2018 | TN | Ocoee 1 | 3412 | 1 | HY | OP | NA | WAT |  | 188914 |  |  | EIA Prime Mover-level Data
2018 | TN | Ocoee 1 | 3412 | 2 | HY | OP | NA | WAT |  | 188914 |  |  | EIA Prime Mover-level Data
2018 | TN | Ocoee 1 | 3412 | 3 | HY | OP | NA | WAT |  | 188914 |  |  | EIA Prime Mover-level Data
2018 | TN | Ocoee 1 | 3412 | 4 | HY | OP | NA | WAT |  | 188914 |  |  | EIA Prime Mover-level Data
2018 | TN | Ocoee 1 | 3412 | 5 | HY | OP | NA | WAT |  | 188914 |  |  | EIA Prime Mover-level Data
2018 | TN | Ocoee 2 | 3413 | 1 | HY | OP | NA | WAT |  | 260981 |  |  | EIA Prime Mover-level Data
2018 | TN | Ocoee 2 | 3413 | 2 | HY | OP | NA | WAT |  | 260981 |  |  | EIA Prime Mover-level Data
2018 | TN | Ocoee 3 | 3414 | 1 | HY | OP | NA | WAT |  | 1766012 |  |  | EIA Prime Mover-level Data
2018 | TN | Old Hickory | 3426 | 1 | HY | OP | NA | WAT |  | 1145365 |  |  | EIA Prime Mover-level Data
2018 | TN | Old Hickory | 3426 | 2 | HY | OS | NA | WAT |  | 997705 |  |  | EIA Prime Mover-level Data
2018 | TN | Old Hickory | 3426 | 3 | HY | OP | NA | WAT |  | 997705 |  |  | EIA Prime Mover-level Data
2018 | TN | Old Hickory | 3426 | 4 | HY | OS | NA | WAT |  | 997705 |  |  | EIA Prime Mover-level Data
2018 | TN | Opryland USA | 55037 | GTO1 | GT | OP | NA | NG |  | 491403 | 1.3473 | 0.0054834 | EIA Prime Mover-level Data | NEI avg EF - PM, fuel type, firing type
2018 | TN | Packaging Corporation of America | 50296 | 017 | ST | OP | TANGENTIAL | BLQ | 3,666.0 | 13392261 | 7.7052 | 0.0011507 | EIA non-ozone season distributed and EPA/CAMD ozone season | Estimated using an emission factor
2018 | TN | Packaging Corporation of America | 50296 | C1 | ST | OP | NA | NG |  | 1983731 | 7.9869 | 0.0080524 | EIA Unit-level Data | NEI avg EF - PM, fuel type
2018 | TN | Packaging Corporation of America | 50296 | C2 | ST | OP | NA | NG |  | 6184765 | 24.9012 | 0.0080524 | EIA Unit-level Data | NEI avg EF - PM, fuel type
2018 | TN | Packaging Corporation of America | 50296 | R1 | ST | OP | NA | BLQ |  | 3474805 | 1.9992 | 0.0011507 | EIA Unit-level Data | Estimated using an emission factor
2018 | TN | Packaging Corporation of America | 50296 | R2 | ST | OP | NA | BLQ |  | 3754226 | 2.16 | 0.0011507 | EIA Unit-level Data | Estimated using an emission factor
2018 | TN | Packaging Corporation of America | 50296 | R3 | ST | OP | NA | BLQ |  | 7281928 | 4.1897 | 0.0011507 | EIA Unit-level Data | Estimated using an emission factor
2018 | TN | Pickwick Landing Dam | 3415 | 1 | HY | OP | NA | WAT |  | 1926281 |  |  | EIA Prime Mover-level Data
2018 | TN | Pickwick Landing Dam | 3415 | 2 | HY | OP | NA | WAT |  | 1926281 |  |  | EIA Prime Mover-level Data
2018 | TN | Pickwick Landing Dam | 3415 | 3 | HY | OP | NA | WAT |  | 1926281 |  |  | EIA Prime Mover-level Data
2018 | TN | Pickwick Landing Dam | 3415 | 4 | HY | OP | NA | WAT |  | 1926281 |  |  | EIA Prime Mover-level Data
2018 | TN | Pickwick Landing Dam | 3415 | 5 | HY | OP | NA | WAT |  | 1926281 |  |  | EIA Prime Mover-level Data
2018 | TN | Pickwick Landing Dam | 3415 | 6 | HY | OP | NA | WAT |  | 1926281 |  |  | EIA Prime Mover-level Data
2018 | TN | Powell Valley | 7883 | 1 | IC | OP | NA | DFO |  | 556 | 0.08618 | 0.31 | EIA Prime Mover-level Data | Estimated using an emission factor
2018 | TN | Powell Valley | 7883 | 2 | IC | OP | NA | DFO |  | 556 | 0.08618 | 0.31 | EIA Prime Mover-level Data | Estimated using an emission factor
2018 | TN | Powell Valley | 7883 | 3 | IC | OP | NA | DFO |  | 556 | 0.08618 | 0.31 | EIA Prime Mover-level Data | Estimated using an emission factor
2018 | TN | Powell Valley | 7883 | 4 | IC | OP | NA | DFO |  | 556 | 0.08618 | 0.31 | EIA Prime Mover-level Data | Estimated using an emission factor
2018 | TN | Powell Valley | 7883 | 5 | IC | OP | NA | DFO |  | 556 | 0.08618 | 0.31 | EIA Prime Mover-level Data | Estimated using an emission factor
2018 | TN | Powell Valley | 7883 | 6 | IC | OP | NA | DFO |  | 556 | 0.08618 | 0.31 | EIA Prime Mover-level Data | Estimated using an emission factor
2018 | TN | Powell Valley | 7883 | 7 | IC | OP | NA | DFO |  | 556 | 0.08618 | 0.31 | EIA Prime Mover-level Data | Estimated using an emission factor
2018 | TN | Powell Valley | 7883 | 8 | IC | OP | NA | DFO |  | 556 | 0.08618 | 0.31 | EIA Prime Mover-level Data | Estimated using an emission factor
2018 | TN | Powell Valley | 7883 | 9 | IC | OP | NA | DFO |  | 556 | 0.08618 | 0.31 | EIA Prime Mover-level Data | Estimated using an emission factor
2018 | TN | Powell Valley | 7883 | 10 | IC | OP | NA | DFO |  | 556 | 0.08618 | 0.31 | EIA Prime Mover-level Data | Estimated using an emission factor
2018 | TN | Powell Valley | 7883 | 11 | IC | OP | NA | DFO |  | 556 | 0.08618 | 0.31 | EIA Prime Mover-level Data | Estimated using an emission factor
2018 | TN | Providence Solar | 60337 | PROV | PV | OP | NA | SUN |  | 282001 |  |  | EIA Prime Mover-level Data
2018 | TN | Raccoon Mountain | 6151 | 1 | PS | OP | NA | WAT |  | 0 |  |  | EIA Prime Mover-level Data
2018 | TN | Raccoon Mountain | 6151 | 2 | PS | OP | NA | WAT |  | 0 |  |  | EIA Prime Mover-level Data
2018 | TN | Raccoon Mountain | 6151 | 3 | PS | OP | NA | WAT |  | 0 |  |  | EIA Prime Mover-level Data
2018 | TN | Raccoon Mountain | 6151 | 4 | PS | OP | NA | WAT |  | 0 |  |  | EIA Prime Mover-level Data
2018 | TN | Resolute Forest Products - Calhoun Ops | 50956 | 11 | ST | OP | WALL | BIT | 1,272.0 | 8693483 | 209.5095 | 0.048199 | EIA non-ozone season distributed and EPA/CAMD ozone season | NEI avg EF - PM, fuel type, firing type | 1954
2018 | TN | Resolute Forest Products - Calhoun Ops | 50956 | 12 | ST | OP | WALL | BIT | 17.0 | 2155 | 0.051935 | 0.048199 | EIA non-ozone season distributed and EPA/CAMD ozone season | NEI avg EF - PM, fuel type, firing type | 1954
2018 | TN | Resolute Forest Products - Calhoun Ops | 50956 | BFB | ST | OP | NA | WDS |  | 5064444 | 57.7656 | 0.022812 | EIA Unit-level Data | NEI avg EF - PM, fuel type
2018 | TN | Resolute Forest Products - Calhoun Ops | 50956 | PB1 | ST | RE | NA | WDS |  | 0 | 0 |  |  | NEI avg EF - PM, fuel type
2018 | TN | Resolute Forest Products - Calhoun Ops | 50956 | RB3 | ST | OP | NA | BLQ |  | 7170036 | 0.11149 | 3.11e-05 | EIA Unit-level Data | Estimated using an emission factor
2018 | TN | Selmer Farm LLC | 59188 | PV1 | PV | OP | NA | SUN |  | 233805 |  |  | EIA Prime Mover-level Data
2018 | TN | Selmer I | 60555 | SELMI | PV | OP | NA | SUN |  | 269264 |  |  | EIA Prime Mover-level Data
2018 | TN | Selmer II | 60556 | SELM2 | PV | OP | NA | SUN |  | 141648 |  |  | EIA Prime Mover-level Data
2018 | TN | Sequoyah | 6152 | 1 | ST | OP | NA | NUC |  | 93222794 |  |  | EIA Prime Mover-level Data
2018 | TN | Sequoyah | 6152 | 2 | ST | OP | NA | NUC |  | 91863681 |  |  | EIA Prime Mover-level Data
2018 | TN | Somerville Solar | 62900 | PV | PV | T | NA | SUN
2018 | TN | South Holston | 3416 | 1 | HY | OP | NA | WAT |  | 11361 |  |  | EIA Prime Mover-level Data
2018 | TN | SR Innovation - NIKE PV | 61332 | NIKE2 | PV | L | NA | SUN
2018 | TN | SR Jonesborough | 62173 | JONES | PV | OP | NA | SUN |  | 447 |  |  | EIA Prime Mover-level Data
2018 | TN | Tims Ford | 3417 | 1 | HY | OP | NA | WAT |  | 613839 |  |  | EIA Prime Mover-level Data
2018 | TN | Tims Ford | 3417 | 2 | HY | OP | NA | WAT |  | 9549 |  |  | EIA Prime Mover-level Data
2018 | TN | University of Tennessee Steam Plant | 55036 | GEN1 | GT | OP | NA | NG |  | 441314 | 1.2099 | 0.0054834 | EIA Prime Mover-level Data | NEI avg EF - PM, fuel type, firing type
2018 | TN | Vanderbilt University Power Plant | 52048 | GEN1 | ST | RE | NA | BIT
2018 | TN | Vanderbilt University Power Plant | 52048 | GEN2 | ST | RE | NA | BIT
2018 | TN | Vanderbilt University Power Plant | 52048 | GT1 | GT | RE | NA | NG
2018 | TN | Vanderbilt University Power Plant | 52048 | GT1B | GT | OP | NA | NG |  | 514127 | 1.4096 | 0.0054834 | EIA Prime Mover-level Data | NEI avg EF - PM, fuel type, firing type
2018 | TN | Vanderbilt University Power Plant | 52048 | GT2 | GT | OP | NA | NG |  | 424359 | 1.1635 | 0.0054834 | EIA Prime Mover-level Data | NEI avg EF - PM, fuel type, firing type
2018 | TN | Vanderbilt University Power Plant | 52048 | GT3 | GT | OP | NA | NG |  | 587574 | 1.6109 | 0.0054834 | EIA Prime Mover-level Data | NEI avg EF - PM, fuel type, firing type
2018 | TN | Volkswagen Solar System | 58401 | 1 | PV | OP | NA | SUN |  | 106044 |  |  | EIA Prime Mover-level Data
2018 | TN | Watauga | 3418 | 1 | HY | OP | NA | WAT |  | 823802 |  |  | EIA Prime Mover-level Data
2018 | TN | Watauga | 3418 | 2 | HY | OP | NA | WAT |  | 823802 |  |  | EIA Prime Mover-level Data
2018 | TN | Watts Bar Fossil | 3419 | ST1 | ST | RE | NA | BIT
2018 | TN | Watts Bar Fossil | 3419 | ST2 | ST | RE | NA | BIT
2018 | TN | Watts Bar Fossil | 3419 | ST3 | ST | RE | NA | BIT
2018 | TN | Watts Bar Fossil | 3419 | ST4 | ST | RE | NA | BIT
2018 | TN | Watts Bar Hydro | 3420 | HY1 | HY | OP | NA | WAT |  | 2325093 |  |  | EIA Prime Mover-level Data
2018 | TN | Watts Bar Hydro | 3420 | HY2 | HY | OP | NA | WAT |  | 1894100 |  |  | EIA Prime Mover-level Data
2018 | TN | Watts Bar Hydro | 3420 | HY3 | HY | OP | NA | WAT |  | 1894100 |  |  | EIA Prime Mover-level Data
2018 | TN | Watts Bar Hydro | 3420 | HY4 | HY | OP | NA | WAT |  | 1894100 |  |  | EIA Prime Mover-level Data
2018 | TN | Watts Bar Hydro | 3420 | HY5 | HY | OP | NA | WAT |  | 1894100 |  |  | EIA Prime Mover-level Data
2018 | TN | Watts Bar Nuclear Plant | 7722 | 1 | ST | OP | NA | NUC |  | 92450562 |  |  | EIA Prime Mover-level Data
2018 | TN | Watts Bar Nuclear Plant | 7722 | 2 | ST | OP | NA | NUC |  | 100826148 |  |  | EIA Prime Mover-level Data
2018 | TN | West Camden | 57409 | GEN1 | IC | OP | NA | LFG |  | 123392 | 0.90693 | 0.0147 | EIA Prime Mover-level Data | Estimated using an emission factor
2018 | TN | West Camden | 57409 | GEN2 | IC | OP | NA | LFG |  | 123392 | 0.90693 | 0.0147 | EIA Prime Mover-level Data | Estimated using an emission factor
2018 | TN | West Camden | 57409 | GEN3 | IC | OP | NA | LFG |  | 123392 | 0.90693 | 0.0147 | EIA Prime Mover-level Data | Estimated using an emission factor
2018 | TN | West Tennessee Solar Farm | 58431 | SNVA | PV | OP | NA | SUN |  | 45690 |  |  | EIA Prime Mover-level Data
2018 | TN | Wilbur | 3421 | 1 | HY | OP | NA | WAT |  | 25347 |  |  | EIA Prime Mover-level Data
2018 | TN | Wilbur | 3421 | 2 | HY | OP | NA | WAT |  | 25347 |  |  | EIA Prime Mover-level Data
2018 | TN | Wilbur | 3421 | 3 | HY | OP | NA | WAT |  | 25347 |  |  | EIA Prime Mover-level Data
2018 | TN | Wilbur | 3421 | 4 | HY | OP | NA | WAT |  | 147859 |  |  | EIA Prime Mover-level Data
2018 | TN | Wildberry | 62775 | WILDB | PV | OP | NA | SUN |  | 106616 |  |  | EIA Prime Mover-level Data
2018 | TX | Abbott TP 3 | 3581 | 1 | HY | OP | NA | WAT |  | 42067 |  |  | EIA Prime Mover-level Data
2018 | TX | Abbott TP 3 | 3581 | 2 | HY | OP | NA | WAT |  | 42067 |  |  | EIA Prime Mover-level Data
2018 | TX | Aeolus Wind Facility | 56225 | V90 | WT | OP | NA | WND |  | 28257 |  |  | EIA Prime Mover-level Data
2018 | TX | Air Liquide Bayport Complex | 10298 | CG801 | CT | OP | CC | NG | 7,339.0 | 6947798 | 12.95 | 0.0037278 | EPA/CAMD | EPA/NEI | 1984
2018 | TX | Air Liquide Bayport Complex | 10298 | CG802 | CT | OP | CC | NG | 8,463.0 | 8021943 | 2.94 | 0.00073299 | EPA/CAMD | EPA/NEI | 1984
2018 | TX | Air Liquide Bayport Complex | 10298 | CG802A | GT | Future | CT | [7 empty] | 2016
2018 | TX | Air Liquide Bayport Complex | 10298 | CG803 | CT | OP | CC | NG | 8,611.0 | 7615249 | 11.81 | 0.0031017 | EPA/CAMD | EPA/NEI | 1985
2018 | TX | Air Liquide Bayport Complex | 10298 | CG804 | CT | OP | CC | NG | 8,285.0 | 7852578 | 2.17 | 0.00055268 | EPA/CAMD | EPA/NEI | 1985
2018 | TX | Air Products Port Arthur | 55309 | GEN 5 | GT | OP | NA | NG |  | 2812009 | 7.7097 | 0.0054834 | EIA Prime Mover-level Data | NEI avg EF - PM, fuel type, firing type
2018 | TX | Air Products Port Arthur | 55309 | GEN1 | GT | OP | NA | NG |  | 3223522 | 8.8379 | 0.0054834 | EIA Prime Mover-level Data | NEI avg EF - PM, fuel type, firing type
2018 | TX | Air Products Port Arthur | 55309 | GEN4 | GT | OP | NA | NG |  | 6704240 | 18.381 | 0.0054834 | EIA Prime Mover-level Data | NEI avg EF - PM, fuel type, firing type
2018 | TX | Air Products Port Arthur | 55309 | HRSG | ST | OP | NA | OG |  | 1827842 | 16.3698 | 0.017912 | EIA Unit-level Data | NEI avg EF - PM, fuel type
2018 | TX | Alamo 6 | 59206 | OCIA6 | PV | OP | NA | SUN |  | 2404108 |  |  | EIA Prime Mover-level Data
2018 | TX | Amadeus Wind Farm | 62142 | AM-TX | WT | P | NA | WND
2018 | TX | Amelia Energy Center | 55465 | CTG1 | CT | CN | NA | NG
2018 | TX | Amelia Energy Center | 55465 | CTG2 | CT | IP | NA | NG
2018 | TX | Amelia Energy Center | 55465 | CTG3 | CT | IP | NA | NG
2018 | TX | Amelia Energy Center | 55465 | STG1 | CA | IP | NA | NG
2018 | TX | Ameresco Dallas LLC | 58946 | ENG1 | IC | OP | NA | LFG |  | 86460 | 0.63548 | 0.0147 | EIA Prime Mover-level Data | Estimated using an emission factor
2018 | TX | Ameresco Dallas LLC | 58946 | ENG2 | IC | OP | NA | LFG |  | 86460 | 0.63548 | 0.0147 | EIA Prime Mover-level Data | Estimated using an emission factor
2018 | TX | Ameresco Dallas LLC | 58946 | ENG3 | IC | OP | NA | LFG |  | 86460 | 0.63548 | 0.0147 | EIA Prime Mover-level Data | Estimated using an emission factor
2018 | TX | Amistad Dam & Power | 6128 | 1 | HY | OP | NA | WAT |  | 425628 |  |  | EIA Prime Mover-level Data
2018 | TX | Amistad Dam & Power | 6128 | 2 | HY | OP | NA | WAT |  | 425628 |  |  | EIA Prime Mover-level Data
2018 | TX | Anacacho Wind Farm, LLC | 58000 | ANA | WT | OP | NA | WND |  | 2997926 |  |  | EIA Prime Mover-level Data
2018 | TX | Antelope Elk Energy Center | 57865 | 1 | GT | OP | CT | NG | 1,836.0 | 2461643 | 8.1234 | 0.0066 | EPA/CAMD | EPA/NEI | 2015
2018 | TX | Antelope Elk Energy Center | 57865 | 2 | GT | OP | CT | NG | 1,826.0 | 2589754 | 8.5462 | 0.0066 | EPA/CAMD | EPA/NEI | 2016
2018 | TX | Antelope Elk Energy Center | 57865 | 3 | GT | OP | CT | NG | 644.0 | 914214 | 3.0169 | 0.0066 | EPA/CAMD | EPA/NEI | 2016
2018 | TX | Apex Bethel Energy Center | 59048 | ABEC1 | CE | T | NA | NG
2018 | TX | Apex Bethel Energy Center | 59048 | ABEC2 | CE | T | NA | NG
2018 | TX | Arlington Outlet Hydroelectric Generator | 61355 | HY1 | HY | OP | NA | WAT |  | 10650 |  |  | EIA Prime Mover-level Data
2018 | TX | Ascend Performance Materials Texas Inc. | 10418 | H1 | ST | OP | NA | NG |  | 1008705 | 4.0613 | 0.0080524 | EIA Unit-level Data | NEI avg EF - PM, fuel type
2018 | TX | Ascend Performance Materials Texas Inc. | 10418 | H101 | ST | OP | NA | NG |  | 1039073 | 4.1835 | 0.0080524 | EIA Unit-level Data | NEI avg EF - PM, fuel type
2018 | TX | Ascend Performance Materials Texas Inc. | 10418 | H4 | ST | OP | NA | NG |  | 1009702 | 4.0653 | 0.0080524 | EIA Unit-level Data | NEI avg EF - PM, fuel type
2018 | TX | Ascend Performance Materials Texas Inc. | 10418 | H5 | ST | OP | NA | NG |  | 710288 | 2.8598 | 0.0080524 | EIA Unit-level Data | NEI avg EF - PM, fuel type
2018 | TX | Astra Wind Farm | 60856 | ASTRA | WT | OP | NA | WND |  | 6060205 |  |  | EIA Prime Mover-level Data
2018 | TX | Atascosita | 55526 | GEN1 | IC | RE | NA | LFG |  | 11663 | 0.085723 | 0.0147 | EIA Prime Mover-level Data | Estimated using an emission factor
2018 | TX | Atascosita | 55526 | GEN2 | IC | RE | NA | LFG |  | 11663 | 0.085723 | 0.0147 | EIA Prime Mover-level Data | Estimated using an emission factor
2018 | TX | Atascosita | 55526 | GEN3 | IC | RE | NA | LFG |  | 11663 | 0.085723 | 0.0147 | EIA Prime Mover-level Data | Estimated using an emission factor
2018 | TX | Atascosita | 55526 | GEN4 | IC | RE | NA | LFG |  | 11663 | 0.085723 | 0.0147 | EIA Prime Mover-level Data | Estimated using an emission factor
2018 | TX | Atascosita | 55526 | GEN5 | IC | RE | NA | LFG |  | 11663 | 0.085723 | 0.0147 | EIA Prime Mover-level Data | Estimated using an emission factor
2018 | TX | Atascosita | 55526 | GEN6 | IC | RE | NA | LFG |  | 11663 | 0.085723 | 0.0147 | EIA Prime Mover-level Data | Estimated using an emission factor
2018 | TX | Austin | 3594 | 1 | HY | OP | NA | WAT |  | 153365 |  |  | EIA Prime Mover-level Data
2018 | TX | Austin | 3594 | 2 | HY | OP | NA | WAT |  | 153365 |  |  | EIA Prime Mover-level Data
2018 | TX | Austin Gas Recovery | 56524 | GEN1 | IC | OP | NA | LFG |  | 119977 | 0.88183 | 0.0147 | EIA Prime Mover-level Data | Estimated using an emission factor
2018 | TX | Austin Gas Recovery | 56524 | GEN2 | IC | OP | NA | LFG |  | 119977 | 0.88183 | 0.0147 | EIA Prime Mover-level Data | Estimated using an emission factor
2018 | TX | Austin Gas Recovery | 56524 | GEN3 | IC | OP | NA | LFG |  | 119977 | 0.88183 | 0.0147 | EIA Prime Mover-level Data | Estimated using an emission factor
2018 | TX | Austin Gas Recovery | 56524 | GEN4 | IC | OP | NA | LFG |  | 119977 | 0.88183 | 0.0147 | EIA Prime Mover-level Data | Estimated using an emission factor
2018 | TX | Bacliff Generating Station | 60264 | BCGT1 | GT | OP | CT | NG | 363.0 | 196294 | 0.47 | 0.0047887 | EPA/CAMD | EPA/NEI | 2016
2018 | TX | Bacliff Generating Station | 60264 | BCGT2 | GT | OP | CT | NG | 175.0 | 89198 | 0.21 | 0.0047086 | EPA/CAMD | EPA/NEI | 2016
2018 | TX | Bacliff Generating Station | 60264 | BCGT3 | GT | OP | CT | NG | 382.0 | 188552 | 0.45 | 0.0047732 | EPA/CAMD | EPA/NEI | 2017
2018 | TX | Bacliff Generating Station | 60264 | BCGT4 | GT | OP | CT | NG | 292.0 | 144238 | 0.34 | 0.0047144 | EPA/CAMD | EPA/NEI | 2017
2018 | TX | Bacliff Generating Station | 60264 | BCGT5 | GT | OP | CT | NG | 385.0 | 198418 | 0.47 | 0.0047375 | EPA/CAMD | EPA/NEI | 2017
2018 | TX | Bacliff Generating Station | 60264 | BCGT6 | GT | OP | CT | NG | 241.0 | 104223 | 0.25 | 0.0047974 | EPA/CAMD | EPA/NEI | 2017
2018 | TX | Baffin Wind | 57927 | 1 | WT | OP | NA | WND |  | 5734868 |  |  | EIA Prime Mover-level Data
2018 | TX | Bandera Electric Coop PV | 61205 | PV1 | PV | OP | NA | SUN |  | 28686 |  |  | EIA Prime Mover-level Data
2018 | TX | Barilla Solar | 58710 | BRLA | PV | OP | NA | SUN |  | 433678 |  |  | EIA Prime Mover-level Data
2018 | TX | Barney M. Davis | 4939 | 1 | ST | OP | TANGENTIAL | NG | 970.0 | 839308 | 3.13 | 0.0074585 | EPA/CAMD | EPA/NEI | 1974
2018 | TX | Barney M. Davis | 4939 | 3 | CT | OP | CC | NG | 4,133.0 | 6687751 | 31.62 | 0.0094561 | EPA/CAMD | EPA/NEI | 2009
2018 | TX | Barney M. Davis | 4939 | 4 | CT | OP | CC | NG | 4,124.0 | 6640350 | 31.41 | 0.0094603 | EPA/CAMD | EPA/NEI | 2009
2018 | TX | Barton Chapel Wind Farm | 57156 | BC | WT | OP | NA | WND |  | 2113051 |  |  | EIA Prime Mover-level Data
2018 | TX | BASF Freeport Works | 55311 | GEN1 | GT | OP | NA | NG |  | 7548156 | 20.6948 | 0.0054834 | EIA Prime Mover-level Data | NEI avg EF - PM, fuel type, firing type
2018 | TX | BASF Freeport Works | 55311 | HRSG | ST | OP | NA | NG |  | 265714 | 1.0698 | 0.0080524 | EIA Unit-level Data | NEI avg EF - PM, fuel type
2018 | TX | Bastrop Clean Energy Center | 55168 | CTG-1A | CT | OP | CC | NG | 5,601.0 | 7752671 | 10.2858 | 0.0026535 | EPA/CAMD | EPA/NEI | 2002
2018 | TX | Bastrop Clean Energy Center | 55168 | CTG-1B | CT | OP | CC | NG | 5,654.0 | 7901662 | 10.4816 | 0.002653 | EPA/CAMD | EPA/NEI | 2002
2018 | TX | Baytown | 55551 | UN5 | IC | IP | NA | LFG
2018 | TX | Baytown | 55551 | UNT1 | IC | RE | NA | LFG
2018 | TX | Baytown | 55551 | UNT2 | IC | RE | NA | LFG
2018 | TX | Baytown | 55551 | UNT3 | IC | RE | NA | LFG
2018 | TX | Baytown | 55551 | UNT4 | IC | RE | NA | LFG
2018 | TX | Baytown Energy Center | 55327 | CTG-1 | CT | OP | CC | NG | 6,116.0 | 9861939 | 9.33 | 0.0018921 | EPA/CAMD | EPA/NEI | 2002
2018 | TX | Baytown Energy Center | 55327 | CTG-2 | CT | OP | CC | NG | 6,572.0 | 10827362 | 9.17 | 0.0016939 | EPA/CAMD | EPA/NEI | 2002
2018 | TX | Baytown Energy Center | 55327 | CTG-3 | CT | OP | CC | NG | 7,756.0 | 12628853 | 12.61 | 0.001997 | EPA/CAMD | EPA/NEI | 2002
2018 | TX | BayWa r.e Mozart LLC | 58048 | 1 | WT | OP | NA | WND |  | 666773 |  |  | EIA Prime Mover-level Data
2018 | TX | Bearkat | 59972 | BRKA2 | WT | P | NA | WND
2018 | TX | Bearkat | 59972 | BRKAT | WT | OP | NA | WND |  | 6633126 |  |  | EIA Prime Mover-level Data
2018 | TX | Bethel Wind Farm LLC | 60414 | GEN1 | WT | OP | NA | WND |  | 11398145 |  |  | EIA Prime Mover-level Data
2018 | TX | Big Brown | 3497 | 1 | ST | OP | TANGENTIAL | SUB | 950.0 | 4492536 | 70.5313 | 0.031399 | EPA/CAMD | EPA/NEI | 1971
2018 | TX | Big Brown | 3497 | 2 | ST | OP | TANGENTIAL | SUB | 1,004.0 | 4324247 | 57.1346 | 0.026425 | EPA/CAMD | EPA/NEI | 1972
2018 | TX | Big Spring Wind Power Facility | 54979 | WIND | WT | OP | NA | WND |  | 335059 |  |  | EIA Prime Mover-level Data
2018 | TX | Blackhawk Station | 55064 | 001 | GT | OP | CT | NG | 7,952.0 | 9320396 | 31.3 | 0.0067165 | EPA/CAMD | EPA/NEI | 1998
2018 | TX | Blackhawk Station | 55064 | 002 | GT | OP | CT | NG | 8,592.0 | 10728416 | 36 | 0.0067111 | EPA/CAMD | EPA/NEI | 1998
2018 | TX | Blackjack Creek Wind Farm | 62783 | BLKJK | WT | L | NA | WND
2018 | TX | Blue Cloud Wind Energy LLC | 60270 | WT1 | WT | OP | NA | WND |  | 326589 |  |  | EIA Prime Mover-level Data
2018 | TX | Blue Summit II Wind, LLC | 61970 | BSII | WT | TS | NA | WND
2018 | TX | Blue Summit III Wind | 62566 | BS3 | WT | P | NA | WND
2018 | TX | Blue Summit Storage, LLC | 60690 | WBSS | BA | OP | NA | MWH |  | 0 |  |  | EIA Prime Mover-level Data
2018 | TX | Blue Summit Wind LLC | 58372 | GEN1 | WT | OP | NA | WND |  | 4162202 |  |  | EIA Prime Mover-level Data
2018 | TX | Blue Wing Solar Energy Generation | 57197 | 1 | PV | OP | NA | SUN |  | 198727 |  |  | EIA Prime Mover-level Data
2018 | TX | Bluebell Solar | 60789 | UNIT1 | PV | OP | NA | SUN |  | 65905 |  |  | EIA Prime Mover-level Data
2018 | TX | Bluebonnet | 55552 | UNT1 | IC | RE | NA | LFG
2018 | TX | Bluebonnet | 55552 | UNT2 | IC | RE | NA | LFG
2018 | TX | Bluebonnet | 55552 | UNT3 | IC | RE | NA | LFG
2018 | TX | Bluebonnet | 55552 | UNT4 | IC | RE | NA | LFG
2018 | TX | Bluegrove Wind | 61400 | BLUGR | WT | CN | NA | WND
2018 | TX | BMP Wind (TX) | 62809 | BMP | WT | P | NA | WND
2018 | TX | Bobcat Bluff Wind Project LLC | 57974 | GEN1 | WT | OP | NA | WND |  | 3224718 |  |  | EIA Prime Mover-level Data
2018 | TX | Borger Plant | 50067 | 1 | ST | OP | NA | BFG |  | 1144064 | 0.2414 | 0.000422 | EIA Unit-level Data | Estimated using an emission factor
2018 | TX | Borger Plant | 50067 | 2 | ST | OP | NA | BFG |  | 1160697 | 0.24491 | 0.000422 | EIA Unit-level Data | Estimated using an emission factor
2018 | TX | Bosque County Power Plant | 55172 | GT-1 | CT | OP | CC | NG | 6,317.0 | 9930671 | 21.29 | 0.0042877 | EPA/CAMD | EPA/NEI | 2000
2018 | TX | Bosque County Power Plant | 55172 | GT-2 | CT | OP | CC | NG | 6,236.0 | 9763177 | 23.85 | 0.0048857 | EPA/CAMD | EPA/NEI | 2000
2018 | TX | Bosque County Power Plant | 55172 | GT-3 | CT | OP | CC | NG | 6,421.0 | 9747417 | 20.65 | 0.004237 | EPA/CAMD | EPA/NEI | 2001
2018 | TX | Bovine | 61867 | GEN1 | PV | OP | NA | SUN
2018 | TX | BP Chemicals Green Lake Plant | 50404 | TG2 | ST | OP | NA | WH |  | 192211 |  |  | EIA Prime Mover-level Data
2018 | TX | BP Chemicals Green Lake Plant | 50404 | TG3 | ST | OP | NA | WH |  | 304976 |  |  | EIA Prime Mover-level Data
2018 | TX | Brandon Station | 7131 | 1 | GT | OP | NA | NG |  | 135071 | 0.37032 | 0.0054834 | EIA Prime Mover-level Data | NEI avg EF - PM, fuel type, firing type
2018 | TX | Brazos Valley Energy, LP | 55357 | CTG1 | CT | OP | CC | NG | 5,970.0 | 10321448 | 38.3 | 0.0074214 | EPA/CAMD | EPA/NEI | 2003
2018 | TX | Brazos Valley Energy, LP | 55357 | CTG2 | CT | OP | CC | NG | 6,180.0 | 10524516 | 18.02 | 0.0034244 | EPA/CAMD | EPA/NEI | 2003
2018 | TX | Brazos Wind Farm | 56111 | GEN1 | WT | OP | NA | WND |  | 3271294 |  |  | EIA Prime Mover-level Data
2018 | TX | Bridgeport Gas Processing Plant | 55053 | 14 | IC | OP | NA | NG |  | 41288 | 0.0087118 | 0.000422 | EIA Prime Mover-level Data | Estimated using an emission factor
2018 | TX | Bridgeport Gas Processing Plant | 55053 | 15 | IC | OP | NA | NG |  | 41288 | 0.0087118 | 0.000422 | EIA Prime Mover-level Data | Estimated using an emission factor
2018 | TX | Bridgeport Gas Processing Plant | 55053 | 16 | IC | OP | NA | NG |  | 41288 | 0.0087118 | 0.000422 | EIA Prime Mover-level Data | Estimated using an emission factor
2018 | TX | Bridgeport Gas Processing Plant | 55053 | 17 | IC | OP | NA | NG |  | 41288 | 0.0087118 | 0.000422 | EIA Prime Mover-level Data | Estimated using an emission factor
2018 | TX | Bridgeport Gas Processing Plant | 55053 | 324 | IC | RE | NA | NG
2018 | TX | Bridgeport Gas Processing Plant | 55053 | 325 | IC | RE | NA | NG
2018 | TX | Bridgeport Gas Processing Plant | 55053 | 326 | IC | RE | NA | NG
2018 | TX | Bridgeport Gas Processing Plant | 55053 | 327 | IC | RE | NA | NG
2018 | TX | Bridgeport Gas Processing Plant | 55053 | 654 | IC | OP | NA | NG |  | 41288 | 0.0087118 | 0.000422 | EIA Prime Mover-level Data | Estimated using an emission factor
2018 | TX | Bridgeport Gas Processing Plant | 55053 | 655 | IC | OP | NA | NG |  | 41288 | 0.0087118 | 0.000422 | EIA Prime Mover-level Data | Estimated using an emission factor
2018 | TX | Bridgeport Gas Processing Plant | 55053 | 656 | IC | OP | NA | NG |  | 41288 | 0.0087118 | 0.000422 | EIA Prime Mover-level Data | Estimated using an emission factor
2018 | TX | Bridgeport Gas Processing Plant | 55053 | 657 | IC | OP | NA | NG |  | 41288 | 0.0087118 | 0.000422 | EIA Prime Mover-level Data | Estimated using an emission factor
2018 | TX | Bridgeport Gas Processing Plant | 55053 | 658 | IC | OP | NA | NG |  | 41288 | 0.0087118 | 0.000422 | EIA Prime Mover-level Data | Estimated using an emission factor
2018 | TX | Bridgeport Gas Processing Plant | 55053 | 666 | IC | OP | NA | NG |  | 41288 | 0.0087118 | 0.000422 | EIA Prime Mover-level Data | Estimated using an emission factor
2018 | TX | Bridgeport Gas Processing Plant | 55053 | 667 | IC | OP | NA | NG |  | 41288 | 0.0087118 | 0.000422 | EIA Prime Mover-level Data | Estimated using an emission factor
2018 | TX | Bridgeport Gas Processing Plant | 55053 | 671 | IC | OP | NA | NG |  | 41288 | 0.0087118 | 0.000422 | EIA Prime Mover-level Data | Estimated using an emission factor
2018 | TX | Bridgeport Gas Processing Plant | 55053 | 2723 | IC | OP | NA | NG |  | 41288 | 0.0087118 | 0.000422 | EIA Prime Mover-level Data | Estimated using an emission factor
2018 | TX | Briscoe Wind Farm | 59734 | BFW | WT | OP | NA | WND |  | 4451490 |  |  | EIA Prime Mover-level Data
2018 | TX | Bronson | 61868 | GEN1 | PV | OP | NA | SUN
2018 | TX | Bruennings Breeze Wind Farm | 59066 | MVII | WT | OP | NA | WND |  | 6255021 |  |  | EIA Prime Mover-level Data
2018 | TX | Bryan (TX) | 3561 | 3 | ST | RE | TANGENTIAL | NG
2018 | TX | Bryan (TX) | 3561 | 4 | ST | RE | WALL | NG
2018 | TX | Bryan (TX) | 3561 | 5 | ST | RE | WALL | NG
2018 | TX | Bryan (TX) | 3561 | 6 | ST | RE | WALL | NG
2018 | TX | Bryan (TX) | 3561 | 7 | GT | OP | NA | NG |  | 7058 | 0.019351 | 0.0054834 | EIA Prime Mover-level Data | NEI avg EF - PM, fuel type, firing type
2018 | TX | Bryan Solar, LLC | 58488 | 1 | PV | OP | NA | SUN |  | 222816 |  |  | EIA Prime Mover-level Data
2018 | TX | Buchanan Dam (TX) | 3595 | 1 | HY | OP | NA | WAT |  | 121901 |  |  | EIA Prime Mover-level Data
2018 | TX | Buchanan Dam (TX) | 3595 | 2 | HY | OP | NA | WAT |  | 121901 |  |  | EIA Prime Mover-level Data
2018 | TX | Buchanan Dam (TX) | 3595 | 3 | HY | OP | NA | WAT |  | 121901 |  |  | EIA Prime Mover-level Data
2018 | TX | Buckthorn Solar 1 | 60044 | BKTH1 | PV | OP | NA | SUN |  | 1805546 |  |  | EIA Prime Mover-level Data
2018 | TX | Buckthorn Wind Project | 60983 | BWIND | WT | OP | NA | WND |  | 3318159 |  |  | EIA Prime Mover-level Data
2018 | TX | Buenos Aires Phase 1 | 62803 | BAW1 | WT | L | NA | WND
2018 | TX | Buffalo Gap 2 Wind Farm | 56484 | 1 | WT | OP | NA | WND |  | 5686168 |  |  | EIA Prime Mover-level Data
2018 | TX | Buffalo Gap 3 Wind Farm | 56638 | GEN1 | WT | OP | NA | WND |  | 4425996 |  |  | EIA Prime Mover-level Data
2018 | TX | Buffalo Gap Wind Farm | 56240 | 1 | WT | OP | NA | WND |  | 3218955 |  |  | EIA Prime Mover-level Data
2018 | TX | Bull Creek Wind | 56956 | 001 | WT | OP | NA | WND |  | 3186214 |  |  | EIA Prime Mover-level Data
2018 | TX | Byers Wind | 61401 | BYERS | WT | CN | NA | WND
2018 | TX | C E Newman | 3574 | 1 | ST | RE | NA | NG
2018 | TX | C E Newman | 3574 | 2 | ST | RE | NA | NG
2018 | TX | C E Newman | 3574 | 3 | ST | RE | NA | NG
2018 | TX | C E Newman | 3574 | 4 | ST | RE | NA | NG
2018 | TX | C E Newman | 3574 | 5 | ST | RE | NA | NG
2018 | TX | C. R. Wing Cogeneration Plant | 52176 | 1 | CT | OP | CC | NG | 3,812.0 | 2814378 | 9.4289 | 0.0067005 | EPA/CAMD | EPA/NEI | 1987
2018 | TX | C. R. Wing Cogeneration Plant | 52176 | 2 | CT | OP | CC | NG | 3,981.0 | 2962278 | 9.8664 | 0.0066614 | EPA/CAMD | EPA/NEI | 1987
2018 | TX | Cactus Flats Wind Energy Project | 61001 | WT1 | WT | OP | NA | WND |  | 1838134 |  |  | EIA Prime Mover-level Data
2018 | TX | Callahan Divide Wind Energy Center | 56270 | 1 | WT | OP | NA | WND |  | 3853578 |  |  | EIA Prime Mover-level Data
2018 | TX | Calpine Hidalgo Energy Center | 7762 | HRSG1 | CT | OP | CC | NG | 4,697.0 | 7078939 | 17.34 | 0.004899 | EPA/CAMD | EPA/NEI | 2000
2018 | TX | Calpine Hidalgo Energy Center | 7762 | HRSG2 | CT | OP | CC | NG | 4,559.0 | 6970934 | 17.08 | 0.0049003 | EPA/CAMD | EPA/NEI | 2000
2018 | TX | Cameron Wind 1 LLC | 59118 | CAM1 | WT | OP | NA | WND |  | 4723060 |  |  | EIA Prime Mover-level Data
2018 | TX | Canyon | 791 | 1 | HY | OP | NA | WAT |  | 20420 |  |  | EIA Prime Mover-level Data
2018 | TX | Canyon | 791 | 2 | HY | OP | NA | WAT |  | 20420 |  |  | EIA Prime Mover-level Data
2018 | TX | Canyon Wind Project, LLC | 60271 | WT1 | WT | P | NA | WND
2018 | TX | Capricorn Ridge Wind LLC | 56763 | 1 | WT | OP | NA | WND |  | 4492773 |  |  | EIA Prime Mover-level Data
2018 | TX | Capricorn Ridge Wind LLC | 56763 | 2 | WT | OP | NA | WND |  | 6446153 |  |  | EIA Prime Mover-level Data
2018 | TX | Capricorn Ridge Wind LLC | 56763 | 3 | WT | OP | NA | WND |  | 5589671 |  |  | EIA Prime Mover-level Data
2018 | TX | Capricorn Ridge Wind LLC | 56763 | 4 | WT | OP | NA | WND |  | 3380849 |  |  | EIA Prime Mover-level Data
2018 | TX | Carbon Capture Plant | 58378 | CTHRSG | GT | OP | CT | NG | 5,989.0 | 5854520 | 22.8778 | 0.0078154 | EPA/CAMD | NEI avg EF - PM, fuel type, firing type | 2013
2018 | TX | Cascade Solar (TX) | 61875 | GEN1 | PV | U | NA | SUN
2018 | TX | Castle Gap Solar | 60123 | BAT1 | BA | TS | NA | MWH
2018 | TX | Castle Gap Solar | 60123 | CGAP | PV | OP | NA | SUN |  | 2737160 |  |  | EIA Prime Mover-level Data
2018 | TX | Cedar Bayou | 3460 | CBY1 | ST | OP | WALL | NG | 2,826.0 | 8371542 | 31.5882 | 0.0075466 | EPA/CAMD | EPA/NEI | 1970
2018 | TX | Cedar Bayou | 3460 | CBY2 | ST | OP | WALL | NG | 2,637.0 | 7375694 | 27.8305 | 0.0075465 | EPA/CAMD | EPA/NEI | 1972
2018 | TX | Cedar Bayou 4 | 56806 | CBY41 | CT | OP | CC | NG | 2,910.0 | 4412998 | 14.563 | 0.0066 | EPA/CAMD | EPA/NEI | 2009
2018 | TX | Cedar Bayou 4 | 56806 | CBY42 | CT | OP | CC | NG | 3,419.0 | 5094134 | 16.8106 | 0.0066 | EPA/CAMD | EPA/NEI | 2009
2018 | TX | Cedro Hill Wind LLC | 57260 | 1 | WT | OP | NA | WND |  | 4537875 |  |  | EIA Prime Mover-level Data
2018 | TX | Celanese | 7678 | 1 | OT | RE | NA | OTH
2018 | TX | Celanese | 7678 | 2 | ST | RE | NA | PUR
2018 | TX | Central Utility Plant | 10184 | EG1 | IC | OP | NA | NG |  | 131365 | 0.027718 | 0.000422 | EIA Prime Mover-level Data | Estimated using an emission factor
2018 | TX | Central Utility Plant | 10184 | EG2 | IC | OP | NA | NG |  | 131365 | 0.027718 | 0.000422 | EIA Prime Mover-level Data | Estimated using an emission factor
2018 | TX | Central Utility Plant | 10184 | TG1 | ST | OP | NA | NG |  | 0 | 0 |  | EIA Prime Mover-level Data | NEI avg EF - PM, fuel type
2018 | TX | Central Utility Plant - Texas A&M | 58151 | B001 | CA | OP | NA | NG |  | 71283 | 0.015041 | 0.000422 | EIA Unit-level Data | Estimated using an emission factor
2018 | TX | Central Utility Plant - Texas A&M | 58151 | B012 | CA | SB | NA | NG |  | 370613 | 0.078199 | 0.000422 | EIA Unit-level Data | Estimated using an emission factor
2018 | TX | Central Utility Plant - Texas A&M | 58151 | GTG01 | CT |  | NA | NG |  | 1443371 | 4.1543 | 0.0057564 | EIA Unit-level Data | NEI avg EF - PM, fuel type
2018 | TX | CFB Power Plant | 56708 | H1101 | ST | OP | FLUIDIZED | NG |  | 5609397 | 14.1191 | 0.0050341 | EIA Unit-level Data | NEI avg EF - PM, fuel type, firing type
2018 | TX | CFB Power Plant | 56708 | H1201 | ST | OP | FLUIDIZED | NG |  | 5909046 | 14.8734 | 0.0050341 | EIA Unit-level Data | NEI avg EF - PM, fuel type, firing type
2018 | TX | Chamon Power, LLC | 60460 | CT1 | GT | OP | CT | NG | 680.0 | 253745 | 0.99156 | 0.0078154 | EPA/CAMD | NEI avg EF - PM, fuel type, firing type | 2017
2018 | TX | Chamon Power, LLC | 60460 | CT2 | GT | OP | CT | NG | 766.0 | 372285 | 1.4548 | 0.0078154 | EPA/CAMD | NEI avg EF - PM, fuel type, firing type | 2017
2018 | TX | Champion Wind Farm LLC | 56592 | CH1 | WT | OP | NA | WND |  | 3439366 |  |  | EIA Prime Mover-level Data
2018 | TX | Changing Winds | 59243 | CHAN1 | WT | P | NA | WND
2018 | TX | Channel Energy Center | 55299 | CTG1 | CT | OP | CC | OG | 7,912.0 | 12810391 | 31.38 | 0.0048991 | EPA/CAMD | EPA/NEI | 2001
2018 | TX | Channel Energy Center | 55299 | CTG2 | CT | OP | CC | OG | 6,546.0 | 10452490 | 4.23 | 0.00080938 | EPA/CAMD | EPA/NEI | 2002
2018 | TX | Channel Energy Center | 55299 | CTG3 | CT | OP | CC | NG | 7,548.0 | 11658029 | 28.24 | 0.0048447 | EPA/CAMD | EPA/NEI | 2014
2018 | TX | Channelview Cogeneration Facility | 55187 | CHV1 | CT | OP | CC | NG | 7,854.0 | 13579014 | 31.66 | 0.0046631 | EPA/CAMD | EPA/NEI | 2002
2018 | TX | Channelview Cogeneration Facility | 55187 | CHV2 | CT | OP | CC | NG | 8,021.0 | 13941456 | 33.04 | 0.0047398 | EPA/CAMD | EPA/NEI | 2002
2018 | TX | Channelview Cogeneration Facility | 55187 | CHV3 | CT | OP | CC | NG | 7,677.0 | 13104207 | 31.36 | 0.0047862 | EPA/CAMD | EPA/NEI | 2001
2018 | TX | Channelview Cogeneration Facility | 55187 | CHV4 | CT | OP | CC | NG | 8,242.0 | 13548273 | 32.38 | 0.0047799 | EPA/CAMD | EPA/NEI | 2001
2018 | TX | Chapman Ranch Wind I | 59193 | CHA1 | WT | OP | NA | WND |  | 5462841 |  |  | EIA Prime Mover-level Data
2018 | TX | Chisum | 61810 | GEN1 | PV | OP | NA | SUN
2018 | TX | Cirrus Wind 1 LLC | 58162 | CW | WT | OP | NA | WND |  | 1021216 |  |  | EIA Prime Mover-level Data
2018 | TX | Clear Springs Energy Center | 59615 | CTG-1 | GT | P | NA | NG
2018 | TX | Clear Springs Energy Center | 59615 | CTG-2 | GT | P | NA | NG
2018 | TX | Clear Springs Energy Center | 59615 | CTG-3 | GT | P | NA | NG
2018 | TX | Coastal Plains | 55554 | UNT1 | IC | OP | NA | LFG |  | 53897 | 0.39614 | 0.0147 | EIA Prime Mover-level Data | Estimated using an emission factor
2018 | TX | Coastal Plains | 55554 | UNT2 | IC | RE | NA | LFG |  | 53897 | 0.39614 | 0.0147 | EIA Prime Mover-level Data | Estimated using an emission factor
2018 | TX | Coastal Plains | 55554 | UNT3 | IC | OP | NA | LFG |  | 53897 | 0.39614 | 0.0147 | EIA Prime Mover-level Data | Estimated using an emission factor
2018 | TX | Coastal Plains | 55554 | UNT4 | IC | OP | NA | LFG |  | 53897 | 0.39614 | 0.0147 | EIA Prime Mover-level Data | Estimated using an emission factor
2018 | TX | Colbec's Corner, LLC | 59068 | GVII | WT | OP | NA | WND |  | 8069302 |  |  | EIA Prime Mover-level Data
2018 | TX | Coleto Creek | 6178 | 1 | ST | OP | TANGENTIAL | SUB | 7,827.0 | 41137930 | 171.7404 | 0.0083495 | EPA/CAMD | EPA/NEI | 1980
2018 | TX | Colorado Bend Energy Center | 56350 | CT1A | CT | OP | CC | NG | 4,797.0 | 3824027 | 12.6318 | 0.0066065 | EPA/CAMD | EPA/NEI | 2007
2018 | TX | Colorado Bend Energy Center | 56350 | CT1B | CT | OP | CC | NG | 4,905.0 | 3894338 | 12.8643 | 0.0066067 | EPA/CAMD | EPA/NEI | 2007
2018 | TX | Colorado Bend Energy Center | 56350 | CT2A | CT | OP | CC | NG | 4,785.0 | 3674417 | 12.1391 | 0.0066074 | EPA/CAMD | EPA/NEI | 2008
2018 | TX | Colorado Bend Energy Center | 56350 | CT2B | CT | OP | CC | NG | 4,899.0 | 3664754 | 12.108 | 0.0066078 | EPA/CAMD | EPA/NEI | 2008
2018 | TX | Colorado Bend II | 60122 | CT7 | CT | OP | CC | NG | 6,816.0 | 16734033 | 36.4735 | 0.0043592 | EPA/CAMD | EPA/NEI | 2017
2018 | TX | Colorado Bend II | 60122 | CT8 | CT | OP | CC | NG | 6,120.0 | 15095047 | 37.5909 | 0.0049806 | EPA/CAMD | EPA/NEI | 2017
2018 | TX | Comanche Peak | 6145 | 1 | ST | OP | NA | NUC |  | 111407862 |  |  | EIA Prime Mover-level Data
2018 | TX | Comanche Peak | 6145 | 2 | ST | OP | NA | NUC |  | 102892644 |  |  | EIA Prime Mover-level Data
2018 | TX | Commerce ESS | 62609 | BA1 | BA | T | NA | MWH
2018 | TX | Commerce Solar | 62610 | PV1 | PV | T | NA | SUN
2018 | TX | Cone Renewable Energy Project, LLC | 60272 | WT1 | WT | P | NA | WND
2018 | TX | Coniglio Solar | 62772 | BTCON | PV | P | NA | SUN
2018 | TX | Conroe | 55555 | UNT1 | IC | RE | NA | LFG
2018 | TX | Conroe | 55555 | UNT2 | IC | RE | NA | LFG
2018 | TX | Conroe | 55555 | UNT3 | IC | RE | NA | LFG
2018 | TX | Copper Station | 9 | CTG-1 | GT | OP | CT | NG | 1,390.0 | 792909 | 2.6166 | 0.0066 | EPA/CAMD | EPA/NEI | 1980
2018 | TX | Corpus Christi | 50475 | GEN1 | GT | OP | NA | NG |  | 3532947 | 9.6863 | 0.0054834 | EIA Prime Mover-level Data | NEI avg EF - PM, fuel type, firing type
2018 | TX | Corpus Christi Energy Center | 55206 | CU1 | CT | OP | CC | NG | 5,377.0 | 9564563 | 5.8691 | 0.0012273 | EPA/CAMD | EPA/NEI | 2001
2018 | TX | Corpus Christi Energy Center | 55206 | CU2 | CT | OP | CC | NG | 7,162.0 | 12440105 | 22.0867 | 0.0035509 | EPA/CAMD | EPA/NEI | 2001
2018 | TX | Corpus Refinery | 50026 | FR6 | GT | OP | NA | NG |  | 3528996 | 9.6754 | 0.0054834 | EIA Prime Mover-level Data | NEI avg EF - PM, fuel type, firing type
2018 | TX | CoServ Community Solar Station | 60427 | CSS1 | PV | OP | NA | SUN |  | 31375 |  |  | EIA Prime Mover-level Data
2018 | TX | Cotton Plains Wind Farm | 60210 | CPWF | WT | OP | NA | WND |  | 1803020 |  |  | EIA Prime Mover-level Data
2018 | TX | Cottonwood Energy Project | 55358 | CT1 | CT | OP | CC | NG | 7,746.0 | 13671421 | 30.4674 | 0.0044571 | EPA/CAMD | EPA/NEI | 2002
2018 | TX | Cottonwood Energy Project | 55358 | CT2 | CT | OP | CC | NG | 7,978.0 | 13730257 | 23.0461 | 0.003357 | EPA/CAMD | EPA/NEI | 2002
2018 | TX | Cottonwood Energy Project | 55358 | CT3 | CT | OP | CC | NG | 7,229.0 | 12453217 | 89.278 | 0.014338 | EPA/CAMD | EPA/NEI | 2003
2018 | TX | Cottonwood Energy Project | 55358 | CT4 | CT | OP | CC | NG | 7,383.0 | 12691422 | 6.2482 | 0.00098463 | EPA/CAMD | EPA/NEI | 2003
2018 | TX | Covel Gardens Gas Recovery | 56864 | 1 | IC | OP | NA | LFG |  | 127292 | 0.9356 | 0.0147 | EIA Prime Mover-level Data | Estimated using an emission factor
2018 | TX | Covel Gardens Gas Recovery | 56864 | 2 | IC | OP | NA | LFG |  | 127292 | 0.9356 | 0.0147 | EIA Prime Mover-level Data | Estimated using an emission factor
2018 | TX | Covel Gardens Gas Recovery | 56864 | 3 | IC | OP | NA | LFG |  | 127292 | 0.9356 | 0.0147 | EIA Prime Mover-level Data | Estimated using an emission factor
2018 | TX | Covel Gardens Gas Recovery | 56864 | 4 | IC | OP | NA | LFG |  | 127292 | 0.9356 | 0.0147 | EIA Prime Mover-level Data | Estimated using an emission factor
2018 | TX | Covel Gardens Gas Recovery | 56864 | 5 | IC | OP | NA | LFG |  | 127292 | 0.9356 | 0.0147 | EIA Prime Mover-level Data | Estimated using an emission factor
2018 | TX | Covel Gardens Gas Recovery | 56864 | 6 | IC | OP | NA | LFG |  | 127292 | 0.9356 | 0.0147 | EIA Prime Mover-level Data | Estimated using an emission factor
2018 | TX | CPS 1 Community Solar | 60472 | CPS1 | PV | OP | NA | SUN |  | 16567 |  |  | EIA Prime Mover-level Data
2018 | TX | Cranell Wind Farm LLC | 62416 | WT1 | WT | L | NA | WND
2018 | TX | Crosby County Wind Farm, LLC | 60273 | WT1 | WT | P | NA | WND
2018 | TX | Decker Creek | 3548 | 1 | ST | OP | TANGENTIAL | NG | 3,658.0 | 5290438 | 7.9357 | 0.003 | EPA/CAMD | EPA/NEI | 1971
2018 | TX | Decker Creek | 3548 | 2 | ST | OP | WALL | NG | 2,648.0 | 4242190 | 0.8484 | 0.00039998 | EPA/CAMD | EPA/NEI | 1978
2018 | TX | Decker Creek | 3548 | GT-1A | GT | OP | CT | NG | 363.0 | 102449 | 0.8531 | 0.016654 | EPA/CAMD | EPA/NEI | 1988
2018 | TX | Decker Creek | 3548 | GT-1B | GT | OP | CT | NG | 378.0 | 106691 | 0.9453 | 0.01772 | EPA/CAMD | EPA/NEI | 1988
2018 | TX | Decker Creek | 3548 | GT-2A | GT | OP | CT | NG | 455.0 | 125129 | 0.3612 | 0.0057732 | EPA/CAMD | EPA/NEI | 1988
2018 | TX | Decker Creek | 3548 | GT-2B | GT | OP | CT | NG | 462.0 | 125038 | 0.3435 | 0.0054943 | EPA/CAMD | EPA/NEI | 1988
2018 | TX | Decker Creek | 3548 | GT-3A | GT | OP | CT | NG | 428.0 | 117033 | 0.3572 | 0.0061043 | EPA/CAMD | EPA/NEI | 1988
2018 | TX | Decker Creek | 3548 | GT-3B | GT | OP | CT | NG | 409.0 | 110401 | 0.3438 | 0.0062282 | EPA/CAMD | EPA/NEI | 1988
2018 | TX | Decker Creek | 3548 | GT-4A | GT | OP | CT | NG | 725.0 | 207813 | 0.5787 | 0.0055694 | EPA/CAMD | EPA/NEI | 1988
2018 | TX | Decker Creek | 3548 | GT-4B | GT | OP | CT | NG | 724.0 | 207610 | 0.5942 | 0.0057242 | EPA/CAMD | EPA/NEI | 1988
2018 | TX | Decker Creek | 3548 | PV3 | PV | RE | NA | SUN
2018 | TX | Decordova | 8063 | CT1 | GT | OP | CT | NG | 156.0 | 64013 | 0.4388 | 0.01371 | EPA/CAMD | EPA/NEI | 1990
2018 | TX | Decordova | 8063 | CT2 | GT | OP | CT | NG | 147.0 | 67467 | 0.4472 | 0.013257 | EPA/CAMD | EPA/NEI | 1990
2018 | TX | Decordova | 8063 | CT3 | GT | OP | CT | NG | 70.0 | 27457 | 0.1778 | 0.012951 | EPA/CAMD | EPA/NEI | 1990
2018 | TX | Decordova | 8063 | CT4 | GT | OP | CT | NG | 73.0 | 30493 | 0.2046 | 0.013419 | EPA/CAMD | EPA/NEI | 1990
2018 | TX | Deer Park Energy Center | 55464 | CTG1 | CT | OP | CC | NG | 6,387.0 | 12884838 | 7.01 | 0.0010881 | EPA/CAMD | EPA/NEI | 2002
2018 | TX | Deer Park Energy Center | 55464 | CTG2 | CT | OP | CC | NG | 7,651.0 | 14580566 | 8.85 | 0.0012139 | EPA/CAMD | EPA/NEI | 2003
2018 | TX | Deer Park Energy Center | 55464 | CTG3 | CT | OP | CC | NG | 7,321.0 | 14963164 | 8.2 | 0.001096 | EPA/CAMD | EPA/NEI | 2003
2018 | TX | Deer Park Energy Center | 55464 | CTG4 | CT | OP | CC | NG | 7,713.0 | 14905931 | 9.49 | 0.0012733 | EPA/CAMD | EPA/NEI | 2004
2018 | TX | Deer Park Energy Center | 55464 | CTG5 | CT | OP | CC | NG | 8,141.0 | 14569897 | 31.16 | 0.0042773 | EPA/CAMD | EPA/NEI | 2014
2018 | TX | Deer Park Plant | 50471 | GEN1 | CA | RE | NA | NG
2018 | TX | Deer Park Plant | 50471 | GEN2 | CA | RE | NA | NG
2018 | TX | Deer Park Plant | 50471 | GEN3 | CA | RE | NA | NG
2018 | TX | Deer Park Plant | 50471 | GEN4 | CT | RE | NA | NG
2018 | TX | Denison | 6416 | 1 | HY | OP | NA | WAT |  | 930323 |  |  | EIA Prime Mover-level Data
2018 | TX | Denison | 6416 | 2 | HY | OP | NA | WAT |  | 930323 |  |  | EIA Prime Mover-level Data
2018 | TX | Denton Energy Center | 61643 | DEC1 | IC | OP | NA | NG |  | 102797 | 0.02169 | 0.000422 | EIA Prime Mover-level Data | Estimated using an emission factor
2018 | TX | Denton Energy Center | 61643 | DEC2 | IC | OP | NA | NG |  | 102797 | 0.02169 | 0.000422 | EIA Prime Mover-level Data | Estimated using an emission factor
2018 | TX | Denton Energy Center | 61643 | DEC3 | IC | OP | NA | NG |  | 102797 | 0.02169 | 0.000422 | EIA Prime Mover-level Data | Estimated using an emission factor
2018 | TX | Denton Energy Center | 61643 | DEC4 | IC | OP | NA | NG |  | 102797 | 0.02169 | 0.000422 | EIA Prime Mover-level Data | Estimated using an emission factor
2018 | TX | Denton Energy Center | 61643 | DEC5 | IC | OP | NA | NG |  | 102797 | 0.02169 | 0.000422 | EIA Prime Mover-level Data | Estimated using an emission factor
2018 | TX | Denton Energy Center | 61643 | DEC6 | IC | OP | NA | NG |  | 102797 | 0.02169 | 0.000422 | EIA Prime Mover-level Data | Estimated using an emission factor
2018 | TX | Denton Energy Center | 61643 | DEC7 | IC | OP | NA | NG |  | 102797 | 0.02169 | 0.000422 | EIA Prime Mover-level Data | Estimated using an emission factor
2018 | TX | Denton Energy Center | 61643 | DEC8 | IC | OP | NA | NG |  | 102797 | 0.02169 | 0.000422 | EIA Prime Mover-level Data | Estimated using an emission factor
2018 | TX | Denton Energy Center | 61643 | DEC9 | IC | OP | NA | NG |  | 102797 | 0.02169 | 0.000422 | EIA Prime Mover-level Data | Estimated using an emission factor
2018 | TX | Denton Energy Center | 61643 | DEC10 | IC | OP | NA | NG |  | 102797 | 0.02169 | 0.000422 | EIA Prime Mover-level Data | Estimated using an emission factor
2018 | TX | Denton Energy Center | 61643 | DEC11 | IC | OP | NA | NG |  | 102797 | 0.02169 | 0.000422 | EIA Prime Mover-level Data | Estimated using an emission factor
2018 | TX | Denton Energy Center | 61643 | DEC12 | IC | OP | NA | NG |  | 102797 | 0.02169 | 0.000422 | EIA Prime Mover-level Data | Estimated using an emission factor
2018 | TX | Denton Power LLC | 57071 | 1 | IC | OP | NA | LFG |  | 126784 | 0.93186 | 0.0147 | EIA Prime Mover-level Data | Estimated using an emission factor
2018 | TX | Dermott Wind | 60902 | DERM | WT | OP | NA | WND |  | 9094284 |  |  | EIA Prime Mover-level Data
2018 | TX | Desert Sky | 55992 | 1 | WT | OP | NA | WND |  | 3854779 |  |  | EIA Prime Mover-level Data
2018 | TX | DeWind Frisco | 57517 | FRISC | WT | OP | NA | WND
2018 | TX | DFW Gas Recovery | 50569 | GEN1 | GT | OP | NA | LFG |  | 360214 | 3.8903 | 0.0216 | EIA Prime Mover-level Data | Estimated using an emission factor
2018 | TX | DFW Gas Recovery | 50569 | GEN2 | GT | OP | NA | LFG |  | 360214 | 3.8903 | 0.0216 | EIA Prime Mover-level Data | Estimated using an emission factor
2018 | TX | DFW Gas Recovery | 50569 | GEN3 | IC | OP | NA | LFG |  | 127275 | 0.93547 | 0.0147 | EIA Prime Mover-level Data | Estimated using an emission factor
2018 | TX | DFW Gas Recovery | 50569 | GEN4 | IC | OP | NA | LFG |  | 127275 | 0.93547 | 0.0147 | EIA Prime Mover-level Data | Estimated using an emission factor
2018 | TX | DFW Gas Recovery | 50569 | GEN5 | IC | OP | NA | LFG |  | 127275 | 0.93547 | 0.0147 | EIA Prime Mover-level Data | Estimated using an emission factor
2018 | TX | DFW Gas Recovery | 50569 | GEN6 | IC | OP | NA | LFG |  | 127275 | 0.93547 | 0.0147 | EIA Prime Mover-level Data | Estimated using an emission factor
2018 | TX | Domain Integrated Energy System | 56373 | DOMG1 | GT | RE | NA | NG
2018 | TX | Dunlap TP 1 | 3582 | 1 | HY | OP | NA | WAT |  | 56094 |  |  | EIA Prime Mover-level Data
2018 | TX | Dunlap TP 1 | 3582 | 2 | HY | OP | NA | WAT |  | 56094 |  |  | EIA Prime Mover-level Data
2018 | TX | Eagle Mountain | 3489 | 1 | ST | RE | WALL | NG
2018 | TX | Eagle Mountain | 3489 | 2 | ST | RE | WALL | NG
2018 | TX | Eagle Mountain | 3489 | 3 | ST | RE | WALL | NG
2018 | TX | Eagle Mountain | 3489 | CT1 | CT | IP | NA | NG
2018 | TX | Eagle Mountain | 3489 | CT2 | CT | IP | NA | NG
2018 | TX | Eagle Mountain | 3489 | ST1 | CA | IP | NA | NG
2018 | TX | Eagle Pass | 3437 | 1 | HY | OP | NA | WAT |  | 100557 |  |  | EIA Prime Mover-level Data
2018 | TX | Eagle Pass | 3437 | 2 | HY | OP | NA | WAT |  | 100557 |  |  | EIA Prime Mover-level Data
2018 | TX | Eagle Pass | 3437 | 3 | HY | OP | NA | WAT |  | 100557 |  |  | EIA Prime Mover-level Data
2018 | TX | East Pecos Solar | 60436 | 1 | PV | OP | NA | SUN |  | 2684740 |  |  | EIA Prime Mover-level Data
2018 | TX | Easter | 59971 | ESTR1 | WT | P | NA | WND
2018 | TX | Eastman Cogeneration Facility | 55176 | 1 | CT | OP | CC | NG | 7,443.0 | 10348214 | 26.9169 | 0.0052022 | EPA/CAMD | EPA/NEI | 2001
2018 | TX | Eastman Cogeneration Facility | 55176 | 2 | CT | OP | CC | NG | 8,556.0 | 12736607 | 21.0636 | 0.0033076 | EPA/CAMD | EPA/NEI | 2001
2018 | TX | EC&R Panther Creek Wind Farm I | 56920 | 1 | WT | OP | NA | WND |  | 4339075 |  |  | EIA Prime Mover-level Data
2018 | TX | EC&R Panther Creek Wind Farm II | 56921 | 1 | WT | OP | NA | WND |  | 3377225 |  |  | EIA Prime Mover-level Data
2018 | TX | EC&R Panther Creek Wind Farm III | 56979 | 1 | WT | OP | NA | WND |  | 5304069 |  |  | EIA Prime Mover-level Data
2018 | TX | EC&R Papalote Creek I LLC | 56983 | 1 | WT | OP | NA | WND |  | 4849062 |  |  | EIA Prime Mover-level Data
2018 | TX | EC&R Papalote Creek II LLC | 57212 | 1 | WT | OP | NA | WND |  | 5408188 |  |  | EIA Prime Mover-level Data
2018 | TX | Ector County Energy Center | 58471 | CT-1 | GT | OP | CT | NG | 2,020.0 | 2741569 | 4.11 | 0.0029983 | EPA/CAMD | EPA/NEI | 2015
2018 | TX | Ector County Energy Center | 58471 | CT-2 | GT | OP | CT | NG | 2,017.0 | 2721043 | 2.72 | 0.0019992 | EPA/CAMD | EPA/NEI | 2015
2018 | TX | Eddy II | 61874 | GEN1 | PV | OP | NA | SUN |  | 3820 |  |  | EIA Prime Mover-level Data
2018 | TX | EG178 Facility | 56233 | CT02 | CT |  | NA | NG |  | 2803092 | 8.0679 | 0.0057564 | EIA Unit-level Data | NEI avg EF - PM, fuel type
2018 | TX | EG178 Facility | 56233 | CTG1 | CT |  | NA | NG |  | 3108262 | 8.9462 | 0.0057564 | EIA Unit-level Data | NEI avg EF - PM, fuel type
2018 | TX | EG178 Facility | 56233 | HRSG A | CA | OP | NA | NG |  | 56079 | 0.011833 | 0.000422 | EIA Unit-level Data | Estimated using an emission factor
2018 | TX | EG178 Facility | 56233 | HRSG B | CA | OP | NA | NG |  | 33575 | 0.0070843 | 0.000422 | EIA Unit-level Data | Estimated using an emission factor
2018 | TX | El Campo Wind | 62765 | CAMPO | WT | L | NA | WND
2018 | TX | Elbow Creek Wind Project LLC | 56783 | 1 | WT | OP | NA | WND |  | 2846951 |  |  | EIA Prime Mover-level Data
2018 | TX | Electra Wind Farm | 60338 | EWF | WT | OP | NA | WND |  | 8563844 |  |  | EIA Prime Mover-level Data
2018 | TX | Elk Station | 58835 | ELK1 | GT | OP | NA | NG |  | 2112924 | 5.793 | 0.0054834 | EIA Prime Mover-level Data | NEI avg EF - PM, fuel type, firing type
2018 | TX | Elk Station | 58835 | ELK2 | GT | OP | NA | NG |  | 2112924 | 5.793 | 0.0054834 | EIA Prime Mover-level Data | NEI avg EF - PM, fuel type, firing type
2018 | TX | Elk Station | 58835 | ELK3 | GT | OP | NA | NG |  | 2112924 | 5.793 | 0.0054834 | EIA Prime Mover-level Data | NEI avg EF - PM, fuel type, firing type
2018 | TX | ENGIE Long Draw Solar LLC | 62845 | SP1 | PV | P | NA | SUN
2018 | TX | Engineered Carbons Borger Cogen | 10072 | WHBOIL | ST | OP | NA | PRG |  | 1140436 | 32.8098 | 0.057539 | EIA Unit-level Data | NEI avg EF - PM, fuel type
2018 | TX | Engineered Carbons Echo Cogeneration | 10187 | GEN1 | ST | OS | NA | OG
2018 | TX | Ennis Power Company, LLC | 55223 | GT-1 | CT | OP | CC | NG | 5,614.0 | 11431805 | 38.7881 | 0.006786 | EPA/CAMD | EPA/NEI | 2001
2018 | TX | Enterprise Products Operating | 10261 | GEN1 | GT | OP | NA | NG |  | 227025 | 0.62243 | 0.0054834 | EIA Prime Mover-level Data | NEI avg EF - PM, fuel type, firing type
2018 | TX | Enterprise Products Operating | 10261 | GEN2 | GT | OP | NA | NG |  | 227025 | 0.62243 | 0.0054834 | EIA Prime Mover-level Data | NEI avg EF - PM, fuel type, firing type
2018 | TX | Enterprise Products Operating | 10261 | GEN3 | GT | OP | NA | NG |  | 308753 | 0.84651 | 0.0054834 | EIA Prime Mover-level Data | NEI avg EF - PM, fuel type, firing type
2018 | TX | Enterprise Products Operating | 10261 | GEN4 | GT | OP | NA | NG |  | 308753 | 0.84651 | 0.0054834 | EIA Prime Mover-level Data | NEI avg EF - PM, fuel type, firing type
2018 | TX | Enterprise Products Operating | 10261 | GEN5 | GT | OP | NA | NG |  | 308753 | 0.84651 | 0.0054834 | EIA Prime Mover-level Data | NEI avg EF - PM, fuel type, firing type
2018 | TX | Enterprise Products Operating | 10261 | GEN6 | GT | OP | NA | NG |  | 317834 | 0.8714 | 0.0054834 | EIA Prime Mover-level Data | NEI avg EF - PM, fuel type, firing type
2018 | TX | Enterprise Products Operating | 10261 | GEN7 | GT | OP | NA | NG |  | 317834 | 0.8714 | 0.0054834 | EIA Prime Mover-level Data | NEI avg EF - PM, fuel type, firing type
2018 | TX | Enterprise Products Operating | 10261 | GEN8 | GT | OP | NA | NG |  | 317834 | 0.8714 | 0.0054834 | EIA Prime Mover-level Data | NEI avg EF - PM, fuel type, firing type
2018 | TX | ETT Presidio NaS Battery | 60506 | BOB | BA | OP | NA | MWH |  | 0 |  |  | EIA Prime Mover-level Data
2018 | TX | EXC Wind 10 | 56836 | 1 | WT | OP | NA | WND |  | 173735 |  |  | EIA Prime Mover-level Data
2018 | TX | EXC Wind 11 | 56835 | 1 | WT | OP | NA | WND |  | 201792 |  |  | EIA Prime Mover-level Data
2018 | TX | EXC Wind 4 | 56560 | JDW4 | WT | OP | NA | WND |  | 1784136 |  |  | EIA Prime Mover-level Data
2018 | TX | EXC Wind 5 | 56561 | JDW5 | WT | OP | NA | WND |  | 186690 |  |  | EIA Prime Mover-level Data
2018 | TX | EXC Wind 6 | 56562 | JDW6 | WT | OP | NA | WND |  | 192090 |  |  | EIA Prime Mover-level Data
2018 | TX | EXC Wind 7 | 56839 | 1 | WT | OP | NA | WND |  | 221694 |  |  | EIA Prime Mover-level Data
2018 | TX | EXC Wind 8 | 56838 | 1 | WT | OP | NA | WND |  | 216542 |  |  | EIA Prime Mover-level Data
2018 | TX | EXC Wind 9 | 56837 | 1 | WT | OP | NA | WND |  | 211673 |  |  | EIA Prime Mover-level Data
2018 | TX | Exelon Laporte Generating Station | 55365 | GT-1 | GT | OP | CT | NG | 643.0 | 230411 | 0.275 | 0.002387 | EPA/CAMD | EPA/NEI | 2001
2018 | TX | Exelon Laporte Generating Station | 55365 | GT-2 | GT | OP | CT | NG | 604.0 | 213870 | 0.256 | 0.002394 | EPA/CAMD | EPA/NEI | 2001
2018 | TX | Exelon Laporte Generating Station | 55365 | GT-3 | GT | OP | CT | NG | 527.0 | 173616 | 0.216 | 0.0024882 | EPA/CAMD | EPA/NEI | 2001
2018 | TX | Exelon Laporte Generating Station | 55365 | GT-4 | GT | OP | CT | NG | 410.0 | 135541 | 0.166 | 0.0024494 | EPA/CAMD | EPA/NEI | 2001
2018 | TX | ExxonMobil Baytown Refinery | 10436 | GT35 | GT | RE | NA | NG
2018 | TX | ExxonMobil Baytown Refinery | 10436 | GT36 | GT | RE | NA | NG
2018 | TX | ExxonMobil Baytown Refinery | 10436 | GT37 | GT | RE | NA | NG
2018 | TX | ExxonMobil Baytown Refinery | 10436 | GT38 | GT | OP | NA | NG |  | 3340373 | 9.1583 | 0.0054834 | EIA Prime Mover-level Data | NEI avg EF - PM, fuel type, firing type
2018 | TX | ExxonMobil Baytown Refinery | 10436 | GT41 | GT | OP | NA | NG |  | 2214713 | 6.0721 | 0.0054834 | EIA Prime Mover-level Data | NEI avg EF - PM, fuel type, firing type
2018 | TX | ExxonMobil Baytown Refinery | 10436 | GT42 | GT | OP | NA | NG |  | 2214713 | 6.0721 | 0.0054834 | EIA Prime Mover-level Data | NEI avg EF - PM, fuel type, firing type
2018 | TX | ExxonMobil Baytown Refinery | 10436 | GT43 | GT | OP | NA | NG |  | 2214713 | 6.0721 | 0.0054834 | EIA Prime Mover-level Data | NEI avg EF - PM, fuel type, firing type
2018 | TX | ExxonMobil Baytown Refinery | 10436 | GT44 | GT | OP | NA | NG |  | 2214713 | 6.0721 | 0.0054834 | EIA Prime Mover-level Data | NEI avg EF - PM, fuel type, firing type
2018 | TX | ExxonMobil Baytown Refinery | 10436 | GT45 | GT | OP | NA | NG |  | 3340373 | 9.1583 | 0.0054834 | EIA Prime Mover-level Data | NEI avg EF - PM, fuel type, firing type
2018 | TX | ExxonMobil Baytown Refinery | 10436 | ST33 | ST | RE | NA | NG
2018 | TX | ExxonMobil Baytown Refinery | 10436 | ST34 | ST | OP | NA | WH
2018 | TX | ExxonMobil Baytown Turbine | 10692 | GEN1 | GT | OP | NA | NG |  | 3560999 | 9.7632 | 0.0054834 | EIA Prime Mover-level Data | NEI avg EF - PM, fuel type, firing type
2018 | TX | ExxonMobil Baytown Turbine | 10692 | GEN2 | GT | OP | NA | NG |  | 3560999 | 9.7632 | 0.0054834 | EIA Prime Mover-level Data | NEI avg EF - PM, fuel type, firing type
2018 | TX | ExxonMobil Baytown Turbine | 10692 | GEN3 | GT | OP | NA | NG |  | 3560999 | 9.7632 | 0.0054834 | EIA Prime Mover-level Data | NEI avg EF - PM, fuel type, firing type
2018 | TX | ExxonMobil Baytown Turbine | 10692 | GEN4 | GT | OP | NA | NG |  | 8871103 | 24.3219 | 0.0054834 | EIA Prime Mover-level Data | NEI avg EF - PM, fuel type, firing type
2018 | TX | ExxonMobil Baytown Turbine | 10692 | GEN5 | GT | OP | NA | NG |  | 14692483 | 40.2823 | 0.0054834 | EIA Prime Mover-level Data | NEI avg EF - PM, fuel type, firing type
2018 | TX | ExxonMobil Beaumont Refinery | 50625 | 61STK1 | CT | OP | CC | NG | 8,125.0 | 14488039 | 48.5426 | 0.0067011 | EPA/CAMD | EPA/NEI | 2005
2018 | TX | ExxonMobil Beaumont Refinery | 50625 | 61STK2 | CT | OP | CC | NG | 8,319.0 | 12752496 | 23.618 | 0.0037041 | EPA/CAMD | EPA/NEI | 2005
2018 | TX | ExxonMobil Beaumont Refinery | 50625 | 61STK3 | CT | OP | CC | NG | 7,410.0 | 12661001 | 28.7833 | 0.0045468 | EPA/CAMD | EPA/NEI | 2004
2018 | TX | ExxonMobil Hawkins Gas Plant | 54962 | UN73 | IC | RE | NA | NG
2018 | TX | ExxonMobil Hawkins Gas Plant | 54962 | UN74 | IC | RE | NA | NG
2018 | TX | ExxonMobil Hawkins Gas Plant | 54962 | UN75 | IC | RE | NA | NG
2018 | TX | ExxonMobil Hawkins Gas Plant | 54962 | UN76 | IC | RE | NA | NG
2018 | TX | ExxonMobil Hawkins Gas Plant | 54962 | UN77 | IC | RE | NA | NG
2018 | TX | ExxonMobil Hawkins Gas Plant | 54962 | UN78 | IC | RE | NA | NG
2018 | TX | ExxonMobil Hawkins Gas Plant | 54962 | UN79 | IC | RE | NA | NG
2018 | TX | Falcon Dam & Power | 6410 | 1 | HY | OP | NA | WAT |  | 202769 |  |  | EIA Prime Mover-level Data
2018 | TX | Falcon Dam & Power | 6410 | 2 | HY | OP | NA | WAT |  | 202769 |  |  | EIA Prime Mover-level Data
2018 | TX | Falcon Dam & Power | 6410 | 3 | HY | OP | NA | WAT |  | 202769 |  |  | EIA Prime Mover-level Data
2018 | TX | Farmers Branch Renewable Energy Facility | 57165 | GEN1 | IC | OP | NA | LFG |  | 143893 | 1.0576 | 0.0147 | EIA Prime Mover-level Data | Estimated using an emission factor
2018 | TX | Farmers Branch Renewable Energy Facility | 57165 | GEN2 | IC | OP | NA | LFG |  | 143893 | 1.0576 | 0.0147 | EIA Prime Mover-level Data | Estimated using an emission factor
2018 | TX | FGE Texas I | 58931 | CA1 | CA | T | NA | NG
2018 | TX | FGE Texas I | 58931 | GT1 | CT | T | NA | NG
2018 | TX | FGE Texas I | 58931 | GT2 | CT | T | NA | NG
2018 | TX | FGE Texas II | 58930 | CA1 | CA | T | NA | NG
2018 | TX | FGE Texas II | 58930 | GT1 | CT | T | NA | NG
2018 | TX | FGE Texas II | 58930 | GT2 | CT | T | NA | NG
2018 | TX | Flat Top Wind I | 61212 | FTWI | WT | OP | NA | WND |  | 5790668 |  |  | EIA Prime Mover-level Data
2018 | TX | Fluvanna | 59245 | FLUV1 | WT | OP | NA | WND |  | 5481284 |  |  | EIA Prime Mover-level Data
2018 | TX | Foard City Wind | 61402 | FOARD | WT | L | NA | WND
2018 | TX | Forest Creek Wind Farm LLC | 56394 | 1 | WT | OP | NA | WND |  | 3347309 |  |  | EIA Prime Mover-level Data
2018 | TX | Formosa Utility Venture Ltd | 10554 | 3ST1 | CA | U | NA | NG
2018 | TX | Formosa Utility Venture Ltd | 10554 | 3TBG1 | CT | U | NA | NG
2018 | TX | Formosa Utility Venture Ltd | 10554 | 3TBG2 | CT | U | NA | NG
2018 | TX | Formosa Utility Venture Ltd | 10554 | BO3 | CT |  | NA | NG |  | 1441494 | 4.1489 | 0.0057564 | EIA Unit-level Data | NEI avg EF - PM, fuel type
2018 | TX | Formosa Utility Venture Ltd | 10554 | TBG1 | CT |  | NA | NG |  | 2833210 | 8.1546 | 0.0057564 | EIA Unit-level Data | NEI avg EF - PM, fuel type
2018 | TX | Formosa Utility Venture Ltd | 10554 | TBG2 | CT |  | NA | NG |  | 3953749 | 11.3797 | 0.0057564 | EIA Unit-level Data | NEI avg EF - PM, fuel type
2018 | TX | Formosa Utility Venture Ltd | 10554 | TBG3 | CT |  | NA | NG |  | 3932564 | 11.3188 | 0.0057564 | EIA Unit-level Data | NEI avg EF - PM, fuel type
2018 | TX | Formosa Utility Venture Ltd | 10554 | TBG4 | CT |  | NA | NG |  | 3788945 | 10.9054 | 0.0057564 | EIA Unit-level Data | NEI avg EF - PM, fuel type
2018 | TX | Formosa Utility Venture Ltd | 10554 | TBG5 | CT |  | NA | NG |  | 4525484 | 13.0253 | 0.0057564 | EIA Unit-level Data | NEI avg EF - PM, fuel type
2018 | TX | Formosa Utility Venture Ltd | 10554 | TBG6 | CT |  | NA | NG |  | 3925352 | 11.298 | 0.0057564 | EIA Unit-level Data | NEI avg EF - PM, fuel type
2018 | TX | Formosa Utility Venture Ltd | 10554 | THB-10 | CA | OP | DUCTBURNER | OG |  | 390551 | 0.082406 | 0.000422 | EIA Unit-level Data | Estimated using an emission factor
2018 | TX | Formosa Utility Venture Ltd | 10554 | THB-20 | CA | OP | DUCTBURNER | OG |  | 664571 | 0.14022 | 0.000422 | EIA Unit-level Data | Estimated using an emission factor
2018 | TX | Formosa Utility Venture Ltd | 10554 | THB-30 | CA | OP | DUCTBURNER | OG |  | 342944 | 0.072361 | 0.000422 | EIA Unit-level Data | Estimated using an emission factor
2018 | TX | Formosa Utility Venture Ltd | 10554 | THB-40 | CA | OP | DUCTBURNER | OG |  | 480202 | 0.10132 | 0.000422 | EIA Unit-level Data | Estimated using an emission factor
2018 | TX | Formosa Utility Venture Ltd | 10554 | THB-50 | CA | OP | DUCTBURNER | OG |  | 552926 | 0.11667 | 0.000422 | EIA Unit-level Data | Estimated using an emission factor
2018 | TX | Formosa Utility Venture Ltd | 10554 | THB-60 | CA | OP | OTHER BOILER | OG |  | 0 |  |  | EIA Unit-level Data
2018 | TX | Forney Power Plant | 55480 | U1 | CT | OP | CC | NG | 7,287.0 | 12848071 | 40.4716 | 0.0063 | EPA/CAMD | EPA/NEI | 2003
2018 | TX | Forney Power Plant | 55480 | U2 | CT | OP | CC | NG | 7,237.0 | 12924898 | 11.6971 | 0.00181 | EPA/CAMD | EPA/NEI | 2003
2018 | TX | Forney Power Plant | 55480 | U3 | CT | OP | CC | NG | 7,147.0 | 12833783 | 13.4113 | 0.00209 | EPA/CAMD | EPA/NEI | 2003
2018 | TX | Forney Power Plant | 55480 | U4 | CT | OP | CC | NG | 7,015.0 | 12422551 | 38.6964 | 0.00623 | EPA/CAMD | EPA/NEI | 2003
2018 | TX | Forney Power Plant | 55480 | U5 | CT | OP | CC | NG | 7,103.0 | 12475746 | 21.2712 | 0.00341 | EPA/CAMD | EPA/NEI | 2003
2018 | TX | Forney Power Plant | 55480 | U6 | CT | OP | CC | NG | 6,993.0 | 12519052 | 10.0788 | 0.0016102 | EPA/CAMD | EPA/NEI | 2003
2018 | TX | Fort Bliss (DEA EPIC) | 61887 | DEPIC | PV | OP | NA | SUN |  | 14187 |  |  | EIA Prime Mover-level Data
2018 | TX | Freeport Energy | 52120 | G-31 | CA | RE | NA | NG
2018 | TX | Freeport Energy | 52120 | G-32 | CA | RE | NA | NG
2018 | TX | Freeport Energy | 52120 | G-33 | CA | RE | NA | NG
2018 | TX | Freeport Energy | 52120 | G-35 | CT | RE | NA | NG
2018 | TX | Freeport Energy | 52120 | G-36 | CT | RE | NA | NG
2018 | TX | Freeport Energy | 52120 | G-37 | GT | OP | NA | NG |  | 6248670 | 17.132 | 0.0054834 | EIA Prime Mover-level Data | NEI avg EF - PM, fuel type, firing type
2018 | TX | Freeport Energy | 52120 | G-41 | CA | RE | NA | NG
2018 | TX | Freeport Energy | 52120 | G-42 | CA | RE | NA | NG
2018 | TX | Freeport Energy | 52120 | G-45 | CT | RE | NA | NG
2018 | TX | Freeport Energy | 52120 | G-61 | CT |  | NA | NG |  | 6629500 | 19.0811 | 0.0057564 | EIA Unit-level Data | NEI avg EF - PM, fuel type
2018 | TX | Freeport Energy | 52120 | G-62 | CT | RE | NA | NG
2018 | TX | Freeport Energy | 52120 | G-63 | CT |  | NA | NG |  | 6786938 | 19.5343 | 0.0057564 | EIA Unit-level Data | NEI avg EF - PM, fuel type
2018 | TX | Freeport Energy | 52120 | G64 | CA | OP | OTHER BOILER | NG |  | 0 | 0 |  | EIA Unit-level Data | Estimated using an emission factor
2018 | TX | Freeport Energy | 52120 | G65 | CA | OP | OTHER BOILER | NG |  | 0 | 0 |  | EIA Unit-level Data | Estimated using an emission factor
2018 | TX | Freeport Energy | 52120 | G-66 | CT |  | NA | NG |  | 8812578 | 25.3645 | 0.0057564 | EIA Unit-level Data | NEI avg EF - PM, fuel type
2018 | TX | Freeport Energy | 52120 | G-67 | CT |  | NA | NG |  | 9325035 | 26.8395 | 0.0057564 | EIA Unit-level Data | NEI avg EF - PM, fuel type
2018 | TX | Freeport Energy Center | 56152 | CTG1 | CT |  | NA | NG |  | 12759325 | 36.7241 | 0.0057564 | EIA Unit-level Data | NEI avg EF - PM, fuel type
2018 | TX | Freeport Energy Center | 56152 | CTG2 | CT | IP | NA | NG
2018 | TX | Freeport Energy Center | 56152 | HRSG9 | CA | OP | NA | NG |  | 0 | 0 |  | EIA Unit-level Data | Estimated using an emission factor
2018 | TX | Freeport LP Pretreatment Facility | 59145 | 65GTG | GT | V | NA | NG
2018 | TX | Freestone Power Generation | 55226 | GT1 | CT | OP | CC | NG | 7,332.0 | 11553782 | 20.75 | 0.0035919 | EPA/CAMD | EPA/NEI | 2002
2018 | TX | Freestone Power Generation | 55226 | GT2 | CT | OP | CC | NG | 7,042.0 | 11293045 | 22.02 | 0.0038997 | EPA/CAMD | EPA/NEI | 2002
2018 | TX | Freestone Power Generation | 55226 | GT3 | CT | OP | CC | NG | 7,201.0 | 11595322 | 14.06 | 0.0024251 | EPA/CAMD | EPA/NEI | 2002
2018 | TX | Freestone Power Generation | 55226 | GT4 | CT | OP | CC | NG | 7,529.0 | 12194001 | 14.59 | 0.002393 | EPA/CAMD | EPA/NEI | 2002
2018 | TX | Friendswood Energy Center | 60468 | CT-1 | GT | OP | CT | NG | 399.0 | 330451 | 1.1 | 0.0066576 | EPA/CAMD | EPA/NEI | 2018
2018 | TX | G.S.E. One LLC | 62505 | 1 | PV | P | NA | SUN
2018 | TX | Gaines County | 60697 | GC-1 | GT | IP | NA | NG
2018 | TX | Galloway Solar Farm | 61920 | GSM01 | PV | P | NA | SUN
2018 | TX | GE-Lubbock | 62642 | GE-P2 | WT | OP | NA | WND
2018 | TX | GE-Lubbock | 62642 | GE-P3 | WT | OP | NA | WND
2018 | TX | Gibbons Creek Steam Electric Station | 6136 | 1 | ST | OP | TANGENTIAL | SUB | 2,713.0 | 9527039 | 39.1762 | 0.0082242 | EPA/CAMD | EPA/NEI | 1983
2018 | TX | Goat Wind LP | 56754 | 1 | WT | OP | NA | WND |  | 2018690 |  |  | EIA Prime Mover-level Data
2018 | TX | Goat Wind LP | 56754 | 2 | WT | OP | NA | WND |  | 1756261 |  |  | EIA Prime Mover-level Data
2018 | TX | Golden Spread Panhandle Wnd Rch | 57866 | PWR | WT | OP | NA | WND |  | 2631301 |  |  | EIA Prime Mover-level Data
2018 | TX | Goldthwaite Wind Energy Facility | 58321 | 1 | WT | OP | NA | WND |  | 5015274 |  |  | EIA Prime Mover-level Data
2018 | TX | Gonzales Hydro Plant | 7394 | 1 | HY | OS | NA | WAT
2018 | TX | Gonzales Hydro Plant | 7394 | 2 | HY | OS | NA | WAT
2018 | TX | Gonzales Hydro Plant | 7394 | 3 | HY | OS | NA | WAT
2018 | TX | Goodnight | 59246 | GOOD1 | WT | U | NA | WND
2018 | TX | Goodyear Beaumont Chemical Plant | 54321 | 2N80 | GT | OP | NA | NG |  | 532738 | 1.4606 | 0.0054834 | EIA Prime Mover-level Data | NEI avg EF - PM, fuel type, firing type
2018 | TX | Goodyear Beaumont Chemical Plant | 54321 | 3B101 | ST | OP | NA | NG |  | 111702 | 0.44974 | 0.0080524 | EIA Unit-level Data | NEI avg EF - PM, fuel type
2018 | TX | Goodyear Beaumont Chemical Plant | 54321 | 3B102 | ST | OP | NA | NG |  | 719764 | 2.8979 | 0.0080524 | EIA Unit-level Data | NEI avg EF - PM, fuel type
2018 | TX | Goodyear Beaumont Chemical Plant | 54321 | 3B103 | ST | OP | NA | WO |  | 0 |  |  | EIA Unit-level Data
2018 | TX | Goodyear Beaumont Chemical Plant | 54321 | 3B104 | ST | OP | NA | NG |  | 856984 | 3.4504 | 0.0080524 | EIA Unit-level Data | NEI avg EF - PM, fuel type
2018 | TX | Goodyear Beaumont Chemical Plant | 54321 | 3B105 | ST | OP | NA | NG |  | 714139 | 2.8753 | 0.0080524 | EIA Unit-level Data | NEI avg EF - PM, fuel type
2018 | TX | Goodyear Beaumont Chemical Plant | 54321 | 3B106 | ST | OP | NA | NG |  | 1273887 | 5.1289 | 0.0080524 | EIA Unit-level Data | NEI avg EF - PM, fuel type
2018 | TX | Goodyear Beaumont Chemical Plant | 54321 | 3B107 | ST | OP | NA | NG |  | 546573 | 2.2006 | 0.0080524 | EIA Unit-level Data | NEI avg EF - PM, fuel type
2018 | TX | Goodyear Beaumont Chemical Plant | 54321 | 3B108 | ST | OP | NA | NG |  | 1423214 | 5.7302 | 0.0080524 | EIA Unit-level Data | NEI avg EF - PM, fuel type
2018 | TX | Goodyear Beaumont Chemical Plant | 54321 | N802 | GT | OP | NA | NG |  | 532738 | 1.4606 | 0.0054834 | EIA Prime Mover-level Data | NEI avg EF - PM, fuel type, firing type
2018 | TX | Goodyear Beaumont Chemical Plant | 54321 | N803 | GT | OP | NA | NG |  | 532738 | 1.4606 | 0.0054834 | EIA Prime Mover-level Data | NEI avg EF - PM, fuel type, firing type
2018 | TX | Goodyear Beaumont Chemical Plant | 54321 | N804 | GT | OP | NA | NG |  | 532738 | 1.4606 | 0.0054834 | EIA Prime Mover-level Data | NEI avg EF - PM, fuel type, firing type
2018 | TX | Gopher Creek Wind Farm | 61417 | GCWF | WT | U | NA | WND
2018 | TX | Graham | 3490 | 1 | ST | OP | WALL | NG | 651.0 | 606808 | 1.9022 | 0.0062695 | EPA/CAMD | EPA/NEI | 1960
2018 | TX | Graham | 3490 | 2 | ST | OP | WALL | NG | 771.0 | 939704 | 3.3918 | 0.0072189 | EPA/CAMD | EPA/NEI | 1969
2018 | TX | Grandview Wind Farm III LLC | 59067 | GVIII | WT | CN | NA | WND
2018 | TX | Grandview Wind Farm, LLC | 58596 | GRVWI | WT | OP | NA | WND |  | 8607467 |  |  | EIA Prime Mover-level Data
2018 | TX | Granite Shoals | 3597 | 1 | HY | OP | NA | WAT |  | 214082 |  |  | EIA Prime Mover-level Data
2018 | TX | Granite Shoals | 3597 | 2 | HY | OP | NA | WAT |  | 214082 |  |  | EIA Prime Mover-level Data
2018 | TX | Greasewood | 62804 | GREA1 | PV | L | NA | SUN
2018 | TX | Great Plains Windpark LLC | 56905 | 1 | WT | OP | NA | WND |  | 3016089 |  |  | EIA Prime Mover-level Data
2018 | TX | Green Pastures Wind I | 59732 | GPI | WT | OP | NA | WND |  | 5058020 |  |  | EIA Prime Mover-level Data
2018 | TX | Green Pastures Wind II | 59733 | GPII | WT | OP | NA | WND |  | 4640633 |  |  | EIA Prime Mover-level Data
2018 | TX | Greens Bayou | 3464 | GBY5 | ST | OP | TANGENTIAL | NG | 0.0 | [5 empty] | 1973
2018 | TX | Greens Bayou | 3464 | GBY73 | GT | OP | CT | NG | 263.0 | 139967 | 0.4507 | 0.0064401 | EPA/CAMD | EPA/NEI | 1976
2018 | TX | Greens Bayou | 3464 | GBY74 | GT | OP | CT | NG | 194.0 | 90493 | 0.2922 | 0.006458 | EPA/CAMD | EPA/NEI | 1976
2018 | TX | Greens Bayou | 3464 | GBY81 | GT | OP | CT | NG | 258.0 | 142069 | 0.4585 | 0.0064546 | EPA/CAMD | EPA/NEI | 1976
2018 | TX | Greens Bayou | 3464 | GBY82 | GT | OP | CT | NG | 258.0 | 128729 | 0.4156 | 0.006457 | EPA/CAMD | EPA/NEI | 1976
2018 | TX | Greens Bayou | 3464 | GBY83 | GT | OP | CT | NG | 231.0 | 138037 | 0.4454 | 0.0064533 | EPA/CAMD | EPA/NEI | 1976
2018 | TX | Greens Bayou | 3464 | GBY84 | GT | OP | CT | NG | 207.0 | 113980 | 0.3674 | 0.0064467 | EPA/CAMD | EPA/NEI | 1976
2018 | TX | Gregory Power Facility | 55086 | 101 | CT | OP | CC | NG | 0.0 | [5 empty] | 2000
2018 | TX | Gregory Power Facility | 55086 | 102 | CT | OP | CC | NG | 0.0 | [5 empty] | 2000
2018 | TX | Griffin Trail Wind | 62411 | GTWND | WT | P | NA | WND
2018 | TX | GRS Sunset Farms | 55588 | 1 | IC | RE | NA | LFG
2018 | TX | GRS Sunset Farms | 55588 | 2 | IC | RE | NA | LFG
2018 | TX | GRS Sunset Farms | 55588 | 3 | IC | RE | NA | LFG
2018 | TX | GRS Sunset Farms | 55588 | 4 | IC | RE | NA | LFG
2018 | TX | Guadalupe Generating Station | 55153 | CTG-1 | CT | OP | CC | NG | 7,026.0 | 12118657 | 22.88 | 0.003776 | EPA/CAMD | EPA/NEI | 2000
2018 | TX | Guadalupe Generating Station | 55153 | CTG-2 | CT | OP | CC | NG | 6,634.0 | 11100991 | 21.52 | 0.0038771 | EPA/CAMD | EPA/NEI | 2000
2018 | TX | Guadalupe Generating Station | 55153 | CTG-3 | CT | OP | CC | NG | 6,250.0 | 10691637 | 20.14 | 0.0037674 | EPA/CAMD | EPA/NEI | 2000
2018 | TX | Guadalupe Generating Station | 55153 | CTG-4 | CT | OP | CC | NG | 6,216.0 | 10584129 | 19.97 | 0.0037736 | EPA/CAMD | EPA/NEI | 2000
2018 | TX | Gunsight Mountain Wind Energy LLC | 56776 | 1 | WT | OP | NA | WND |  | 4618924 |  |  | EIA Prime Mover-level Data
2018 | TX | H 4 | 3583 | 1 | HY | OP | NA | WAT |  | 64110 |  |  | EIA Prime Mover-level Data
2018 | TX | H 5 | 3584 | 1 | HY | OP | NA | WAT
2018 | TX | H W Pirkey Power Plant | 7902 | 1 | ST | OP | WALL | LIG | 7,510.0 | 53272993 | 100.1 | 0.003758 | EPA/CAMD | EPA/NEI | 1984
2018 | TX | Hackberry Wind Farm | 56823 | HWFG1 | WT | OP | NA | WND |  | 3296859 |  |  | EIA Prime Mover-level Data
2018 | TX | Hal C Weaver Power Plant | 50118 | B1 | CA | OP | NA | NG |  | 5250 | 0.0011078 | 0.000422 | EIA Unit-level Data | Estimated using an emission factor
2018 | TX | Hal C Weaver Power Plant | 50118 | B2 | CA | OP | NA | NG |  | 11488 | 0.002424 | 0.000422 | EIA Unit-level Data | Estimated using an emission factor
2018 | TX | Hal C Weaver Power Plant | 50118 | B3 | CA | OP | NA | NG |  | 320008 | 0.067522 | 0.000422 | EIA Unit-level Data | Estimated using an emission factor
2018 | TX | Hal C Weaver Power Plant | 50118 | B7 | CA | OP | NA | NG |  | 734380 | 0.15495 | 0.000422 | EIA Unit-level Data | Estimated using an emission factor
2018 | TX | Hal C Weaver Power Plant | 50118 | GEN1 | ST | RE | NA | NG
2018 | TX | Hal C Weaver Power Plant | 50118 | GEN10 | CT |  | NA | NG |  | 1555212 | 4.4762 | 0.0057564 | EIA Unit-level Data | NEI avg EF - PM, fuel type
2018 | TX | Hal C Weaver Power Plant | 50118 | GEN2 | ST | RE | NA | NG
2018 | TX | Hal C Weaver Power Plant | 50118 | GEN3 | ST | RE | NA | NG
2018 | TX | Hal C Weaver Power Plant | 50118 | GEN6 | CT | RE | NA | NG
2018 | TX | Hal C Weaver Power Plant | 50118 | GEN8 | CT |  | NA | NG |  | 1946737 | 5.6031 | 0.0057564 | EIA Unit-level Data | NEI avg EF - PM, fuel type
2018 | TX | Hal C Weaver Power Plant | 50118 | HRSG10 | CA | OP | NA | NG |  | 140023 | 0.029545 | 0.000422 | EIA Unit-level Data | Estimated using an emission factor
2018 | TX | Hal C Weaver Power Plant | 50118 | HRSG8 | CA | OP | NA | DFO |  | 0 | 0 |  | EIA Unit-level Data | Estimated using an emission factor
2018 | TX | Hale Community Wind Farm | 59247 | HALE1 | WT | U | NA | WND
2018 | TX | Hale Community Wind Farm | 59247 | HALE2 | WT | P | NA | WND
2018 | TX | Halyard Henderson Energy Center | 60268 | TBN1 | GT | P | NA | NG
2018 | TX | Halyard Henderson Energy Center | 60268 | TBN2 | GT | T | NA | NG
2018 | TX | Halyard Wharton Energy Center | 60221 | TBN1 | GT | P | NA | NG
2018 | TX | Halyard Wharton Energy Center | 60221 | TBN2 | GT | P | NA | NG
2018 | TX | Handley Generating Station | 3491 | 3 | ST | OP | WALL | NG | 2,432.0 | 3617662 | 13.8224 | 0.0076416 | EPA/CAMD | EPA/NEI | 1963
2018 | TX | Handley Generating Station | 3491 | 4 | ST | OP | WALL | NG | 1,447.0 | 2495438 | 9.5352 | 0.0076421 | EPA/CAMD | EPA/NEI | 1976
2018 | TX | Handley Generating Station | 3491 | 5 | ST | OP | WALL | NG | 1,578.0 | 3113655 | 11.9191 | 0.007656 | EPA/CAMD | EPA/NEI | 1977
2018 | TX | Harbor Wind LLC | 58424 | 1 | WT | OP | NA | WND |  | 109388 |  |  | EIA Prime Mover-level Data
2018 | TX | Hardin County Peaking Facility | 56604 | HCCT1 | GT | OP | CT | NG | 438.0 | 273053 | 1.7915 | 0.013122 | EPA/CAMD | EPA/NEI | 2009
2018 | TX | Hardin County Peaking Facility | 56604 | HCCT2 | GT | OP | CT | NG | 507.0 | 316724 | 2.076 | 0.013109 | EPA/CAMD | EPA/NEI | 2009
2018 | TX | Harrington Station | 6193 | 061B | ST | OP | TANGENTIAL | SUB | 6,169.0 | 14346003 | 43.9943 | 0.0061333 | EPA/CAMD | EPA/NEI | 1976
2018 | TX | Harrington Station | 6193 | 062B | ST | OP | TANGENTIAL | SUB | 8,402.0 | 21274294 | 26.0183 | 0.002446 | EPA/CAMD | EPA/NEI | 1978
2018 | TX | Harrington Station | 6193 | 063B | ST | OP | TANGENTIAL | SUB | 5,950.0 | 15629913 | 19.0385 | 0.0024362 | EPA/CAMD | EPA/NEI | 1980
2018 | TX | Harrison County Power Project | 55664 | GT-1 | CT | OP | CC | NG | 3,790.0 | 5981436 | 26.6175 | 0.0089 | EPA/CAMD | EPA/NEI | 2003
2018 | TX | Harrison County Power Project | 55664 | GT-2 | CT | OP | CC | NG | 3,446.0 | 5547948 | 24.6885 | 0.0089 | EPA/CAMD | EPA/NEI | 2003
2018 | TX | Harvest Moon Renewable Energy Company | 61493 | SEALY | PV | OP | NA | SUN |  | 4102 |  |  | EIA Prime Mover-level Data
2018 | TX | Hays Energy Facility | 55144 | STK1 | CT | OP | CC | NG | 4,679.0 | 6385215 | 19.8899 | 0.00623 | EPA/CAMD | EPA/NEI | 2001
2018 | TX | Hays Energy Facility | 55144 | STK2 | CT | OP | CC | NG | 4,256.0 | 5866895 | 15.1953 | 0.00518 | EPA/CAMD | EPA/NEI | 2001
2018 | TX | Hays Energy Facility | 55144 | STK3 | CT | OP | CC | NG | 3,760.0 | 5368016 | 17.9292 | 0.00668 | EPA/CAMD | EPA/NEI | 2001
2018 | TX | Hays Energy Facility | 55144 | STK4 | CT | OP | CC | NG | 4,044.0 | 5568600 | 19.5736 | 0.00703 | EPA/CAMD | EPA/NEI | 2001
2018 | TX | Hidalgo Wind Farm II | 62618 | WT | WT | P | NA | WND
2018 | TX | Hidalgo Wind Farm LLC | 57617 | GEN1 | WT | OP | NA | WND |  | 8050245 |  |  | EIA Prime Mover-level Data
2018 | TX | High Lonesome Wind Power, LLC | 62562 | HILO | WT | T | NA | WND
2018 | TX | High Plains | 56834 | 1 | WT | OP | NA | WND |  | 201353 |  |  | EIA Prime Mover-level Data
2018 | TX | Highway 56 Solar | 61409 | GEN1 | PV | OP | NA | SUN |  | 80740 |  |  | EIA Prime Mover-level Data
2018 | TX | Hill County Generation Facility | 60194 | CT1 | GT | CN | NA | NG
2018 | TX | Hill County Generation Facility | 60194 | CT2 | GT | CN | NA | NG
2018 | TX | Hill County Generation Facility | 60194 | CT3 | GT | CN | NA | NG
2018 | TX | Hill County Generation Facility | 60194 | CT4 | GT | CN | NA | NG
2018 | TX | Holly Street | 3549 | 1 | ST | RE | NA | NG
2018 | TX | Holly Street | 3549 | 2 | ST | RE | NA | NG
2018 | TX | Holly Street | 3549 | 3 | ST | RE | NA | NG
2018 | TX | Holly Street | 3549 | 4 | ST | RE | NA | NG
2018 | TX | Holstein 1 Solar Farm | 61962 | HSF01 | PV | P | NA | SUN
2018 | TX | Horse Creek Wind Farm | 60339 | HCWF | WT | OP | NA | WND |  | 8055289 |  |  | EIA Prime Mover-level Data
2018 | TX | Horse Hollow Wind Energy Center | 56291 | 1 | WT | OP | NA | WND |  | 6443427 |  |  | EIA Prime Mover-level Data
2018 | TX | Horse Hollow Wind Energy Center | 56291 | 2 | WT | OP | NA | WND |  | 6761061 |  |  | EIA Prime Mover-level Data
2018 | TX | Horse Hollow Wind Energy Center | 56291 | 3 | WT | OP | NA | WND |  | 9044999 |  |  | EIA Prime Mover-level Data
2018 | TX | Horseshoe Bend | 59806 | SOLAR | PV | IP | NA | SUN
2018 | TX | Houston Chemical Complex Battleground | 50043 | GT1 | CT |  | NA | NG |  | 5153361 | 14.8325 | 0.0057564 | EIA Unit-level Data | NEI avg EF - PM, fuel type
2018 | TX | Houston Chemical Complex Battleground | 50043 | GT2 | CT |  | NA | NG |  | 5872509 | 16.9023 | 0.0057564 | EIA Unit-level Data | NEI avg EF - PM, fuel type
2018 | TX | Houston Chemical Complex Battleground | 50043 | GT3 | CT |  | NA | NG |  | 6870194 | 19.7739 | 0.0057564 | EIA Unit-level Data | NEI avg EF - PM, fuel type
2018 | TX | Houston Chemical Complex Battleground | 50043 | HRSG1 | CA | OP | NA | OG |  | 799731 | 0.16874 | 0.000422 | EIA Unit-level Data | Estimated using an emission factor
2018 | TX | Houston Chemical Complex Battleground | 50043 | HRSG2 | CA | OP | NA | OG |  | 820646 | 0.17316 | 0.000422 | EIA Unit-level Data | Estimated using an emission factor
2018 | TX | Houston Chemical Complex Battleground | 50043 | HRSG3 | CA | OP | NA | NG |  | 168963 | 0.035651 | 0.000422 | EIA Unit-level Data | Estimated using an emission factor
2018 | TX | Houston Plant | 52065 | GEN1 | ST | OP | NA | WH |  | 430547 |  |  | EIA Prime Mover-level Data
2018 | TX | Houston Plant | 52065 | GEN2 | ST | OP | NA | WH |  | 107637 |  |  | EIA Prime Mover-level Data
2018 | TX | Hueco Mountain Wind Ranch | 55578 | EXIS | WT | RE | NA | WND
2018 | TX | IKEA Grand Prairie Rooftop PV System | 61309 | PV1 | PV | OP | NA | SUN |  | 17149 |  |  | EIA Prime Mover-level Data
2018 | TX | IKEA Live Oak Rooftop PV System | 62152 | 570 | PV | U | NA | SUN
2018 | TX | IKEA Round Rock 027 | 58013 | PV | PV | OP | NA | SUN |  | 16202 |  |  | EIA Prime Mover-level Data
2018 | TX | Inadale Wind Farm LLC | 56984 | 1 | WT | OP | NA | WND |  | 4804686 |  |  | EIA Prime Mover-level Data
2018 | TX | Inadale Wind Farm LLC | 56984 | INABT | BA | OP | NA | MWH
2018 | TX | Ingleside Cogeneration | 55313 | 20F101 | CA | OP | DUCTBURNER | OG |  | 830079 | 0.17515 | 0.000422 | EIA Unit-level Data | Estimated using an emission factor
2018 | TX | Ingleside Cogeneration | 55313 | 20F201 | CA | OP | DUCTBURNER | OG |  | 1107149 | 0.23361 | 0.000422 | EIA Unit-level Data | Estimated using an emission factor
2018 | TX | Ingleside Cogeneration | 55313 | CTG1 | CT |  | NA | NG |  | 10320292 | 29.704 | 0.0057564 | EIA Unit-level Data | NEI avg EF - PM, fuel type
2018 | TX | Ingleside Cogeneration | 55313 | CTG2 | CT |  | NA | NG |  | 12868506 | 37.0383 | 0.0057564 | EIA Unit-level Data | NEI avg EF - PM, fuel type
2018 | TX | Inks | 3598 | 1 | HY | OP | NA | WAT |  | 165200 |  |  | EIA Prime Mover-level Data
2018 | TX | International Paper - Orange | 10425 | 1RB | ST | OP | NA | BLQ |  | 4152225 | 0.64567 | 0.000311 | EIA Unit-level Data | Estimated using an emission factor
2018 | TX | International Paper - Orange | 10425 | 2RB | ST | OP | NA | BLQ |  | 4322948 | 0.67222 | 0.000311 | EIA Unit-level Data | Estimated using an emission factor
2018 | TX | International Paper - Orange | 10425 | 3PB | ST | OP | NA | NG |  | 1447564 | 5.8282 | 0.0080524 | EIA Unit-level Data | NEI avg EF - PM, fuel type
2018 | TX | International Paper - Orange | 10425 | BRKBLR | ST | OP | NA | WDS |  | 1650042 | 18.8205 | 0.022812 | EIA Unit-level Data | NEI avg EF - PM, fuel type
2018 | TX | International Paper - Orange | 10425 | PF1BLR | ST | OP | NA | NG |  | 1059289 | 4.2649 | 0.0080524 | EIA Unit-level Data | NEI avg EF - PM, fuel type
2018 | TX | International Paper Texarkana Mill | 54097 | PB1 | ST | OP | NA | NG |  | 423097 | 1.7035 | 0.0080524 | EIA Unit-level Data | NEI avg EF - PM, fuel type
2018 | TX | International Paper Texarkana Mill | 54097 | PB2 | ST | OP | NA | OBS |  | 7774921 | 53.3731 | 0.01373 | EIA Unit-level Data | NEI avg EF - PM, fuel type
2018 | TX | International Paper Texarkana Mill | 54097 | RB1 | ST | OP | NA | BLQ |  | 4746686 | 3.6905 | 0.001555 | EIA Unit-level Data | Estimated using an emission factor
2018 | TX | International Paper Texarkana Mill | 54097 | RB2 | ST | OP | NA | BLQ |  | 8781786 | 6.8278 | 0.001555 | EIA Unit-level Data | Estimated using an emission factor
2018 | TX | Ivory Solar | 61697 | IVORY | PV | OP | NA | SUN |  | 113090 |  |  | EIA Prime Mover-level Data
2018 | TX | J K Spruce | 7097 | **1 | ST | OP | TANGENTIAL | SUB | 7,957.0 | 34132095 | 56.69 | 0.0033218 | EPA/CAMD | EPA/NEI | 1992
2018 | TX | J K Spruce | 7097 | **2 | ST | OP | TANGENTIAL | SUB | 6,934.0 | 42599186 | 58.41 | 0.0027423 | EPA/CAMD | EPA/NEI | 2009
2018 | TX | J Robert Massengale Generating Station | 3604 | GT1 | CT | OP | CC | NG | 4,428.0 | 1527673 | 5.0413 | 0.0066 | EPA/CAMD | EPA/NEI | 2000
2018 | TX | J T Deely | 6181 | 1 | ST | OP | TANGENTIAL | SUB | 8,086.0 | 30755457 | 48.11 | 0.0031286 | EPA/CAMD | EPA/NEI | 1977
2018 | TX | J T Deely | 6181 | 2 | ST | OP | TANGENTIAL | SUB | 8,140.0 | 27303659 | 43.56 | 0.0031908 | EPA/CAMD | EPA/NEI | 1978
2018 | TX | Jack County Generation Facility | 55230 | CT-1 | CT | OP | CC | NG | 4,412.0 | 6514635 | 8.4 | 0.0025788 | EPA/CAMD | EPA/NEI | 2005
2018 | TX | Jack County Generation Facility | 55230 | CT-2 | CT | OP | CC | NG | 4,182.0 | 6127918 | 3.5 | 0.0011423 | EPA/CAMD | EPA/NEI | 2005
2018 | TX | Jack County Generation Facility | 55230 | CT-3 | CT | OP | CC | NG | 4,842.0 | 7065844 | 4.4 | 0.0012454 | EPA/CAMD | EPA/NEI | 2011
2018 | TX | Jack County Generation Facility | 55230 | CT-4 | CT | OP | CC | NG | 4,931.0 | 7074556 | 9.1 | 0.0025726 | EPA/CAMD | EPA/NEI | 2011
2018 | TX | Jameson Gas Processing Plant | 55052 | 620 | IC | OP | NA | NG |  | 27596 | 0.0058228 | 0.000422 | EIA Prime Mover-level Data | Estimated using an emission factor
2018 | TX | Jameson Gas Processing Plant | 55052 | 621 | IC | OP | NA | NG |  | 27596 | 0.0058228 | 0.000422 | EIA Prime Mover-level Data | Estimated using an emission factor
2018 | TX | Jameson Gas Processing Plant | 55052 | 622 | IC | OP | NA | NG |  | 34495 | 0.0072784 | 0.000422 | EIA Prime Mover-level Data | Estimated using an emission factor
2018 | TX | Jameson Gas Processing Plant | 55052 | 623 | IC | RE | NA | NG
2018 | TX | Jameson Gas Processing Plant | 55052 | GN410 | IC | OP | NA | NG |  | 34495 | 0.0072784 | 0.000422 | EIA Prime Mover-level Data | Estimated using an emission factor
2018 | TX | Javelina Wind Energy II, LLC | 60645 | WJ21 | WT | OP | NA | WND |  | 7278116 |  |  | EIA Prime Mover-level Data
2018 | TX | Javelina Wind Energy, LLC | 60104 | GEWTG | WT | OP | NA | WND |  | 8775784 |  |  | EIA Prime Mover-level Data
2018 | TX | JCO Oxides Olefins Plant | 54637 | GCG1 | GT | OP | NA | NG |  | 3745768 | 10.2698 | 0.0054834 | EIA Prime Mover-level Data | NEI avg EF - PM, fuel type, firing type
2018 | TX | JCO Oxides Olefins Plant | 54637 | GCG2 | GT | OP | NA | NG |  | 3745768 | 10.2698 | 0.0054834 | EIA Prime Mover-level Data | NEI avg EF - PM, fuel type, firing type
2018 | TX | Johnson County Generation Facility | 54817 | EAST | CT | OP | CC | NG | 2,790.0 | 3679065 | 12.14 | 0.0065995 | EPA/CAMD | EPA/NEI | 1996
2018 | TX | Jones Station | 3482 | 151B | ST | OP | TANGENTIAL | NG | 7,145.0 | 8719027 | 32.0245 | 0.0073459 | EPA/CAMD | EPA/NEI | 1971
2018 | TX | Jones Station | 3482 | 152B | ST | OP | TANGENTIAL | NG | 7,406.0 | 10222430 | 37.5477 | 0.0073461 | EPA/CAMD | EPA/NEI | 1974
2018 | TX | Jones Station | 3482 | 153T | GT | OP | CT | NG | 2,219.0 | 3613189 | 4.6971 | 0.0026 | EPA/CAMD | EPA/NEI | 2011
2018 | TX | Jones Station | 3482 | 154T | GT | OP | CT | NG | 2,271.0 | 3311677 | 1.6558 | 0.00099998 | EPA/CAMD | EPA/NEI | 2013
2018 | TX | Jumbo Hill Wind Project | 62630 | WTGS1 | WT | L | NA | WND
2018 | TX | Karankawa Wind LLC | 61343 | WT1 | WT | P | NA | WND
2018 | TX | Keechi Wind | 58838 | KW1 | WT | OP | NA | WND |  | 3879699 |  |  | EIA Prime Mover-level Data
2018 | TX | Kellam Solar | 62774 | BTKEL | PV | P | NA | SUN
2018 | TX | King Mountain Wind Ranch 1 | 55581 | EXIS | WT | OP | NA | WND |  | 2851744 |  |  | EIA Prime Mover-level Data
2018 | TX | Kingsberry Energy Storage System | 61741 | KBESS | BA | OP | NA | MWH |  | 0 |  |  | EIA Prime Mover-level Data
2018 | TX | Knox Lee Power Plant | 3476 | 2 | ST | OP | WALL | NG | 433.0 | 57176 | 0.2 | 0.0069959 | EPA/CAMD | EPA/NEI | 1950
2018 | TX | Knox Lee Power Plant | 3476 | 3 | ST | OP | WALL | NG | 183.0 | 29409 | 0.1 | 0.0068006 | EPA/CAMD | EPA/NEI | 1952
2018 | TX | Knox Lee Power Plant | 3476 | 4 | ST | OP | WALL | NG | 0.0 |  | 0.23 |  |  | EPA/NEI | 1956
2018 | TX | Knox Lee Power Plant | 3476 | 5 | ST | OP | TANGENTIAL | NG | 1,650.0 | 1735850 | 6.44 | 0.00742 | EPA/CAMD | EPA/NEI | 1974
2018 | TX | La Paloma Energy Center | 59924 | CTG-1 | CT | T | NA | NG
2018 | TX | La Paloma Energy Center | 59924 | CTG-2 | CT | T | NA | NG
2018 | TX | La Paloma Energy Center | 59924 | STG-1 | CA | T | NA | NG
2018 | TX | Lake Creek | 3502 | CT1 | GT | IP | NA | NG
2018 | TX | Lake Creek | 3502 | D1 | IC | RE | NA | DFO
2018 | TX | Lake Creek | 3502 | D2 | IC | RE | NA | DFO
2018 | TX | Lake Creek | 3502 | D3 | IC | RE | NA | DFO
2018 | TX | Lake Creek | 3502 | ST1 | ST | RE | NA | NG
2018 | TX | Lake Creek | 3502 | ST2 | ST | RE | NA | NG
2018 | TX | Lake Creek | 3502 | ST3 | ST | IP | NA | SUB
2018 | TX | Lake Hubbard | 3452 | 1 | ST | OP | WALL | NG | 654.0 | 813379 | 3.0416 | 0.0074789 | EPA/CAMD | EPA/NEI | 1970
2018 | TX | Lake Hubbard | 3452 | 2 | ST | OP | WALL | NG | 1,276.0 | 2501192 | 7.6645 | 0.0061287 | EPA/CAMD | EPA/NEI | 1973
2018 | TX | Lamar Power Plant | 55097 | 1 | CT | OP | CC | NG | 7,802.0 | 13134477 | 24.9179 | 0.0037943 | EPA/CAMD | EPA/NEI | 2000
2018 | TX | Lamar Power Plant | 55097 | 2 | CT | OP | CC | NG | 7,843.0 | 13084122 | 19.8085 | 0.0030279 | EPA/CAMD | EPA/NEI | 2000
2018 | TX | Lamar Power Plant | 55097 | 3 | CT | OP | CC | NG | 7,700.0 | 13065678 | 22.089 | 0.0033812 | EPA/CAMD | EPA/NEI | 2000
2018 | TX | Lamar Power Plant | 55097 | 4 | CT | OP | CC | NG | 7,707.0 | 12809893 | 21.6911 | 0.0033866 | EPA/CAMD | EPA/NEI | 2000
2018 | TX | Lamesa Solar | 60372 | LSPV1 | PV | OP | NA | SUN |  | 2183881 |  |  | EIA Prime Mover-level Data
2018 | TX | Lamesa Solar | 60372 | LSPV2 | PV | CN | NA | SUN
2018 | TX | Lampwick | 61872 | GEN1 | PV | L | NA | SUN
2018 | TX | Langford Wind Power | 57153 | 1 | WT | OP | NA | WND |  | 4562364 |  |  | EIA Prime Mover-level Data
2018 | TX | Lapetus | 62448 | LAP | PV | P | NA | SUN
2018 | TX | Laredo | 3439 | 4 | GT | OP | CT | NG | 1,413.0 | 866025 | 1.39 | 0.0032101 | EPA/CAMD | EPA/NEI | 2008
2018 | TX | Laredo | 3439 | 5 | GT | OP | CT | NG | 1,334.0 | 769694 | 1.46 | 0.0037937 | EPA/CAMD | EPA/NEI | 2008
2018 | TX | Leon Creek | 3609 | CGT1 | GT | OP | CT | NG | 1,403.0 | 520656 | 1.2864 | 0.0049415 | EPA/CAMD | EPA/NEI | 2004
2018 | TX | Leon Creek | 3609 | CGT2 | GT | OP | CT | NG | 1,528.0 | 571237 | 0.7283 | 0.0025499 | EPA/CAMD | EPA/NEI | 2004
2018 | TX | Leon Creek | 3609 | CGT3 | GT | OP | CT | NG | 1,416.0 | 521450 | 0.7643 | 0.0029314 | EPA/CAMD | EPA/NEI | 2004
2018 | TX | Leon Creek | 3609 | CGT4 | GT | OP | CT | NG | 1,783.0 | 646720 | 2.3952 | 0.0074072 | EPA/CAMD | EPA/NEI | 2004
2018 | TX | Leon Solar | 61532 | GEN1 | PV | OP | NA | SUN |  | 176844 |  |  | EIA Prime Mover-level Data
2018 | TX | Lewis Creek | 3457 | 1 | ST | OP | WALL | NG | 6,911.0 | 10247613 | 37.1407 | 0.0072487 | EPA/CAMD | EPA/NEI | 1970
2018 | TX | Lewis Creek | 3457 | 2 | ST | OP | WALL | NG | 7,318.0 | 9451801 | 34.2564 | 0.0072487 | EPA/CAMD | EPA/NEI | 1971
2018 | TX | Lewisville | 794 | 1 | HY | OP | NA | WAT |  | 43876 |  |  | EIA Prime Mover-level Data
2018 | TX | Limestone | 298 | LIM1 | ST | OP | TANGENTIAL | SUB | 8,218.0 | 51940439 | 267.7971 | 0.010312 | EPA/CAMD | EPA/NEI | 1985
2018 | TX | Limestone | 298 | LIM2 | ST | OP | TANGENTIAL | SUB | 7,323.0 | 49239808 | 208.1103 | 0.0084529 | EPA/CAMD | EPA/NEI | 1985
2018 | TX | Little Pringle I Wind Farm | 57263 | LP1 | WT | OP | NA | WND
2018 | TX | Little Pringle II Wind Farm | 57264 | LP2 | WT | OP | NA | WND
2018 | TX | Live Oak Wind Project | 61782 | WTGS | WT | TS | NA | WND
2018 | TX | Llano Estacado Wind Ranch | 55579 | EXIS | WT | OP | NA | WND |  | 1036261 |  |  | EIA Prime Mover-level Data
2018 | TX | Lockett Windfarm | 62356 | LOC | WT | U | NA | WND
2018 | TX | Logans Gap Wind LLC | 59442 | 1 | WT | OP | NA | WND |  | 6230011 |  |  | EIA Prime Mover-level Data
2018 | TX | Lone Star Power Plant | 3477 | 1 | ST | OP | WALL | NG | 449.0 | 86137 | 0.32 | 0.00743 | EPA/CAMD | EPA/NEI | 1954
2018 | TX | Longhorn Wind | 58772 | GEN1 | WT | OP | NA | WND |  | 7167533 |  |  | EIA Prime Mover-level Data
2018 | TX | Loraine Windpark Project LLC | 57303 | LWG1 | WT | OP | NA | WND |  | 1908927 |  |  | EIA Prime Mover-level Data
2018 | TX | Loraine Windpark Project LLC | 57303 | LWG2 | WT | OP | NA | WND |  | 1908927 |  |  | EIA Prime Mover-level Data
2018 | TX | Lorenzo Wind | 59244 | FIBE1 | WT | OP | NA | WND |  | 726832 |  |  | EIA Prime Mover-level Data
2018 | TX | Los Vientos V Wind Power | 60059 | 1 | WT | OP | NA | WND |  | 3370406 |  |  | EIA Prime Mover-level Data
2018 | TX | Los Vientos Wind 1A | 57751 | 1 | WT | OP | NA | WND |  | 5702897 |  |  | EIA Prime Mover-level Data
2018 | TX | Los Vientos Wind 1B | 57752 | 1 | WT | OP | NA | WND |  | 5091554 |  |  | EIA Prime Mover-level Data
2018 | TX | Los Vientos Windpower III | 59320 | GEN1 | WT | OP | NA | WND |  | 6380212 |  |  | EIA Prime Mover-level Data
2018 | TX | Los Vientos Windpower IV | 59321 | GEN1 | WT | OP | NA | WND |  | 6642966 |  |  | EIA Prime Mover-level Data
2018 | TX | Lost Pines 1 | 55154 | 1 | CT | OP | CC | NG | 5,625.0 | 8474558 | 20.7373 | 0.004894 | EPA/CAMD | EPA/NEI | 2001
2018 | TX | Lost Pines 1 | 55154 | 2 | CT | OP | CC | NG | 5,518.0 | 8409378 | 20.5174 | 0.0048796 | EPA/CAMD | EPA/NEI | 2001
2018 | TX | Lubbock Wind Ranch | 57259 | 1 | WT | OS | NA | WND
2018 | TX | Lubbock Wind Ranch | 57259 | 2 | WT | OS | NA | WND
2018 | TX | Lubbock Wind Ranch | 57259 | 3 | WT | OS | NA | WND
2018 | TX | M&G Resins USA | 60642 | 1 | OT | P | NA | WH
2018 | TX | M&G Resins USA | 60642 | 2 | OT | P | NA | WH
2018 | TX | Magic Valley Generating Station | 55123 | CTG-1 | CT | OP | CC | NG | 6,059.0 | 12806926 | 16.63 | 0.002597 | EPA/CAMD | EPA/NEI | 2001
2018 | TX | Magic Valley Generating Station | 55123 | CTG-2 | CT | OP | CC | NG | 5,075.0 | 10758267 | 31.17 | 0.0057946 | EPA/CAMD | EPA/NEI | 2001
2018 | TX | Magic Valley Wind Farm I LLC | 57802 | MV1 | WT | OP | NA | WND |  | 6311032 |  |  | EIA Prime Mover-level Data
2018 | TX | Magic Valley Wind Farm III LLC | 60362 | MVIII | WT | CN | NA | WND
2018 | TX | Majestic 1 Wind Farm | 56648 | 1 | WT | OP | NA | WND |  | 2971173 |  |  | EIA Prime Mover-level Data
2018 | TX | Majestic 2 Wind Farm | 56658 | 1 | WT | CN | NA | WND
2018 | TX | Majestic II Wind | 58363 | WND1 | WT | OP | NA | WND |  | 3176001 |  |  | EIA Prime Mover-level Data
2018 | TX | Marble Falls | 3599 | 1 | HY | OP | NA | WAT |  | 75893 |  |  | EIA Prime Mover-level Data
2018 | TX | Marble Falls | 3599 | 2 | HY | OP | NA | WAT |  | 75893 |  |  | EIA Prime Mover-level Data
2018 | TX | Mariah del Norte | 59005 | MAR1 | WT | OP | NA | WND |  | 8067543 |  |  | EIA Prime Mover-level Data
2018 | TX | Mariah East | 59006 | MARN | WT | U | NA | WND
2018 | TX | Mariah South | 59007 | MAR S | WT | IP | NA | WND
2018 | TX | Marlin Solar | 61513 | GEN1 | PV | OP | NA | SUN |  | 85728 |  |  | EIA Prime Mover-level Data
2018 | TX | Marshall Ford | 3600 | 1 | HY | OP | NA | WAT |  | 401757 |  |  | EIA Prime Mover-level Data
2018 | TX | Marshall Ford | 3600 | 2 | HY | OP | NA | WAT |  | 401757 |  |  | EIA Prime Mover-level Data
2018 | TX | Marshall Ford | 3600 | 3 | HY | OP | NA | WAT |  | 401757 |  |  | EIA Prime Mover-level Data
2018 | TX | Martin Lake | 6146 | 1 | ST | OP | TANGENTIAL | LIG | 8,337.0 | 52642824 | 357.3006 | 0.013575 | EPA/CAMD | EPA/NEI | 1977
2018 | TX | Martin Lake | 6146 | 2 | ST | OP | TANGENTIAL | LIG | 7,361.0 | 44099856 | 306.5766 | 0.013904 | EPA/CAMD | EPA/NEI | 1978
2018 | TX | Martin Lake | 6146 | 3 | ST | OP | TANGENTIAL | LIG | 8,417.0 | 52680012 | 390.2342 | 0.014815 | EPA/CAMD | EPA/NEI | 1979
2018 | TX | Maryneal Windpower | 62836 | MNW | WT | T | NA | WND
2018 | TX | Maverick Creek Wind | 62853 | MVRCK | WT | L | NA | WND
2018 | TX | McAdoo Wind Energy LLC | 56773 | 1 | WT | OP | NA | WND |  | 5209788 |  |  | EIA Prime Mover-level Data
2018 | TX | Mesquite Creek LFGTE Project | 57167 | GEN1 | IC | OP | NA | LFG |  | 135494 | 0.99588 | 0.0147 | EIA Prime Mover-level Data | Estimated using an emission factor
2018 | TX | Mesquite Creek LFGTE Project | 57167 | GEN2 | IC | OP | NA | LFG |  | 135494 | 0.99588 | 0.0147 | EIA Prime Mover-level Data | Estimated using an emission factor
2018 | TX | Mesquite Creek Wind | 59332 | MSCRK | WT | OP | NA | WND |  | 6921765 |  |  | EIA Prime Mover-level Data
2018 | TX | Mesquite Star | 62587 | MESQ | WT | L | NA | WND
2018 | TX | Mesquite Wind Power LLC | 56395 | 1 | WT | OP | NA | WND |  | 4494281 |  |  | EIA Prime Mover-level Data
2018 | TX | Mesteno | 62258 | MES | WT | T | NA | WND
2018 | TX | Miami Wind Energy Center | 58765 | 1 | WT | OP | NA | WND |  | 10361129 |  |  | EIA Prime Mover-level Data
2018 | TX | Midlothian Energy | 55091 | STK1 | CT | OP | CC | NG | 4,584.0 | 6464925 | 35.5102 | 0.010985 | EPA/CAMD | EPA/NEI | 2000
2018 | TX | Midlothian Energy | 55091 | STK2 | CT | OP | CC | NG | 4,446.0 | 6064742 | 26.7095 | 0.0088081 | EPA/CAMD | EPA/NEI | 2000
2018 | TX | Midlothian Energy | 55091 | STK3 | CT | OP | CC | NG | 4,496.0 | 6389768 | 20.7388 | 0.0064913 | EPA/CAMD | EPA/NEI | 2000
2018 | TX | Midlothian Energy | 55091 | STK4 | CT | OP | CC | NG | 5,260.0 | 7683080 | 24.6576 | 0.0064187 | EPA/CAMD | EPA/NEI | 2000
2018 | TX | Midlothian Energy | 55091 | STK5 | CT | OP | CC | NG | 5,610.0 | 8665606 | 22.5443 | 0.0052032 | EPA/CAMD | EPA/NEI | 2001
2018 | TX | Midlothian Energy | 55091 | STK6 | CT | OP | CC | NG | 5,044.0 | 7298221 | 16.8253 | 0.0046108 | EPA/CAMD | EPA/NEI | 2001
2018 | TX | Midway Solar - TX | 61368 | PV1 | PV | OP | NA | SUN |  | 85700 |  |  | EIA Prime Mover-level Data
2018 | TX | Midway Wind, LLC | 61776 | MIDWY | WT | V | NA | WND
2018 | TX | Misae Solar | 62249 | 77777 | PV | U | NA | SUN
2018 | TX | Mission Road | 3610 | 3 | ST | RE | NA | NG
2018 | TX | Mont Belvieu Cogeneration Unit | 57322 | GT01 | GT | OP | NA | NG |  | 2358943 | 6.4675 | 0.0054834 | EIA Prime Mover-level Data | NEI avg EF - PM, fuel type, firing type
2018 | TX | Montana Power Station | 58562 | GT-1 | GT | OP | CT | NG | 4,049.0 | 2648046 | 9.2565 | 0.0069912 | EPA/CAMD | EPA/NEI | 2015
2018 | TX | Montana Power Station | 58562 | GT-2 | GT | OP | CT | NG | 4,762.0 | 3165213 | 11.0643 | 0.0069912 | EPA/CAMD | EPA/NEI | 2015
2018 | TX | Montana Power Station | 58562 | GT-3 | GT | OP | CT | NG | 3,382.0 | 2214462 | 7.7409 | 0.0069912 | EPA/CAMD | EPA/NEI | 2016
2018 | TX | Montana Power Station | 58562 | GT-4 | GT | OP | CT | NG | 3,661.0 | 2396482 | 8.3772 | 0.0069912 | EPA/CAMD | EPA/NEI | 2016
2018 | TX | Montana Solar Facility | 60300 | IMPV1 | PV | OP | NA | SUN |  | 76746 |  |  | EIA Prime Mover-level Data
2018 | TX | Montgomery County | 60925 | 1A | CT | L | NA | NG
2018 | TX | Montgomery County | 60925 | 1B | CT | L | NA | NG
2018 | TX | Montgomery County | 60925 | 1C | CA | L | NA | NG
2018 | TX | Monticello | 6147 | 1 | ST | RE | TANGENTIAL | DFO |  | 3190 | 0.015947 | 0.0099981 | EIA Unit-level Data | NEI avg EF - PM, fuel type
2018 | TX | Monticello | 6147 | 2 | ST | RE | TANGENTIAL | SUB |  | 0 | 0 |  | EIA Unit-level Data | NEI avg EF - PM, fuel type, firing type
2018 | TX | Monticello | 6147 | 3 | ST | OP | WALL | SUB |  | 0 | 0 |  | EIA Unit-level Data | NEI avg EF - PM, fuel type, firing type
2018 | TX | Monticello | 6147 | 4 | ST | IP | NA | SUB
2018 | TX | Moore County | 3483 | 3 | ST | RE | NA | NG
2018 | TX | Morada del Sol, LLC | 61049 | PV1 | PV | P | NA | SUN
2018 | TX | Morgan Creek | 3492 | CT1 | GT | OP | CT | NG | 74.0 | 21271 | 0.1984 | 0.018655 | EPA/CAMD | EPA/NEI | 1988
2018 | TX | Morgan Creek | 3492 | CT2 | GT | OP | CT | NG | 108.0 | 29124 | 0.206 | 0.014146 | EPA/CAMD | EPA/NEI | 1988
2018 | TX | Morgan Creek | 3492 | CT3 | GT | OP | CT | NG | 65.0 | 20016 | 0.1603 | 0.016017 | EPA/CAMD | EPA/NEI | 1988
2018 | TX | Morgan Creek | 3492 | CT4 | GT | OP | CT | NG | 91.0 | 29020 | 0.2539 | 0.017498 | EPA/CAMD | EPA/NEI | 1988
2018 | TX | Morgan Creek | 3492 | CT5 | GT | OP | CT | NG | 97.0 | 32754 | 0.2636 | 0.016096 | EPA/CAMD | EPA/NEI | 1988
2018 | TX | Morgan Creek | 3492 | CT6 | GT | OP | CT | NG | 57.0 | 14141 | 0.1549 | 0.021908 | EPA/CAMD | EPA/NEI | 1988
2018 | TX | Motiva Enterprises Port Arthur Refinery | 50973 | 32 | CA | RE | WALL | OG |  | 0 | 0 |  | EIA Unit-level Data | Estimated using an emission factor
2018 | TX | Motiva Enterprises Port Arthur Refinery | 50973 | 33 | CA | RE | WALL | OG |  | 0 | 0 |  | EIA Unit-level Data | Estimated using an emission factor
2018 | TX | Motiva Enterprises Port Arthur Refinery | 50973 | 34 | CA | OP | WALL | OG |  | 3212737 | 0.67789 | 0.000422 | EIA Unit-level Data | Estimated using an emission factor
2018 | TX | Motiva Enterprises Port Arthur Refinery | 50973 | 35 | CA | OP | WALL | OG |  | 2945322 | 0.62146 | 0.000422 | EIA Unit-level Data | Estimated using an emission factor
2018 | TX | Motiva Enterprises Port Arthur Refinery | 50973 | 37 | CA | OP | DUCTBURNER | OG |  | 755564 | 0.15942 | 0.000422 | EIA Unit-level Data | Estimated using an emission factor
2018 | TX | Motiva Enterprises Port Arthur Refinery | 50973 | 41 | CA | OP | DUCTBURNER | NG |  | 4847171 | 1.0228 | 0.000422 | EIA Unit-level Data | Estimated using an emission factor
2018 | TX | Motiva Enterprises Port Arthur Refinery | 50973 | 42 | CA | OP | DUCTBURNER | NG |  | 4860910 | 1.0257 | 0.000422 | EIA Unit-level Data | Estimated using an emission factor
2018 | TX | Motiva Enterprises Port Arthur Refinery | 50973 | 43 | CA | OP | DUCTBURNER | NG |  | 5167178 | 1.0903 | 0.000422 | EIA Unit-level Data | Estimated using an emission factor
2018 | TX | Motiva Enterprises Port Arthur Refinery | 50973 | 44 | CA | OP | DUCTBURNER | NG |  | 4468634 | 0.94288 | 0.000422 | EIA Unit-level Data | Estimated using an emission factor
2018 | TX | Motiva Enterprises Port Arthur Refinery | 50973 | 46 | CA | OP | DUCTBURNER | OG |  | 3573163 | 0.75394 | 0.000422 | EIA Unit-level Data | Estimated using an emission factor
2018 | TX | Motiva Enterprises Port Arthur Refinery | 50973 | GN26 | CS | RE | NA | NG
2018 | TX | Motiva Enterprises Port Arthur Refinery | 50973 | GN34 | GT | OP | NA | NG |  | 2144185 | 5.8787 | 0.0054834 | EIA Prime Mover-level Data | NEI avg EF - PM, fuel type, firing type
2018 | TX | Motiva Enterprises Port Arthur Refinery | 50973 | GN35 | CT | OP | NA | NG |  | 2850793 | 8.2052 | 0.0057564 | EIA Prime Mover-level Data | NEI avg EF - PM, fuel type
2018 | TX | Motiva Enterprises Port Arthur Refinery | 50973 | GN41 | CT | OP | NA | NG |  | 2928222 | 8.4281 | 0.0057564 | EIA Prime Mover-level Data | NEI avg EF - PM, fuel type
2018 | TX | Motiva Enterprises Port Arthur Refinery | 50973 | GN42 | CT | OP | NA | NG |  | 2928222 | 8.4281 | 0.0057564 | EIA Prime Mover-level Data | NEI avg EF - PM, fuel type
2018 | TX | Motiva Enterprises Port Arthur Refinery | 50973 | GN43 | CT | OP | NA | NG |  | 2928222 | 8.4281 | 0.0057564 | EIA Prime Mover-level Data | NEI avg EF - PM, fuel type
2018 | TX | Motiva Enterprises Port Arthur Refinery | 50973 | GN44 | CT | OP | NA | NG |  | 2928222 | 8.4281 | 0.0057564 | EIA Prime Mover-level Data | NEI avg EF - PM, fuel type
2018 | TX | Mountain Creek Generating Station | 3453 | 6 | ST | OP | WALL | NG | 1,172.0 | 358612 | 1.3768 | 0.0076785 | EPA/CAMD | EPA/NEI | 1956
2018 | TX | Mountain Creek Generating Station | 3453 | 7 | ST | OP | WALL | NG | 1,460.0 | 526939 | 2.0236 | 0.0076806 | EPA/CAMD | EPA/NEI | 1958
2018 | TX | Mountain Creek Generating Station | 3453 | 8 | ST | OP | TANGENTIAL | NG | 2,575.0 | 4396014 | 16.8715 | 0.0076758 | EPA/CAMD | EPA/NEI | 1967
2018 | TX | Mustang Station | 55065 | 1 | CT | OP | CC | NG | 5,979.0 | 8794090 | 29.0203 | 0.0066 | EPA/CAMD | EPA/NEI | 1999
2018 | TX | Mustang Station | 55065 | 2 | CT | OP | CC | NG | 5,486.0 | 7816696 | 25.7951 | 0.0066 | EPA/CAMD | EPA/NEI | 1999
2018 | TX | Mustang Station (56326) | 56326 | GEN1 | GT | OP | CT | NG | 2,926.0 | 3829107 | 12.6361 | 0.0066 | EPA/CAMD | EPA/NEI | 2006
2018 | TX | Mustang Station (56326) | 56326 | GEN2 | GT | OP | CT | NG | 1,696.0 | 2112599 | 6.9716 | 0.0066 | EPA/CAMD | EPA/NEI | 2007
2018 | TX | Mustang Station (56326) | 56326 | GEN3 | GT | OP | CT | NG | 3,122.0 | 4731064 | 15.6125 | 0.0066 | EPA/CAMD | EPA/NEI | 2013
2018 | TX | Nacogdoches Power LLC | 55708 | BFB-1 | ST | OP | FLUIDIZED | WDS | 2,231.0 | 2346902 | 1.2731 | 0.0010849 | EPA/CAMD | EPA/NEI | 2012
2018 | TX | NAFTA Region Olefins Complex Cogen Fac | 55122 | UN1 | GT | OP | NA | NG |  | 3481192 | 9.5444 | 0.0054834 | EIA Prime Mover-level Data | NEI avg EF - PM, fuel type, firing type
2018 | TX | NAFTA Region Olefins Complex Cogen Fac | 55122 | UN2 | GT | OP | NA | NG |  | 3481192 | 9.5444 | 0.0054834 | EIA Prime Mover-level Data | NEI avg EF - PM, fuel type, firing type
2018 | TX | NASA Johnson Space Center CHP | 62762 | CTG-1 | GT | OP | NA | NG |  | 326231 | 0.89443 | 0.0054834 | EIA Prime Mover-level Data | NEI avg EF - PM, fuel type, firing type
2018 | TX | NASA Johnson Space Center CHP | 62762 | CTG-2 | GT | OP | NA | NG |  | 326231 | 0.89443 | 0.0054834 | EIA Prime Mover-level Data | NEI avg EF - PM, fuel type, firing type
2018 | TX | Nelson Gardens Landfill Gas to Energy | 59649 | UNIT1 | IC | OP | NA | LFG |  | 48541 | 0.35678 | 0.0147 | EIA Prime Mover-level Data | Estimated using an emission factor
2018 | TX | Nelson Gardens Landfill Gas to Energy | 59649 | UNIT2 | IC | OP | NA | LFG |  | 48541 | 0.35678 | 0.0147 | EIA Prime Mover-level Data | Estimated using an emission factor
2018 | TX | Nelson Gardens Landfill Gas to Energy | 59649 | UNIT3 | IC | OP | NA | LFG |  | 48541 | 0.35678 | 0.0147 | EIA Prime Mover-level Data | Estimated using an emission factor
2018 | TX | Nelson Gardens Landfill Gas to Energy | 59649 | UNIT4 | IC | OP | NA | LFG |  | 48541 | 0.35678 | 0.0147 | EIA Prime Mover-level Data | Estimated using an emission factor
2018 | TX | NET Power La Porte Station | 60910 | NPLPS | GT | TS | NA | NG
2018 | TX | New Gulf Power Facility | 50137 | 1 | GT | OP | CT | NG | 443.0 | 297292 | 0.2973 | 0.0020001 | EPA/CAMD | EPA/NEI | 1996
2018 | TX | Newman | 3456 | 1 | ST | OP | WALL | NG | 6,230.0 | 3348063 | 1.223 | 0.00073057 | EPA/CAMD | EPA/NEI | 1960
2018 | TX | Newman | 3456 | 2 | ST | OP | WALL | NG | 4,093.0 | 1760653 | 1.0969 | 0.001246 | EPA/CAMD | EPA/NEI | 1963
2018 | TX | Newman | 3456 | 3 | ST | OP | WALL | NG | 6,883.0 | 3703857 | 1.9871 | 0.001073 | EPA/CAMD | EPA/NEI | 1966
2018 | TX | Newman | 3456 | **4 | CT | OP | CC | NG | 6,266.0 | 4529715 | 2.8891 | 0.0012756 | EPA/CAMD | EPA/NEI | 1975
2018 | TX | Newman | 3456 | **5 | CT | OP | CC | NG | 8,110.0 | 6544625 | 4.1558 | 0.00127 | EPA/CAMD | EPA/NEI | 1975
2018 | TX | Newman | 3456 | GT-6A | CT | OP | CC | NG | 7,956.0 | 6054283 | 24.5922 | 0.0081239 | EPA/CAMD | EPA/NEI | 2009
2018 | TX | Newman | 3456 | GT-6B | CT | OP | CC | NG | 7,975.0 | 5707570 | 27.0181 | 0.0094675 | EPA/CAMD | EPA/NEI | 2009
2018 | TX | Newman Solar | 59407 | NEW1 | PV | OP | NA | SUN |  | 240040 |  |  | EIA Prime Mover-level Data
2018 | TX | Nichols Station | 3484 | 141B | ST | OP | TANGENTIAL | NG | 5,571.0 | 2190018 | 8.0726 | 0.0073722 | EPA/CAMD | EPA/NEI | 1960
2018 | TX | Nichols Station | 3484 | 142B | ST | OP | TANGENTIAL | NG | 6,392.0 | 3012785 | 11.1054 | 0.0073722 | EPA/CAMD | EPA/NEI | 1962
2018 | TX | Nichols Station | 3484 | 143B | ST | OP | TANGENTIAL | NG | 5,759.0 | 5019072 | 18.4395 | 0.0073478 | EPA/CAMD | EPA/NEI | 1968
2018 | TX | Nolte | 3585 | 1 | HY | OP | NA | WAT |  | 29114 |  |  | EIA Prime Mover-level Data
2018 | TX | Nolte | 3585 | 2 | HY | OP | NA | WAT |  | 29114 |  |  | EIA Prime Mover-level Data
2018 | TX | North Gainesville Solar | 61514 | GEN1 | PV | OP | NA | SUN |  | 84295 |  |  | EIA Prime Mover-level Data
2018 | TX | North Lake | 3454 | 1 | ST | RE | NA | NG
2018 | TX | North Lake | 3454 | 2 | ST | RE | NA | NG
2018 | TX | North Lake | 3454 | 3 | ST | RE | NA | NG
2018 | TX | North Main | 3493 | 4 | ST | RE | NA | NG
2018 | TX | North Texas | 3627 | 1 | ST | RE | NA | NG
2018 | TX | North Texas | 3627 | 2 | ST | RE | NA | NG
2018 | TX | North Texas | 3627 | 3 | ST | RE | NA | NG
2018 | TX | Norton Solar Farm | 61967 | NSM01 | PV | P | NA | SUN
2018 | TX | Notrees Windpower | 56961 | BATT | BA | OP | NA | MWH |  | 0 |  |  | EIA Prime Mover-level Data
2018 | TX | Notrees Windpower | 56961 | GE | WT | OP | NA | WND |  | 1431258 |  |  | EIA Prime Mover-level Data
2018 | TX | Notrees Windpower | 56961 | VESTA | WT | OP | NA | WND |  | 2206524 |  |  | EIA Prime Mover-level Data
2018 | TX | NRG Elbow Creek Energy Storage Project | 61362 | ECBS | BA | OP | NA | MWH
2018 | TX | Nueces Bay | 3441 | 8 | CT | OP | CC | NG | 5,606.0 | 8680660 | 41.15 | 0.0094808 | EPA/CAMD | EPA/NEI | 2009
2018 | TX | Nueces Bay | 3441 | 9 | CT | OP | CC | NG | 5,173.0 | 8009515 | 37.95 | 0.0094762 | EPA/CAMD | EPA/NEI | 2009
2018 | TX | NWP Indian Mesa Wind Farm | 55747 | NWP2 | WT | OP | NA | WND |  | 1366342 |  |  | EIA Prime Mover-level Data
2018 | TX | O W Sommers | 3611 | 1 | ST | OP | TANGENTIAL | NG | 2,657.0 | 4591804 | 16.91 | 0.0073653 | EPA/CAMD | EPA/NEI | 1972
2018 | TX | O W Sommers | 3611 | 2 | ST | OP | TANGENTIAL | NG | 3,265.0 | 6165009 | 22.76 | 0.0073836 | EPA/CAMD | EPA/NEI | 1974
2018 | TX | Oak Grove | 6180 | 1 | ST | OP | TANGENTIAL | LIG | 8,336.0 | 68684777 | 412.1087 | 0.012 | EPA/CAMD | EPA/NEI | 2009
2018 | TX | Oak Grove | 6180 | 2 | ST | OP | WALL | LIG | 7,098.0 | 52659526 | 315.9572 | 0.012 | EPA/CAMD | EPA/NEI | 2010
2018 | TX | Oberon IA | 62933 | OBR1A | PV | L | NA | SUN
2018 | TX | Oberon IB | 62932 | OBR1B | PV | L | NA | SUN
2018 | TX | OCI Alamo 2, LLC | 58716 | 1 | PV | OP | NA | SUN |  | 65715 |  |  | EIA Prime Mover-level Data
2018 | TX | OCI Alamo 3 LLC | 59204 | OCIA3 | PV | OP | NA | SUN |  | 96305 |  |  | EIA Prime Mover-level Data
2018 | TX | OCI Alamo 4, LLC | 58717 | 1 | PV | OP | NA | SUN |  | 590754 |  |  | EIA Prime Mover-level Data
2018 | TX | OCI Alamo 5 LLC | 59205 | OCIA5 | PV | OP | NA | SUN |  | 1794113 |  |  | EIA Prime Mover-level Data
2018 | TX | OCI Alamo 7 LLC | 59207 | OCIA7 | PV | OP | NA | SUN |  | 2591462 |  |  | EIA Prime Mover-level Data
2018 | TX | OCI Alamo Solar I | 58537 | 1 | PV | OP | NA | SUN |  | 577908 |  |  | EIA Prime Mover-level Data
2018 | TX | OCI Alamo Solar I | 58537 | ASTRO | BA | OP | NA | MWH |  | 0 |  |  | EIA Prime Mover-level Data
2018 | TX | Ocotillo Windpower | 56959 | OWF | WT | OP | NA | WND |  | 1203055 |  |  | EIA Prime Mover-level Data
2018 | TX | Odessa Ector Generating Station | 55215 | GT1 | CT | OP | CC | NG | 7,695.0 | 13522714 | 12.3981 | 0.0018337 | EPA/CAMD | EPA/NEI | 2001
2018 | TX | Odessa Ector Generating Station | 55215 | GT2 | CT | OP | CC | NG | 7,701.0 | 13409021 | 12.2163 | 0.0018221 | EPA/CAMD | EPA/NEI | 2001
2018 | TX | Odessa Ector Generating Station | 55215 | GT3 | CT | OP | CC | NG | 7,921.0 | 13965141 | 8.4696 | 0.001213 | EPA/CAMD | EPA/NEI | 2001
2018 | TX | Odessa Ector Generating Station | 55215 | GT4 | CT | OP | CC | NG | 7,786.0 | 13811996 | 15.7994 | 0.0022878 | EPA/CAMD | EPA/NEI | 2001
2018 | TX | Oklaunion Power Station | 127 | 1 | ST | OP | WALL | SUB | 7,469.0 | 38461743 | 65.16 | 0.0033883 | EPA/CAMD | EPA/NEI | 1986
2018 | TX | Old Jackson Solar LLC | 62501 | 1 | PV | P | NA | SUN
2018 | TX | Old Settler Wind | 60366 | OSWF | WT | OP | NA | WND |  | 5042838 |  |  | EIA Prime Mover-level Data
2018 | TX | Optim Energy Altura Cogen, LLC | 50815 | ENG101 | CT | OP | CC | NG | 8,496.0 | 6243457 | 11.5567 | 0.003702 | EPA/CAMD | EPA/NEI | 1985
2018 | TX | Optim Energy Altura Cogen, LLC | 50815 | ENG201 | CT | OP | CC | NG | 8,699.0 | 6456237 | 15.7471 | 0.0048781 | EPA/CAMD | EPA/NEI | 1985
2018 | TX | Optim Energy Altura Cogen, LLC | 50815 | ENG301 | CT | OP | CC | NG | 8,151.0 | 5690439 | 13.0884 | 0.0046001 | EPA/CAMD | EPA/NEI | 1985
2018 | TX | Optim Energy Altura Cogen, LLC | 50815 | ENG401 | CT | OP | CC | NG | 8,306.0 | 5884918 | 8.5605 | 0.0029093 | EPA/CAMD | EPA/NEI | 1985
2018 | TX | Optim Energy Altura Cogen, LLC | 50815 | ENG501 | CT | OP | CC | NG | 8,118.0 | 5691571 | 10.4448 | 0.0036703 | EPA/CAMD | EPA/NEI | 1985
2018 | TX | Optim Energy Altura Cogen, LLC | 50815 | ENG601 | CT | OP | CC | NG | 8,420.0 | 5789572 | 10.4207 | 0.0035998 | EPA/CAMD | EPA/NEI | 1995
2018 | TX | Oyster Creek Unit VIII | 54676 | G81 | CT |  | NA | NG |  | 7294583 | 20.9954 | 0.0057564 | EIA Unit-level Data | NEI avg EF - PM, fuel type
2018 | TX | Oyster Creek Unit VIII | 54676 | G82 | CT |  | NA | NG |  | 6651765 | 19.1452 | 0.0057564 | EIA Unit-level Data | NEI avg EF - PM, fuel type
2018 | TX | Oyster Creek Unit VIII | 54676 | G83 | CT |  | NA | NG |  | 6712066 | 19.3188 | 0.0057564 | EIA Unit-level Data | NEI avg EF - PM, fuel type
2018 | TX | Oyster Creek Unit VIII | 54676 | H81 | CA | OP | DUCTBURNER | NG |  | 1615918 | 0.34096 | 0.000422 | EIA Unit-level Data | Estimated using an emission factor
2018 | TX | Oyster Creek Unit VIII | 54676 | H82 | CA | OP | DUCTBURNER | NG |  | 1426607 | 0.30101 | 0.000422 | EIA Unit-level Data | Estimated using an emission factor
2018 | TX | Oyster Creek Unit VIII | 54676 | H83 | CA | OP | DUCTBURNER | NG |  | 1482591 | 0.31283 | 0.000422 | EIA Unit-level Data | Estimated using an emission factor
2018 | TX | P H Robinson | 3466 | 1 | ST | RE | NA | NG
2018 | TX | P H Robinson | 3466 | 2 | ST | RE | NA | NG
2018 | TX | P H Robinson | 3466 | 3 | ST | RE | NA | NG
2018 | TX | P H Robinson | 3466 | 4 | ST | RE | NA | NG
2018 | TX | Palestine Power Peaking Facility | 62684 | PP-1 | GT | P | NA | NG
2018 | TX | Palestine Power Peaking Facility | 62684 | PP-2 | GT | P | NA | NG
2018 | TX | Palestine Power Peaking Facility | 62684 | PP-3 | GT | P | NA | NG
2018 | TX | Palestine Power Peaking Facility | 62684 | PP-4 | GT | P | NA | NG
2018 | TX | Palmas Wind, LLC | 61773 | PW | WT | L | NA | WND
2018 | TX | Palo Duro Wind | 59475 | GE1.7 | WT | OP | NA | WND |  | 10292983 |  |  | EIA Prime Mover-level Data
2018 | TX | Panda Sherman Power Station | 58005 | CTG1 | CT | OP | CC | NG | 6,484.0 | 13608619 | 7.5718 | 0.0011128 | EPA/CAMD | EPA/NEI | 2014
2018 | TX | Panda Sherman Power Station | 58005 | CTG2 | CT | OP | CC | NG | 6,625.0 | 13997522 | 11.9423 | 0.0017063 | EPA/CAMD | EPA/NEI | 2014
2018 | TX | Panda Temple Power Station | 58001 | CTG1 | CT | OP | CC | NG | 5,221.0 | 10539458 | 11.7435 | 0.0022285 | EPA/CAMD | EPA/NEI | 2014
2018 | TX | Panda Temple Power Station | 58001 | CTG2 | CT | OP | CC | NG | 5,216.0 | 10484965 | 13.5757 | 0.0025896 | EPA/CAMD | EPA/NEI | 2014
2018 | TX | Panda Temple Power Station | 58001 | CTG3 | CT | OP | CC | NG | 5,720.0 | 11112871 | 10.1406 | 0.001825 | EPA/CAMD | EPA/NEI | 2015
2018 | TX | Panda Temple Power Station | 58001 | CTG4 | CT | OP | CC | NG | 5,714.0 | 11088769 | 10.2054 | 0.0018407 | EPA/CAMD | EPA/NEI | 2015
2018 | TX | Pantex | 58404 | 1 | WT | OP | NA | WND |  | 459457 |  |  | EIA Prime Mover-level Data
2018 | TX | Paris Energy Center | 50109 | HRSG1 | CT | OP | CC | NG | 2,811.0 | 2133658 | 7.7128 | 0.0072296 | EPA/CAMD | EPA/NEI | 1989
2018 | TX | Paris Energy Center | 50109 | HRSG2 | CT | OP | CC | NG | 2,581.0 | 2036263 | 7.3842 | 0.0072527 | EPA/CAMD | EPA/NEI | 1989
2018 | TX | Parkdale | 3455 | 1 | ST | RE | NA | NG
2018 | TX | Parkdale | 3455 | 2 | ST | RE | NA | NG
2018 | TX | Parkdale | 3455 | 3 | ST | RE | NA | NG
2018 | TX | Pasadena | 10638 | GEN1 | GT | RE | NA | NG
2018 | TX | Pasadena Power Plant | 55047 | CG-1 | CT | OP | CC | NG | 8,032.0 | 11245841 | 21.35 | 0.003797 | EPA/CAMD | EPA/NEI | 1998
2018 | TX | Pasadena Power Plant | 55047 | CG-2 | CT | OP | CC | NG | 5,395.0 | 8107179 | 14.42 | 0.0035573 | EPA/CAMD | EPA/NEI | 2000
2018 | TX | Pasadena Power Plant | 55047 | CG-3 | CT | OP | CC | NG | 5,669.0 | 8704483 | 5.38 | 0.0012361 | EPA/CAMD | EPA/NEI | 2000
2018 | TX | Patriot Wind Farm | 58614 | PAT1 | WT | V | NA | WND
2018 | TX | Pattern Gulf Wind | 56661 | 1 | WT | OP | NA | WND |  | 6511858 |  |  | EIA Prime Mover-level Data
2018 | TX | Pattern Panhandle Wind 2 LLC | 58720 | 1 | WT | OP | NA | WND |  | 6952531 |  |  | EIA Prime Mover-level Data
2018 | TX | Pattern Panhandle Wind LLC | 58242 | 1 | WT | OP | NA | WND |  | 6966516 |  |  | EIA Prime Mover-level Data
2018 | TX | Pearl Solar | 60682 | PEARL | PV | OP | NA | SUN |  | 1006610 |  |  | EIA Prime Mover-level Data
2018 | TX | Pearsall | 3630 | 1 | ST | RE | NA | DFO |  | 0 | 0 |  | EIA Unit-level Data | NEI avg EF - PM, fuel type
2018 | TX | Pearsall | 3630 | 2 | ST | RE | NA | DFO |  | 0 | 0 |  | EIA Unit-level Data | NEI avg EF - PM, fuel type
2018 | TX | Pearsall | 3630 | 3 | ST | RE | NA | DFO |  | 0 | 0 |  | EIA Unit-level Data | NEI avg EF - PM, fuel type
2018 | TX | Pearsall | 3630 | 10A | IC | OP | NA | NG |  | 106657 | 0.022505 | 0.000422 | EIA Prime Mover-level Data | Estimated using an emission factor
2018 | TX | Pearsall | 3630 | 11A | IC | OP | NA | NG |  | 106657 | 0.022505 | 0.000422 | EIA Prime Mover-level Data | Estimated using an emission factor
2018 | TX | Pearsall | 3630 | 12A | IC | OP | NA | NG |  | 106657 | 0.022505 | 0.000422 | EIA Prime Mover-level Data | Estimated using an emission factor
2018 | TX | Pearsall | 3630 | 13A | IC | OP | NA | NG |  | 106657 | 0.022505 | 0.000422 | EIA Prime Mover-level Data | Estimated using an emission factor
2018 | TX | Pearsall | 3630 | 14A | IC | OP | NA | NG |  | 106657 | 0.022505 | 0.000422 | EIA Prime Mover-level Data | Estimated using an emission factor
2018 | TX | Pearsall | 3630 | 15A | IC | OP | NA | NG |  | 106657 | 0.022505 | 0.000422 | EIA Prime Mover-level Data | Estimated using an emission factor
2018 | TX | Pearsall | 3630 | 16A | IC | OP | NA | NG |  | 106657 | 0.022505 | 0.000422 | EIA Prime Mover-level Data | Estimated using an emission factor
2018 | TX | Pearsall | 3630 | 17A | IC | OP | NA | NG |  | 106657 | 0.022505 | 0.000422 | EIA Prime Mover-level Data | Estimated using an emission factor
2018 | TX | Pearsall | 3630 | 18A | IC | OP | NA | NG |  | 106657 | 0.022505 | 0.000422 | EIA Prime Mover-level Data | Estimated using an emission factor
2018 | TX | Pearsall | 3630 | 19A | IC | OP | NA | NG |  | 106657 | 0.022505 | 0.000422 | EIA Prime Mover-level Data | Estimated using an emission factor
2018 | TX | Pearsall | 3630 | 1A | IC | OP | NA | NG |  | 106657 | 0.022505 | 0.000422 | EIA Prime Mover-level Data | Estimated using an emission factor
2018 | TX | Pearsall | 3630 | 20A | IC | OP | NA | NG |  | 106657 | 0.022505 | 0.000422 | EIA Prime Mover-level Data | Estimated using an emission factor
2018 | TX | Pearsall | 3630 | 21A | IC | OP | NA | NG |  | 106657 | 0.022505 | 0.000422 | EIA Prime Mover-level Data | Estimated using an emission factor
2018 | TX | Pearsall | 3630 | 22A | IC | OP | NA | NG |  | 106657 | 0.022505 | 0.000422 | EIA Prime Mover-level Data | Estimated using an emission factor
2018 | TX | Pearsall | 3630 | 23A | IC | OP | NA | NG |  | 106657 | 0.022505 | 0.000422 | EIA Prime Mover-level Data | Estimated using an emission factor
2018 | TX | Pearsall | 3630 | 24A | IC | OP | NA | NG |  | 106657 | 0.022505 | 0.000422 | EIA Prime Mover-level Data | Estimated using an emission factor
2018 | TX | Pearsall | 3630 | 2A | IC | OP | NA | NG |  | 106657 | 0.022505 | 0.000422 | EIA Prime Mover-level Data | Estimated using an emission factor
2018 | TX | Pearsall | 3630 | 3A | IC | OP | NA | NG |  | 106657 | 0.022505 | 0.000422 | EIA Prime Mover-level Data | Estimated using an emission factor
2018 | TX | Pearsall | 3630 | 4A | IC | OP | NA | NG |  | 106657 | 0.022505 | 0.000422 | EIA Prime Mover-level Data | Estimated using an emission factor
2018 | TX | Pearsall | 3630 | 5A | IC | OP | NA | NG |  | 106657 | 0.022505 | 0.000422 | EIA Prime Mover-level Data | Estimated using an emission factor
2018 | TX | Pearsall | 3630 | 6A | IC | OP | NA | NG |  | 106657 | 0.022505 | 0.000422 | EIA Prime Mover-level Data | Estimated using an emission factor
2018 | TX | Pearsall | 3630 | 7A | IC | OP | NA | NG |  | 106657 | 0.022505 | 0.000422 | EIA Prime Mover-level Data | Estimated using an emission factor
2018 | TX | Pearsall | 3630 | 8A | IC | OP | NA | NG |  | 106657 | 0.022505 | 0.000422 | EIA Prime Mover-level Data | Estimated using an emission factor
2018 | TX | Pearsall | 3630 | 9A | IC | OP | NA | NG |  | 106657 | 0.022505 | 0.000422 | EIA Prime Mover-level Data | Estimated using an emission factor
2018 | TX | Pecan Creek Energy Center | 59298 | PCEC1 | GT | IP | NA | NG
2018 | TX | Pecan Creek Energy Center | 59298 | PCEC2 | GT | IP | NA | NG
2018 | TX | Penascal II Wind Project LLC | 57095 | 1 | WT | OP | NA | WND |  | 4765932 |  |  | EIA Prime Mover-level Data
2018 | TX | Penascal Wind Power LLC | 56795 | 1 | WT | OP | NA | WND |  | 5256856 |  |  | EIA Prime Mover-level Data
2018 | TX | Permian Basin | 3494 | CT1 | GT | OP | CT | NG | 476.0 | 206943 | 1.4511 | 0.014024 | EPA/CAMD | EPA/NEI | 1988
2018 | TX | Permian Basin | 3494 | CT2 | GT | OP | CT | NG | 124.0 | 51764 | 0.4073 | 0.015737 | EPA/CAMD | EPA/NEI | 1988
2018 | TX | Permian Basin | 3494 | CT3 | GT | OP | CT | NG | 440.0 | 235075 | 1.4152 | 0.01204 | EPA/CAMD | EPA/NEI | 1988
2018 | TX | Permian Basin | 3494 | CT4 | GT | OP | CT | NG | 551.0 | 261330 | 1.7364 | 0.013289 | EPA/CAMD | EPA/NEI | 1990
2018 | TX | Permian Basin | 3494 | CT5 | GT | OP | CT | NG | 406.0 | 171491 | 1.4297 | 0.016674 | EPA/CAMD | EPA/NEI | 1990
2018 | TX | Peyton Creek Wind Farm LLC | 62417 | WT1 | WT | L | NA | WND
2018 | TX | Pflugerville Solar Farm | 57659 | PSF | PV | P | NA | SUN
2018 | TX | Phantom Solar | 60774 | GEN1 | PV | OP | NA | SUN |  | 216991 |  |  | EIA Prime Mover-level Data
2018 | TX | Phelps Dodge Refining | 54628 | 2607 | GT | OS | NA | NG |  | 118633 | 0.32526 | 0.0054834 | EIA Prime Mover-level Data | NEI avg EF - PM, fuel type, firing type
2018 | TX | Phelps Dodge Refining | 54628 | 2608 | GT | OS | NA | NG |  | 118633 | 0.32526 | 0.0054834 | EIA Prime Mover-level Data | NEI avg EF - PM, fuel type, firing type
2018 | TX | Phelps Dodge Refining | 54628 | 3001 | GT | OP | NA | NG |  | 142359 | 0.39031 | 0.0054834 | EIA Prime Mover-level Data | NEI avg EF - PM, fuel type, firing type
2018 | TX | Phelps Dodge Refining | 54628 | 3002 | GT | OP | NA | NG |  | 142359 | 0.39031 | 0.0054834 | EIA Prime Mover-level Data | NEI avg EF - PM, fuel type, firing type
2018 | TX | Phelps Dodge Refining | 54628 | 3003 | GT | OP | NA | NG |  | 142359 | 0.39031 | 0.0054834 | EIA Prime Mover-level Data | NEI avg EF - PM, fuel type, firing type
2018 | TX | Phoebe Solar | 61906 | PHOEB | PV | U | NA | SUN
2018 | TX | Pinecrest Energy Center | 59923 | CTG-1 | CT | T | NA | NG
2018 | TX | Pinecrest Energy Center | 59923 | CTG-2 | CT | T | NA | NG
2018 | TX | Pinecrest Energy Center | 59923 | STG | CA | T | NA | NG
2018 | TX | Plant X | 3485 | 111B | ST | OP | WALL | NG | 3,331.0 | 1047599 | 3.8593 | 0.0073679 | EPA/CAMD | EPA/NEI | 1952
2018 | TX | Plant X | 3485 | 112B | ST | OP | TANGENTIAL | NG | 4,791.0 | 2757130 | 10.1566 | 0.0073675 | EPA/CAMD | EPA/NEI | 1953
2018 | TX | Plant X | 3485 | 113B | ST | OP | TANGENTIAL | NG | 5,492.0 | 2765577 | 10.1882 | 0.0073679 | EPA/CAMD | EPA/NEI | 1955
2018 | TX | Plant X | 3485 | 114B | ST | OP | TANGENTIAL | NG | 6,621.0 | 7550129 | 27.8141 | 0.0073678 | EPA/CAMD | EPA/NEI | 1964
2018 | TX | Pleasant Hill Wind Energy Project | 59417 | WT1 | WT | OP | NA | WND |  | 498427 |  |  | EIA Prime Mover-level Data
2018 | TX | Point Comfort Operations | 52069 | HP1 | ST | OP | NA | NG |  | 0 | 0 |  | EIA Unit-level Data | NEI avg EF - PM, fuel type
2018 | TX | Point Comfort Operations | 52069 | HP2 | ST | OP | NA | NG |  | 0 | 0 |  | EIA Unit-level Data | NEI avg EF - PM, fuel type
2018 | TX | Point Comfort Operations | 52069 | HP3 | ST | OP | NA | NG |  | 0 | 0 |  | EIA Unit-level Data | NEI avg EF - PM, fuel type
2018 | TX | Point Comfort Operations | 52069 | HP4 | ST | OP | NA | NG |  | 0 | 0 |  | EIA Unit-level Data | NEI avg EF - PM, fuel type
2018 | TX | Point Comfort Operations | 52069 | HP5 | ST | OP | NA | NG |  | 0 | 0 |  | EIA Unit-level Data | NEI avg EF - PM, fuel type
2018 | TX | Point Comfort Operations | 52069 | HP6 | ST | OS | NA | NG |  | 0 | 0 |  | EIA Unit-level Data | NEI avg EF - PM, fuel type
2018 | TX | Port Arthur Steam Energy | 58823 | STG | ST | OP | NA | WH |  | 0 |  |  | EIA Prime Mover-level Data
2018 | TX | Port Arthur Texas Refinery | 10568 | GEN1 | GT | OP | NA | NG |  | 3759976 | 10.3087 | 0.0054834 | EIA Prime Mover-level Data | NEI avg EF - PM, fuel type, firing type
2018 | TX | Port Comfort Peaking Facility | 60459 | CT1 | GT | OP | CT | NG | 909.0 | 326954 | 1.2776 | 0.0078154 | EPA/CAMD | NEI avg EF - PM, fuel type, firing type | 2017
2018 | TX | Port Comfort Peaking Facility | 60459 | CT2 | GT | OP | CT | NG | 820.0 | 338384 | 1.3223 | 0.0078154 | EPA/CAMD | NEI avg EF - PM, fuel type, firing type | 2017
2018 | TX | Port Neches Plant | 54748 | G1 | GT | OP | NA | NG |  | 3138858 | 8.6058 | 0.0054834 | EIA Prime Mover-level Data | NEI avg EF - PM, fuel type, firing type
2018 | TX | Post Oak Wind LLC | 56483 | 1 | WT | OP | NA | WND |  | 4776518 |  |  | EIA Prime Mover-level Data
2018 | TX | Post Wind Farm LP | 56457 | 1 | WT | OP | NA | WND |  | 3051466 |  |  | EIA Prime Mover-level Data
2018 | TX | Power Island | 10154 | GEN1 | GT | OP | NA | NG |  | 4698611 | 12.8822 | 0.0054834 | EIA Prime Mover-level Data | NEI avg EF - PM, fuel type, firing type
2018 | TX | Power Island | 10154 | GEN2 | GT | V | NA | NG
2018 | TX | Power Island | 10154 | GEN3 | GT | V | NA | NG
2018 | TX | Power Lane Steam Plant | 4195 | 2 | ST | OP | WALL | NG | 206.0 | 7547 | 0.0281 | 0.0074467 | EPA/CAMD | EPA/NEI | 1969
2018 | TX | Power Lane Steam Plant | 4195 | 3 | ST | OP | WALL | NG | 522.0 | 17099 | 0.0637 | 0.0074507 | EPA/CAMD | EPA/NEI | 1977
2018 | TX | Power Station 3 | 52131 | 307A | CA | RE | NA | NG
2018 | TX | Power Station 3 | 52131 | 307B | CA | RE | NA | NG
2018 | TX | Power Station 3 | 52131 | 307C | CT | RE | NA | NG
2018 | TX | Power Station 3 | 52131 | 307D | CA | RE | NA | NG
2018 | TX | Power Station 3 | 52131 | 307E | CT | RE | NA | NG
2018 | TX | Power Station 3 | 52131 | 307F | CT | RE | NA | NG
2018 | TX | Power Station 4 | 52132 | GEN1 | CT |  | NA | NG |  | 4755893 | 13.6885 | 0.0057564 | EIA Unit-level Data | NEI avg EF - PM, fuel type
2018 | TX | Power Station 4 | 52132 | GEN2 | CT |  | NA | NG |  | 4151714 | 11.9495 | 0.0057564 | EIA Unit-level Data | NEI avg EF - PM, fuel type
2018 | TX | Power Station 4 | 52132 | HRSG1 | CA | OP | NA | NG |  | 1026166 | 0.21652 | 0.000422 | EIA Unit-level Data | Estimated using an emission factor
2018 | TX | Power Station 4 | 52132 | HRSG2 | CA | OP | NA | NG |  | 742720 | 0.15671 | 0.000422 | EIA Unit-level Data | Estimated using an emission factor
2018 | TX | PowerFin Kingsbery | 61700 | PFPKB | PV | OP | NA | SUN |  | 24125 |  |  | EIA Prime Mover-level Data
2018 | TX | Prospect Storage | 62753 | BESS | BA | L | NA | MWH
2018 | TX | Prospero Solar | 62755 | PROSP | PV | L | NA | SUN
2018 | TX | PRSI FCC Generator | 58069 | 55M1 | ST | OP | NA | PC |  | 2378235 | 7.4959 | 0.0063037 | EIA Prime Mover-level Data | NEI avg EF - PM, fuel type
2018 | TX | PYCO Industries, Inc. Wind Farm | 61848 | WT1 | WT | OP | NA | WND |  | 91526 |  |  | EIA Prime Mover-level Data
2018 | TX | Pyron Wind Farm LLC | 56981 | 1 | WT | OP | NA | WND |  | 6702112 |  |  | EIA Prime Mover-level Data
2018 | TX | Pyron Wind Farm LLC | 56981 | PYRBT | BA | OP | NA | MWH |  | 0 |  |  | EIA Prime Mover-level Data
2018 | TX | Quail Run Energy Center | 56349 | CT1A | CT | OP | CC | NG | 3,905.0 | 2956271 | 10.0706 | 0.006813 | EPA/CAMD | EPA/NEI | 2007
2018 | TX | Quail Run Energy Center | 56349 | CT1B | CT | OP | CC | NG | 4,252.0 | 3278923 | 11.153 | 0.0068028 | EPA/CAMD | EPA/NEI | 2007
2018 | TX | Quail Run Energy Center | 56349 | CT2A | CT | OP | CC | NG | 4,734.0 | 3717928 | 12.801 | 0.0068861 | EPA/CAMD | EPA/NEI | 2008
2018 | TX | Quail Run Energy Center | 56349 | CT2B | CT | OP | CC | NG | 4,079.0 | 3174296 | 11.0294 | 0.0069492 | EPA/CAMD | EPA/NEI | 2008
2018 | TX | R W Miller | 3628 | 1 | ST | OP | WALL | NG | 1,238.0 | 330230 | 1.22 | 0.0073888 | EPA/CAMD | EPA/NEI | 1968
2018 | TX | R W Miller | 3628 | 2 | ST | OP | WALL | NG | 1,709.0 | 881933 | 3.27 | 0.0074155 | EPA/CAMD | EPA/NEI | 1972
2018 | TX | R W Miller | 3628 | 3 | ST | OP | WALL | NG | 3,791.0 | 2494197 | 9.25 | 0.0074172 | EPA/CAMD | EPA/NEI | 1975
2018 | TX | R W Miller | 3628 | **4 | GT | OP | CT | NG | 1,206.0 | 763041 | 3.508 | 0.0091948 | EPA/CAMD | EPA/NEI | 1994
2018 | TX | R W Miller | 3628 | **5 | GT | OP | CT | NG | 1,066.0 | 724213 | 3.608 | 0.0099639 | EPA/CAMD | EPA/NEI | 1994
2018 | TX | Rabbit Hill Energy Storage Project | 60649 | 1 | BA | V | NA | MWH
2018 | TX | Ralls Wind Farm | 57474 | 1 | WT | OP | NA | WND |  | 236084 |  |  | EIA Prime Mover-level Data
2018 | TX | Rambler | 62141 | RMBLR | PV | P | NA | SUN
2018 | TX | Ranchero Wind Farm LLC | 62259 | RAN | WT | U | NA | WND
2018 | TX | Rattlesnake Den | 59943 | 1 | WT | OP | NA | WND |  | 7330607 |  |  | EIA Prime Mover-level Data
2018 | TX | Rattlesnake Power, LLC | 60743 | WT1 | WT | OP | NA | WND |  | 3483771 |  |  | EIA Prime Mover-level Data
2018 | TX | Ray Olinger | 3576 | BW2 | ST | OP | WALL | NG | 1,456.0 | 432881 | 1.6127 | 0.007451 | EPA/CAMD | EPA/NEI | 1970
2018 | TX | Ray Olinger | 3576 | BW3 | ST | OP | WALL | NG | 1,055.0 | 318168 | 1.1852 | 0.0074502 | EPA/CAMD | EPA/NEI | 1976
2018 | TX | Ray Olinger | 3576 | CE1 | ST | OP | TANGENTIAL | NG | 554.0 | 125559 | 0.4677 | 0.0074499 | EPA/CAMD | EPA/NEI | 1967
2018 | TX | Ray Olinger | 3576 | GE4 | GT | OP | CT | NG | 271.0 | 159010 | 0.5144 | 0.00647 | EPA/CAMD | EPA/NEI | 2001
2018 | TX | Raymond Wind Farm, LLC | 62909 | ERAYM | WT | L | NA | WND
2018 | TX | RC Thomas Hydroelectric Project | 58645 | RCT1 | HY | U | NA | WAT
2018 | TX | RC Thomas Hydroelectric Project | 58645 | RCT2 | HY | U | NA | WAT
2018 | TX | RC Thomas Hydroelectric Project | 58645 | RCT3 | HY | U | NA | WAT
2018 | TX | RE Maplewood | 61346 | PV1 | PV | P | NA | SUN
2018 | TX | RE Maplewood | 61346 | PV2 | PV | P | NA | SUN
2018 | TX | RE Maplewood | 61346 | PV3 | PV | CN | NA | SUN
2018 | TX | RE Maplewood | 61346 | PV4 | PV | CN | NA | SUN
2018 | TX | RE Maplewood | 61346 | PV5 | PV | CN | NA | SUN
2018 | TX | RE Roserock | 59994 | ROSEK | PV | OP | NA | SUN |  | 2300336 |  |  | EIA Prime Mover-level Data
2018 | TX | Red Gate Power Plant | 59391 | ENG01 | IC | OP | NA | NG |  | 278129 | 0.058685 | 0.000422 | EIA Prime Mover-level Data | Estimated using an emission factor
2018 | TX | Red Gate Power Plant | 59391 | ENG02 | IC | OP | NA | NG |  | 278129 | 0.058685 | 0.000422 | EIA Prime Mover-level Data | Estimated using an emission factor
2018 | TX | Red Gate Power Plant | 59391 | ENG03 | IC | OP | NA | NG |  | 278129 | 0.058685 | 0.000422 | EIA Prime Mover-level Data | Estimated using an emission factor
2018 | TX | Red Gate Power Plant | 59391 | ENG04 | IC | OP | NA | NG |  | 278129 | 0.058685 | 0.000422 | EIA Prime Mover-level Data | Estimated using an emission factor
2018 | TX | Red Gate Power Plant | 59391 | ENG05 | IC | OP | NA | NG |  | 278129 | 0.058685 | 0.000422 | EIA Prime Mover-level Data | Estimated using an emission factor
2018 | TX | Red Gate Power Plant | 59391 | ENG06 | IC | OP | NA | NG |  | 278129 | 0.058685 | 0.000422 | EIA Prime Mover-level Data | Estimated using an emission factor
2018 | TX | Red Gate Power Plant | 59391 | ENG07 | IC | OP | NA | NG |  | 278129 | 0.058685 | 0.000422 | EIA Prime Mover-level Data | Estimated using an emission factor
2018 | TX | Red Gate Power Plant | 59391 | ENG08 | IC | OP | NA | NG |  | 278129 | 0.058685 | 0.000422 | EIA Prime Mover-level Data | Estimated using an emission factor
2018 | TX | Red Gate Power Plant | 59391 | ENG09 | IC | OP | NA | NG |  | 278129 | 0.058685 | 0.000422 | EIA Prime Mover-level Data | Estimated using an emission factor
2018 | TX | Red Gate Power Plant | 59391 | ENG10 | IC | OP | NA | NG |  | 278129 | 0.058685 | 0.000422 | EIA Prime Mover-level Data | Estimated using an emission factor
2018 | TX | Red Gate Power Plant | 59391 | ENG11 | IC | OP | NA | NG |  | 278129 | 0.058685 | 0.000422 | EIA Prime Mover-level Data | Estimated using an emission factor
2018 | TX | Red Gate Power Plant | 59391 | ENG12 | IC | OP | NA | NG |  | 278129 | 0.058685 | 0.000422 | EIA Prime Mover-level Data | Estimated using an emission factor
2018 | TX | Reloj del Sol Wind Farm | 62207 | RELOJ | WT | P | NA | WND
2018 | TX | Rentech Nitrogen Pasadena Cogeneration | 58870 | MG202 | ST | OP | NA | WH |  | 749082 |  |  | EIA Prime Mover-level Data
2018 | TX | Rice University | 50054 | GEN1 | GT | SB | NA | NG |  | 189004 | 0.51819 | 0.0054834 | EIA Prime Mover-level Data | NEI avg EF - PM, fuel type, firing type
2018 | TX | Rice University | 50054 | GEN2 | GT | OP | NA | NG |  | 231682 | 0.6352 | 0.0054834 | EIA Prime Mover-level Data | NEI avg EF - PM, fuel type, firing type
2018 | TX | Rio Bravo Windpower, LLC | 61865 | 1 | WT | U | NA | WND
2018 | TX | Rio Grande Valley Sugar Growers | 54338 | 1 | ST | OP | NA | AB |  | 480177 | 30.0711 | 0.12525 | EIA Unit-level Data | Estimated using an emission factor
2018 | TX | Rio Grande Valley Sugar Growers | 54338 | 2 | ST | OP | NA | AB |  | 446230 | 27.9452 | 0.12525 | EIA Unit-level Data | Estimated using an emission factor
2018 | TX | Rio Grande Valley Sugar Growers | 54338 | 3 | ST | OP | NA | AB |  | 397642 | 24.9023 | 0.12525 | EIA Unit-level Data | Estimated using an emission factor
2018 | TX | Rio Grande Valley Sugar Growers | 54338 | 4 | ST | OP | NA | AB |  | 516915 | 32.3718 | 0.12525 | EIA Unit-level Data | Estimated using an emission factor
2018 | TX | Rio Grande Valley Sugar Growers | 54338 | 6 | ST | OP | NA | AB |  | 1191325 | 74.6067 | 0.12525 | EIA Unit-level Data | Estimated using an emission factor
2018 | TX | Rio Grande Valley Sugar Growers | 54338 | GENE | IC | OP | NA | DFO |  | 4324 | 0.083778 | 0.03875 | EIA Prime Mover-level Data | Estimated using an emission factor
2018 | TX | Rio Nogales Power Project, LP | 55137 | CTG-1 | CT | OP | CC | NG | 5,558.0 | 7668053 | 42.3575 | 0.011048 | EPA/CAMD | EPA/NEI | 2002
2018 | TX | Rio Nogales Power Project, LP | 55137 | CTG-2 | CT | OP | CC | NG | 5,469.0 | 7562480 | 19.5659 | 0.0051745 | EPA/CAMD | EPA/NEI | 2002
2018 | TX | Rio Nogales Power Project, LP | 55137 | CTG-3 | CT | OP | CC | NG | 5,534.0 | 7845033 | 26.6848 | 0.006803 | EPA/CAMD | EPA/NEI | 2002
2018 | TX | Rippey Solar | 62773 | BTCOO | PV | P | NA | SUN
2018 | TX | River Crest | 3503 | 1 | ST | RE | NA | NG
2018 | TX | Riverview | 3487 | 6 | GT | RE | NA | NG
2018 | TX | Roadrunner, LLC | 62561 | RODR1 | PV | T | NA | SUN
2018 | TX | Roadrunner, LLC | 62561 | RODR2 | PV | T | NA | SUN
2018 | TX | Robert D Willis | 7200 | 1 | HY | OS | NA | WAT
2018 | TX | Robert D Willis | 7200 | 2 | HY | OS | NA | WAT
2018 | TX | Robert Mueller Energy Center | 56374 | CT1 | GT | OP | NA | NG |  | 397187 | 1.089 | 0.0054834 | EIA Prime Mover-level Data | NEI avg EF - PM, fuel type, firing type
2018 | TX | Robert Mueller Energy Center | 56374 | DG1 | IC | SB | NA | DFO |  | 254 | 0.03937 | 0.31 | EIA Prime Mover-level Data | Estimated using an emission factor
2018 | TX | Rocksprings | 60217 | RKSP | WT | OP | NA | WND |  | 4617401 |  |  | EIA Prime Mover-level Data
2018 | TX | Rockwood Energy Center LLC | 59918 | ROCKW | CC | CN | NA | NG
2018 | TX | Roland C. Dansby Power Plant | 6243 | 1 | ST | OP | WALL | NG | 8,263.0 | 1742146 | 6.612 | 0.0075906 | EPA/CAMD | EPA/NEI | 1978
2018 | TX | Roland C. Dansby Power Plant | 6243 | 2 | GT | OP | CT | NG | 499.0 | 147114 | 0.4855 | 0.0066003 | EPA/CAMD | EPA/NEI | 2003
2018 | TX | Roland C. Dansby Power Plant | 6243 | 3 | GT | OP | CT | NG | 573.0 | 188546 | 0.6222 | 0.0066 | EPA/CAMD | EPA/NEI | 2010
2018 | TX | Roscoe Wind Farm LLC | 56593 | RO1 | WT | OP | NA | WND |  | 5005188 |  |  | EIA Prime Mover-level Data
2018 | TX | Route 66 Wind Plant | 58681 | RT661 | WT | OP | NA | WND |  | 5465522 |  |  | EIA Prime Mover-level Data
2018 | TX | Sabine | 3459 | 1 | ST | OP | TANGENTIAL | NG | 3,246.0 | 3204743 | 11.605 | 0.0072424 | EPA/CAMD | EPA/NEI | 1962
2018 | TX | Sabine | 3459 | 3 | ST | OP | TANGENTIAL | NG | 5,996.0 | 11717324 | 42.431 | 0.0072424 | EPA/CAMD | EPA/NEI | 1966
2018 | TX | Sabine | 3459 | 4 | ST | OP | WALL | NG | 5,597.0 | 18127253 | 65.6428 | 0.0072424 | EPA/CAMD | EPA/NEI | 1974
2018 | TX | Sabine | 3459 | 5 | ST | OP | TANGENTIAL | NG | 6,593.0 | 12193702 | 44.1576 | 0.0072427 | EPA/CAMD | EPA/NEI | 1979
2018 | TX | Sabine Cogeneration Facility | 55104 | SAB-1 | CT | OP | CC | NG | 8,492.0 | 4160119 | 9.35 | 0.0044951 | EPA/CAMD | EPA/NEI | 1999
2018 | TX | Sabine Cogeneration Facility | 55104 | SAB-2 | CT | OP | CC | NG | 7,960.0 | 3712299 | 13.13 | 0.0070738 | EPA/CAMD | EPA/NEI | 2000
2018 | TX | Sage Draw Wind | 62620 | SD | WT | L | NA | WND
2018 | TX | Salt Fork Wind Project, LLC | 60657 | GEN1 | WT | OP | NA | WND |  | 6843878 |  |  | EIA Prime Mover-level Data
2018 | TX | Sam Bertron | 3468 | SRB1 | ST | OP | WALL | NG | 0.0 | [5 empty] | 1958
2018 | TX | Sam Bertron | 3468 | SRB2 | ST | OP | WALL | NG | 0.0 | [5 empty] | 1956
2018 | TX | Sam Bertron | 3468 | SRB3 | ST | OP | TANGENTIAL | NG | 0.0 | [5 empty] | 1959
2018 | TX | Sam Bertron | 3468 | SRB4 | ST | OP | TANGENTIAL | NG | 0.0 | [5 empty] | 1960
2018 | TX | Sam Rayburn Dam | 6413 | 1 | HY | OP | NA | WAT |  | 516426 |  |  | EIA Prime Mover-level Data
2018 | TX | Sam Rayburn Dam | 6413 | 2 | HY | OP | NA | WAT |  | 516426 |  |  | EIA Prime Mover-level Data
2018 | TX | Sam Rayburn Plant | 3631 | CT7 | CT | OP | CC | NG | 2,537.0 | 644096 | 2.1783 | 0.0067639 | EPA/CAMD | EPA/NEI | 2003
2018 | TX | Sam Rayburn Plant | 3631 | CT8 | CT | OP | CC | NG | 2,822.0 | 676590 | 2.2449 | 0.0066359 | EPA/CAMD | EPA/NEI | 2003
2018 | TX | Sam Rayburn Plant | 3631 | CT9 | CT | OP | CC | NG | 3,147.0 | 741510 | 2.4964 | 0.0067333 | EPA/CAMD | EPA/NEI | 2003
2018 | TX | Sam Seymour | 6179 | 1 | ST | OP | TANGENTIAL | SUB | 8,505.0 | 43598452 | 238.43 | 0.010938 | EPA/CAMD | EPA/NEI | 1979
2018 | TX | Sam Seymour | 6179 | 2 | ST | OP | TANGENTIAL | SUB | 7,076.0 | 40891439 | 243.86 | 0.011927 | EPA/CAMD | EPA/NEI | 1980
2018 | TX | Sam Seymour | 6179 | 3 | ST | OP | TANGENTIAL | SUB | 6,958.0 | 29195683 | 153.5722 | 0.01052 | EPA/CAMD | EPA/NEI | 1988
2018 | TX | San Jacinto County Peaking Facility | 56603 | SJCCT1 | GT | OP | CT | NG | 982.0 | 634249 | 4.218 | 0.013301 | EPA/CAMD | EPA/NEI | 2009
2018 | TX | San Jacinto County Peaking Facility | 56603 | SJCCT2 | GT | OP | CT | NG | 1,600.0 | 1228639 | 8.171 | 0.013301 | EPA/CAMD | EPA/NEI | 2009
2018 | TX | San Jacinto Steam Electric Station | 7325 | SJS1 | GT | OP | CT | NG | 8,512.0 | 7664305 | 44.6058 | 0.01164 | EPA/CAMD | EPA/NEI | 1995
2018 | TX | San Jacinto Steam Electric Station | 7325 | SJS2 | GT | OP | CT | NG | 8,025.0 | 6950821 | 43.3058 | 0.012461 | EPA/CAMD | EPA/NEI | 1995
2018 | TX | San Miguel | 6183 | SM-1 | ST | OP | WALL | LIG | 7,638.0 | 34931394 | 80.8 | 0.0046262 | EPA/CAMD | EPA/NEI | 1982
2018 | TX | San Roman Wind I, LLC | 59712 | SRWI | WT | OP | NA | WND |  | 2993933 |  |  | EIA Prime Mover-level Data
2018 | TX | Sand Bluff Wind Farm | 56479 | 2 | WT | OP | NA | WND |  | 1865735 |  |  | EIA Prime Mover-level Data
2018 | TX | Sand Hill Energy Center | 7900 | SH1 | GT | OP | CT | NG | 1,729.0 | 662990 | 1.326 | 0.0040001 | EPA/CAMD | EPA/NEI | 2001
2018 | TX | Sand Hill Energy Center | 7900 | SH2 | GT | OP | CT | NG | 2,160.0 | 778375 | 1.5568 | 0.0040001 | EPA/CAMD | EPA/NEI | 2001
2018 | TX | Sand Hill Energy Center | 7900 | SH3 | GT | OP | CT | NG | 2,088.0 | 742052 | 1.4841 | 0.004 | EPA/CAMD | EPA/NEI | 2001
2018 | TX | Sand Hill Energy Center | 7900 | SH4 | GT | OP | CT | NG | 2,063.0 | 753921 | 1.5078 | 0.0039999 | EPA/CAMD | EPA/NEI | 2001
2018 | TX | Sand Hill Energy Center | 7900 | SH5 | CT | OP | CC | NG | 7,483.0 | 10502104 | 15.2335 | 0.002901 | EPA/CAMD | EPA/NEI | 2004
2018 | TX | Sand Hill Energy Center | 7900 | SH6 | GT | OP | CT | NG | 1,961.0 | 702090 | 1.4042 | 0.0040001 | EPA/CAMD | EPA/NEI | 2010
2018 | TX | Sand Hill Energy Center | 7900 | SH7 | GT | OP | CT | NG | 2,016.0 | 733698 | 1.4674 | 0.004 | EPA/CAMD | EPA/NEI | 2010
2018 | TX | Sandow | 6648 | 4 | ST | OP | TANGENTIAL | LIG | 240.0 | 1300541 | 34.9282 | 0.053713 | EPA/CAMD | EPA/NEI | 1981
2018 | TX | Sandow Station | 52071 | 5A | ST | OP | FLUIDIZED | LIG | 238.0 | 692575 | 8.2417 | 0.0238 | EPA/CAMD | EPA/NEI | 2009
2018 | TX | Sandow Station | 52071 | 5B | ST | OP | FLUIDIZED | LIG | 239.0 | 701807 | 4.5267 | 0.0129 | EPA/CAMD | EPA/NEI | 2009
2018 | TX | Sandy Creek Energy Station | 56611 | S01 | ST | OP | WALL | SUB | 8,001.0 | 64732980 | 216.9 | 0.0067014 | EPA/CAMD | EPA/NEI | 2011
2018 | TX | Santa Rita East | 62038 | STRAE | WT | U | NA | WND
2018 | TX | Santa Rita Wind Energy | 60987 | GEN1 | WT | OP | NA | WND |  | 8353355 |  |  | EIA Prime Mover-level Data
2018 | TX | Scurry County Wind II | 56775 | 1 | WT | OP | NA | WND |  | 2794220 |  |  | EIA Prime Mover-level Data
2018 | TX | Scurry County Wind LP | 56506 | SCW | WT | OP | NA | WND |  | 2803895 |  |  | EIA Prime Mover-level Data
2018 | TX | Seadrift Coke LP | 10167 | GEN1 | ST | OP | NA | PC |  | 1226087 | 3.8645 | 0.0063037 | EIA Prime Mover-level Data | NEI avg EF - PM, fuel type
2018 | TX | Sealy Power Peaking Facility | 62685 | SP-1 | GT | P | NA | NG
2018 | TX | Sealy Power Peaking Facility | 62685 | SP-2 | GT | P | NA | NG
2018 | TX | Sealy Power Peaking Facility | 62685 | SP-3 | GT | P | NA | NG
2018 | TX | Sealy Power Peaking Facility | 62685 | SP-4 | GT | P | NA | NG
2018 | TX | Security | 55556 | UNT1 | IC | RE | NA | LFG
2018 | TX | Security | 55556 | UNT2 | IC | OP | NA | LFG |  | 115826 | 0.85132 | 0.0147 | EIA Prime Mover-level Data | Estimated using an emission factor
2018 | TX | Security | 55556 | UNT3 | IC | OP | NA | LFG |  | 115826 | 0.85132 | 0.0147 | EIA Prime Mover-level Data | Estimated using an emission factor
2018 | TX | Senate Wind LLC | 57981 | GEN1 | WT | OP | NA | WND |  | 4421811 |  |  | EIA Prime Mover-level Data
2018 | TX | Sendero | 59654 | 1 | WT | OP | NA | WND |  | 2841552 |  |  | EIA Prime Mover-level Data
2018 | TX | Seymour Hills Wind Project, LLC | 62227 | WTGS | WT | U | NA | WND
2018 | TX | Shannon Wind | 59034 | SHAN1 | WT | OP | NA | WND |  | 6311807 |  |  | EIA Prime Mover-level Data
2018 | TX | Shell Deer Park | 50304 | GEN1 | ST | OP | NA | PUR |  | 992048 |  |  | EIA Prime Mover-level Data
2018 | TX | Shell Deer Park | 50304 | GEN2 | ST | OP | NA | PUR |  | 992048 |  |  | EIA Prime Mover-level Data
2018 | TX | Shell Deer Park | 50304 | GEN3 | ST | RE | NA | PUR
2018 | TX | Shell Deer Park | 50304 | GEN4 | GT | OP | NA | PRG |  | 8367648 | 1.7656 | 0.000422 | EIA Prime Mover-level Data | Estimated using an emission factor
2018 | TX | Shell Deer Park | 50304 | GEN5 | GT | OP | NA | PRG |  | 8367648 | 1.7656 | 0.000422 | EIA Prime Mover-level Data | Estimated using an emission factor
2018 | TX | Sherbino I Wind Farm | 56779 | 1 | WT | OP | NA | WND |  | 3340298 |  |  | EIA Prime Mover-level Data
2018 | TX | Sherbino II | 57415 | 1 | WT | OP | NA | WND |  | 2746023 |  |  | EIA Prime Mover-level Data
2018 | TX | Signal Hill Generating LLC | 50127 | GTA | CT |  | NA | NG |  | 82484 | 0.23741 | 0.0057564 | EIA Unit-level Data | NEI avg EF - PM, fuel type
2018 | TX | Signal Hill Generating LLC | 50127 | GTB | CT |  | NA | NG |  | 82192 | 0.23657 | 0.0057564 | EIA Unit-level Data | NEI avg EF - PM, fuel type
2018 | TX | Signal Hill Generating LLC | 50127 | GTC | CT |  | NA | NG |  | 81597 | 0.23485 | 0.0057564 | EIA Unit-level Data | NEI avg EF - PM, fuel type
2018 | TX | Signal Hill Generating LLC | 50127 | HRSGA | CA | OP | NA | NG |  | 0 | 0 |  | EIA Unit-level Data | Estimated using an emission factor
2018 | TX | Signal Hill Generating LLC | 50127 | HRSGB | CA | OP | NA | NG |  | 0 | 0 |  | EIA Unit-level Data | Estimated using an emission factor
2018 | TX | Signal Hill Generating LLC | 50127 | HRSGC | CA | OP | NA | NG |  | 0 | 0 |  | EIA Unit-level Data | Estimated using an emission factor
2018 | TX | Silas Ray | 3559 | 9 | CT | OP | CC | NG | 544.0 | 231108 | 0.3 | 0.0025962 | EPA/CAMD | EPA/NEI | 1996
2018 | TX | Silas Ray | 3559 | 10 | GT | OP | CT | NG | 1,018.0 | 233827 | 1 | 0.0085533 | EPA/CAMD | EPA/NEI | 2004
2018 | TX | Silver Star I Wind Power Project | 56771 | 1 | WT | OP | NA | WND |  | 1165873 |  |  | EIA Prime Mover-level Data
2018 | TX | Sim Gideon | 3601 | 1 | ST | OP | WALL | NG | 1,570.0 | 949289 | 3.5731 | 0.0075279 | EPA/CAMD | EPA/NEI | 1965
2018 | TX | Sim Gideon | 3601 | 2 | ST | OP | WALL | NG | 1,640.0 | 1019670 | 3.8277 | 0.0075077 | EPA/CAMD | EPA/NEI | 1968
2018 | TX | Sim Gideon | 3601 | 3 | ST | OP | TANGENTIAL | NG | 2,798.0 | 3867692 | 14.4372 | 0.0074655 | EPA/CAMD | EPA/NEI | 1972
2018 | TX | SJRR Power LLC | 62548 | SJ-1 | GT | P | NA | NG
2018 | TX | SJRR Power LLC | 62548 | SJ-2 | GT | P | NA | NG
2018 | TX | SJRR Power LLC | 62548 | SJ-3 | GT | P | NA | NG
2018 | TX | SJRR Power LLC | 62548 | SJ-4 | GT | P | NA | NG
2018 | TX | Sky Global Power One | 59938 | UNIT1 | IC | OP | NA | NG |  | 71366 | 0.015058 | 0.000422 | EIA Prime Mover-level Data | Estimated using an emission factor
2018 | TX | Sky Global Power One | 59938 | UNIT2 | IC | OP | NA | NG |  | 71366 | 0.015058 | 0.000422 | EIA Prime Mover-level Data | Estimated using an emission factor
2018 | TX | Sky Global Power One | 59938 | UNIT3 | IC | OP | NA | NG |  | 71366 | 0.015058 | 0.000422 | EIA Prime Mover-level Data | Estimated using an emission factor
2018 | TX | Sky Global Power One | 59938 | UNIT4 | IC | OP | NA | NG |  | 71366 | 0.015058 | 0.000422 | EIA Prime Mover-level Data | Estimated using an emission factor
2018 | TX | Sky Global Power One | 59938 | UNIT5 | IC | OP | NA | NG |  | 71366 | 0.015058 | 0.000422 | EIA Prime Mover-level Data | Estimated using an emission factor
2018 | TX | Sky Global Power One | 59938 | UNIT6 | IC | OP | NA | NG |  | 71366 | 0.015058 | 0.000422 | EIA Prime Mover-level Data | Estimated using an emission factor
2018 | TX | Skyline Gas Recovery | 56528 | GEN1 | IC | OP | NA | LFG |  | 120081 | 0.8826 | 0.0147 | EIA Prime Mover-level Data | Estimated using an emission factor
2018 | TX | Skyline Gas Recovery | 56528 | GEN2 | IC | OP | NA | LFG |  | 120081 | 0.8826 | 0.0147 | EIA Prime Mover-level Data | Estimated using an emission factor
2018 | TX | Skyline Gas Recovery | 56528 | GEN3 | IC | OP | NA | LFG |  | 120081 | 0.8826 | 0.0147 | EIA Prime Mover-level Data | Estimated using an emission factor
2018 | TX | Skyline Gas Recovery | 56528 | GEN4 | IC | OP | NA | LFG |  | 120081 | 0.8826 | 0.0147 | EIA Prime Mover-level Data | Estimated using an emission factor
2018 | TX | Snider Industries | 50141 | WGN1 | ST | OP | NA | WDS |  | 704143 | 8.0315 | 0.022812 | EIA Prime Mover-level Data | NEI avg EF - PM, fuel type
2018 | TX | Snyder Wind Farm | 56602 | SNY1 | WT | OP | NA | WND |  | 1401483 |  |  | EIA Prime Mover-level Data
2018 | TX | SolaireHolman Solar Project | 60989 | PV1 | PV | OP | NA | SUN |  | 966616 |  |  | EIA Prime Mover-level Data
2018 | TX | Solemio LLC | 62522 | 1 | PV | P | NA | SUN
2018 | TX | South Houston Green Power Site | 55470 | EPN801 | CT | OP | CC | NG | 7,248.0 | 14432478 | 58.9774 | 0.0081729 | EPA/CAMD | EPA/NEI | 2003
2018 | TX | South Houston Green Power Site | 55470 | EPN802 | CT | OP | CC | NG | 7,271.0 | 14018748 | 52.3908 | 0.0074744 | EPA/CAMD | EPA/NEI | 2003
2018 | TX | South Houston Green Power Site | 55470 | EPN803 | CT | OP | CC | NG | 8,471.0 | 17367477 | 65.7847 | 0.0075756 | EPA/CAMD | EPA/NEI | 2003
2018 | TX | South Plains II | 60087 | SPII | WT | OP | NA | WND |  | 10526111 |  |  | EIA Prime Mover-level Data
2018 | TX | South Plains Wind Phase I | 59384 | 1 | WT | OP | NA | WND |  | 7529007 |  |  | EIA Prime Mover-level Data
2018 | TX | South Texas Project | 6251 | 1 | ST | OP | NA | NUC |  | 107336946 |  |  | EIA Prime Mover-level Data
2018 | TX | South Texas Project | 6251 | 2 | ST | OP | NA | NUC |  | 108944975 |  |  | EIA Prime Mover-level Data
2018 | TX | South Trent Wind Farm | 56649 | 1 | WT | OP | NA | WND |  | 2871385 |  |  | EIA Prime Mover-level Data
2018 | TX | Spencer | 4266 | 4 | ST | OP | WALL | NG | 597.0 | 79567 | 0.2964 | 0.0074503 | EPA/CAMD | EPA/NEI | 1966
2018 | TX | Spencer | 4266 | 5 | ST | OP | WALL | NG | 419.0 | 56836 | 0.2117 | 0.0074495 | EPA/CAMD | EPA/NEI | 1973
2018 | TX | Spinning Spur Wind II | 58774 | GEN1 | WT | OP | NA | WND |  | 5225497 |  |  | EIA Prime Mover-level Data
2018 | TX | Spinning Spur Wind III | 58775 | GEN1 | WT | OP | NA | WND |  | 7707099 |  |  | EIA Prime Mover-level Data
2018 | TX | Spinning Spur Wind LLC | 57973 | GEN1 | WT | OP | NA | WND |  | 6596171 |  |  | EIA Prime Mover-level Data
2018 | TX | SRW Cogen Limited Partnership | 55120 | CTG-1 | CT | OP | CC | NG | 6,869.0 | 11751487 | 16.8372 | 0.0028655 | EPA/CAMD | EPA/NEI | 2001
2018 | TX | SRW Cogen Limited Partnership | 55120 | CTG-2 | CT | OP | CC | NG | 7,965.0 | 13834862 | 36.3426 | 0.0052538 | EPA/CAMD | EPA/NEI | 2001
2018 | TX | Stanton Wind Energy LLC | 56644 | 1 | WT | OP | NA | WND |  | 2970946 |  |  | EIA Prime Mover-level Data
2018 | TX | State Farm Insur Support Center Central | 55390 | 2A | IC | SB | NA | DFO |  | 292 | 0.04526 | 0.31 | EIA Prime Mover-level Data | Estimated using an emission factor
2018 | TX | State Farm Insur Support Center Central | 55390 | 2B | IC | SB | NA | DFO |  | 292 | 0.04526 | 0.31 | EIA Prime Mover-level Data | Estimated using an emission factor
2018 | TX | State Farm Insur Support Center Central | 55390 | 3A | IC | SB | NA | DFO |  | 292 | 0.04526 | 0.31 | EIA Prime Mover-level Data | Estimated using an emission factor
2018 | TX | State Farm Insur Support Center Central | 55390 | 3B | IC | SB | NA | DFO |  | 292 | 0.04526 | 0.31 | EIA Prime Mover-level Data | Estimated using an emission factor
2018 | TX | State Farm Insur Support Center Central | 55390 | 4A | IC | SB | NA | DFO |  | 292 | 0.04526 | 0.31 | EIA Prime Mover-level Data | Estimated using an emission factor
2018 | TX | State Farm Insur Support Center Central | 55390 | 4B | IC | SB | NA | DFO |  | 292 | 0.04526 | 0.31 | EIA Prime Mover-level Data | Estimated using an emission factor
2018 | TX | Stella Wind Farm | 59063 | WT1 | WT | OP | NA | WND |  | 488789 |  |  | EIA Prime Mover-level Data
2018 | TX | Stella Wind Farm II | 59064 | WT1 | WT | CN | NA | WND
2018 | TX | Stephens Ranch Wind Energy LLC | 57983 | 1 | WT | OP | NA | WND |  | 6801384 |  |  | EIA Prime Mover-level Data
2018 | TX | Stephens Ranch Wind Energy LLC | 57983 | 2 | WT | OP | NA | WND |  | 5318618 |  |  | EIA Prime Mover-level Data
2018 | TX | Sterling Solar (TX) | 61871 | GEN1 | PV | OP | NA | SUN |  | 8908 |  |  | EIA Prime Mover-level Data
2018 | TX | Stryker Creek | 3504 | 1 | ST | OP | WALL | NG | 399.0 | 263933 | 0.999 | 0.0075701 | EPA/CAMD | EPA/NEI | 1958
2018 | TX | Stryker Creek | 3504 | 2 | ST | OP | TANGENTIAL | NG | 906.0 | 1194885 | 3.5564 | 0.0059527 | EPA/CAMD | EPA/NEI | 1965
2018 | TX | SunE CPS1 LLC | 58068 | 1 | PV | OP | NA | SUN |  | 148204 |  |  | EIA Prime Mover-level Data
2018 | TX | SunE CPS2 LLC | 58027 | 1 | PV | OP | NA | SUN |  | 152581 |  |  | EIA Prime Mover-level Data
2018 | TX | SunE CPS3 LLC | 58009 | 1 | PV | OP | NA | SUN |  | 79111 |  |  | EIA Prime Mover-level Data
2018 | TX | SunE CPS3 LLC | 58009 | 2 | PV | OP | NA | SUN |  | 70634 |  |  | EIA Prime Mover-level Data
2018 | TX | Sunray Wind I | 57326 | WND1 | WT | OP | NA | WND |  | 1537696 |  |  | EIA Prime Mover-level Data
2018 | TX | Suzlon Project VIII LLC | 57741 | S128 | WT | CN | NA | WND
2018 | TX | Suzlon Project VIII LLC | 57741 | SP111 | WT | OP | NA | WND |  | 45749 |  |  | EIA Prime Mover-level Data
2018 | TX | Suzlon Project VIII LLC | 57741 | SP95 | WT | RE | NA | WND
2018 | TX | Suzlon Project VIII LLC | 57741 | SP97 | WT | OP | NA | WND |  | 45749 |  |  | EIA Prime Mover-level Data
2018 | TX | Sweeny Cogeneration Facility | 55015 | 1 | GT | OP | CT | NG | 7,165.0 | 11598757 | 4.6242 | 0.00079736 | EPA/CAMD | EPA/NEI | 1997
2018 | TX | Sweeny Cogeneration Facility | 55015 | 2 | GT | OP | CT | NG | 8,467.0 | 16548870 | 17.5555 | 0.0021217 | EPA/CAMD | EPA/NEI | 1997
2018 | TX | Sweeny Cogeneration Facility | 55015 | 3 | GT | OP | CT | NG | 7,347.0 | 14293319 | 2.6031 | 0.00036424 | EPA/CAMD | EPA/NEI | 1997
2018 | TX | Sweeny Cogeneration Facility | 55015 | 4 | GT | OP | CT | NG | 6,714.0 | 9999671 | 12.6881 | 0.0025377 | EPA/CAMD | EPA/NEI | 2000
2018 | TX | Sweetwater Wind 1 LLC | 56211 | SW1 | WT | OP | NA | WND |  | 1292321 |  |  | EIA Prime Mover-level Data
2018 | TX | Sweetwater Wind 2 LLC | 56212 | SW2 | WT | OP | NA | WND |  | 3338757 |  |  | EIA Prime Mover-level Data
2018 | TX | Sweetwater Wind 3 LLC | 56311 | SW3 | WT | OP | NA | WND |  | 3934198 |  |  | EIA Prime Mover-level Data
2018 | TX | Sweetwater Wind 4 LLC | 56337 | SW4 | WT | OP | NA | WND |  | 6335369 |  |  | EIA Prime Mover-level Data
2018 | TX | Sweetwater Wind 5 | 56372 | SW5 | WT | OP | NA | WND |  | 1965439 |  |  | EIA Prime Mover-level Data
2018 | TX | System Control Center | 61742 | GEN1 | FW | SB | NA | MWH
2018 | TX | System Control Center | 61742 | GEN2 | FW | SB | NA | MWH
2018 | TX | T C Ferguson Power Plant | 4937 | CT-1 | CT | OP | CC | NG | 6,633.0 | 10827764 | 18.9486 | 0.0035 | EPA/CAMD | EPA/NEI | 2014
2018 | TX | T C Ferguson Power Plant | 4937 | CT-2 | CT | OP | CC | NG | 6,599.0 | 10472065 | 23.5621 | 0.0045 | EPA/CAMD | EPA/NEI | 2014
2018 | TX | T H Wharton | 3469 | THW31 | CT | OP | CC | NG | 864.0 | 505020 | 1.6666 | 0.0066001 | EPA/CAMD | EPA/NEI | 1972
2018 | TX | T H Wharton | 3469 | THW32 | CT | OP | CC | NG | 904.0 | 528069 | 1.7426 | 0.0065999 | EPA/CAMD | EPA/NEI | 1972
2018 | TX | T H Wharton | 3469 | THW33 | CT | OP | CC | NG | 939.0 | 553440 | 1.8264 | 0.0066002 | EPA/CAMD | EPA/NEI | 1972
2018 | TX | T H Wharton | 3469 | THW34 | CT | OP | CC | NG | 773.0 | 449604 | 1.4837 | 0.0066 | EPA/CAMD | EPA/NEI | 1972
2018 | TX | T H Wharton | 3469 | THW41 | CT | OP | CC | NG | 1,128.0 | 667717 | 2.2035 | 0.0066001 | EPA/CAMD | EPA/NEI | 1972
2018 | TX | T H Wharton | 3469 | THW42 | CT | OP | CC | NG | 956.0 | 556675 | 1.837 | 0.0065999 | EPA/CAMD | EPA/NEI | 1972
2018 | TX | T H Wharton | 3469 | THW43 | CT | OP | CC | NG | 1,031.0 | 610061 | 2.0132 | 0.0066 | EPA/CAMD | EPA/NEI | 1974
2018 | TX | T H Wharton | 3469 | THW44 | CT | OP | CC | NG | 1,155.0 | 684922 | 2.2602 | 0.0065999 | EPA/CAMD | EPA/NEI | 1974
2018 | TX | T H Wharton | 3469 | THW51 | GT | OP | CT | NG | 221.0 | 195885 | 0.4536 | 0.0046313 | EPA/CAMD | EPA/NEI | 1975
2018 | TX | T H Wharton | 3469 | THW52 | GT | OP | CT | NG | 230.0 | 204210 | 0.4738 | 0.0046403 | EPA/CAMD | EPA/NEI | 1975
2018 | TX | T H Wharton | 3469 | THW53 | GT | OP | CT | NG | 253.0 | 219230 | 0.498 | 0.0045432 | EPA/CAMD | EPA/NEI | 1975
2018 | TX | T H Wharton | 3469 | THW54 | GT | OP | CT | NG | 302.0 | 259854 | 0.5907 | 0.0045464 | EPA/CAMD | EPA/NEI | 1975
2018 | TX | T H Wharton | 3469 | THW55 | GT | OP | CT | NG | 221.0 | 188831 | 0.4267 | 0.0045194 | EPA/CAMD | EPA/NEI | 1975
2018 | TX | T H Wharton | 3469 | THW56 | GT | OP | CT | NG | 258.0 | 226424 | 0.513 | 0.0045313 | EPA/CAMD | EPA/NEI | 1975
2018 | TX | Tahoka Wind | 61921 | TAH | WT | OP | NA | WND |  | 413839 |  |  | EIA Prime Mover-level Data
2018 | TX | Taygete Energy Project LLC | 62483 | PV1 | PV | P | NA | SUN
2018 | TX | TECO CHP-1 | 57504 | CHP1 | GT | OP | NA | NG |  | 725778 | 1.9899 | 0.0054834 | EIA Prime Mover-level Data | NEI avg EF - PM, fuel type, firing type
2018 | TX | Tenaska Frontier Generating Station | 55062 | 1 | CT | OP | CC | NG | 5,457.0 | 8566359 | 10.4177 | 0.0024322 | EPA/CAMD | EPA/NEI | 2000
2018 | TX | Tenaska Frontier Generating Station | 55062 | 2 | CT | OP | CC | NG | 5,507.0 | 8516149 | 7.825 | 0.0018377 | EPA/CAMD | EPA/NEI | 2000
2018 | TX | Tenaska Frontier Generating Station | 55062 | 3 | CT | OP | CC | NG | 5,669.0 | 9196024 | 14.3374 | 0.0031182 | EPA/CAMD | EPA/NEI | 2000
2018 | TX | Tenaska Gateway Generating Station | 55132 | OGTDB1 | CT | OP | CC | NG | 4,530.0 | 6944636 | 45.5012 | 0.013104 | EPA/CAMD | EPA/NEI | 2001
2018 | TX | Tenaska Gateway Generating Station | 55132 | OGTDB2 | CT | OP | CC | NG | 4,790.0 | 7567061 | 7.1721 | 0.0018956 | EPA/CAMD | EPA/NEI | 2001
2018 | TX | Tenaska Gateway Generating Station | 55132 | OGTDB3 | CT | OP | CC | NG | 4,514.0 | 7067284 | 6.4464 | 0.0018243 | EPA/CAMD | EPA/NEI | 2001
2018 | TX | Tenet Hospital | 50241 | 9541 | IC | OP | NA | DFO |  | 259 | 0.040145 | 0.31 | EIA Prime Mover-level Data | Estimated using an emission factor
2018 | TX | Tenet Hospital | 50241 | 9542 | IC | SB | NA | NG |  | 259 | 5.4649e-05 | 0.000422 | EIA Prime Mover-level Data | Estimated using an emission factor
2018 | TX | Tessman Road | 56113 | 1 | IC | OP | NA | LFG |  | 82076 | 0.60326 | 0.0147 | EIA Prime Mover-level Data | Estimated using an emission factor
2018 | TX | Tessman Road | 56113 | 2 | IC | OP | NA | LFG |  | 82076 | 0.60326 | 0.0147 | EIA Prime Mover-level Data | Estimated using an emission factor
2018 | TX | Tessman Road | 56113 | 3 | IC | OP | NA | LFG |  | 82076 | 0.60326 | 0.0147 | EIA Prime Mover-level Data | Estimated using an emission factor
2018 | TX | Tessman Road | 56113 | 4 | IC | OP | NA | LFG |  | 82076 | 0.60326 | 0.0147 | EIA Prime Mover-level Data | Estimated using an emission factor
2018 | TX | Tessman Road | 56113 | 5 | IC | OP | NA | LFG |  | 82076 | 0.60326 | 0.0147 | EIA Prime Mover-level Data | Estimated using an emission factor
2018 | TX | Tessman Road | 56113 | 6 | IC | OP | NA | LFG |  | 82076 | 0.60326 | 0.0147 | EIA Prime Mover-level Data | Estimated using an emission factor
2018 | TX | Tessman Road | 56113 | 7 | IC | OP | NA | LFG |  | 82076 | 0.60326 | 0.0147 | EIA Prime Mover-level Data | Estimated using an emission factor
2018 | TX | Texas City Cogeneration | 52088 | GT-A | CT | OP | CC | NG | 1,430.0 | 1467168 | 4.69 | 0.0063933 | EPA/CAMD | EPA/NEI | 1987
2018 | TX | Texas City Cogeneration | 52088 | GT-B | CT | OP | CC | NG | 5,278.0 | 5656942 | 18.29 | 0.0064664 | EPA/CAMD | EPA/NEI | 1987
2018 | TX | Texas City Cogeneration | 52088 | GT-C | CT | OP | CC | NG | 5,012.0 | 5384187 | 17.18 | 0.0063817 | EPA/CAMD | EPA/NEI | 1987
2018 | TX | Texas City Plant Union Carbide | 50153 | GTG | GT | RE | NA | NG
2018 | TX | Texas City Plant Union Carbide | 50153 | STG | ST | OP | NA | PUR |  | 469020 |  |  | EIA Prime Mover-level Data
2018 | TX | Texas Gulf Wind 2 | 56662 | 1 | WT | IP | NA | WND
2018 | TX | Texas Petrochemicals | 50229 | GT1 | CT | IP | NA | NG
2018 | TX | Texas Petrochemicals | 50229 | GT2 | CT | IP | NA | NG
2018 | TX | Texas Petrochemicals | 50229 | ST#1 | CA | IP | NA | NG
2018 | TX | Texas Petrochemicals | 50229 | TPCBLR | ST | OP | NA | NG |  | 12254233 | 49.3382 | 0.0080524 | EIA Unit-level Data | NEI avg EF - PM, fuel type
2018 | TX | Tex-Mex Renewable Energy Project, LLC | 60269 | WT1 | WT | CN | NA | WND
2018 | TX | The Methodist Hospital, Gas Turbine | 59381 | GT-1 | GT | OP | NA | NG |  | 282519 | 0.77458 | 0.0054834 | EIA Prime Mover-level Data | NEI avg EF - PM, fuel type, firing type
2018 | TX | Ticona Polymers Inc | 10243 | GEN1 | OT | RE | NA | NG
2018 | TX | Ticona Polymers Inc | 10243 | GEN2 | OT | RE | NA | NG
2018 | TX | Ticona Polymers Inc | 10243 | GEN3 | OT | RE | NA | NG
2018 | TX | Ticona Polymers Inc | 10243 | GEN4 | CA | RE | NA | NG
2018 | TX | Ticona Polymers Inc | 10243 | GEN5 | GT | OP | NA | NG |  | 2633780 | 7.221 | 0.0054834 | EIA Prime Mover-level Data | NEI avg EF - PM, fuel type, firing type
2018 | TX | Toledo Bend | 6595 | 1 | HY | OP | NA | WAT |  | 929913 |  |  | EIA Prime Mover-level Data
2018 | TX | Toledo Bend | 6595 | 2 | HY | OP | NA | WAT |  | 929913 |  |  | EIA Prime Mover-level Data
2018 | TX | Tolk Station | 6194 | 171B | ST | OP | TANGENTIAL | SUB | 7,112.0 | 19981449 | 28.701 | 0.0028728 | EPA/CAMD | EPA/NEI | 1982
2018 | TX | Tolk Station | 6194 | 172B | ST | OP | TANGENTIAL | SUB | 5,751.0 | 18094968 | 22.581 | 0.0024958 | EPA/CAMD | EPA/NEI | 1985
2018 | TX | Torrecillas Wind Energy, LLC | 61969 | TWE | WT | TS | NA | WND
2018 | TX | Toyota HQ Plan | 61895 | TOYHQ | PV | OP | NA | SUN |  | 96752 |  |  | EIA Prime Mover-level Data
2018 | TX | TP 4 | 3586 | 1 | HY | OP | NA | WAT |  | 70291 |  |  | EIA Prime Mover-level Data
2018 | TX | Tradinghouse | 3506 | CT1 | GT | IP | NA | NG
2018 | TX | Tradinghouse | 3506 | CT2 | GT | IP | NA | NG
2018 | TX | Trent Wind Farm LP | 55968 | WTG1 | WT | OP | NA | WND |  | 3340151 |  |  | EIA Prime Mover-level Data
2018 | TX | Trinidad | 3507 | 9 | ST | OP | TANGENTIAL | NG | 623.0 | 624228 | 2.3166 | 0.0074223 | EPA/CAMD | EPA/NEI | 1965
2018 | TX | Trinity Hills | 57520 | 1 | WT | OP | NA | WND |  | 4767517 |  |  | EIA Prime Mover-level Data
2018 | TX | Turbine | 7732 | 1 | GT | IP | NA | NG
2018 | TX | Turkey Track Wind Energy LLC | 56774 | 1 | WT | OP | NA | WND |  | 4513145 |  |  | EIA Prime Mover-level Data
2018 | TX | Twin Oaks | 7030 | U1 | ST | OP | FLUIDIZED | LIG | 8,555.0 | 15484623 | 193.39 | 0.024978 | EPA/CAMD | EPA/NEI | 1990
2018 | TX | Twin Oaks | 7030 | U2 | ST | OP | FLUIDIZED | LIG | 8,089.0 | 13078623 | 228.36 | 0.034921 | EPA/CAMD | EPA/NEI | 1991
2018 | TX | TX Hereford Wind | 58773 | GEN1 | WT | OP | NA | WND |  | 7151976 |  |  | EIA Prime Mover-level Data
2018 | TX | TX Jumbo Road Wind | 59621 | JRWND | WT | OP | NA | WND |  | 9375620 |  |  | EIA Prime Mover-level Data
2018 | TX | TXU Sweetwater Generating Plant | 50615 | GT01 | CT | RE | NA | NG
2018 | TX | TXU Sweetwater Generating Plant | 50615 | GT02 | CT | RE | NA | NG
2018 | TX | TXU Sweetwater Generating Plant | 50615 | GT03 | CT | RE | NA | NG
2018 | TX | TXU Sweetwater Generating Plant | 50615 | STG1 | CA | RE | NA | NG
2018 | TX | Ty Cooke | 3602 | 1 | ST | SC | WALL | NG |  | 0 | 0 |  | EIA Unit-level Data | NEI avg EF - PM, fuel type, firing type
2018 | TX | Ty Cooke | 3602 | 2 | ST | OP | WALL | NG |  | 0 | 0 |  | EIA Unit-level Data | NEI avg EF - PM, fuel type, firing type
2018 | TX | Ty Cooke | 3602 | GT1 | GT | RE | NA | NG
2018 | TX | Ty Cooke | 3602 | GT2 | GT | OP | NA | NG |  | 66320 | 0.18183 | 0.0054834 | EIA Prime Mover-level Data | NEI avg EF - PM, fuel type, firing type
2018 | TX | Ty Cooke | 3602 | GT3 | GT | OA | NA | NG |  | 78866 | 0.21623 | 0.0054834 | EIA Prime Mover-level Data | NEI avg EF - PM, fuel type, firing type
2018 | TX | Tyler Bluff Wind Project, LLC | 60502 | GEN1 | WT | OP | NA | WND |  | 3612096 |  |  | EIA Prime Mover-level Data
2018 | TX | UL Advanced Wind Turbine Test Facility | 61589 | MT-1 | WT | OP | NA | WND |  | 747 |  |  | EIA Prime Mover-level Data
2018 | TX | UL Advanced Wind Turbine Test Facility | 61589 | UT-1 | WT | OP | NA | WND |  | 25413 |  |  | EIA Prime Mover-level Data
2018 | TX | Union Carbide Seadrift Cogen | 50150 | 11HRSG | CA | OP | DUCTBURNER | NG |  | 182513 | 0.03851 | 0.000422 | EIA Unit-level Data | Estimated using an emission factor
2018 | TX | Union Carbide Seadrift Cogen | 50150 | 6 HRSG | CA | OP | DUCTBURNER | NG |  | 538596 | 0.11364 | 0.000422 | EIA Unit-level Data | Estimated using an emission factor
2018 | TX | Union Carbide Seadrift Cogen | 50150 | 8 HRSG | CA | OP | DUCTBURNER | NG |  | 522384 | 0.11022 | 0.000422 | EIA Unit-level Data | Estimated using an emission factor
2018 | TX | Union Carbide Seadrift Cogen | 50150 | GE11 | CT |  | NA | NG |  | 2488743 | 7.1631 | 0.0057564 | EIA Unit-level Data | NEI avg EF - PM, fuel type
2018 | TX | Union Carbide Seadrift Cogen | 50150 | GEN6 | CT |  | NA | NG |  | 2460684 | 7.0824 | 0.0057564 | EIA Unit-level Data | NEI avg EF - PM, fuel type
2018 | TX | Union Carbide Seadrift Cogen | 50150 | GEN8 | CT |  | NA | NG |  | 2680933 | 7.7163 | 0.0057564 | EIA Unit-level Data | NEI avg EF - PM, fuel type
2018 | TX | Union Carbide Seadrift Cogen | 50150 | IGT | CT | OS | NA | NG
2018 | TX | Union Valley Energy Center | 59616 | CTG-1 | GT | P | NA | NG
2018 | TX | Union Valley Energy Center | 59616 | CTG-2 | GT | P | NA | NG
2018 | TX | Union Valley Energy Center | 59616 | CTG-3 | GT | P | NA | NG
2018 | TX | University of Texas at Dallas | 54607 | GEN1 | IC | SB | NA | NG
2018 | TX | Upton County Solar | 60581 | UCTX | PV | OP | NA | SUN |  | 3627169 |  |  | EIA Prime Mover-level Data
2018 | TX | V H Braunig | 3612 | 1 | ST | OP | TANGENTIAL | NG | 838.0 | 873485 | 3.3 | 0.0075559 | EPA/CAMD | EPA/NEI | 1966
2018 | TX | V H Braunig | 3612 | 2 | ST | OP | TANGENTIAL | NG | 629.0 | 655676 | 2.4 | 0.0073207 | EPA/CAMD | EPA/NEI | 1968
2018 | TX | V H Braunig | 3612 | 3 | ST | OP | TANGENTIAL | NG | 2,000.0 | 3282408 | 12 | 0.0073117 | EPA/CAMD | EPA/NEI | 1970
2018 | TX | V H Braunig | 3612 | CGT5 | GT | OP | CT | NG | 954.0 | 329243 | 0.8 | 0.0048596 | EPA/CAMD | EPA/NEI | 2010
2018 | TX | V H Braunig | 3612 | CGT6 | GT | OP | CT | NG | 959.0 | 334220 | 0.5 | 0.002992 | EPA/CAMD | EPA/NEI | 2010
2018 | TX | V H Braunig | 3612 | CGT7 | GT | OP | CT | NG | 1,548.0 | 501994 | 1.5 | 0.0059762 | EPA/CAMD | EPA/NEI | 2010
2018 | TX | V H Braunig | 3612 | CGT8 | GT | OP | CT | NG | 1,663.0 | 537682 | 1.9 | 0.0070674 | EPA/CAMD | EPA/NEI | 2010
2018 | TX | V H Braunig | 3612 | CT01 | CT | OP | CC | NG | 7,707.0 | 11525009 | 42.6 | 0.0073926 | EPA/CAMD | EPA/NEI | 2000
2018 | TX | V H Braunig | 3612 | CT02 | CT | OP | CC | NG | 7,439.0 | 11027973 | 26 | 0.0047153 | EPA/CAMD | EPA/NEI | 2000
2018 | TX | Valero Refinery Corpus Christi East | 10203 | GEN1 | GT | RE | NA | NG
2018 | TX | Valero Refinery Corpus Christi East | 10203 | GEN2 | GT | RE | NA | NG
2018 | TX | Valero Refinery Corpus Christi West | 50121 | HOC | ST | OP | NA | PC |  | 2287733 | 7.2106 | 0.0063037 | EIA Unit-level Data | NEI avg EF - PM, fuel type
2018 | TX | Valero Refinery Corpus Christi West | 50121 | PRU | ST | OP | NA | WH |  | 396745 |  |  | EIA Prime Mover-level Data
2018 | TX | Valero Refinery Corpus Christi West | 50121 | TG3 | ST | RE | NA | PRG
2018 | TX | Van Alstyne Energy Center | 59617 | CTG-1 | GT | P | NA | NG
2018 | TX | Van Alstyne Energy Center | 59617 | CTG-2 | GT | P | NA | NG
2018 | TX | Van Alstyne Energy Center | 59617 | CTG-3 | GT | P | NA | NG
2018 | TX | Victoria City Power LLC | 61241 | VC-1 | GT | V | NA | NG
2018 | TX | Victoria City Power LLC | 61241 | VC-2 | GT | V | NA | NG
2018 | TX | Victoria Port Power II LLC | 61966 | VP2-1 | GT | L | NA | NG
2018 | TX | Victoria Port Power II LLC | 61966 | VP2-2 | GT | L | NA | NG
2018 | TX | Victoria Port Power LLC | 61242 | VP-1 | GT | V | NA | NG
2018 | TX | Victoria Port Power LLC | 61242 | VP-2 | GT | V | NA | NG
2018 | TX | Victoria Power Station | 3443 | 9 | CT | OP | CC | NG | 5,251.0 | 8101559 | 23.1723 | 0.0057205 | EPA/CAMD | EPA/NEI | 2008
2018 | TX | Victoria Texas Plant | 10790 | GEN1 | GT | OP | NA | NG |  | 6614224 | 18.1342 | 0.0054834 | EIA Prime Mover-level Data | NEI avg EF - PM, fuel type, firing type
2018 | TX | Village Creek Water Reclamation Facility | 54520 | 3 | IC | RE | NA | OBG
2018 | TX | Village Creek Water Reclamation Facility | 54520 | SD1 | IC | SB | NA | NG
2018 | TX | Village Creek Water Reclamation Facility | 54520 | SD2 | IC | SB | NA | NG
2018 | TX | Village Creek Water Reclamation Facility | 54520 | TG1 | GT | OP | NA | OBG |  | 208697 | 2.2539 | 0.0216 | EIA Prime Mover-level Data | Estimated using an emission factor
2018 | TX | Village Creek Water Reclamation Facility | 54520 | TG2 | GT | OP | NA | OBG |  | 208697 | 2.2539 | 0.0216 | EIA Prime Mover-level Data | Estimated using an emission factor
2018 | TX | W A Parish | 3470 | WAP1 | ST | OP | WALL | NG | 1,465.0 | 1168250 | 4.381 | 0.0075001 | EPA/CAMD | EPA/NEI | 1958
2018 | TX | W A Parish | 3470 | WAP2 | ST | OP | WALL | NG | 1,179.0 | 913652 | 3.4262 | 0.0075 | EPA/CAMD | EPA/NEI | 1958
2018 | TX | W A Parish | 3470 | WAP3 | ST | OP | WALL | NG | 1,697.0 | 1964263 | 7.366 | 0.0075 | EPA/CAMD | EPA/NEI | 1961
2018 | TX | W A Parish | 3470 | WAP4 | ST | OP | TANGENTIAL | NG | 1,534.0 | 3674759 | 13.7803 | 0.0075 | EPA/CAMD | EPA/NEI | 1968
2018 | TX | W A Parish | 3470 | WAP5 | ST | OP | WALL | SUB | 8,496.0 | 42741740 | 452.9286 | 0.021194 | EPA/CAMD | EPA/NEI | 1977
2018 | TX | W A Parish | 3470 | WAP6 | ST | OP | WALL | SUB | 7,248.0 | 39943501 | 436.0253 | 0.021832 | EPA/CAMD | EPA/NEI | 1978
2018 | TX | W A Parish | 3470 | WAP7 | ST | OP | TANGENTIAL | SUB | 8,253.0 | 34128397 | 375.6225 | 0.022012 | EPA/CAMD | EPA/NEI | 1980
2018 | TX | W A Parish | 3470 | WAP8 | ST | OP | TANGENTIAL | SUB | 7,083.0 | 39668473 | 91.4872 | 0.0046126 | EPA/CAMD | EPA/NEI | 1982
2018 | TX | W B Tuttle | 3613 | 1 | ST | RE | WALL | NG
2018 | TX | W B Tuttle | 3613 | 2 | ST | RE | WALL | NG
2018 | TX | W B Tuttle | 3613 | 3 | ST | RE | WALL | NG
2018 | TX | W B Tuttle | 3613 | 4 | ST | RE | WALL | NG
2018 | TX | Wake Wind Energy Center | 58766 | 1 | WT | OP | NA | WND |  | 10628059 |  |  | EIA Prime Mover-level Data
2018 | TX | Wake Wind Energy Center | 58766 | 2 | WT | IP | NA | WND
2018 | TX | Wake Wind Energy Center | 58766 | 3 | WT | IP | NA | WND
2018 | TX | Walnut Springs Solar | 61370 | GEN1 | PV | OP | NA | SUN |  | 109078 |  |  | EIA Prime Mover-level Data
2018 | TX | Wasson CO2 Removal Plant | 52122 | GEN1 | GT | OP | NA | NG |  | 2094768 | 5.7432 | 0.0054834 | EIA Prime Mover-level Data | NEI avg EF - PM, fuel type, firing type
2018 | TX | Water Valley Wind Energy | 62846 | WWE1 | WT | P | NA | WND
2018 | TX | Webberville Solar Project | 57699 | AES1 | PV | OP | NA | SUN |  | 521731 |  |  | EIA Prime Mover-level Data
2018 | TX | Webster | 3471 | 3 | ST | RE | NA | NG
2018 | TX | Webster | 3471 | GT1 | GT | RE | NA | NG
2018 | TX | Welsh Power Plant | 6139 | 1 | ST | OP | WALL | SUB | 7,961.0 | 32501513 | 25.06 | 0.0015421 | EPA/CAMD | EPA/NEI | 1977
2018 | TX | Welsh Power Plant | 6139 | 3 | ST | OP | WALL | SUB | 7,522.0 | 29155272 | 9.66 | 0.00066266 | EPA/CAMD | EPA/NEI | 1982
2018 | TX | West Moore Solar | 61624 | GEN1 | PV | CN | NA | SUN
2018 | TX | West Moore Solar II | 61625 | GEN1 | PV | OP | NA | SUN
2018 | TX | West of the Pecos Solar | 62415 | WOTP1 | PV | L | NA | SUN
2018 | TX | West Raymond Wind Farm LLC | 62855 | WRAYM | WT | L | NA | WND
2018 | TX | West Texas Wind Energy LLC | 55367 | 01 | WT | OP | NA | WND |  | 1075950 |  |  | EIA Prime Mover-level Data
2018 | TX | Westhollow Technology Center | 54330 | 1 | GT | OA | NA | NG |  | 175845 | 0.48211 | 0.0054834 | EIA Prime Mover-level Data | NEI avg EF - PM, fuel type, firing type
2018 | TX | WestRock (TX) | 50101 | PB1 | ST | RE | NA | WDS |  | 0 | 0 |  | EIA Unit-level Data | NEI avg EF - PM, fuel type
2018 | TX | WestRock (TX) | 50101 | PB2 | ST | OP | NA | WDS |  | 3222632 | 36.7577 | 0.022812 | EIA Unit-level Data | NEI avg EF - PM, fuel type
2018 | TX | WestRock (TX) | 50101 | PB5 | ST | OP | NA | NG |  | 999565 | 4.0245 | 0.0080524 | EIA Unit-level Data | NEI avg EF - PM, fuel type
2018 | TX | WestRock (TX) | 50101 | PB6 | ST | OP | NA | WDS |  | 4225114 | 48.1921 | 0.022812 | EIA Unit-level Data | NEI avg EF - PM, fuel type
2018 | TX | WestRock (TX) | 50101 | RB2 | ST | RE | NA | WDS |  | 0 | 0 |  | EIA Unit-level Data | NEI avg EF - PM, fuel type
2018 | TX | WestRock (TX) | 50101 | RB3 | ST | OP | NA | BLQ |  | 5547130 | 0.86258 | 0.000311 | EIA Unit-level Data | Estimated using an emission factor
2018 | TX | WestRock (TX) | 50101 | RB4 | ST | OP | NA | BLQ |  | 9210972 | 1.4323 | 0.000311 | EIA Unit-level Data | Estimated using an emission factor
2018 | TX | Westside Landfill Gas Recovery | 57020 | GEN1 | IC | OP | NA | LFG |  | 107555 | 0.79053 | 0.0147 | EIA Prime Mover-level Data | Estimated using an emission factor
2018 | TX | Westside Landfill Gas Recovery | 57020 | GEN2 | IC | OP | NA | LFG |  | 107555 | 0.79053 | 0.0147 | EIA Prime Mover-level Data | Estimated using an emission factor
2018 | TX | Westside Landfill Gas Recovery | 57020 | GEN3 | IC | OP | NA | LFG |  | 107555 | 0.79053 | 0.0147 | EIA Prime Mover-level Data | Estimated using an emission factor
2018 | TX | Whirlwind Energy Center | 56673 | WEC | WT | OP | NA | WND |  | 1202728 |  |  | EIA Prime Mover-level Data
2018 | TX | White Camp Solar | 58888 | WCAMP | PV | P | NA | SUN
2018 | TX | Whitesboro Solar | 61410 | GEN1 | PV | OP | NA | SUN |  | 91655 |  |  | EIA Prime Mover-level Data
2018 | TX | Whitesboro Solar II | 61411 | GEN1 | PV | OP | NA | SUN |  | 90213 |  |  | EIA Prime Mover-level Data
2018 | TX | Whitetail | 58021 | 1 | WT | OP | NA | WND |  | 2323932 |  |  | EIA Prime Mover-level Data
2018 | TX | Whitewright Solar | 61524 | GEN1 | PV | OP | NA | SUN |  | 185971 |  |  | EIA Prime Mover-level Data
2018 | TX | Whitney | 6414 | 1 | HY | OP | NA | WAT |  | 324296 |  |  | EIA Prime Mover-level Data
2018 | TX | Whitney | 6414 | 2 | HY | OP | NA | WAT |  | 324296 |  |  | EIA Prime Mover-level Data
2018 | TX | Wildcat Creek Wind Farm LLC | 62715 | WCCWF | WT | P | NA | WND
2018 | TX | Wildcat Ranch Wind Project | 61674 | WT | WT | OP | NA | WND |  | 606265 |  |  | EIA Prime Mover-level Data
2018 | TX | Wildorado Wind LLC | 56432 | 1 | WT | OP | NA | WND |  | 5983632 |  |  | EIA Prime Mover-level Data
2018 | TX | Wilkes Power Plant | 3478 | 1 | ST | OP | TANGENTIAL | NG | 5,893.0 | 2967888 | 11.06 | 0.0074531 | EPA/CAMD | EPA/NEI | 1964
2018 | TX | Wilkes Power Plant | 3478 | 2 | ST | OP | WALL | NG | 2,089.0 | 1832438 | 6.83 | 0.0074545 | EPA/CAMD | EPA/NEI | 1970
2018 | TX | Wilkes Power Plant | 3478 | 3 | ST | OP | WALL | NG | 2,488.0 | 2015651 | 7.51 | 0.0074517 | EPA/CAMD | EPA/NEI | 1971
2018 | TX | Williams Solar, LLC | 60859 | PV1 | PV | P | NA | SUN
2018 | TX | Willow Springs Wind Farm | 60901 | WSPWF | WT | OP | NA | WND |  | 8880093 |  |  | EIA Prime Mover-level Data
2018 | TX | Winchester Power Park | 56674 | 1 | GT | OP | CT | NG | 393.0 | 75956 | 0.2909 | 0.0076597 | EPA/CAMD | EPA/NEI | 2009
2018 | TX | Winchester Power Park | 56674 | 2 | GT | OP | CT | NG | 424.0 | 86587 | 0.3268 | 0.0075485 | EPA/CAMD | EPA/NEI | 2009
2018 | TX | Winchester Power Park | 56674 | 3 | GT | OP | CT | NG | 488.0 | 98761 | 0.3696 | 0.0074847 | EPA/CAMD | EPA/NEI | 2009
2018 | TX | Winchester Power Park | 56674 | 4 | GT | OP | CT | NG | 505.0 | 93963 | 0.3534 | 0.0075221 | EPA/CAMD | EPA/NEI | 2009
2018 | TX | Windthorst-2 | 59238 | WND2 | WT | OP | NA | WND |  | 2072776 |  |  | EIA Prime Mover-level Data
2018 | TX | Wise County Power Company, LLC | 55320 | GT-1 | CT | OP | CC | NG | 2,109.0 | 3975229 | 4.5624 | 0.0022954 | EPA/CAMD | EPA/NEI | 2003
2018 | TX | Wise County Power Company, LLC | 55320 | GT-2 | CT | OP | CC | NG | 2,076.0 | 3972475 | 4.7322 | 0.0023825 | EPA/CAMD | EPA/NEI | 2003
2018 | TX | Wolf Hollow Generating Station | 55139 | CTG1 | CT | OP | CC | NG | 3,771.0 | 6087294 | 34.0241 | 0.011179 | EPA/CAMD | EPA/NEI | 2003
2018 | TX | Wolf Hollow Generating Station | 55139 | CTG2 | CT | OP | CC | NG | 3,600.0 | 5158638 | 19.1132 | 0.0074102 | EPA/CAMD | EPA/NEI | 2003
2018 | TX | Wolf Hollow II | 59812 | CGT4 | CT | OP | CC | NG | 7,578.0 | 18496905 | 70.6681 | 0.0076411 | EPA/CAMD | EPA/NEI | 2017
2018 | TX | Wolf Hollow II | 59812 | CGT5 | CT | OP | CC | NG | 7,356.0 | 18024861 | 62.3323 | 0.0069163 | EPA/CAMD | EPA/NEI | 2017
2018 | TX | Wolf Ridge Wind | 58080 | 1 | WT | OP | NA | WND |  | 2925528 |  |  | EIA Prime Mover-level Data
2018 | TX | Woodall Gas Plant | 57952 | GEN1 | IC | OP | NA | NG |  | 106424 | 0.022455 | 0.000422 | EIA Prime Mover-level Data | Estimated using an emission factor
2018 | TX | Woodall Gas Plant | 57952 | GEN2 | IC | OP | NA | NG |  | 106424 | 0.022455 | 0.000422 | EIA Prime Mover-level Data | Estimated using an emission factor
2018 | TX | Woodall Gas Plant | 57952 | GEN3 | IC | OP | NA | NG |  | 106424 | 0.022455 | 0.000422 | EIA Prime Mover-level Data | Estimated using an emission factor
2018 | TX | Woodville Renewable Power Project | 58944 | 2771 | ST | OP | NA | WDS |  | 0 | 0 |  | EIA Unit-level Data | NEI avg EF - PM, fuel type
2018 | TX | Woodward Mountain I | 55796 | 01 | WT | OP | NA | WND |  | 1302979 |  |  | EIA Prime Mover-level Data
2018 | TX | Woodward Mountain II | 55795 | 01 | WT | OP | NA | WND |  | 995037 |  |  | EIA Prime Mover-level Data
2018 | TX | Works 4 | 54364 | L1G | IC | SB | NA | DFO |  | 328 | 0.05084 | 0.31 | EIA Prime Mover-level Data | Estimated using an emission factor
2018 | TX | Works 4 | 54364 | L1PG | IC | SB | NA | DFO |  | 147 | 0.022785 | 0.31 | EIA Prime Mover-level Data | Estimated using an emission factor
2018 | TX | Works 4 | 54364 | L2G | IC | SB | NA | DFO |  | 328 | 0.05084 | 0.31 | EIA Prime Mover-level Data | Estimated using an emission factor
2018 | TX | Works 4 | 54364 | L2PG | IC | RE | NA | DFO |  | 180 | 0.0279 | 0.31 | EIA Prime Mover-level Data | Estimated using an emission factor
2018 | TX | Yates Gas Plant | 55025 | GEN1 | GT | OP | NA | NG |  | 124992 | 0.34269 | 0.0054834 | EIA Prime Mover-level Data | NEI avg EF - PM, fuel type, firing type
2018 | TX | Yates Gas Plant | 55025 | GEN2 | GT | OP | NA | NG |  | 124992 | 0.34269 | 0.0054834 | EIA Prime Mover-level Data | NEI avg EF - PM, fuel type, firing type
2018 | TX | Yellow Jacket | 61873 | GEN1 | PV | OP | NA | SUN |  | 4313 |  |  | EIA Prime Mover-level Data
2018 | UT | Bartholomew | 3688 | 1 | HY | RE | NA | WAT
2018 | UT | Bartholomew | 3688 | 2 | HY | OP | NA | WAT |  | 10175 |  |  | EIA Prime Mover-level Data
2018 | UT | Beryl Solar Plant | 58598 | BSP1 | PV | OP | NA | SUN |  | 57254 |  |  | EIA Prime Mover-level Data
2018 | UT | Bloomington Power Plant | 7767 | 1 | IC | OP | NA | DFO |  | 379 | 0.058745 | 0.31 | EIA Prime Mover-level Data | Estimated using an emission factor
2018 | UT | Bloomington Power Plant | 7767 | 2 | IC | OP | NA | DFO |  | 379 | 0.058745 | 0.31 | EIA Prime Mover-level Data | Estimated using an emission factor
2018 | UT | Bloomington Power Plant | 7767 | 3 | IC | OP | NA | DFO |  | 379 | 0.058745 | 0.31 | EIA Prime Mover-level Data | Estimated using an emission factor
2018 | UT | Bloomington Power Plant | 7767 | 4 | IC | OP | NA | DFO |  | 379 | 0.058745 | 0.31 | EIA Prime Mover-level Data | Estimated using an emission factor
2018 | UT | Bloomington Power Plant | 7767 | 5 | IC | OP | NA | DFO |  | 379 | 0.058745 | 0.31 | EIA Prime Mover-level Data | Estimated using an emission factor
2018 | UT | Bloomington Power Plant | 7767 | 6 | IC | OP | NA | DFO |  | 379 | 0.058745 | 0.31 | EIA Prime Mover-level Data | Estimated using an emission factor
2018 | UT | Bloomington Power Plant | 7767 | 7 | IC | RE | NA | DFO
2018 | UT | Bloomington Solar I | 62805 | BLOOM | PV | OP | NA | SUN |  | 903 |  |  | EIA Prime Mover-level Data
2018 | UT | Blue Mountain Biogas | 58130 | BMB N | IC | OP | NA | OBG |  | 11188 | 0.082232 | 0.0147 | EIA Prime Mover-level Data | Estimated using an emission factor
2018 | UT | Blue Mountain Biogas | 58130 | BMB S | IC | OP | NA | OBG |  | 11188 | 0.082232 | 0.0147 | EIA Prime Mover-level Data | Estimated using an emission factor
2018 | UT | Blundell | 299 | 1 | ST | OP | NA | GEO |  | 1393683 |  |  | EIA Prime Mover-level Data
2018 | UT | Blundell | 299 | 2 | ST | OP | NA | GEO |  | 640096 |  |  | EIA Prime Mover-level Data
2018 | UT | Blundell | 299 | 3 | ST | CN | NA | GEO
2018 | UT | Bonanza | 7790 | 1-1 | ST | OP | WALL | BIT | 8,415.0 | 39741115 | 506.8979 | 0.02551 | EPA/CAMD | EPA/NEI | 1985
2018 | UT | Boulder | 3699 | 1 | HY | OP | NA | WAT |  | 59328 |  |  | EIA Prime Mover-level Data
2018 | UT | Boulder | 3699 | 2 | HY | OP | NA | WAT |  | 59328 |  |  | EIA Prime Mover-level Data
2018 | UT | Boulder | 3699 | 3 | HY | OP | NA | WAT |  | 59328 |  |  | EIA Prime Mover-level Data
2018 | UT | Bountiful City | 3665 | 2 | IC | RE | NA | NG
2018 | UT | Bountiful City | 3665 | 3 | IC | RE | NA | NG
2018 | UT | Bountiful City | 3665 | 4 | IC | RE | NA | NG
2018 | UT | Bountiful City | 3665 | 5 | IC | RE | NA | NG
2018 | UT | Bountiful City | 3665 | 6 | IC | RE | NA | NG
2018 | UT | Bountiful City | 3665 | 7 | IC | RE | NA | DFO
2018 | UT | Bountiful City | 3665 | 1A | GT | OP | NA | NG |  | 38234 | 0.10483 | 0.0054834 | EIA Prime Mover-level Data | NEI avg EF - PM, fuel type, firing type
2018 | UT | Bountiful City | 3665 | 2A | GT | OP | NA | NG |  | 92643 | 0.254 | 0.0054834 | EIA Prime Mover-level Data | NEI avg EF - PM, fuel type, firing type
2018 | UT | Bountiful City | 3665 | 3A | GT | OP | NA | NG |  | 92643 | 0.254 | 0.0054834 | EIA Prime Mover-level Data | NEI avg EF - PM, fuel type, firing type
2018 | UT | Bountiful City | 3665 | IC8 | IC | RE | NA | NG
2018 | UT | Brigham City | 3666 | 1 | HY | OP | NA | WAT |  | 18975 |  |  | EIA Prime Mover-level Data
2018 | UT | Brigham City | 3666 | 2 | HY | OP | NA | WAT |  | 18975 |  |  | EIA Prime Mover-level Data
2018 | UT | Brigham City | 3666 | 8182 | HY | OP | NA | WAT |  | 18975 |  |  | EIA Prime Mover-level Data
2018 | UT | Buckhorn Solar Plant | 58600 | BSP1 | PV | OP | NA | SUN |  | 54426 |  |  | EIA Prime Mover-level Data
2018 | UT | Carbon | 3644 | 1 | ST | RE | TANGENTIAL | BIT
2018 | UT | Carbon | 3644 | 2 | ST | RE | TANGENTIAL | BIT
2018 | UT | Causey | 7548 | 1 | HY | OP | NA | WAT |  | 21161 |  |  | EIA Prime Mover-level Data
2018 | UT | Causey | 7548 | 2 | HY | OP | NA | WAT |  | 8464 |  |  | EIA Prime Mover-level Data
2018 | UT | Cedar Valley Solar Plant | 58599 | CVSP1 | PV | OP | NA | SUN |  | 54426 |  |  | EIA Prime Mover-level Data
2018 | UT | Central Energy Plant USU | 58139 | TURBI | GT | OP | NA | NG |  | 496522 | 1.3613 | 0.0054834 | EIA Prime Mover-level Data | NEI avg EF - PM, fuel type, firing type
2018 | UT | Cove Mountain Solar | 62469 | GEN01 | PV | L | NA | SUN
2018 | UT | Cove Mountain Solar 2 | 62470 | GEN01 | PV | L | NA | SUN
2018 | UT | Currant Creek Power Project | 56102 | CTG1A | CT | OP | CC | NG | 6,796.0 | 9030012 | 14.4015 | 0.0031897 | EPA/CAMD | EPA/NEI | 2005
2018 | UT | Currant Creek Power Project | 56102 | CTG1B | CT | OP | CC | NG | 6,735.0 | 8989959 | 9.4159 | 0.0020948 | EPA/CAMD | EPA/NEI | 2005
2018 | UT | Cutler Hydro | 3646 | 1 | HY | OP | NA | WAT |  | 318035 |  |  | EIA Prime Mover-level Data
2018 | UT | Cutler Hydro | 3646 | 2 | HY | OP | NA | WAT |  | 318035 |  |  | EIA Prime Mover-level Data
2018 | UT | Deer Creek (UT) | 6404 | 1 | HY | OP | NA | WAT |  | 102907 |  |  | EIA Prime Mover-level Data
2018 | UT | Deer Creek (UT) | 6404 | 2 | HY | OP | NA | WAT |  | 102907 |  |  | EIA Prime Mover-level Data
2018 | UT | eBay - South Jordan | 59281 | EBY00 | FC | OP | NA | NG |  | 344418 | 0 | 0 | EIA Prime Mover-level Data | Estimated using an emission factor
2018 | UT | eBay - South Jordan | 59281 | EBY03 | FC | OP | NA | NG |  | 218131 | 0 | 0 | EIA Prime Mover-level Data | Estimated using an emission factor
2018 | UT | Echo Dam | 4263 | 3 | HY | OP | NA | WAT |  | 14063 |  |  | EIA Prime Mover-level Data
2018 | UT | Echo Dam | 4263 | NA1 | HY | OP | NA | WAT |  | 23907 |  |  | EIA Prime Mover-level Data
2018 | UT | Echo Dam | 4263 | NA2 | HY | OP | NA | WAT |  | 23907 |  |  | EIA Prime Mover-level Data
2018 | UT | Enel Cove Fort | 58570 | 1-G1A | BT | OP | NA | GEO |  | 719228 |  |  | EIA Prime Mover-level Data
2018 | UT | Enel Cove Fort | 58570 | 2-GIA | BT | OP | NA | GEO |  | 719228 |  |  | EIA Prime Mover-level Data
2018 | UT | Enterprise Solar, LLC | 59386 | ENTS1 | PV | OP | NA | SUN |  | 2054613 |  |  | EIA Prime Mover-level Data
2018 | UT | Escalante Solar I, LLC | 59387 | ESCS1 | PV | OP | NA | SUN |  | 1865077 |  |  | EIA Prime Mover-level Data
2018 | UT | Escalante Solar II, LLC | 59388 | ESCS2 | PV | OP | NA | SUN |  | 1896561 |  |  | EIA Prime Mover-level Data
2018 | UT | Escalante Solar III, LLC | 59389 | ESCS3 | PV | OP | NA | SUN |  | 1883204 |  |  | EIA Prime Mover-level Data
2018 | UT | Fiddler's Canyon #1 | 59787 | FID1 | PV | OP | NA | SUN |  | 68249 |  |  | EIA Prime Mover-level Data
2018 | UT | Fiddler's Canyon #2 | 59786 | FID2 | PV | OP | NA | SUN |  | 67162 |  |  | EIA Prime Mover-level Data
2018 | UT | Fiddler's Canyon 3 | 59932 | FID3 | PV | OP | NA | SUN |  | 64664 |  |  | EIA Prime Mover-level Data
2018 | UT | Flaming Gorge | 6405 | 1 | HY | OP | NA | WAT |  | 1911193 |  |  | EIA Prime Mover-level Data
2018 | UT | Flaming Gorge | 6405 | 2 | HY | OP | NA | WAT |  | 1911193 |  |  | EIA Prime Mover-level Data
2018 | UT | Flaming Gorge | 6405 | 3 | HY | OP | NA | WAT |  | 1911193 |  |  | EIA Prime Mover-level Data
2018 | UT | Gadsby | 3648 | 1 | ST | OP | WALL | NG | 717.0 | 223898 | 0.91871 | 0.0082065 | EPA/CAMD | EPA/NEI | 1951
2018 | UT | Gadsby | 3648 | 2 | ST | OP | WALL | NG | 954.0 | 267934 | 1.0839 | 0.0080906 | EPA/CAMD | EPA/NEI | 1952
2018 | UT | Gadsby | 3648 | 3 | ST | OP | TANGENTIAL | NG | 1,085.0 | 399666 | 1.3949 | 0.0069803 | EPA/CAMD | EPA/NEI | 1955
2018 | UT | Gadsby | 3648 | 4 | GT | OP | CT | NG | 205.0 | 32100 | 0.10593 | 0.0066001 | EPA/CAMD | EPA/NEI | 2002
2018 | UT | Gadsby | 3648 | 5 | GT | OP | CT | NG | 231.0 | 38278 | 0.12632 | 0.0066 | EPA/CAMD | EPA/NEI | 2002
2018 | UT | Gadsby | 3648 | 6 | GT | OP | CT | NG | 324.0 | 59077 | 0.19496 | 0.0066 | EPA/CAMD | EPA/NEI | 2002
2018 | UT | Gateway | 3697 | 1 | HY | OP | NA | WAT |  | 33445 |  |  | EIA Prime Mover-level Data
2018 | UT | Gateway | 3697 | 2 | HY | OP | NA | WAT |  | 33445 |  |  | EIA Prime Mover-level Data
2018 | UT | Granite | 3651 | 1 | HY | OP | NA | WAT |  | 48872 |  |  | EIA Prime Mover-level Data
2018 | UT | Granite Mountain Solar East, LLC | 59946 | GMSE | PV | OP | NA | SUN |  | 1897374 |  |  | EIA Prime Mover-level Data
2018 | UT | Granite Mountain Solar West, LLC | 59945 | GMSW | PV | OP | NA | SUN |  | 1126685 |  |  | EIA Prime Mover-level Data
2018 | UT | Granite Peak Solar Plant | 58604 | GPSP1 | PV | OP | NA | SUN |  | 55383 |  |  | EIA Prime Mover-level Data
2018 | UT | Greenville Solar Plant | 58603 | GVSP1 | PV | OP | NA | SUN |  | 37365 |  |  | EIA Prime Mover-level Data
2018 | UT | Heber City | 7111 | 1 | IC | OP | NA | NG |  | 19072 | 0.0040242 | 0.000422 | EIA Prime Mover-level Data | Estimated using an emission factor
2018 | UT | Heber City | 7111 | 2 | IC | OP | NA | NG |  | 19072 | 0.0040242 | 0.000422 | EIA Prime Mover-level Data | Estimated using an emission factor
2018 | UT | Heber City | 7111 | 4 | IC | OP | NA | NG |  | 25884 | 0.0054615 | 0.000422 | EIA Prime Mover-level Data | Estimated using an emission factor
2018 | UT | Heber City | 7111 | 11 | IC | OP | NA | NG |  | 25884 | 0.0054615 | 0.000422 | EIA Prime Mover-level Data | Estimated using an emission factor
2018 | UT | Heber City | 7111 | 12 | IC | OP | NA | NG |  | 31333 | 0.0066113 | 0.000422 | EIA Prime Mover-level Data | Estimated using an emission factor
2018 | UT | Heber City | 7111 | NA1 | IC | RE | NA | NG
2018 | UT | Heber City | 7111 | NA10 | IC | OP | NA | NG |  | 25884 | 0.0054615 | 0.000422 | EIA Prime Mover-level Data | Estimated using an emission factor
2018 | UT | Heber City | 7111 | NA2 | IC | RE | NA | NG
2018 | UT | Heber City | 7111 | NA3 | IC | RE | NA | NG
2018 | UT | Heber City | 7111 | NA4 | IC | RE | NA | NG
2018 | UT | Heber City | 7111 | NA5 | IC | OP | NA | NG |  | 9536 | 0.0020121 | 0.000422 | EIA Prime Mover-level Data | Estimated using an emission factor
2018 | UT | Heber City | 7111 | NA6 | IC | OP | NA | NG |  | 9536 | 0.0020121 | 0.000422 | EIA Prime Mover-level Data | Estimated using an emission factor
2018 | UT | Heber City | 7111 | NA7 | IC | RE | NA | DFO
2018 | UT | Heber City | 7111 | NA8 | IC | RE | NA | DFO
2018 | UT | Heber City | 7111 | NA9 | IC | OP | NA | NG |  | 25884 | 0.0054615 | 0.000422 | EIA Prime Mover-level Data | Estimated using an emission factor
2018 | UT | Hill AFB LFG Facility, Bldg #737 | 60349 | LFGG1 | IC | OP | NA | LFG |  | 38182 | 0.28064 | 0.0147 | EIA Prime Mover-level Data | Estimated using an emission factor
2018 | UT | Hill AFB LFG Facility, Bldg #737 | 60349 | LFGG2 | IC | OP | NA | LFG |  | 44546 | 0.32741 | 0.0147 | EIA Prime Mover-level Data | Estimated using an emission factor
2018 | UT | Hill AFB LFG Facility, Bldg #737 | 60349 | LFGG3 | IC | OP | NA | LFG |  | 63637 | 0.46773 | 0.0147 | EIA Prime Mover-level Data | Estimated using an emission factor
2018 | UT | HTW Plant 303 COGEN | 58597 | CGN1 | GT | OP | NA | NG |  | 385247 | 1.0562 | 0.0054834 | EIA Prime Mover-level Data | NEI avg EF - PM, fuel type, firing type
2018 | UT | Hunter | 6165 | 1 | ST | OP | TANGENTIAL | BIT | 7,233.0 | 25154147 | 34.4071 | 0.0027357 | EPA/CAMD | EPA/NEI | 1978
2018 | UT | Hunter | 6165 | 2 | ST | OP | TANGENTIAL | BIT | 8,301.0 | 30549497 | 63.1502 | 0.0041343 | EPA/CAMD | EPA/NEI | 1980
2018 | UT | Hunter | 6165 | 3 | ST | OP | WALL | BIT | 8,507.0 | 30908006 | 28.6443 | 0.0018535 | EPA/CAMD | EPA/NEI | 1983
2018 | UT | Hunter Solar LLC | 62656 | HUSOL | PV | U | NA | SUN
2018 | UT | Huntington | 8069 | 1 | ST | OP | TANGENTIAL | BIT | 7,519.0 | 25127997 | 71.8808 | 0.0057212 | EPA/CAMD | EPA/NEI | 1977
2018 | UT | Huntington | 8069 | 2 | ST | OP | TANGENTIAL | BIT | 8,326.0 | 27986193 | 98.4789 | 0.0070377 | EPA/CAMD | EPA/NEI | 1974
2018 | UT | Hurricane City Power | 57899 | 1 | IC | SB | NA | DFO |  | 6220 | 0.9641 | 0.31 | EIA Prime Mover-level Data | Estimated using an emission factor
2018 | UT | Hurricane City Power | 57899 | 2 | IC | SB | NA | DFO |  | 6220 | 0.9641 | 0.31 | EIA Prime Mover-level Data | Estimated using an emission factor
2018 | UT | Hurricane City Power | 57899 | 3 | IC | SB | NA | DFO |  | 6220 | 0.9641 | 0.31 | EIA Prime Mover-level Data | Estimated using an emission factor
2018 | UT | Hurricane City Power | 57899 | 4 | IC | OP | NA | NG |  | 7318 | 0.0015441 | 0.000422 | EIA Prime Mover-level Data | Estimated using an emission factor
2018 | UT | Hurricane City Power | 57899 | 5 | IC | OP | NA | NG |  | 7318 | 0.0015441 | 0.000422 | EIA Prime Mover-level Data | Estimated using an emission factor
2018 | UT | Hurricane City Power | 57899 | 6 | IC | OP | NA | NG |  | 7318 | 0.0015441 | 0.000422 | EIA Prime Mover-level Data | Estimated using an emission factor
2018 | UT | Hurricane City Power | 57899 | 7 | IC | OP | NA | NG |  | 7318 | 0.0015441 | 0.000422 | EIA Prime Mover-level Data | Estimated using an emission factor
2018 | UT | Hurricane City Power | 57899 | 8 | IC | OP | NA | NG |  | 7318 | 0.0015441 | 0.000422 | EIA Prime Mover-level Data | Estimated using an emission factor
2018 | UT | Hurricane City Power | 57899 | 9 | IC | P | NA | NG
2018 | UT | Hydro II | 7034 | 1 | HY | OP | NA | WAT |  | 85199 |  |  | EIA Prime Mover-level Data
2018 | UT | Hydro II | 7034 | 2 | HY | OP | NA | WAT |  | 85199 |  |  | EIA Prime Mover-level Data
2018 | UT | Hydro III | 3675 | 1 | HY | RE | NA | WAT
2018 | UT | Hydro III | 3675 | HY1 | HY | OP | NA | WAT |  | 15564 |  |  | EIA Prime Mover-level Data
2018 | UT | Hydro III | 3675 | HY2 | HY | OP | NA | WAT |  | 15564 |  |  | EIA Prime Mover-level Data
2018 | UT | Hydro III | 3675 | HY3 | HY | RE | NA | WAT
2018 | UT | Hydro III | 3675 | IC1 | IC | RE | NA | DFO
2018 | UT | Hydro Plant No 3 | 925 | 2 | HY | OP | NA | WAT |  | 5484 |  |  | EIA Prime Mover-level Data
2018 | UT | Hydro Plant No 3 | 925 | 3 | HY | OP | NA | WAT |  | 16453 |  |  | EIA Prime Mover-level Data
2018 | UT | Intermountain | 6481 | 1SGA | ST | OP | WALL | BIT | 7,652.0 | 38614855 | 471.3887 | 0.024415 | EPA/CAMD | EPA/NEI | 1986
2018 | UT | Intermountain | 6481 | 2SGA | ST | OP | WALL | BIT | 8,584.0 | 44319460 | 515.8936 | 0.023281 | EPA/CAMD | EPA/NEI | 1987
2018 | UT | Iron Springs Solar, LLC | 59941 | ISS | PV | OP | NA | SUN |  | 1931155 |  |  | EIA Prime Mover-level Data
2018 | UT | Joes Valley Dam | 4264 | NA1 | HY | IP | NA | WAT
2018 | UT | Joes Valley Dam | 4264 | NA2 | HY | IP | NA | WAT
2018 | UT | Joes Valley Dam | 4264 | NA3 | HY | IP | NA | WAT
2018 | UT | Jordanelle Dam Hydroelectric Project | 61853 | GEN 1 | HY | OP | NA | WAT |  | 217096 |  |  | EIA Prime Mover-level Data
2018 | UT | Jordanelle Dam Hydroelectric Project | 61853 | GEN 2 | HY | OP | NA | WAT |  | 217096 |  |  | EIA Prime Mover-level Data
2018 | UT | Kennecott Power Plant | 56163 | 1 | ST | RE | WALL | BIT |  | 0 | 0 |  | EIA Unit-level Data | NEI avg EF - PM, fuel type, firing type
2018 | UT | Kennecott Power Plant | 56163 | 2 | ST | RE | WALL | BIT |  | 0 | 0 |  | EIA Unit-level Data | NEI avg EF - PM, fuel type, firing type
2018 | UT | Kennecott Power Plant | 56163 | 3 | ST | RE | WALL | BIT |  | 0 | 0 |  | EIA Unit-level Data | NEI avg EF - PM, fuel type, firing type
2018 | UT | Kennecott Power Plant | 56163 | 4 | ST | OP | TANGENTIAL | NG |  | 245 | 0.0011512 | 0.0093976 | EIA Unit-level Data | NEI avg EF - PM, fuel type, firing type
2018 | UT | Kennecott Power Plant | 56163 | 5CTG | CT | CN | NA | NG
2018 | UT | Kennecott Power Plant | 56163 | MCHP | GT | CN | NA | NG
2018 | UT | Kennecott Power Plant | 56163 | RCHP | GT | OP | NA | NG |  | 629124 | 1.7249 | 0.0054834 | EIA Prime Mover-level Data | NEI avg EF - PM, fuel type, firing type
2018 | UT | Kennecott Power Plant | 56163 | SM58 | ST | OP | NA | WH |  | 1568895 |  |  | EIA Prime Mover-level Data
2018 | UT | Lagoon Cogeneration Facility | 50942 | 1 | IC | SB | NA | NG
2018 | UT | Lagoon Cogeneration Facility | 50942 | 2 | IC | SB | NA | NG
2018 | UT | Lagoon Cogeneration Facility | 50942 | 3 | IC | SB | NA | NG
2018 | UT | Laho Solar Plant | 58602 | LSP1 | PV | OP | NA | SUN |  | 58537 |  |  | EIA Prime Mover-level Data
2018 | UT | Lake Creek Dam | 159 | 1 | HY | OP | NA | WAT |  | 25101 |  |  | EIA Prime Mover-level Data
2018 | UT | Lake Side Power Plant | 56237 | CT01 | CT | OP | CC | NG | 4,803.0 | 6681067 | 14.7379 | 0.0044118 | EPA/CAMD | EPA/NEI | 2007
2018 | UT | Lake Side Power Plant | 56237 | CT02 | CT | OP | CC | NG | 5,470.0 | 7569122 | 10.4338 | 0.0027569 | EPA/CAMD | EPA/NEI | 2007
2018 | UT | Lake Side Power Plant | 56237 | CT03 | CT | OP | CC | NG | 7,159.0 | 11305900 | 17.6814 | 0.0031278 | EPA/CAMD | EPA/NEI | 2014
2018 | UT | Lake Side Power Plant | 56237 | CT04 | CT | OP | CC | NG | 6,559.0 | 10304685 | 12.4503 | 0.0024164 | EPA/CAMD | EPA/NEI | 2014
2018 | UT | Latigo Wind Park | 59965 | LTIGO | WT | OP | NA | WND |  | 1415579 |  |  | EIA Prime Mover-level Data
2018 | UT | Little Cottonwood | 6537 | 1 | HY | OP | NA | WAT |  | 25202 |  |  | EIA Prime Mover-level Data
2018 | UT | Little Cottonwood | 6537 | 2 | HY | OP | NA | WAT |  | 25202 |  |  | EIA Prime Mover-level Data
2018 | UT | Little Mountain | 6553 | 1 | GT | RE | NA | NG
2018 | UT | Logan City | 4251 | 1 | GT | OP | NA | NG |  | 8424 | 0.023096 | 0.0054834 | EIA Prime Mover-level Data | NEI avg EF - PM, fuel type, firing type
2018 | UT | Logan City | 4251 | 2 | GT | OP | NA | NG |  | 8424 | 0.023096 | 0.0054834 | EIA Prime Mover-level Data | NEI avg EF - PM, fuel type, firing type
2018 | UT | Logan City | 4251 | 3 | GT | OP | NA | NG |  | 8424 | 0.023096 | 0.0054834 | EIA Prime Mover-level Data | NEI avg EF - PM, fuel type, firing type
2018 | UT | Logan City | 4251 | IC2 | IC | RE | NA | DFO
2018 | UT | Logan City | 4251 | IC3 | IC | RE | NA | DFO
2018 | UT | Logan City | 4251 | IC4 | IC | RE | NA | DFO
2018 | UT | Logan City | 4251 | IC5A | IC | RE | NA | DFO
2018 | UT | Logan City | 4251 | IC5B | IC | RE | NA | DFO
2018 | UT | Logan City | 4251 | IC6 | IC | RE | NA | DFO
2018 | UT | Long Ridge Solar Farm | 61170 | 33UI8 | PV | P | NA | SUN
2018 | UT | Manti Lower | 1020 | 2 | HY | OP | NA | WAT |  | 7139 |  |  | EIA Prime Mover-level Data
2018 | UT | Manti Lower | 1020 | HC1 | HY | OP | NA | WAT |  | 7139 |  |  | EIA Prime Mover-level Data
2018 | UT | Manti Upper | 3676 | 1 | HY | OP | NA | WAT |  | 4787 |  |  | EIA Prime Mover-level Data
2018 | UT | Manti Upper | 3676 | HC2 | HY | OP | NA | WAT |  | 7978 |  |  | EIA Prime Mover-level Data
2018 | UT | Milford 2 | 59958 | MIL2 | PV | OP | NA | SUN |  | 65678 |  |  | EIA Prime Mover-level Data
2018 | UT | Milford Flat Solar Plant | 58601 | MFSP1 | PV | OP | NA | SUN |  | 57382 |  |  | EIA Prime Mover-level Data
2018 | UT | Milford Solar 1 | 62812 | MS1 | PV | T | NA | SUN
2018 | UT | Milford Wind Corridor I LLC | 57079 | 1 | WT | OP | NA | WND |  | 3595829 |  |  | EIA Prime Mover-level Data
2018 | UT | Milford Wind Corridor Phase III | 57546 | 1 | WT | IP | NA | WND
2018 | UT | Milford Wind Corridor Stage II LLC | 57107 | 1 | WT | OP | NA | WND |  | 1797158 |  |  | EIA Prime Mover-level Data
2018 | UT | Millcreek Power | 56253 | MC-1 | GT | OP | CT | NG | 2,147.0 | 696110 | 1.7309 | 0.0049731 | EPA/CAMD | EPA/NEI | 2006
2018 | UT | Millcreek Power | 56253 | MC-2 | GT | OP | CT | NG | 1,425.0 | 453844 | 1.5667 | 0.0069041 | EPA/CAMD | EPA/NEI | 2010
2018 | UT | Murray City | 3683 | 3 | IC | RE | NA | NG
2018 | UT | Murray City | 3683 | 4 | IC | RE | NA | NG
2018 | UT | Murray City | 3683 | 5 | IC | RE | NA | NG
2018 | UT | Murray City | 3683 | 6 | IC | RE | NA | NG
2018 | UT | Murray Turbine | 8010 | 1 | GT | OP | NA | NG |  | 36771 | 0.10081 | 0.0054834 | EIA Prime Mover-level Data | NEI avg EF - PM, fuel type, firing type
2018 | UT | Murray Turbine | 8010 | 2 | GT | OP | NA | NG |  | 36771 | 0.10081 | 0.0054834 | EIA Prime Mover-level Data | NEI avg EF - PM, fuel type, firing type
2018 | UT | Murray Turbine | 8010 | 3 | GT | OP | NA | NG |  | 36771 | 0.10081 | 0.0054834 | EIA Prime Mover-level Data | NEI avg EF - PM, fuel type, firing type
2018 | UT | Nebo Power Station | 56177 | U1 | CT | OP | CC | NG | 4,237.0 | 3358078 | 9.6653 | 0.0057564 | EPA/CAMD | NEI avg EF - PM, fuel type, firing type | 2004
2018 | UT | Olmstead | 3655 | 1 | HY | OS | NA | WAT
2018 | UT | Olmstead | 3655 | 2 | HY | OS | NA | WAT
2018 | UT | Olmstead | 3655 | 4 | HY | OS | NA | WAT
2018 | UT | Pavant Solar II LLC | 60449 | PSII | PV | OP | NA | SUN |  | 1108449 |  |  | EIA Prime Mover-level Data
2018 | UT | Pavant Solar III | 60886 | PSIII | PV | OP | NA | SUN |  | 460568 |  |  | EIA Prime Mover-level Data
2018 | UT | Pavant Solar, LLC | 59702 | 1 | PV | OP | NA | SUN |  | 1109278 |  |  | EIA Prime Mover-level Data
2018 | UT | Payson | 7408 | 86-1 | IC | OP | NA | NG |  | 62 | 1.3082e-05 | 0.000422 | EIA Prime Mover-level Data | Estimated using an emission factor
2018 | UT | Payson | 7408 | 86-2 | IC | OP | NA | NG |  | 62 | 1.3082e-05 | 0.000422 | EIA Prime Mover-level Data | Estimated using an emission factor
2018 | UT | Payson | 7408 | 86-3 | IC | OP | NA | NG |  | 59 | 1.2449e-05 | 0.000422 | EIA Prime Mover-level Data | Estimated using an emission factor
2018 | UT | Payson | 7408 | 86-4 | IC | OP | NA | NG |  | 47 | 9.917e-06 | 0.000422 | EIA Prime Mover-level Data | Estimated using an emission factor
2018 | UT | Pine View Dam | 7132 | NA1 | HY | OP | NA | WAT |  | 37541 |  |  | EIA Prime Mover-level Data
2018 | UT | Pioneer | 3656 | 1 | HY | OP | NA | WAT |  | 42103 |  |  | EIA Prime Mover-level Data
2018 | UT | Pioneer | 3656 | 2 | HY | OP | NA | WAT |  | 42103 |  |  | EIA Prime Mover-level Data
2018 | UT | Provo Power Plant | 61508 | 1 | IC | OP | NA | NG |  | 13687 | 0.002888 | 0.000422 | EIA Prime Mover-level Data | Estimated using an emission factor
2018 | UT | Provo Power Plant | 61508 | 2 | IC | OP | NA | NG |  | 13687 | 0.002888 | 0.000422 | EIA Prime Mover-level Data | Estimated using an emission factor
2018 | UT | Provo Power Plant | 61508 | 3 | IC | OP | NA | NG |  | 13687 | 0.002888 | 0.000422 | EIA Prime Mover-level Data | Estimated using an emission factor
2018 | UT | Provo Power Plant | 61508 | 4 | IC | OP | NA | NG |  | 13687 | 0.002888 | 0.000422 | EIA Prime Mover-level Data | Estimated using an emission factor
2018 | UT | Provo Power Plant | 61508 | 5 | IC | OP | NA | NG |  | 13687 | 0.002888 | 0.000422 | EIA Prime Mover-level Data | Estimated using an emission factor
2018 | UT | Quail Creek Hydro Plant #1 | 52039 | 1 | HY | OP | NA | WAT |  | 76244 |  |  | EIA Prime Mover-level Data
2018 | UT | Quichapa 1 | 61119 | W5519 | PV | OP | NA | SUN |  | 73429 |  |  | EIA Prime Mover-level Data
2018 | UT | Quichapa 2 | 61120 | W5520 | PV | OP | NA | SUN |  | 72552 |  |  | EIA Prime Mover-level Data
2018 | UT | Quichapa 3 | 61121 | W5521 | PV | OP | NA | SUN |  | 72615 |  |  | EIA Prime Mover-level Data
2018 | UT | Sage Solar I-III | 62399 | 77778 | PV | U | NA | SUN
2018 | UT | Salt Lake Energy Systems | 56554 | Unit1 | IC | OP | NA | LFG |  | 70592 | 0.51885 | 0.0147 | EIA Prime Mover-level Data | Estimated using an emission factor
2018 | UT | Salt Lake Energy Systems | 56554 | Unit2 | IC | OP | NA | LFG |  | 70592 | 0.51885 | 0.0147 | EIA Prime Mover-level Data | Estimated using an emission factor
2018 | UT | Salt Lake Energy Systems | 56554 | Unit3 | IC | OP | NA | LFG |  | 141183 | 1.0377 | 0.0147 | EIA Prime Mover-level Data | Estimated using an emission factor
2018 | UT | Salt Palace Solar Gen Plant | 58006 | 1 | PV | OP | NA | SUN |  | 12777 |  |  | EIA Prime Mover-level Data
2018 | UT | Salt Palace Solar Gen Plant | 58006 | 2 | PV | OP | NA | SUN |  | 7985 |  |  | EIA Prime Mover-level Data
2018 | UT | Sigurd Solar LLC | 62666 | SGSOL | PV | T | NA | SUN
2018 | UT | Snake Creek | 3658 | 1 | HY | OP | NA | WAT |  | 22695 |  |  | EIA Prime Mover-level Data
2018 | UT | Snake Creek | 3658 | 2 | HY | OP | NA | WAT |  | 22695 |  |  | EIA Prime Mover-level Data
2018 | UT | Snowbird Power Plant | 10215 | 1367 | IC | OP | NA | NG |  | 73 | 1.5403e-05 | 0.000422 | EIA Prime Mover-level Data | Estimated using an emission factor
2018 | UT | Snowbird Power Plant | 10215 | 1391 | IC | OP | NA | NG |  | 73 | 1.5403e-05 | 0.000422 | EIA Prime Mover-level Data | Estimated using an emission factor
2018 | UT | Snowbird Power Plant | 10215 | 1392 | IC | OP | NA | NG |  | 73 | 1.5403e-05 | 0.000422 | EIA Prime Mover-level Data | Estimated using an emission factor
2018 | UT | South Milford Solar Plant | 59620 | SMS1 | PV | OP | NA | SUN |  | 70236 |  |  | EIA Prime Mover-level Data
2018 | UT | Spanish Fork | 3691 | 1 | HY | OP | NA | WAT |  | 30971 |  |  | EIA Prime Mover-level Data
2018 | UT | Spanish Fork | 3691 | 2 | HY | OP | NA | WAT |  | 30971 |  |  | EIA Prime Mover-level Data
2018 | UT | Spanish Fork | 3691 | 3 | HY | OP | NA | WAT |  | 3644 |  |  | EIA Prime Mover-level Data
2018 | UT | Spanish Fork Wind Park 2 LLC | 56751 | 1 | WT | OP | NA | WND |  | 404819 |  |  | EIA Prime Mover-level Data
2018 | UT | St George Red Rock | 7080 | 1 | IC | SB | NA | DFO |  | 1919 | 0.29745 | 0.31 | EIA Prime Mover-level Data | Estimated using an emission factor
2018 | UT | St George Red Rock | 7080 | 2 | IC | SB | NA | DFO |  | 1919 | 0.29745 | 0.31 | EIA Prime Mover-level Data | Estimated using an emission factor
2018 | UT | Stairs | 3659 | 3 | HY | OP | NA | WAT |  | 34349 |  |  | EIA Prime Mover-level Data
2018 | UT | Sunnyside Cogen Associates | 50951 | 1 | ST | OP | NA | WC |  | 4989073 | 15.4788 | 0.0062051 | EIA Unit-level Data | EPA/NEI
2018 | UT | Tesoro SLC Cogeneration Plant | 56509 | 1 | GT | OP | NA | NG |  | 1037383 | 2.8442 | 0.0054834 | EIA Prime Mover-level Data | NEI avg EF - PM, fuel type, firing type
2018 | UT | Tesoro SLC Cogeneration Plant | 56509 | 2 | GT | OP | NA | NG |  | 1037383 | 2.8442 | 0.0054834 | EIA Prime Mover-level Data | NEI avg EF - PM, fuel type, firing type
2018 | UT | Thermo No 1 | 57353 | 1 | BT | RE | NA | GEO
2018 | UT | Thermo No 1 | 57353 | 2 | BT | OP | NA | GEO |  | 591995 |  |  | EIA Prime Mover-level Data
2018 | UT | Thermo Solar PV-01 | 59883 | SOLAR | PV | IP | NA | SUN
2018 | UT | Three Peaks Power | 60432 | TPP | PV | OP | NA | SUN |  | 2060038 |  |  | EIA Prime Mover-level Data
2018 | UT | Tooele Army Depot | 59817 | GEN03 | WT | OP | NA | WND |  | 31366 |  |  | EIA Prime Mover-level Data
2018 | UT | Tooele Army Depot | 59817 | PV1 | PV | V | NA | SUN
2018 | UT | Trans-Jordan Generating Station | 56853 | 1 | IC | OP | NA | LFG |  | 155067 | 1.1397 | 0.0147 | EIA Prime Mover-level Data | Estimated using an emission factor
2018 | UT | Trans-Jordan Generating Station | 56853 | 2 | IC | OP | NA | LFG |  | 155067 | 1.1397 | 0.0147 | EIA Prime Mover-level Data | Estimated using an emission factor
2018 | UT | Trans-Jordan Generating Station | 56853 | 3 | IC | OP | NA | LFG |  | 155067 | 1.1397 | 0.0147 | EIA Prime Mover-level Data | Estimated using an emission factor
2018 | UT | Uintah | 3704 | 1 | HY | OP | NA | WAT |  | 29342 |  |  | EIA Prime Mover-level Data
2018 | UT | Uintah | 3704 | 2 | HY | OP | NA | WAT |  | 29342 |  |  | EIA Prime Mover-level Data
2018 | UT | Unit 4 | 7015 | 1 | HY | OP | NA | WAT |  | 40768 |  |  | EIA Prime Mover-level Data
2018 | UT | Upper Beaver | 3643 | 1 | HY | OP | NA | WAT |  | 35025 |  |  | EIA Prime Mover-level Data
2018 | UT | Upper Beaver | 3643 | 2 | HY | OP | NA | WAT |  | 32331 |  |  | EIA Prime Mover-level Data
2018 | UT | US Magnesium | 58191 | GT1 | GT | OP | NA | NG |  | 1620870 | 4.4439 | 0.0054834 | EIA Prime Mover-level Data | NEI avg EF - PM, fuel type, firing type
2018 | UT | US Magnesium | 58191 | GT2 | GT | OP | NA | NG |  | 1620870 | 4.4439 | 0.0054834 | EIA Prime Mover-level Data | NEI avg EF - PM, fuel type, firing type
2018 | UT | US Magnesium | 58191 | GT3 | GT | OP | NA | NG |  | 1620870 | 4.4439 | 0.0054834 | EIA Prime Mover-level Data | NEI avg EF - PM, fuel type, firing type
2018 | UT | US Magnesium | 58191 | GT4 | GT | V | NA | NG
2018 | UT | Utah Red Hills Renewable Energy Park | 58660 | 1 | PV | OP | NA | SUN |  | 1910028 |  |  | EIA Prime Mover-level Data
2018 | UT | Veyo Heat Recovery Project | 60421 | WHR1 | ST | OP | NA | WH |  | 484202 |  |  | EIA Prime Mover-level Data
2018 | UT | Wanship | 3698 | 1 | HY | OP | NA | WAT |  | 53458 |  |  | EIA Prime Mover-level Data
2018 | UT | Washington City Electric Generation | 59660 | 3 | IC | OP | NA | NG |  | 3621 | 0.00076403 | 0.000422 | EIA Prime Mover-level Data | Estimated using an emission factor
2018 | UT | Washington City Electric Generation | 59660 | 4 | IC | OP | NA | NG |  | 3621 | 0.00076403 | 0.000422 | EIA Prime Mover-level Data | Estimated using an emission factor
2018 | UT | Washington City Electric Generation | 59660 | 9 | IC | OP | NA | NG |  | 3621 | 0.00076403 | 0.000422 | EIA Prime Mover-level Data | Estimated using an emission factor
2018 | UT | Weber | 3661 | 1 | HY | OP | NA | WAT |  | 102786 |  |  | EIA Prime Mover-level Data
2018 | UT | Weber State University - Davis Campus PV | 60821 | PV1 | PV | OP | NA | SUN |  | 21701 |  |  | EIA Prime Mover-level Data
2018 | UT | West Valley Power Plant | 55622 | U1 | GT | OP | CT | NG | 1,871.0 | 504108 | 0.73923 | 0.0029328 | EPA/CAMD | EPA/NEI | 2002
2018 | UT | West Valley Power Plant | 55622 | U2 | GT | OP | CT | NG | 1,872.0 | 484597 | 1.011 | 0.0041726 | EPA/CAMD | EPA/NEI | 2002
2018 | UT | West Valley Power Plant | 55622 | U3 | GT | OP | CT | NG | 1,746.0 | 474221 | 1.0115 | 0.0042661 | EPA/CAMD | EPA/NEI | 2001
2018 | UT | West Valley Power Plant | 55622 | U4 | GT | OP | CT | NG | 1,751.0 | 456122 | 1.0218 | 0.0044804 | EPA/CAMD | EPA/NEI | 2001
2018 | UT | West Valley Power Plant | 55622 | U5 | GT | OP | CT | NG | 1,662.0 | 437155 | 0.846 | 0.0038705 | EPA/CAMD | EPA/NEI | 2002
2018 | UT | Whitehead | 7028 | K1 | IC | OP | NA | NG |  | 25139 | 0.0053043 | 0.000422 | EIA Prime Mover-level Data | Estimated using an emission factor
2018 | UT | Whitehead | 7028 | K2 | IC | OP | NA | NG |  | 25139 | 0.0053043 | 0.000422 | EIA Prime Mover-level Data | Estimated using an emission factor
2018 | UT | Whitehead | 7028 | K3 | IC | OP | NA | NG |  | 25139 | 0.0053043 | 0.000422 | EIA Prime Mover-level Data | Estimated using an emission factor
2018 | UT | Whitehead | 7028 | K4 | IC | OP | NA | NG |  | 17956 | 0.0037887 | 0.000422 | EIA Prime Mover-level Data | Estimated using an emission factor
2018 | UT | Whitehead | 7028 | K6CAT | IC | OP | NA | NG |  | 8978 | 0.0018944 | 0.000422 | EIA Prime Mover-level Data | Estimated using an emission factor
2018 | UT | Whitehead | 7028 | K7CAT | IC | OP | NA | NG |  | 8978 | 0.0018944 | 0.000422 | EIA Prime Mover-level Data | Estimated using an emission factor
2018 | VA | Altavista Power Station | 10773 | 1 | ST | OP | STOKER | WDS | 6,097.0 | 1888815 | 3.4577 | 0.0036613 | EPA/CAMD | EPA/NEI | 1992
2018 | VA | Altavista Power Station | 10773 | 2 | ST | OP | STOKER | WDS | 6,206.0 | 1929815 | 6.6956 | 0.0069392 | EPA/CAMD | EPA/NEI | 1992
2018 | VA | Amelia | 56681 | 1 | IC | OP | NA | LFG |  | 10405 | 0.076477 | 0.0147 | EIA Prime Mover-level Data | Estimated using an emission factor
2018 | VA | Amelia | 56681 | 2 | IC | OP | NA | LFG |  | 10405 | 0.076477 | 0.0147 | EIA Prime Mover-level Data | Estimated using an emission factor
2018 | VA | Amelia | 56681 | 3 | IC | OP | NA | LFG |  | 10405 | 0.076477 | 0.0147 | EIA Prime Mover-level Data | Estimated using an emission factor
2018 | VA | Amelia | 56681 | 4 | IC | OP | NA | LFG |  | 10405 | 0.076477 | 0.0147 | EIA Prime Mover-level Data | Estimated using an emission factor
2018 | VA | Amelia | 56681 | 5 | IC | OP | NA | LFG |  | 10405 | 0.076477 | 0.0147 | EIA Prime Mover-level Data | Estimated using an emission factor
2018 | VA | Amelia | 56681 | 6 | IC | OP | NA | LFG |  | 10405 | 0.076477 | 0.0147 | EIA Prime Mover-level Data | Estimated using an emission factor
2018 | VA | Amelia | 56681 | 7 | IC | OP | NA | LFG |  | 10405 | 0.076477 | 0.0147 | EIA Prime Mover-level Data | Estimated using an emission factor
2018 | VA | Amelia | 56681 | 8 | IC | OP | NA | LFG |  | 10405 | 0.076477 | 0.0147 | EIA Prime Mover-level Data | Estimated using an emission factor
2018 | VA | Amelia | 56681 | 9 | IC | OP | NA | LFG |  | 10405 | 0.076477 | 0.0147 | EIA Prime Mover-level Data | Estimated using an emission factor
2018 | VA | Amelia | 56681 | 10 | IC | OP | NA | LFG |  | 10405 | 0.076477 | 0.0147 | EIA Prime Mover-level Data | Estimated using an emission factor
2018 | VA | Amelia | 56681 | 11 | IC | OP | NA | LFG |  | 10405 | 0.076477 | 0.0147 | EIA Prime Mover-level Data | Estimated using an emission factor
2018 | VA | Amelia | 56681 | 12 | IC | OP | NA | LFG |  | 10405 | 0.076477 | 0.0147 | EIA Prime Mover-level Data | Estimated using an emission factor
2018 | VA | Amelia | 56681 | 13 | IC | OP | NA | LFG |  | 10405 | 0.076477 | 0.0147 | EIA Prime Mover-level Data | Estimated using an emission factor
2018 | VA | Amelia | 56681 | 14 | IC | OP | NA | LFG |  | 10405 | 0.076477 | 0.0147 | EIA Prime Mover-level Data | Estimated using an emission factor
2018 | VA | Amelia | 56681 | 15 | IC | OP | NA | LFG |  | 10405 | 0.076477 | 0.0147 | EIA Prime Mover-level Data | Estimated using an emission factor
2018 | VA | Amelia | 56681 | 16 | IC | OP | NA | LFG |  | 10405 | 0.076477 | 0.0147 | EIA Prime Mover-level Data | Estimated using an emission factor
2018 | VA | Amelia | 56681 | 17 | IC | OP | NA | LFG |  | 10405 | 0.076477 | 0.0147 | EIA Prime Mover-level Data | Estimated using an emission factor
2018 | VA | Amelia | 56681 | 18 | IC | OP | NA | LFG |  | 10405 | 0.076477 | 0.0147 | EIA Prime Mover-level Data | Estimated using an emission factor
2018 | VA | Amelia | 56681 | 19 | IC | OP | NA | LFG |  | 10405 | 0.076477 | 0.0147 | EIA Prime Mover-level Data | Estimated using an emission factor
2018 | VA | Amelia | 56681 | 20 | IC | OP | NA | LFG |  | 10405 | 0.076477 | 0.0147 | EIA Prime Mover-level Data | Estimated using an emission factor
2018 | VA | Amelia | 56681 | 21 | IC | OP | NA | LFG |  | 10405 | 0.076477 | 0.0147 | EIA Prime Mover-level Data | Estimated using an emission factor
2018 | VA | Amelia | 56681 | 22 | IC | OP | NA | LFG |  | 10405 | 0.076477 | 0.0147 | EIA Prime Mover-level Data | Estimated using an emission factor
2018 | VA | Amelia | 56681 | 23 | IC | OP | NA | LFG |  | 10405 | 0.076477 | 0.0147 | EIA Prime Mover-level Data | Estimated using an emission factor
2018 | VA | Amelia | 56681 | 24 | IC | OP | NA | LFG |  | 10405 | 0.076477 | 0.0147 | EIA Prime Mover-level Data | Estimated using an emission factor
2018 | VA | Amelia | 56681 | 25 | IC | OP | NA | LFG |  | 10405 | 0.076477 | 0.0147 | EIA Prime Mover-level Data | Estimated using an emission factor
2018 | VA | Amelia | 56681 | 26 | IC | OP | NA | LFG |  | 10405 | 0.076477 | 0.0147 | EIA Prime Mover-level Data | Estimated using an emission factor
2018 | VA | Amelia | 56681 | 27 | IC | OP | NA | LFG |  | 10405 | 0.076477 | 0.0147 | EIA Prime Mover-level Data | Estimated using an emission factor
2018 | VA | Amelia | 56681 | 28 | IC | OP | NA | LFG |  | 10405 | 0.076477 | 0.0147 | EIA Prime Mover-level Data | Estimated using an emission factor
2018 | VA | Amelia | 56681 | 29 | IC | OP | NA | LFG |  | 10405 | 0.076477 | 0.0147 | EIA Prime Mover-level Data | Estimated using an emission factor
2018 | VA | Amelia | 56681 | 30 | IC | OP | NA | LFG |  | 10405 | 0.076477 | 0.0147 | EIA Prime Mover-level Data | Estimated using an emission factor
2018 | VA | Amelia | 56681 | 31 | IC | OP | NA | LFG |  | 10405 | 0.076477 | 0.0147 | EIA Prime Mover-level Data | Estimated using an emission factor
2018 | VA | Amelia | 56681 | 32 | IC | OP | NA | LFG |  | 10405 | 0.076477 | 0.0147 | EIA Prime Mover-level Data | Estimated using an emission factor
2018 | VA | Amelia | 56681 | 33 | IC | OP | NA | LFG |  | 10405 | 0.076477 | 0.0147 | EIA Prime Mover-level Data | Estimated using an emission factor
2018 | VA | Amelia | 56681 | 34 | IC | OP | NA | LFG |  | 10405 | 0.076477 | 0.0147 | EIA Prime Mover-level Data | Estimated using an emission factor
2018 | VA | Amelia | 56681 | 35 | IC | OP | NA | LFG |  | 10405 | 0.076477 | 0.0147 | EIA Prime Mover-level Data | Estimated using an emission factor
2018 | VA | Amelia | 56681 | 36 | IC | OP | NA | LFG |  | 10405 | 0.076477 | 0.0147 | EIA Prime Mover-level Data | Estimated using an emission factor
2018 | VA | Amelia | 56681 | 37 | IC | OP | NA | LFG |  | 10405 | 0.076477 | 0.0147 | EIA Prime Mover-level Data | Estimated using an emission factor
2018 | VA | Amelia | 56681 | 38 | IC | OP | NA | LFG |  | 10405 | 0.076477 | 0.0147 | EIA Prime Mover-level Data | Estimated using an emission factor
2018 | VA | Amelia | 56681 | 39 | IC | OP | NA | LFG |  | 10405 | 0.076477 | 0.0147 | EIA Prime Mover-level Data | Estimated using an emission factor
2018 | VA | Amelia | 56681 | 40 | IC | OP | NA | LFG |  | 10405 | 0.076477 | 0.0147 | EIA Prime Mover-level Data | Estimated using an emission factor
2018 | VA | Amelia | 56681 | 41 | IC | OP | NA | LFG |  | 10405 | 0.076477 | 0.0147 | EIA Prime Mover-level Data | Estimated using an emission factor
2018 | VA | Amelia | 56681 | 42 | IC | OP | NA | LFG |  | 10405 | 0.076477 | 0.0147 | EIA Prime Mover-level Data | Estimated using an emission factor
2018 | VA | Amelia | 56681 | 43 | IC | OP | NA | LFG |  | 10405 | 0.076477 | 0.0147 | EIA Prime Mover-level Data | Estimated using an emission factor
2018 | VA | Amelia | 56681 | 44 | IC | OP | NA | LFG |  | 10405 | 0.076477 | 0.0147 | EIA Prime Mover-level Data | Estimated using an emission factor
2018 | VA | Amelia | 56681 | 45 | IC | OP | NA | LFG |  | 10405 | 0.076477 | 0.0147 | EIA Prime Mover-level Data | Estimated using an emission factor
2018 | VA | Amelia | 56681 | 46 | IC | OP | NA | LFG |  | 10405 | 0.076477 | 0.0147 | EIA Prime Mover-level Data | Estimated using an emission factor
2018 | VA | Amelia | 56681 | 47 | IC | OP | NA | LFG |  | 10405 | 0.076477 | 0.0147 | EIA Prime Mover-level Data | Estimated using an emission factor
2018 | VA | Amelia | 56681 | 48 | IC | OP | NA | LFG |  | 10405 | 0.076477 | 0.0147 | EIA Prime Mover-level Data | Estimated using an emission factor
2018 | VA | Ameresco Stafford | 56894 | 1 | IC | OP | NA | LFG |  | 59196 | 0.43509 | 0.0147 | EIA Prime Mover-level Data | Estimated using an emission factor
2018 | VA | Ameresco Stafford | 56894 | 2 | IC | OP | NA | LFG |  | 59196 | 0.43509 | 0.0147 | EIA Prime Mover-level Data | Estimated using an emission factor
2018 | VA | Bath County | 6167 | 1 | PS | OP | NA | WAT |  | 0 |  |  | EIA Prime Mover-level Data
2018 | VA | Bath County | 6167 | 2 | PS | OP | NA | WAT |  | 0 |  |  | EIA Prime Mover-level Data
2018 | VA | Bath County | 6167 | 3 | PS | OP | NA | WAT |  | 0 |  |  | EIA Prime Mover-level Data
2018 | VA | Bath County | 6167 | 4 | PS | OP | NA | WAT |  | 0 |  |  | EIA Prime Mover-level Data
2018 | VA | Bath County | 6167 | 5 | PS | OP | NA | WAT |  | 0 |  |  | EIA Prime Mover-level Data
2018 | VA | Bath County | 6167 | 6 | PS | OP | NA | WAT |  | 0 |  |  | EIA Prime Mover-level Data
2018 | VA | Bayview | 3782 | BAYV | IC | SB | NA | DFO |  | 4751 | 0.7364 | 0.31 | EIA Prime Mover-level Data | Estimated using an emission factor
2018 | VA | Bayview | 3782 | BYV2 | IC | SB | NA | DFO |  | 4751 | 0.7364 | 0.31 | EIA Prime Mover-level Data | Estimated using an emission factor
2018 | VA | Bayview | 3782 | BYV3 | IC | SB | NA | DFO |  | 4751 | 0.7364 | 0.31 | EIA Prime Mover-level Data | Estimated using an emission factor
2018 | VA | Bayview | 3782 | BYV4 | IC | SB | NA | DFO |  | 4751 | 0.7364 | 0.31 | EIA Prime Mover-level Data | Estimated using an emission factor
2018 | VA | Bayview | 3782 | BYV5 | IC | SB | NA | DFO |  | 4751 | 0.7364 | 0.31 | EIA Prime Mover-level Data | Estimated using an emission factor
2018 | VA | Bayview | 3782 | BYV6 | IC | SB | NA | DFO |  | 4751 | 0.7364 | 0.31 | EIA Prime Mover-level Data | Estimated using an emission factor
2018 | VA | Bear Garden Generating Station | 56807 | 1A | CT | OP | CC | NG | 7,355.0 | 14072923 | 13.4654 | 0.0019137 | EPA/CAMD | EPA/NEI | 2011
2018 | VA | Bear Garden Generating Station | 56807 | 1B | CT | OP | CC | NG | 7,483.0 | 14143459 | 9.3825 | 0.0013268 | EPA/CAMD | EPA/NEI | 2011
2018 | VA | Bedford Solar | 61126 | 12346 | PV | OP | NA | SUN |  | 48880 |  |  | EIA Prime Mover-level Data
2018 | VA | Belle Haven Diesel Generation Facility | 60234 | BDG10 | IC | SB | NA | DFO |  | 1173 | 0.18182 | 0.31 | EIA Prime Mover-level Data | Estimated using an emission factor
2018 | VA | Belle Haven Diesel Generation Facility | 60234 | BDG9 | IC | SB | NA | DFO |  | 1173 | 0.18182 | 0.31 | EIA Prime Mover-level Data | Estimated using an emission factor
2018 | VA | Bellemeade Power Station | 50966 | 1 | CT | OP | CC | NG | 169.0 | 175243 | 0.30029 | 0.0034272 | EPA/CAMD | EPA/NEI | 1991
2018 | VA | Bellemeade Power Station | 50966 | 2 | CT | OP | CC | NG | 175.0 | 182293 | 0.3071 | 0.0033693 | EPA/CAMD | EPA/NEI | 1991
2018 | VA | Birchwood Power Facility | 54304 | 001 | ST | OP | TANGENTIAL | BIT | 4,966.0 | 5999989 | 5.2679 | 0.001756 | EPA/CAMD | EPA/NEI | 1996
2018 | VA | Boydton Plank Road Cogen Plant | 54766 | GEN1 | IC | OP | NA | DFO |  | 138 | 0.02139 | 0.31 | EIA Prime Mover-level Data | Estimated using an emission factor
2018 | VA | Boydton Plank Road Cogen Plant | 54766 | GEN10 | IC | OP | NA | DFO |  | 138 | 0.02139 | 0.31 | EIA Prime Mover-level Data | Estimated using an emission factor
2018 | VA | Boydton Plank Road Cogen Plant | 54766 | GEN11 | IC | OP | NA | DFO |  | 138 | 0.02139 | 0.31 | EIA Prime Mover-level Data | Estimated using an emission factor
2018 | VA | Boydton Plank Road Cogen Plant | 54766 | GEN12 | IC | OP | NA | DFO |  | 138 | 0.02139 | 0.31 | EIA Prime Mover-level Data | Estimated using an emission factor
2018 | VA | Boydton Plank Road Cogen Plant | 54766 | GEN13 | IC | OP | NA | DFO |  | 138 | 0.02139 | 0.31 | EIA Prime Mover-level Data | Estimated using an emission factor
2018 | VA | Boydton Plank Road Cogen Plant | 54766 | GEN14 | IC | OP | NA | DFO |  | 138 | 0.02139 | 0.31 | EIA Prime Mover-level Data | Estimated using an emission factor
2018 | VA | Boydton Plank Road Cogen Plant | 54766 | GEN15 | IC | OP | NA | DFO |  | 138 | 0.02139 | 0.31 | EIA Prime Mover-level Data | Estimated using an emission factor
2018 | VA | Boydton Plank Road Cogen Plant | 54766 | GEN16 | IC | OP | NA | DFO |  | 138 | 0.02139 | 0.31 | EIA Prime Mover-level Data | Estimated using an emission factor
2018 | VA | Boydton Plank Road Cogen Plant | 54766 | GEN17 | IC | OP | NA | DFO |  | 138 | 0.02139 | 0.31 | EIA Prime Mover-level Data | Estimated using an emission factor
2018 | VA | Boydton Plank Road Cogen Plant | 54766 | GEN18 | IC | OP | NA | DFO |  | 138 | 0.02139 | 0.31 | EIA Prime Mover-level Data | Estimated using an emission factor
2018 | VA | Boydton Plank Road Cogen Plant | 54766 | GEN19 | IC | OP | NA | DFO |  | 138 | 0.02139 | 0.31 | EIA Prime Mover-level Data | Estimated using an emission factor
2018 | VA | Boydton Plank Road Cogen Plant | 54766 | GEN2 | IC | OP | NA | DFO |  | 138 | 0.02139 | 0.31 | EIA Prime Mover-level Data | Estimated using an emission factor
2018 | VA | Boydton Plank Road Cogen Plant | 54766 | GEN20 | IC | OP | NA | DFO |  | 138 | 0.02139 | 0.31 | EIA Prime Mover-level Data | Estimated using an emission factor
2018 | VA | Boydton Plank Road Cogen Plant | 54766 | GEN21 | IC | OP | NA | DFO |  | 138 | 0.02139 | 0.31 | EIA Prime Mover-level Data | Estimated using an emission factor
2018 | VA | Boydton Plank Road Cogen Plant | 54766 | GEN22 | IC | OP | NA | DFO |  | 138 | 0.02139 | 0.31 | EIA Prime Mover-level Data | Estimated using an emission factor
2018 | VA | Boydton Plank Road Cogen Plant | 54766 | GEN23 | IC | OP | NA | DFO |  | 138 | 0.02139 | 0.31 | EIA Prime Mover-level Data | Estimated using an emission factor
2018 | VA | Boydton Plank Road Cogen Plant | 54766 | GEN24 | IC | OP | NA | DFO |  | 138 | 0.02139 | 0.31 | EIA Prime Mover-level Data | Estimated using an emission factor
2018 | VA | Boydton Plank Road Cogen Plant | 54766 | GEN25 | IC | OP | NA | DFO |  | 138 | 0.02139 | 0.31 | EIA Prime Mover-level Data | Estimated using an emission factor
2018 | VA | Boydton Plank Road Cogen Plant | 54766 | GEN26 | IC | OP | NA | DFO |  | 138 | 0.02139 | 0.31 | EIA Prime Mover-level Data | Estimated using an emission factor
2018 | VA | Boydton Plank Road Cogen Plant | 54766 | GEN27 | IC | OP | NA | DFO |  | 138 | 0.02139 | 0.31 | EIA Prime Mover-level Data | Estimated using an emission factor
2018 | VA | Boydton Plank Road Cogen Plant | 54766 | GEN28 | IC | OP | NA | DFO |  | 138 | 0.02139 | 0.31 | EIA Prime Mover-level Data | Estimated using an emission factor
2018 | VA | Boydton Plank Road Cogen Plant | 54766 | GEN29 | IC | OP | NA | DFO |  | 138 | 0.02139 | 0.31 | EIA Prime Mover-level Data | Estimated using an emission factor
2018 | VA | Boydton Plank Road Cogen Plant | 54766 | GEN3 | IC | OP | NA | DFO |  | 138 | 0.02139 | 0.31 | EIA Prime Mover-level Data | Estimated using an emission factor
2018 | VA | Boydton Plank Road Cogen Plant | 54766 | GEN30 | IC | OP | NA | DFO |  | 138 | 0.02139 | 0.31 | EIA Prime Mover-level Data | Estimated using an emission factor
2018 | VA | Boydton Plank Road Cogen Plant | 54766 | GEN31 | IC | OP | NA | DFO |  | 138 | 0.02139 | 0.31 | EIA Prime Mover-level Data | Estimated using an emission factor
2018 | VA | Boydton Plank Road Cogen Plant | 54766 | GEN32 | IC | OP | NA | DFO |  | 138 | 0.02139 | 0.31 | EIA Prime Mover-level Data | Estimated using an emission factor
2018 | VA | Boydton Plank Road Cogen Plant | 54766 | GEN33 | IC | OP | NA | DFO |  | 138 | 0.02139 | 0.31 | EIA Prime Mover-level Data | Estimated using an emission factor
2018 | VA | Boydton Plank Road Cogen Plant | 54766 | GEN34 | IC | OP | NA | DFO |  | 138 | 0.02139 | 0.31 | EIA Prime Mover-level Data | Estimated using an emission factor
2018 | VA | Boydton Plank Road Cogen Plant | 54766 | GEN4 | IC | OP | NA | DFO |  | 138 | 0.02139 | 0.31 | EIA Prime Mover-level Data | Estimated using an emission factor
2018 | VA | Boydton Plank Road Cogen Plant | 54766 | GEN5 | IC | OP | NA | DFO |  | 138 | 0.02139 | 0.31 | EIA Prime Mover-level Data | Estimated using an emission factor
2018 | VA | Boydton Plank Road Cogen Plant | 54766 | GEN6 | IC | OP | NA | DFO |  | 138 | 0.02139 | 0.31 | EIA Prime Mover-level Data | Estimated using an emission factor
2018 | VA | Boydton Plank Road Cogen Plant | 54766 | GEN7 | IC | OP | NA | DFO |  | 138 | 0.02139 | 0.31 | EIA Prime Mover-level Data | Estimated using an emission factor
2018 | VA | Boydton Plank Road Cogen Plant | 54766 | GEN8 | IC | OP | NA | DFO |  | 138 | 0.02139 | 0.31 | EIA Prime Mover-level Data | Estimated using an emission factor
2018 | VA | Boydton Plank Road Cogen Plant | 54766 | GEN9 | IC | OP | NA | DFO |  | 138 | 0.02139 | 0.31 | EIA Prime Mover-level Data | Estimated using an emission factor
2018 | VA | Brasfield | 10155 | 1 | HY | OP | NA | WAT |  | 100956 |  |  | EIA Prime Mover-level Data
2018 | VA | Bremo Power Station | 3796 | 3 | ST | OP | WALL | NG | 193.0 | 81516 | 0.064546 | 0.0015836 | EPA/CAMD | EPA/NEI | 1950
2018 | VA | Bremo Power Station | 3796 | 4 | ST | OP | WALL | NG | 93.0 | 82839 | 0.26166 | 0.0063172 | EPA/CAMD | EPA/NEI | 1958
2018 | VA | Bristol Plant | 60222 | A1 | IC | OP | NA | LFG |  | 5965 | 0.043843 | 0.0147 | EIA Prime Mover-level Data | Estimated using an emission factor
2018 | VA | Bristol Plant | 60222 | A2 | IC | OP | NA | LFG |  | 5965 | 0.043843 | 0.0147 | EIA Prime Mover-level Data | Estimated using an emission factor
2018 | VA | Bristol Plant | 60222 | A3 | IC | OP | NA | LFG |  | 5965 | 0.043843 | 0.0147 | EIA Prime Mover-level Data | Estimated using an emission factor
2018 | VA | Bristol Plant | 60222 | A4 | IC | OP | NA | LFG |  | 5965 | 0.043843 | 0.0147 | EIA Prime Mover-level Data | Estimated using an emission factor
2018 | VA | Bristol Plant | 60222 | A5 | IC | OP | NA | LFG |  | 5965 | 0.043843 | 0.0147 | EIA Prime Mover-level Data | Estimated using an emission factor
2018 | VA | Bristol Plant | 60222 | A6 | IC | OP | NA | LFG |  | 5965 | 0.043843 | 0.0147 | EIA Prime Mover-level Data | Estimated using an emission factor
2018 | VA | Bristol Plant | 60222 | B1 | IC | OP | NA | LFG |  | 5965 | 0.043843 | 0.0147 | EIA Prime Mover-level Data | Estimated using an emission factor
2018 | VA | Bristol Plant | 60222 | B2 | IC | OP | NA | LFG |  | 5965 | 0.043843 | 0.0147 | EIA Prime Mover-level Data | Estimated using an emission factor
2018 | VA | Bristol Plant | 60222 | B3 | IC | OP | NA | LFG |  | 5965 | 0.043843 | 0.0147 | EIA Prime Mover-level Data | Estimated using an emission factor
2018 | VA | Bristol Plant | 60222 | B4 | IC | OP | NA | LFG |  | 5965 | 0.043843 | 0.0147 | EIA Prime Mover-level Data | Estimated using an emission factor
2018 | VA | Bristol Plant | 60222 | B5 | IC | OP | NA | LFG |  | 5965 | 0.043843 | 0.0147 | EIA Prime Mover-level Data | Estimated using an emission factor
2018 | VA | Bristol Plant | 60222 | B6 | IC | OP | NA | LFG |  | 5965 | 0.043843 | 0.0147 | EIA Prime Mover-level Data | Estimated using an emission factor
2018 | VA | Bristol Plant | 60222 | C1 | IC | OP | NA | LFG |  | 5965 | 0.043843 | 0.0147 | EIA Prime Mover-level Data | Estimated using an emission factor
2018 | VA | Bristol Plant | 60222 | C2 | IC | OP | NA | LFG |  | 5965 | 0.043843 | 0.0147 | EIA Prime Mover-level Data | Estimated using an emission factor
2018 | VA | Bristol Plant | 60222 | C3 | IC | OP | NA | LFG |  | 5965 | 0.043843 | 0.0147 | EIA Prime Mover-level Data | Estimated using an emission factor
2018 | VA | Bristol Plant | 60222 | C4 | IC | OP | NA | LFG |  | 5965 | 0.043843 | 0.0147 | EIA Prime Mover-level Data | Estimated using an emission factor
2018 | VA | Bristol Plant | 60222 | C5 | IC | OP | NA | LFG |  | 5965 | 0.043843 | 0.0147 | EIA Prime Mover-level Data | Estimated using an emission factor
2018 | VA | Bristol Plant | 60222 | C6 | IC | OP | NA | LFG |  | 5965 | 0.043843 | 0.0147 | EIA Prime Mover-level Data | Estimated using an emission factor
2018 | VA | Brunswick County Power Station | 58260 | 1A | CT | OP | CC | NG | 7,028.0 | 19482202 | 46.3197 | 0.0047551 | EPA/CAMD | EPA/NEI | 2016
2018 | VA | Brunswick County Power Station | 58260 | 1B | CT | OP | CC | NG | 6,949.0 | 19258159 | 45.7497 | 0.0047512 | EPA/CAMD | EPA/NEI | 2016
2018 | VA | Brunswick County Power Station | 58260 | 1C | CT | OP | CC | NG | 7,128.0 | 19766653 | 47.0384 | 0.0047594 | EPA/CAMD | EPA/NEI | 2016
2018 | VA | Brunswick Landfill Gas | 56682 | 2 | IC | OP | NA | LFG |  | 15394 | 0.11315 | 0.0147 | EIA Prime Mover-level Data | Estimated using an emission factor
2018 | VA | Brunswick Landfill Gas | 56682 | 3 | IC | OP | NA | LFG |  | 15394 | 0.11315 | 0.0147 | EIA Prime Mover-level Data | Estimated using an emission factor
2018 | VA | Brunswick Landfill Gas | 56682 | 4 | IC | OP | NA | LFG |  | 15394 | 0.11315 | 0.0147 | EIA Prime Mover-level Data | Estimated using an emission factor
2018 | VA | Brunswick Landfill Gas | 56682 | 5 | IC | OP | NA | LFG |  | 15394 | 0.11315 | 0.0147 | EIA Prime Mover-level Data | Estimated using an emission factor
2018 | VA | Brunswick Landfill Gas | 56682 | 6 | IC | OP | NA | LFG |  | 15394 | 0.11315 | 0.0147 | EIA Prime Mover-level Data | Estimated using an emission factor
2018 | VA | Brunswick Landfill Gas | 56682 | 7 | IC | OP | NA | LFG |  | 15394 | 0.11315 | 0.0147 | EIA Prime Mover-level Data | Estimated using an emission factor
2018 | VA | Brunswick Landfill Gas | 56682 | 8 | IC | OP | NA | LFG |  | 15394 | 0.11315 | 0.0147 | EIA Prime Mover-level Data | Estimated using an emission factor
2018 | VA | Brunswick Landfill Gas | 56682 | 9 | IC | OP | NA | LFG |  | 15394 | 0.11315 | 0.0147 | EIA Prime Mover-level Data | Estimated using an emission factor
2018 | VA | Brunswick Landfill Gas | 56682 | 10 | IC | OP | NA | LFG |  | 15394 | 0.11315 | 0.0147 | EIA Prime Mover-level Data | Estimated using an emission factor
2018 | VA | Brunswick Landfill Gas | 56682 | 11 | IC | OP | NA | LFG |  | 15394 | 0.11315 | 0.0147 | EIA Prime Mover-level Data | Estimated using an emission factor
2018 | VA | Brunswick Landfill Gas | 56682 | 12 | IC | OP | NA | LFG |  | 15394 | 0.11315 | 0.0147 | EIA Prime Mover-level Data | Estimated using an emission factor
2018 | VA | Brunswick Landfill Gas | 56682 | 13 | IC | OP | NA | LFG |  | 15394 | 0.11315 | 0.0147 | EIA Prime Mover-level Data | Estimated using an emission factor
2018 | VA | Brunswick Landfill Gas | 56682 | 14 | IC | OP | NA | LFG |  | 15394 | 0.11315 | 0.0147 | EIA Prime Mover-level Data | Estimated using an emission factor
2018 | VA | Brunswick Landfill Gas | 56682 | 15 | IC | OP | NA | LFG |  | 15394 | 0.11315 | 0.0147 | EIA Prime Mover-level Data | Estimated using an emission factor
2018 | VA | Brunswick Landfill Gas | 56682 | 16 | IC | OP | NA | LFG |  | 15394 | 0.11315 | 0.0147 | EIA Prime Mover-level Data | Estimated using an emission factor
2018 | VA | Brunswick Landfill Gas | 56682 | 17 | IC | OP | NA | LFG |  | 15394 | 0.11315 | 0.0147 | EIA Prime Mover-level Data | Estimated using an emission factor
2018 | VA | Brunswick Landfill Gas | 56682 | 18 | IC | OP | NA | LFG |  | 15394 | 0.11315 | 0.0147 | EIA Prime Mover-level Data | Estimated using an emission factor
2018 | VA | Brunswick Landfill Gas | 56682 | 19 | IC | OP | NA | LFG |  | 15394 | 0.11315 | 0.0147 | EIA Prime Mover-level Data | Estimated using an emission factor
2018 | VA | Brunswick Landfill Gas | 56682 | 20 | IC | OP | NA | LFG |  | 15394 | 0.11315 | 0.0147 | EIA Prime Mover-level Data | Estimated using an emission factor
2018 | VA | Brunswick Landfill Gas | 56682 | 21 | IC | OP | NA | LFG |  | 15394 | 0.11315 | 0.0147 | EIA Prime Mover-level Data | Estimated using an emission factor
2018 | VA | Brunswick Landfill Gas | 56682 | 22 | IC | OP | NA | LFG |  | 15394 | 0.11315 | 0.0147 | EIA Prime Mover-level Data | Estimated using an emission factor
2018 | VA | Brunswick Landfill Gas | 56682 | 23 | IC | OP | NA | LFG |  | 15394 | 0.11315 | 0.0147 | EIA Prime Mover-level Data | Estimated using an emission factor
2018 | VA | Brunswick Landfill Gas | 56682 | 24 | IC | OP | NA | LFG |  | 15394 | 0.11315 | 0.0147 | EIA Prime Mover-level Data | Estimated using an emission factor
2018 | VA | Brunswick Landfill Gas | 56682 | 25 | IC | OP | NA | LFG |  | 15394 | 0.11315 | 0.0147 | EIA Prime Mover-level Data | Estimated using an emission factor
2018 | VA | Brunswick Landfill Gas | 56682 | 26 | IC | OP | NA | LFG |  | 15394 | 0.11315 | 0.0147 | EIA Prime Mover-level Data | Estimated using an emission factor
2018 | VA | Brunswick Landfill Gas | 56682 | 27 | IC | OP | NA | LFG |  | 15394 | 0.11315 | 0.0147 | EIA Prime Mover-level Data | Estimated using an emission factor
2018 | VA | Brunswick Landfill Gas | 56682 | 28 | IC | OP | NA | LFG |  | 15394 | 0.11315 | 0.0147 | EIA Prime Mover-level Data | Estimated using an emission factor
2018 | VA | Brunswick Landfill Gas | 56682 | 29 | IC | OP | NA | LFG |  | 15394 | 0.11315 | 0.0147 | EIA Prime Mover-level Data | Estimated using an emission factor
2018 | VA | Brunswick Landfill Gas | 56682 | 30 | IC | OP | NA | LFG |  | 15394 | 0.11315 | 0.0147 | EIA Prime Mover-level Data | Estimated using an emission factor
2018 | VA | Brunswick Landfill Gas | 56682 | 31 | IC | OP | NA | LFG |  | 15394 | 0.11315 | 0.0147 | EIA Prime Mover-level Data | Estimated using an emission factor
2018 | VA | Brunswick Landfill Gas | 56682 | 32 | IC | OP | NA | LFG |  | 15394 | 0.11315 | 0.0147 | EIA Prime Mover-level Data | Estimated using an emission factor
2018 | VA | Brunswick Landfill Gas | 56682 | 33 | IC | OP | NA | LFG |  | 15394 | 0.11315 | 0.0147 | EIA Prime Mover-level Data | Estimated using an emission factor
2018 | VA | Brunswick Landfill Gas | 56682 | 34 | IC | OP | NA | LFG |  | 15394 | 0.11315 | 0.0147 | EIA Prime Mover-level Data | Estimated using an emission factor
2018 | VA | Brunswick Landfill Gas | 56682 | 35 | IC | OP | NA | LFG |  | 15394 | 0.11315 | 0.0147 | EIA Prime Mover-level Data | Estimated using an emission factor
2018 | VA | Brunswick Landfill Gas | 56682 | 36 | IC | OP | NA | LFG |  | 15394 | 0.11315 | 0.0147 | EIA Prime Mover-level Data | Estimated using an emission factor
2018 | VA | Buchanan Units 1 & 2 | 55738 | 1 | GT | OP | CT | NG | 2,876.0 | 949262 | 6.5 | 0.013695 | EPA/CAMD | EPA/NEI | 2002
2018 | VA | Buchanan Units 1 & 2 | 55738 | 2 | GT | OP | CT | NG | 2,701.0 | 908755 | 6.5 | 0.014305 | EPA/CAMD | EPA/NEI | 2002
2018 | VA | Buck Hydro | 3772 | 1 | HY | OP | NA | WAT |  | 113598 |  |  | EIA Prime Mover-level Data
2018 | VA | Buck Hydro | 3772 | 2 | HY | OP | NA | WAT |  | 113598 |  |  | EIA Prime Mover-level Data
2018 | VA | Buck Hydro | 3772 | 3 | HY | OP | NA | WAT |  | 113598 |  |  | EIA Prime Mover-level Data
2018 | VA | Buckingham Solar LLC | 60917 | PV1 | PV | OP | NA | SUN |  | 278200 |  |  | EIA Prime Mover-level Data
2018 | VA | Byllesby 2 | 3773 | 1 | HY | OP | NA | WAT |  | 121762 |  |  | EIA Prime Mover-level Data
2018 | VA | Byllesby 2 | 3773 | 2 | HY | OP | NA | WAT |  | 121762 |  |  | EIA Prime Mover-level Data
2018 | VA | Byllesby 2 | 3773 | 3 | HY | OP | NA | WAT |  | 121762 |  |  | EIA Prime Mover-level Data
2018 | VA | Byllesby 2 | 3773 | 4 | HY | OP | NA | WAT |  | 121762 |  |  | EIA Prime Mover-level Data
2018 | VA | C4GT | 61760 | C4GT | CC | T | NA | NG
2018 | VA | Celanese Acetate LLC | 52089 | BLR010 | ST | OP | OTHER BOILER | NG | 3,344.0 | 1950996 | 6.6355 | 0.0068021 | EIA non-ozone season distributed and EPA/CAMD ozone season | NEI avg EF - PM, fuel type, firing type | 2015
2018 | VA | Celanese Acetate LLC | 52089 | BLR011 | ST | OP | OTHER BOILER | NG | 2,503.0 | 1459239 | 4.963 | 0.0068021 | EIA non-ozone season distributed and EPA/CAMD ozone season | NEI avg EF - PM, fuel type, firing type | 2015
2018 | VA | Celanese Acetate LLC | 52089 | BLR012 | ST | OP | OTHER BOILER | NG | 3,459.0 | 1993975 | 6.7817 | 0.0068021 | EIA non-ozone season distributed and EPA/CAMD ozone season | NEI avg EF - PM, fuel type, firing type | 2015
2018 | VA | Celanese Acetate LLC | 52089 | BLR013 | ST | OP | OTHER BOILER | NG | 3,210.0 | 1888366 | 6.4225 | 0.0068021 | EIA non-ozone season distributed and EPA/CAMD ozone season | NEI avg EF - PM, fuel type, firing type | 2015
2018 | VA | Celanese Acetate LLC | 52089 | BLR014 | ST | OP | OTHER BOILER | NG | 2,374.0 | 1385956 | 4.7137 | 0.0068021 | EIA non-ozone season distributed and EPA/CAMD ozone season | NEI avg EF - PM, fuel type, firing type | 2015
2018 | VA | Charles City | 56683 | 1 | IC | OP | NA | LFG |  | 15367 | 0.11295 | 0.0147 | EIA Prime Mover-level Data | Estimated using an emission factor
2018 | VA | Charles City | 56683 | 2 | IC | OP | NA | LFG |  | 15367 | 0.11295 | 0.0147 | EIA Prime Mover-level Data | Estimated using an emission factor
2018 | VA | Charles City | 56683 | 3 | IC | OP | NA | LFG |  | 15367 | 0.11295 | 0.0147 | EIA Prime Mover-level Data | Estimated using an emission factor
2018 | VA | Charles City | 56683 | 4 | IC | OP | NA | LFG |  | 15367 | 0.11295 | 0.0147 | EIA Prime Mover-level Data | Estimated using an emission factor
2018 | VA | Charles City | 56683 | 5 | IC | OP | NA | LFG |  | 15367 | 0.11295 | 0.0147 | EIA Prime Mover-level Data | Estimated using an emission factor
2018 | VA | Charles City | 56683 | 6 | IC | OP | NA | LFG |  | 15367 | 0.11295 | 0.0147 | EIA Prime Mover-level Data | Estimated using an emission factor
2018 | VA | Charles City | 56683 | 7 | IC | OP | NA | LFG |  | 15367 | 0.11295 | 0.0147 | EIA Prime Mover-level Data | Estimated using an emission factor
2018 | VA | Charles City | 56683 | 8 | IC | OP | NA | LFG |  | 15367 | 0.11295 | 0.0147 | EIA Prime Mover-level Data | Estimated using an emission factor
2018 | VA | Charles City | 56683 | 9 | IC | OP | NA | LFG |  | 15367 | 0.11295 | 0.0147 | EIA Prime Mover-level Data | Estimated using an emission factor
2018 | VA | Charles City | 56683 | 10 | IC | OP | NA | LFG |  | 15367 | 0.11295 | 0.0147 | EIA Prime Mover-level Data | Estimated using an emission factor
2018 | VA | Charles City | 56683 | 11 | IC | OP | NA | LFG |  | 15367 | 0.11295 | 0.0147 | EIA Prime Mover-level Data | Estimated using an emission factor
2018 | VA | Charles City | 56683 | 12 | IC | OP | NA | LFG |  | 15367 | 0.11295 | 0.0147 | EIA Prime Mover-level Data | Estimated using an emission factor
2018 | VA | Charles City | 56683 | 13 | IC | OP | NA | LFG |  | 15367 | 0.11295 | 0.0147 | EIA Prime Mover-level Data | Estimated using an emission factor
2018 | VA | Charles City | 56683 | 14 | IC | OP | NA | LFG |  | 15367 | 0.11295 | 0.0147 | EIA Prime Mover-level Data | Estimated using an emission factor
2018 | VA | Charles City | 56683 | 15 | IC | OP | NA | LFG |  | 15367 | 0.11295 | 0.0147 | EIA Prime Mover-level Data | Estimated using an emission factor
2018 | VA | Charles City | 56683 | 16 | IC | OP | NA | LFG |  | 15367 | 0.11295 | 0.0147 | EIA Prime Mover-level Data | Estimated using an emission factor
2018 | VA | Charles City | 56683 | 17 | IC | OP | NA | LFG |  | 15367 | 0.11295 | 0.0147 | EIA Prime Mover-level Data | Estimated using an emission factor
2018 | VA | Charles City | 56683 | 18 | IC | OP | NA | LFG |  | 15367 | 0.11295 | 0.0147 | EIA Prime Mover-level Data | Estimated using an emission factor
2018 | VA | Charles City | 56683 | 19 | IC | OP | NA | LFG |  | 15367 | 0.11295 | 0.0147 | EIA Prime Mover-level Data | Estimated using an emission factor
2018 | VA | Charles City | 56683 | 20 | IC | OP | NA | LFG |  | 15367 | 0.11295 | 0.0147 | EIA Prime Mover-level Data | Estimated using an emission factor
2018 | VA | Charles City | 56683 | 21 | IC | OP | NA | LFG |  | 15367 | 0.11295 | 0.0147 | EIA Prime Mover-level Data | Estimated using an emission factor
2018 | VA | Charles City | 56683 | 22 | IC | OP | NA | LFG |  | 15367 | 0.11295 | 0.0147 | EIA Prime Mover-level Data | Estimated using an emission factor
2018 | VA | Charles City | 56683 | 23 | IC | OP | NA | LFG |  | 15367 | 0.11295 | 0.0147 | EIA Prime Mover-level Data | Estimated using an emission factor
2018 | VA | Charles City | 56683 | 24 | IC | OP | NA | LFG |  | 15367 | 0.11295 | 0.0147 | EIA Prime Mover-level Data | Estimated using an emission factor
2018 | VA | Charles City | 56683 | 25 | IC | OP | NA | LFG |  | 15367 | 0.11295 | 0.0147 | EIA Prime Mover-level Data | Estimated using an emission factor
2018 | VA | Charles City | 56683 | 26 | IC | OP | NA | LFG |  | 15367 | 0.11295 | 0.0147 | EIA Prime Mover-level Data | Estimated using an emission factor
2018 | VA | Charles City | 56683 | 27 | IC | OP | NA | LFG |  | 15367 | 0.11295 | 0.0147 | EIA Prime Mover-level Data | Estimated using an emission factor
2018 | VA | Charles City | 56683 | 28 | IC | OP | NA | LFG |  | 15367 | 0.11295 | 0.0147 | EIA Prime Mover-level Data | Estimated using an emission factor
2018 | VA | Charles City | 56683 | 29 | IC | OP | NA | LFG |  | 15367 | 0.11295 | 0.0147 | EIA Prime Mover-level Data | Estimated using an emission factor
2018 | VA | Charles City | 56683 | 30 | IC | OP | NA | LFG |  | 15367 | 0.11295 | 0.0147 | EIA Prime Mover-level Data | Estimated using an emission factor
2018 | VA | Charles City | 56683 | 31 | IC | OP | NA | LFG |  | 15367 | 0.11295 | 0.0147 | EIA Prime Mover-level Data | Estimated using an emission factor
2018 | VA | Charles City | 56683 | 32 | IC | OP | NA | LFG |  | 15367 | 0.11295 | 0.0147 | EIA Prime Mover-level Data | Estimated using an emission factor
2018 | VA | Charles City | 56683 | 33 | IC | OP | NA | LFG |  | 15367 | 0.11295 | 0.0147 | EIA Prime Mover-level Data | Estimated using an emission factor
2018 | VA | Charles City | 56683 | 34 | IC | OP | NA | LFG |  | 15367 | 0.11295 | 0.0147 | EIA Prime Mover-level Data | Estimated using an emission factor
2018 | VA | Charles City | 56683 | 35 | IC | OP | NA | LFG |  | 15367 | 0.11295 | 0.0147 | EIA Prime Mover-level Data | Estimated using an emission factor
2018 | VA | Charles City | 56683 | 36 | IC | OP | NA | LFG |  | 15367 | 0.11295 | 0.0147 | EIA Prime Mover-level Data | Estimated using an emission factor
2018 | VA | Charles City | 56683 | 37 | IC | OP | NA | LFG |  | 15367 | 0.11295 | 0.0147 | EIA Prime Mover-level Data | Estimated using an emission factor
2018 | VA | Charles City | 56683 | 38 | IC | OP | NA | LFG |  | 15367 | 0.11295 | 0.0147 | EIA Prime Mover-level Data | Estimated using an emission factor
2018 | VA | Charles City | 56683 | 39 | IC | OP | NA | LFG |  | 15367 | 0.11295 | 0.0147 | EIA Prime Mover-level Data | Estimated using an emission factor
2018 | VA | Charles City | 56683 | 40 | IC | OP | NA | LFG |  | 15367 | 0.11295 | 0.0147 | EIA Prime Mover-level Data | Estimated using an emission factor
2018 | VA | Charles City | 56683 | 41 | IC | OP | NA | LFG |  | 15367 | 0.11295 | 0.0147 | EIA Prime Mover-level Data | Estimated using an emission factor
2018 | VA | Charles City | 56683 | 42 | IC | OP | NA | LFG |  | 15367 | 0.11295 | 0.0147 | EIA Prime Mover-level Data | Estimated using an emission factor
2018 | VA | Charles City | 56683 | 43 | IC | OP | NA | LFG |  | 15367 | 0.11295 | 0.0147 | EIA Prime Mover-level Data | Estimated using an emission factor
2018 | VA | Charles City | 56683 | 44 | IC | OP | NA | LFG |  | 15367 | 0.11295 | 0.0147 | EIA Prime Mover-level Data | Estimated using an emission factor
2018 | VA | Charles City | 56683 | 45 | IC | OP | NA | LFG |  | 15367 | 0.11295 | 0.0147 | EIA Prime Mover-level Data | Estimated using an emission factor
2018 | VA | Charles City | 56683 | 46 | IC | OP | NA | LFG |  | 15367 | 0.11295 | 0.0147 | EIA Prime Mover-level Data | Estimated using an emission factor
2018 | VA | Charles City | 56683 | 47 | IC | OP | NA | LFG |  | 15367 | 0.11295 | 0.0147 | EIA Prime Mover-level Data | Estimated using an emission factor
2018 | VA | Charles City | 56683 | 48 | IC | OP | NA | LFG |  | 15367 | 0.11295 | 0.0147 | EIA Prime Mover-level Data | Estimated using an emission factor
2018 | VA | Cherrydale Solar Power Facility | 61375 | PV1 | PV | OP | NA | SUN |  | 288257 |  |  | EIA Prime Mover-level Data
2018 | VA | Chesapeake | 3803 | 3 | ST | RE | WALL | BIT
2018 | VA | Chesapeake | 3803 | 6 | GT | OP | NA | DFO |  | 5111 | 0.044106 | 0.017259 | EIA Prime Mover-level Data | NEI avg EF - PM, fuel type, firing type
2018 | VA | Chesapeake | 3803 | 7 | GT | RE | NA | DFO
2018 | VA | Chesapeake | 3803 | 8 | GT | RE | NA | DFO
2018 | VA | Chesapeake | 3803 | 9 | GT | RE | NA | DFO
2018 | VA | Chesapeake | 3803 | 10 | GT | RE | NA | DFO
2018 | VA | Chesapeake | 3803 | GT1 | GT | OP | NA | DFO |  | 5801 | 0.050061 | 0.017259 | EIA Prime Mover-level Data | NEI avg EF - PM, fuel type, firing type
2018 | VA | Chesapeake | 3803 | GT2 | GT | OP | NA | DFO |  | 5111 | 0.044106 | 0.017259 | EIA Prime Mover-level Data | NEI avg EF - PM, fuel type, firing type
2018 | VA | Chesapeake | 3803 | GT4 | GT | OP | NA | DFO |  | 5111 | 0.044106 | 0.017259 | EIA Prime Mover-level Data | NEI avg EF - PM, fuel type, firing type
2018 | VA | Chesapeake | 3803 | ST1 | ST | RE | NA | BIT
2018 | VA | Chesapeake | 3803 | ST2 | ST | RE | NA | BIT
2018 | VA | Chesapeake | 3803 | ST4 | ST | RE | NA | BIT
2018 | VA | Chesterfield Landfill Gas | 56684 | 1 | IC | OP | NA | LFG |  | 16313 | 0.1199 | 0.0147 | EIA Prime Mover-level Data | Estimated using an emission factor
2018 | VA | Chesterfield Landfill Gas | 56684 | 2 | IC | OP | NA | LFG |  | 16313 | 0.1199 | 0.0147 | EIA Prime Mover-level Data | Estimated using an emission factor
2018 | VA | Chesterfield Landfill Gas | 56684 | 3 | IC | OP | NA | LFG |  | 16313 | 0.1199 | 0.0147 | EIA Prime Mover-level Data | Estimated using an emission factor
2018 | VA | Chesterfield Landfill Gas | 56684 | 4 | IC | OP | NA | LFG |  | 16313 | 0.1199 | 0.0147 | EIA Prime Mover-level Data | Estimated using an emission factor
2018 | VA | Chesterfield Landfill Gas | 56684 | 5 | IC | OP | NA | LFG |  | 16313 | 0.1199 | 0.0147 | EIA Prime Mover-level Data | Estimated using an emission factor
2018 | VA | Chesterfield Landfill Gas | 56684 | 6 | IC | OP | NA | LFG |  | 16313 | 0.1199 | 0.0147 | EIA Prime Mover-level Data | Estimated using an emission factor
2018 | VA | Chesterfield Landfill Gas | 56684 | 7 | IC | OP | NA | LFG |  | 16313 | 0.1199 | 0.0147 | EIA Prime Mover-level Data | Estimated using an emission factor
2018 | VA | Chesterfield Landfill Gas | 56684 | 8 | IC | OP | NA | LFG |  | 16313 | 0.1199 | 0.0147 | EIA Prime Mover-level Data | Estimated using an emission factor
2018 | VA | Chesterfield Landfill Gas | 56684 | 9 | IC | OP | NA | LFG |  | 16313 | 0.1199 | 0.0147 | EIA Prime Mover-level Data | Estimated using an emission factor
2018 | VA | Chesterfield Landfill Gas | 56684 | 10 | IC | OP | NA | LFG |  | 16313 | 0.1199 | 0.0147 | EIA Prime Mover-level Data | Estimated using an emission factor
2018 | VA | Chesterfield Landfill Gas | 56684 | 11 | IC | OP | NA | LFG |  | 16313 | 0.1199 | 0.0147 | EIA Prime Mover-level Data | Estimated using an emission factor
2018 | VA | Chesterfield Landfill Gas | 56684 | 12 | IC | OP | NA | LFG |  | 16313 | 0.1199 | 0.0147 | EIA Prime Mover-level Data | Estimated using an emission factor
2018 | VA | Chesterfield Landfill Gas | 56684 | 13 | IC | OP | NA | LFG |  | 16313 | 0.1199 | 0.0147 | EIA Prime Mover-level Data | Estimated using an emission factor
2018 | VA | Chesterfield Landfill Gas | 56684 | 14 | IC | OP | NA | LFG |  | 16313 | 0.1199 | 0.0147 | EIA Prime Mover-level Data | Estimated using an emission factor
2018 | VA | Chesterfield Landfill Gas | 56684 | 15 | IC | OP | NA | LFG |  | 16313 | 0.1199 | 0.0147 | EIA Prime Mover-level Data | Estimated using an emission factor
2018 | VA | Chesterfield Landfill Gas | 56684 | 16 | IC | OP | NA | LFG |  | 16313 | 0.1199 | 0.0147 | EIA Prime Mover-level Data | Estimated using an emission factor
2018 | VA | Chesterfield Landfill Gas | 56684 | 17 | IC | OP | NA | LFG |  | 16313 | 0.1199 | 0.0147 | EIA Prime Mover-level Data | Estimated using an emission factor
2018 | VA | Chesterfield Landfill Gas | 56684 | 18 | IC | OP | NA | LFG |  | 16313 | 0.1199 | 0.0147 | EIA Prime Mover-level Data | Estimated using an emission factor
2018 | VA | Chesterfield Landfill Gas | 56684 | 19 | IC | OP | NA | LFG |  | 16313 | 0.1199 | 0.0147 | EIA Prime Mover-level Data | Estimated using an emission factor
2018 | VA | Chesterfield Landfill Gas | 56684 | 20 | IC | OP | NA | LFG |  | 16313 | 0.1199 | 0.0147 | EIA Prime Mover-level Data | Estimated using an emission factor
2018 | VA | Chesterfield Landfill Gas | 56684 | 21 | IC | OP | NA | LFG |  | 16313 | 0.1199 | 0.0147 | EIA Prime Mover-level Data | Estimated using an emission factor
2018 | VA | Chesterfield Landfill Gas | 56684 | 22 | IC | OP | NA | LFG |  | 16313 | 0.1199 | 0.0147 | EIA Prime Mover-level Data | Estimated using an emission factor
2018 | VA | Chesterfield Landfill Gas | 56684 | 23 | IC | OP | NA | LFG |  | 16313 | 0.1199 | 0.0147 | EIA Prime Mover-level Data | Estimated using an emission factor
2018 | VA | Chesterfield Landfill Gas | 56684 | 24 | IC | OP | NA | LFG |  | 16313 | 0.1199 | 0.0147 | EIA Prime Mover-level Data | Estimated using an emission factor
2018 | VA | Chesterfield Landfill Gas | 56684 | 25 | IC | OP | NA | LFG |  | 16313 | 0.1199 | 0.0147 | EIA Prime Mover-level Data | Estimated using an emission factor
2018 | VA | Chesterfield Landfill Gas | 56684 | 26 | IC | OP | NA | LFG |  | 16313 | 0.1199 | 0.0147 | EIA Prime Mover-level Data | Estimated using an emission factor
2018 | VA | Chesterfield Landfill Gas | 56684 | 27 | IC | OP | NA | LFG |  | 16313 | 0.1199 | 0.0147 | EIA Prime Mover-level Data | Estimated using an emission factor
2018 | VA | Chesterfield Landfill Gas | 56684 | 28 | IC | OP | NA | LFG |  | 16313 | 0.1199 | 0.0147 | EIA Prime Mover-level Data | Estimated using an emission factor
2018 | VA | Chesterfield Landfill Gas | 56684 | 29 | IC | OP | NA | LFG |  | 16313 | 0.1199 | 0.0147 | EIA Prime Mover-level Data | Estimated using an emission factor
2018 | VA | Chesterfield Landfill Gas | 56684 | 30 | IC | OP | NA | LFG |  | 16313 | 0.1199 | 0.0147 | EIA Prime Mover-level Data | Estimated using an emission factor
2018 | VA | Chesterfield Landfill Gas | 56684 | 31 | IC | OP | NA | LFG |  | 16313 | 0.1199 | 0.0147 | EIA Prime Mover-level Data | Estimated using an emission factor
2018 | VA | Chesterfield Landfill Gas | 56684 | 32 | IC | OP | NA | LFG |  | 16313 | 0.1199 | 0.0147 | EIA Prime Mover-level Data | Estimated using an emission factor
2018 | VA | Chesterfield Landfill Gas | 56684 | 33 | IC | OP | NA | LFG |  | 16313 | 0.1199 | 0.0147 | EIA Prime Mover-level Data | Estimated using an emission factor
2018 | VA | Chesterfield Landfill Gas | 56684 | 34 | IC | OP | NA | LFG |  | 16313 | 0.1199 | 0.0147 | EIA Prime Mover-level Data | Estimated using an emission factor
2018 | VA | Chesterfield Landfill Gas | 56684 | 35 | IC | OP | NA | LFG |  | 16313 | 0.1199 | 0.0147 | EIA Prime Mover-level Data | Estimated using an emission factor
2018 | VA | Chesterfield Landfill Gas | 56684 | 36 | IC | OP | NA | LFG |  | 16313 | 0.1199 | 0.0147 | EIA Prime Mover-level Data | Estimated using an emission factor
2018 | VA | Chesterfield Landfill Gas | 56684 | 37 | IC | OP | NA | LFG |  | 16313 | 0.1199 | 0.0147 | EIA Prime Mover-level Data | Estimated using an emission factor
2018 | VA | Chesterfield Landfill Gas | 56684 | 38 | IC | OP | NA | LFG |  | 16313 | 0.1199 | 0.0147 | EIA Prime Mover-level Data | Estimated using an emission factor
2018 | VA | Chesterfield Landfill Gas | 56684 | 39 | IC | OP | NA | LFG |  | 16313 | 0.1199 | 0.0147 | EIA Prime Mover-level Data | Estimated using an emission factor
2018 | VA | Chesterfield Landfill Gas | 56684 | 40 | IC | OP | NA | LFG |  | 16313 | 0.1199 | 0.0147 | EIA Prime Mover-level Data | Estimated using an emission factor
2018 | VA | Chesterfield Landfill Gas | 56684 | 41 | IC | OP | NA | LFG |  | 16313 | 0.1199 | 0.0147 | EIA Prime Mover-level Data | Estimated using an emission factor
2018 | VA | Chesterfield Landfill Gas | 56684 | 42 | IC | OP | NA | LFG |  | 16313 | 0.1199 | 0.0147 | EIA Prime Mover-level Data | Estimated using an emission factor
2018 | VA | Chesterfield Landfill Gas | 56684 | 43 | IC | OP | NA | LFG |  | 16313 | 0.1199 | 0.0147 | EIA Prime Mover-level Data | Estimated using an emission factor
2018 | VA | Chesterfield Landfill Gas | 56684 | 44 | IC | OP | NA | LFG |  | 16313 | 0.1199 | 0.0147 | EIA Prime Mover-level Data | Estimated using an emission factor
2018 | VA | Chesterfield Landfill Gas | 56684 | 45 | IC | OP | NA | LFG |  | 16313 | 0.1199 | 0.0147 | EIA Prime Mover-level Data | Estimated using an emission factor
2018 | VA | Chesterfield Landfill Gas | 56684 | 46 | IC | OP | NA | LFG |  | 16313 | 0.1199 | 0.0147 | EIA Prime Mover-level Data | Estimated using an emission factor
2018 | VA | Chesterfield Landfill Gas | 56684 | 47 | IC | OP | NA | LFG |  | 16313 | 0.1199 | 0.0147 | EIA Prime Mover-level Data | Estimated using an emission factor
2018 | VA | Chesterfield Landfill Gas | 56684 | 48 | IC | OP | NA | LFG |  | 16313 | 0.1199 | 0.0147 | EIA Prime Mover-level Data | Estimated using an emission factor
2018 | VA | Chesterfield Power Station | 3797 | 3 | ST | OP | TANGENTIAL | BIT | 218.0 | 189215 | 0.23768 | 0.0025123 | EPA/CAMD | EPA/NEI | 1952
2018 | VA | Chesterfield Power Station | 3797 | 4 | ST | OP | TANGENTIAL | BIT | 848.0 | 967196 | 2.9981 | 0.0061996 | EPA/CAMD | EPA/NEI | 1960
2018 | VA | Chesterfield Power Station | 3797 | 5 | ST | OP | TANGENTIAL | BIT | 3,090.0 | 7361617 | 22.9295 | 0.0062295 | EPA/CAMD | EPA/NEI | 1964
2018 | VA | Chesterfield Power Station | 3797 | 6 | ST | OP | TANGENTIAL | BIT | 2,921.0 | 13973975 | 31.5074 | 0.0045094 | EPA/CAMD | EPA/NEI | 1969
2018 | VA | Chesterfield Power Station | 3797 | 7 | CT | OP | CC | NG | 6,106.0 | 9388091 | 30.3828 | 0.0064726 | EPA/CAMD | EPA/NEI | 1990
2018 | VA | Chesterfield Power Station | 3797 | **8A | CT | OP | CC | NG | 6,549.0 | 9768567 | 32.4394 | 0.0066416 | EPA/CAMD | EPA/NEI | 1992
2018 | VA | Church Street Plant | 7438 | C1 | IC | RE | NA | DFO |  | 70 | 0.01085 | 0.31 | EIA Prime Mover-level Data | Estimated using an emission factor
2018 | VA | Church Street Plant | 7438 | C2 | IC | RE | NA | DFO |  | 70 | 0.01085 | 0.31 | EIA Prime Mover-level Data | Estimated using an emission factor
2018 | VA | Church Street Plant | 7438 | C3A | IC | OP | NA | DFO |  | 77 | 0.011935 | 0.31 | EIA Prime Mover-level Data | Estimated using an emission factor
2018 | VA | Church Street Plant | 7438 | C4 | IC | RE | NA | DFO |  | 70 | 0.01085 | 0.31 | EIA Prime Mover-level Data | Estimated using an emission factor
2018 | VA | Church Street Plant | 7438 | C5 | IC | OP | NA | DFO |  | 112 | 0.01736 | 0.31 | EIA Prime Mover-level Data | Estimated using an emission factor
2018 | VA | Church Street Plant | 7438 | C6 | IC | OP | NA | DFO |  | 112 | 0.01736 | 0.31 | EIA Prime Mover-level Data | Estimated using an emission factor
2018 | VA | City Point Energy Center | 10377 | BLR01A | ST | OP | STOKER | BIT | 8,243.0 | 1207502 | 12.2478 | 0.020286 | EPA/CAMD | EPA/NEI | 1987
2018 | VA | City Point Energy Center | 10377 | BLR01B | ST | OP | STOKER | BIT | 7,475.0 | 1188128 | 12.2478 | 0.020617 | EPA/CAMD | EPA/NEI | 1987
2018 | VA | City Point Energy Center | 10377 | BLR01C | ST | OP | STOKER | BIT | 8,287.0 | 1078905 | 12.2478 | 0.022704 | EPA/CAMD | EPA/NEI | 1987
2018 | VA | City Point Energy Center | 10377 | BLR02A | ST | OP | STOKER | BIT | 6,248.0 | 762822 | 5.8735 | 0.015399 | EPA/CAMD | EPA/NEI | 1987
2018 | VA | City Point Energy Center | 10377 | BLR02B | ST | OP | STOKER | BIT | 3,704.0 | 459516 | 5.8735 | 0.025564 | EPA/CAMD | EPA/NEI | 1987
2018 | VA | City Point Energy Center | 10377 | BLR02C | ST | OP | STOKER | BIT | 4,581.0 | 412811 | 5.8735 | 0.028456 | EPA/CAMD | EPA/NEI | 1987
2018 | VA | Clarke Solar Power Facility | 61374 | PV1 | PV | OP | NA | SUN |  | 148898 |  |  | EIA Prime Mover-level Data
2018 | VA | Claytor | 3774 | 1 | HY | OP | NA | WAT |  | 694037 |  |  | EIA Prime Mover-level Data
2018 | VA | Claytor | 3774 | 2 | HY | OP | NA | WAT |  | 694037 |  |  | EIA Prime Mover-level Data
2018 | VA | Claytor | 3774 | 3 | HY | OP | NA | WAT |  | 694037 |  |  | EIA Prime Mover-level Data
2018 | VA | Claytor | 3774 | 4 | HY | OP | NA | WAT |  | 694037 |  |  | EIA Prime Mover-level Data
2018 | VA | Clinch River | 3775 | 1 | ST | OP | VERTICAL | NG | 2,626.0 | 3168435 | 19.31 | 0.012189 | EPA/CAMD | EPA/NEI | 1958
2018 | VA | Clinch River | 3775 | 2 | ST | OP | VERTICAL | NG | 3,004.0 | 3581482 | 21.8273 | 0.012189 | EPA/CAMD | NEI avg EF - PM, fuel type, firing type | 1958
2018 | VA | Clover Power Station | 7213 | 1 | ST | OP | TANGENTIAL | BIT | 5,221.0 | 17256225 | 260.6507 | 0.030209 | EPA/CAMD | EPA/NEI | 1995
2018 | VA | Clover Power Station | 7213 | 2 | ST | OP | TANGENTIAL | BIT | 5,111.0 | 15363279 | 189.2201 | 0.024633 | EPA/CAMD | EPA/NEI | 1995
2018 | VA | Coastal Virginia Offshore Wind (CVOW) | 59693 | OSW1 | WS | L | NA | WND
2018 | VA | Coleman Falls | 56313 | CGH2 | HY | OA | NA | WAT
2018 | VA | Coleman Falls | 56313 | CGH3 | HY | OA | NA | WAT
2018 | VA | Coleman Falls | 56313 | CHG1 | HY | OA | NA | WAT
2018 | VA | Colonial Trail West | 61985 | CTWS | PV | U | NA | SUN
2018 | VA | Commonwealth Chesapeake | 55381 | CT-001 | GT | OP | CT | DFO | 1,148.0 | 455379 | 6.1626 | 0.027066 | EPA/CAMD | EPA/NEI | 2000
2018 | VA | Commonwealth Chesapeake | 55381 | CT-002 | GT | OP | CT | DFO | 268.0 | 95110 | 6.1626 | 0.12959 | EPA/CAMD | EPA/NEI | 2000
2018 | VA | Commonwealth Chesapeake | 55381 | CT-003 | GT | OP | CT | DFO | 569.0 | 222463 | 6.1626 | 0.055404 | EPA/CAMD | EPA/NEI | 2000
2018 | VA | Commonwealth Chesapeake | 55381 | CT-004 | GT | OP | CT | DFO | 358.0 | 70623 | 6.1626 | 0.17452 | EPA/CAMD | EPA/NEI | 2001
2018 | VA | Commonwealth Chesapeake | 55381 | CT-005 | GT | OP | CT | DFO | 456.0 | 118298 | 6.1626 | 0.10419 | EPA/CAMD | EPA/NEI | 2001
2018 | VA | Commonwealth Chesapeake | 55381 | CT-006 | GT | OP | CT | DFO | 362.0 | 80435 | 6.1626 | 0.15323 | EPA/CAMD | EPA/NEI | 2001
2018 | VA | Commonwealth Chesapeake | 55381 | CT-007 | GT | OP | CT | DFO | 323.0 | 62964 | 6.1626 | 0.19575 | EPA/CAMD | EPA/NEI | 2001
2018 | VA | Correctional Solar LLC | 60915 | PV1 | PV | OP | NA | SUN |  | 303318 |  |  | EIA Prime Mover-level Data
2018 | VA | Covanta Alexandria/Arlington Energy | 50663 | B100 | ST | OP | NA | MSW |  | 1089955 | 0.85016 | 0.00156 | EIA Unit-level Data | Estimated using an emission factor
2018 | VA | Covanta Alexandria/Arlington Energy | 50663 | B200 | ST | OP | NA | MSW |  | 1137563 | 0.8873 | 0.00156 | EIA Unit-level Data | Estimated using an emission factor
2018 | VA | Covanta Alexandria/Arlington Energy | 50663 | B300 | ST | OP | NA | MSW |  | 1126043 | 0.87831 | 0.00156 | EIA Unit-level Data | Estimated using an emission factor
2018 | VA | Covanta Fairfax Energy | 50658 | 1 | ST | OP | OTHER BOILER | MSW |  | 2956693 | 2.0756 | 0.001404 | EIA Unit-level Data | Estimated using an emission factor
2018 | VA | Covanta Fairfax Energy | 50658 | 2 | ST | OP | OTHER BOILER | MSW |  | 2953692 | 2.0735 | 0.001404 | EIA Unit-level Data | Estimated using an emission factor
2018 | VA | Covanta Fairfax Energy | 50658 | 3 | ST | OP | OTHER BOILER | MSW |  | 3073308 | 2.1575 | 0.001404 | EIA Unit-level Data | Estimated using an emission factor
2018 | VA | Covanta Fairfax Energy | 50658 | 4 | ST | OP | OTHER BOILER | MSW |  | 2719762 | 1.9093 | 0.001404 | EIA Unit-level Data | Estimated using an emission factor
2018 | VA | Cushaw | 3798 | 1 | HY | OP | NA | WAT |  | 3118 |  |  | EIA Prime Mover-level Data
2018 | VA | Cushaw | 3798 | 2 | HY | OP | NA | WAT |  | 3118 |  |  | EIA Prime Mover-level Data
2018 | VA | Cushaw | 3798 | 3 | HY | OP | NA | WAT |  | 3118 |  |  | EIA Prime Mover-level Data
2018 | VA | Cushaw | 3798 | 4 | HY | OP | NA | WAT |  | 3118 |  |  | EIA Prime Mover-level Data
2018 | VA | Cushaw | 3798 | 5 | HY | OP | NA | WAT |  | 3118 |  |  | EIA Prime Mover-level Data
2018 | VA | Danville | 61849 | SO291 | PV | OP | NA | SUN |  | 51617 |  |  | EIA Prime Mover-level Data
2018 | VA | Danville Kentuck Road Plant | 56364 | GEN 1 | IC | OA | NA | DFO
2018 | VA | Danville New Design Plant | 56363 | GEN 1 | IC | OA | NA | DFO
2018 | VA | Danville Westover Plant | 56365 | GEN1 | IC | OP | NA | DFO |  | 1725 | 0.26737 | 0.31 | EIA Prime Mover-level Data | Estimated using an emission factor
2018 | VA | Darbytown Combustion Turbine | 7212 | 1 | GT | OP | CT | NG | 258.0 | 201055 | 1.994 | 0.019835 | EPA/CAMD | EPA/NEI | 1990
2018 | VA | Darbytown Combustion Turbine | 7212 | 2 | GT | OP | CT | NG | 279.0 | 230909 | 0.90233 | 0.0078154 | EPA/CAMD | NEI avg EF - PM, fuel type, firing type | 1990
2018 | VA | Darbytown Combustion Turbine | 7212 | 3 | GT | OP | CT | NG | 387.0 | 324879 | 1.2695 | 0.0078154 | EPA/CAMD | NEI avg EF - PM, fuel type, firing type | 1990
2018 | VA | Darbytown Combustion Turbine | 7212 | 4 | GT | OP | CT | NG | 369.0 | 304967 | 1.1917 | 0.0078154 | EPA/CAMD | NEI avg EF - PM, fuel type, firing type | 1990
2018 | VA | Dean Drive Area Electric Generators | 56491 | PG1 | IC | OP | NA | DFO |  | 255 | 0.039525 | 0.31 | EIA Prime Mover-level Data | Estimated using an emission factor
2018 | VA | Dean Drive Area Electric Generators | 56491 | PG2 | IC | OP | NA | DFO |  | 255 | 0.039525 | 0.31 | EIA Prime Mover-level Data | Estimated using an emission factor
2018 | VA | Depot Solar Center, LLC | 61691 | DEPOT | PV | P | NA | SUN
2018 | VA | Desper Solar | 62730 | 1 | PV | T | NA | SUN
2018 | VA | DG AMP Solar Front Royal | 61055 | AMPFR | PV | OP | NA | SUN |  | 41624 |  |  | EIA Prime Mover-level Data
2018 | VA | Dominion/Lo Mar | 7797 | DOM1 | GT | OP | NA | DFO |  | 930 | 0.0080256 | 0.017259 | EIA Prime Mover-level Data | NEI avg EF - PM, fuel type, firing type
2018 | VA | Dominion/Lo Mar | 7797 | DOM2 | IC | OP | NA | DFO |  | 278 | 0.04309 | 0.31 | EIA Prime Mover-level Data | Estimated using an emission factor
2018 | VA | Dominion/Lo Mar | 7797 | DOM3 | IC | IP | NA | DFO
2018 | VA | Dominion/Lo Mar | 7797 | DOM4 | IC | IP | NA | DFO
2018 | VA | Dominion/Lo Mar | 7797 | LOM1 | IC | OP | NA | DFO |  | 278 | 0.04309 | 0.31 | EIA Prime Mover-level Data | Estimated using an emission factor
2018 | VA | Dominion/Lo Mar | 7797 | LOM2 | IC | OP | NA | DFO |  | 278 | 0.04309 | 0.31 | EIA Prime Mover-level Data | Estimated using an emission factor
2018 | VA | Dominion/Lo Mar | 7797 | LOM3 | IC | OP | NA | DFO |  | 278 | 0.04309 | 0.31 | EIA Prime Mover-level Data | Estimated using an emission factor
2018 | VA | Dominion/Lo Mar | 7797 | LOM4 | IC | IP | NA | DFO
2018 | VA | Doswell Limited Partnership | 52019 | 501 | CT | OP | CC | NG | 7,353.0 | 9385335 | 120.2894 | 0.025633 | EPA/CAMD | EPA/NEI | 1992
2018 | VA | Doswell Limited Partnership | 52019 | 502 | CT | OP | CC | NG | 7,934.0 | 9674429 | 123.8543 | 0.025604 | EPA/CAMD | EPA/NEI | 1992
2018 | VA | Doswell Limited Partnership | 52019 | 601 | CT | OP | CC | NG | 6,837.0 | 8191833 | 104.9278 | 0.025618 | EPA/CAMD | EPA/NEI | 1992
2018 | VA | Doswell Limited Partnership | 52019 | 602 | CT | OP | CC | NG | 6,947.0 | 8543163 | 109.4315 | 0.025618 | EPA/CAMD | EPA/NEI | 1992
2018 | VA | Doswell Limited Partnership | 52019 | CT1 | GT | OP | CT | NG | 1,955.0 | 2986098 | 12.621 | 0.0084532 | EPA/CAMD | EPA/NEI | 2001
2018 | VA | Doswell Limited Partnership | 52019 | CT2 | GT | OP | CT | NG | 1,959.0 | 3044512 | 11.8971 | 0.0078154 | EPA/CAMD | NEI avg EF - PM, fuel type, firing type | 2018
2018 | VA | Doswell Limited Partnership | 52019 | CT3 | GT | OP | CT | NG | 1,987.0 | 3087858 | 12.0665 | 0.0078154 | EPA/CAMD | NEI avg EF - PM, fuel type, firing type | 2018
2018 | VA | Downtown | 55954 | 1 | IC | OP | NA | DFO |  | 261 | 0.040455 | 0.31 | EIA Prime Mover-level Data | Estimated using an emission factor
2018 | VA | Downtown | 55954 | 2 | IC | OP | NA | DFO |  | 261 | 0.040455 | 0.31 | EIA Prime Mover-level Data | Estimated using an emission factor
2018 | VA | Eastern Shore Solar, LLC | 60127 | PV1 | PV | OP | NA | SUN |  | 1401117 |  |  | EIA Prime Mover-level Data
2018 | VA | Electric Avenue Facility | 56367 | 1 | IC | OP | NA | DFO |  | 288 | 0.04464 | 0.31 | EIA Prime Mover-level Data | Estimated using an emission factor
2018 | VA | Electric Avenue Facility | 56367 | 2 | IC | OP | NA | DFO |  | 288 | 0.04464 | 0.31 | EIA Prime Mover-level Data | Estimated using an emission factor
2018 | VA | Electric Avenue Facility | 56367 | 3 | IC | OP | NA | DFO |  | 288 | 0.04464 | 0.31 | EIA Prime Mover-level Data | Estimated using an emission factor
2018 | VA | Electric Avenue Facility | 56367 | 4 | IC | SB | NA | DFO |  | 240 | 0.0372 | 0.31 | EIA Prime Mover-level Data | Estimated using an emission factor
2018 | VA | Elizabeth River Combustion Turbine Sta | 52087 | CT-1 | GT | OP | CT | NG | 927.0 | 1052384 | 4.0374 | 0.0076729 | EPA/CAMD | EPA/NEI | 1992
2018 | VA | Elizabeth River Combustion Turbine Sta | 52087 | CT-2 | GT | OP | CT | NG | 820.0 | 922482 | 3.5791 | 0.0077597 | EPA/CAMD | EPA/NEI | 1992
2018 | VA | Elizabeth River Combustion Turbine Sta | 52087 | CT-3 | GT | OP | CT | NG | 960.0 | 1080917 | 4.122 | 0.0076268 | EPA/CAMD | EPA/NEI | 1992
2018 | VA | Elkton | 52148 | GEN1 | ST | OP | NA | NG |  | 789669 | 3.1794 | 0.0080524 | EIA Prime Mover-level Data | NEI avg EF - PM, fuel type
2018 | VA | Elkton | 52148 | GEN2 | IC | SB | NA | DFO |  | 6890 | 1.0679 | 0.31 | EIA Prime Mover-level Data | Estimated using an emission factor
2018 | VA | Elkton | 52148 | GEN3 | IC | OP | NA | NG |  | 7655 | 0.0016152 | 0.000422 | EIA Prime Mover-level Data | Estimated using an emission factor
2018 | VA | Elkton | 52148 | GEN4 | IC | OP | NA | NG |  | 2297 | 0.00048467 | 0.000422 | EIA Prime Mover-level Data | Estimated using an emission factor
2018 | VA | Elkton | 52148 | GEN5 | ST | OP | NA | NG |  | 43871 | 0.17663 | 0.0080524 | EIA Prime Mover-level Data | NEI avg EF - PM, fuel type
2018 | VA | Emporia | 50175 | GEN1 | HY | OP | NA | WAT |  | 39966 |  |  | EIA Prime Mover-level Data
2018 | VA | Emporia | 50175 | GEN2 | HY | OP | NA | WAT |  | 9991 |  |  | EIA Prime Mover-level Data
2018 | VA | Essex Solar Center | 61406 | ESSEX | PV | OP | NA | SUN |  | 345726 |  |  | EIA Prime Mover-level Data
2018 | VA | Flannagan Hydroelectric Project | 58827 | LEFT | HY | L | NA | WAT
2018 | VA | Flannagan Hydroelectric Project | 58827 | LEFT1 | HY | L | NA | WAT
2018 | VA | Flannagan Hydroelectric Project | 58827 | LEFT2 | HY | L | NA | WAT
2018 | VA | Flannagan Hydroelectric Project | 58827 | RGHT | HY | L | NA | WAT
2018 | VA | Frederick County LFGTE Facility | 57754 | 1 | IC | OP | NA | LFG |  | 50219 | 0.36911 | 0.0147 | EIA Prime Mover-level Data | Estimated using an emission factor
2018 | VA | Frederick County LFGTE Facility | 57754 | 2 | IC | OP | NA | LFG |  | 50219 | 0.36911 | 0.0147 | EIA Prime Mover-level Data | Estimated using an emission factor
2018 | VA | Fries Hydroelectric Project | 10798 | GEN1 | HY | OP | NA | WAT |  | 86726 |  |  | EIA Prime Mover-level Data
2018 | VA | Fries Hydroelectric Project | 10798 | GEN2 | HY | OP | NA | WAT |  | 34690 |  |  | EIA Prime Mover-level Data
2018 | VA | Fries Hydroelectric Project | 10798 | GEN3 | HY | OP | NA | WAT |  | 8673 |  |  | EIA Prime Mover-level Data
2018 | VA | Fries Hydroelectric Project | 10798 | GEN4 | HY | OP | NA | WAT |  | 104071 |  |  | EIA Prime Mover-level Data
2018 | VA | Gateway Gen | 7798 | 1 | IC | OP | NA | DFO |  | 177 | 0.027435 | 0.31 | EIA Prime Mover-level Data | Estimated using an emission factor
2018 | VA | Gateway Gen | 7798 | 2 | IC | OP | NA | DFO |  | 177 | 0.027435 | 0.31 | EIA Prime Mover-level Data | Estimated using an emission factor
2018 | VA | Glen Lyn | 3776 | 5 | ST | RE | NA | BIT
2018 | VA | Glen Lyn | 3776 | 6 | ST | RE | WALL | BIT
2018 | VA | Godwin Drive Plant | 7439 | C10 | IC | OP | NA | DFO |  | 236 | 0.03658 | 0.31 | EIA Prime Mover-level Data | Estimated using an emission factor
2018 | VA | Godwin Drive Plant | 7439 | C7 | IC | OP | NA | DFO |  | 252 | 0.03906 | 0.31 | EIA Prime Mover-level Data | Estimated using an emission factor
2018 | VA | Godwin Drive Plant | 7439 | C8 | IC | OP | NA | DFO |  | 252 | 0.03906 | 0.31 | EIA Prime Mover-level Data | Estimated using an emission factor
2018 | VA | Godwin Drive Plant | 7439 | C9 | IC | OP | NA | DFO |  | 252 | 0.03906 | 0.31 | EIA Prime Mover-level Data | Estimated using an emission factor
2018 | VA | Gordonsville Power Station | 54844 | 1 | CT | OP | CC | NG | 3,619.0 | 3212233 | 11.0215 | 0.0068622 | EPA/CAMD | EPA/NEI | 1994
2018 | VA | Gordonsville Power Station | 54844 | 2 | CT | OP | CC | NG | 4,513.0 | 3930111 | 12.0772 | 0.006146 | EPA/CAMD | EPA/NEI | 1994
2018 | VA | GP Big Island, LLC | 50479 | 6 | ST | OP | OTHER BOILER | NG | 3,656.0 | 1710163 | 2.6911 | 0.0031471 | EIA non-ozone season distributed and EPA/CAMD ozone season | EPA/NEI | 1996
2018 | VA | GP Big Island, LLC | 50479 | BHG1 | HY | OP | NA | WAT |  | 784 |  |  | EIA Prime Mover-level Data
2018 | VA | GP Big Island, LLC | 50479 | BHG2 | HY | OP | NA | WAT |  | 784 |  |  | EIA Prime Mover-level Data
2018 | VA | Grasshopper Solar | 62813 | GRHS | PV | T | NA | SUN
2018 | VA | Gravel Neck Combustion Turbine | 7032 | 3 | GT | OP | CT | NG | 585.0 | 454152 | 4.4386 | 0.019547 | EPA/CAMD | EPA/NEI | 1989
2018 | VA | Gravel Neck Combustion Turbine | 7032 | 4 | GT | OP | CT | NG | 189.0 | 134214 | 4.4386 | 0.066143 | EPA/CAMD | EPA/NEI | 1989
2018 | VA | Gravel Neck Combustion Turbine | 7032 | 5 | GT | OP | CT | NG | 351.0 | 268941 | 4.4386 | 0.033008 | EPA/CAMD | EPA/NEI | 1989
2018 | VA | Gravel Neck Combustion Turbine | 7032 | 6 | GT | OP | CT | NG | 382.0 | 293278 | 4.4386 | 0.030269 | EPA/CAMD | EPA/NEI | 1989
2018 | VA | Greensville County Power Station | 59913 | 1A | CT | OP | CC | NG | 557.0 | 1748803 | 5.0334 | 0.0057564 | EPA/CAMD | NEI avg EF - PM, fuel type, firing type | 2018
2018 | VA | Greensville County Power Station | 59913 | 1B | CT | OP | CC | NG | 572.0 | 1822233 | 5.2448 | 0.0057564 | EPA/CAMD | NEI avg EF - PM, fuel type, firing type | 2018
2018 | VA | Greensville County Power Station | 59913 | 1C | CT | OP | CC | NG | 577.0 | 1793619 | 5.1624 | 0.0057564 | EPA/CAMD | NEI avg EF - PM, fuel type, firing type | 2018
2018 | VA | Halifax | 50178 | GEN1 | HY | OP | NA | WAT |  | 14962 |  |  | EIA Prime Mover-level Data
2018 | VA | Halifax | 50178 | GEN2 | HY | OP | NA | WAT |  | 7481 |  |  | EIA Prime Mover-level Data
2018 | VA | Halifax | 50178 | GEN3 | HY | OP | NA | WAT |  | 7481 |  |  | EIA Prime Mover-level Data
2018 | VA | Halifax County Biomass | 58560 | BLR1 | ST | OP | NA | WDS |  | 3762721 | 42.918 | 0.022812 | EIA Unit-level Data | NEI avg EF - PM, fuel type
2018 | VA | Harrisonburg Power Plant | 56006 | ST-1 | ST | RE | NA | NG
2018 | VA | Henrico | 57356 | 1 | IC | OP | NA | LFG |  | 15307 | 0.11251 | 0.0147 | EIA Prime Mover-level Data | Estimated using an emission factor
2018 | VA | Henrico | 57356 | 2 | IC | OP | NA | LFG |  | 15307 | 0.11251 | 0.0147 | EIA Prime Mover-level Data | Estimated using an emission factor
2018 | VA | Henrico | 57356 | 3 | IC | OP | NA | LFG |  | 15307 | 0.11251 | 0.0147 | EIA Prime Mover-level Data | Estimated using an emission factor
2018 | VA | Henrico | 57356 | 4 | IC | OP | NA | LFG |  | 15307 | 0.11251 | 0.0147 | EIA Prime Mover-level Data | Estimated using an emission factor
2018 | VA | Henrico | 57356 | 5 | IC | OP | NA | LFG |  | 15307 | 0.11251 | 0.0147 | EIA Prime Mover-level Data | Estimated using an emission factor
2018 | VA | Henrico | 57356 | 6 | IC | OP | NA | LFG |  | 15307 | 0.11251 | 0.0147 | EIA Prime Mover-level Data | Estimated using an emission factor
2018 | VA | Henrico | 57356 | 7 | IC | OP | NA | LFG |  | 15307 | 0.11251 | 0.0147 | EIA Prime Mover-level Data | Estimated using an emission factor
2018 | VA | Henrico | 57356 | 8 | IC | OP | NA | LFG |  | 15307 | 0.11251 | 0.0147 | EIA Prime Mover-level Data | Estimated using an emission factor
2018 | VA | Henrico | 57356 | 9 | IC | OP | NA | LFG |  | 15307 | 0.11251 | 0.0147 | EIA Prime Mover-level Data | Estimated using an emission factor
2018 | VA | Henrico | 57356 | 10 | IC | OP | NA | LFG |  | 15307 | 0.11251 | 0.0147 | EIA Prime Mover-level Data | Estimated using an emission factor
2018 | VA | Henrico | 57356 | 11 | IC | OP | NA | LFG |  | 15307 | 0.11251 | 0.0147 | EIA Prime Mover-level Data | Estimated using an emission factor
2018 | VA | Henrico | 57356 | 12 | IC | OP | NA | LFG |  | 15307 | 0.11251 | 0.0147 | EIA Prime Mover-level Data | Estimated using an emission factor
2018 | VA | Highlander Solar Station 1 | 62014 | HLND1 | PV | P | NA | SUN
2018 | VA | Holcomb Rock | 56314 | HG1 | HY | OA | NA | WAT
2018 | VA | Holcomb Rock | 56314 | HG2 | HY | OA | NA | WAT
2018 | VA | Holcomb Rock | 56314 | HG3 | HY | OA | NA | WAT
2018 | VA | Hollyfield | 61023 | 1 | PV | OP | NA | SUN |  | 54864 |  |  | EIA Prime Mover-level Data
2018 | VA | Hopewell Cogeneration Facility | 10633 | 1 | CT | OP | CC | NG | 4,267.0 | 4275129 | 3.5699 | 0.0016701 | EPA/CAMD | EPA/NEI | 1990
2018 | VA | Hopewell Cogeneration Facility | 10633 | 2 | CT | OP | CC | NG | 4,297.0 | 4259985 | 3.5839 | 0.0016826 | EPA/CAMD | EPA/NEI | 1990
2018 | VA | Hopewell Cogeneration Facility | 10633 | 3 | CT | OP | CC | NG | 4,262.0 | 4232552 | 3.5458 | 0.0016755 | EPA/CAMD | EPA/NEI | 1990
2018 | VA | Hopewell Mill | 50813 | CB1 | ST | OP | NA | WDS |  | 4534928 | 51.7258 | 0.022812 | EIA Unit-level Data | NEI avg EF - PM, fuel type
2018 | VA | Hopewell Mill | 50813 | RB1 | ST | OP | NA | BLQ |  | 5261752 | 0.24546 | 9.33e-05 | EIA Unit-level Data | Estimated using an emission factor
2018 | VA | Hopewell Power Station | 10771 | 1 | ST | OP | STOKER | WDS | 6,689.0 | 2170697 | 9.9922 | 0.0092064 | EPA/CAMD | EPA/NEI | 1992
2018 | VA | Hopewell Power Station | 10771 | 2 | ST | OP | STOKER | WDS | 6,878.0 | 2287364 | 7.5849 | 0.006632 | EPA/CAMD | EPA/NEI | 1992
2018 | VA | HP Hood CT | 59860 | HHOOD | GT | OP | NA | NG |  | 942457 | 2.5839 | 0.0054834 | EIA Prime Mover-level Data | NEI avg EF - PM, fuel type, firing type
2018 | VA | I 95 Landfill Phase II | 54723 | UNT1 | IC | OP | NA | LFG |  | 54562 | 0.40103 | 0.0147 | EIA Prime Mover-level Data | Estimated using an emission factor
2018 | VA | I 95 Landfill Phase II | 54723 | UNT2 | IC | OP | NA | LFG |  | 54562 | 0.40103 | 0.0147 | EIA Prime Mover-level Data | Estimated using an emission factor
2018 | VA | I 95 Landfill Phase II | 54723 | UNT3 | IC | OP | NA | LFG |  | 54562 | 0.40103 | 0.0147 | EIA Prime Mover-level Data | Estimated using an emission factor
2018 | VA | I 95 Landfill Phase II | 54723 | UNT4 | IC | OP | NA | LFG |  | 54562 | 0.40103 | 0.0147 | EIA Prime Mover-level Data | Estimated using an emission factor
2018 | VA | I 95 Municipal Landfill Phase I | 52051 | UNT1 | IC | OP | NA | LFG |  | 41194 | 0.30278 | 0.0147 | EIA Prime Mover-level Data | Estimated using an emission factor
2018 | VA | I 95 Municipal Landfill Phase I | 52051 | UNT2 | IC | OP | NA | LFG |  | 41194 | 0.30278 | 0.0147 | EIA Prime Mover-level Data | Estimated using an emission factor
2018 | VA | I 95 Municipal Landfill Phase I | 52051 | UNT3 | IC | OP | NA | LFG |  | 41194 | 0.30278 | 0.0147 | EIA Prime Mover-level Data | Estimated using an emission factor
2018 | VA | I 95 Municipal Landfill Phase I | 52051 | UNT4 | IC | OP | NA | LFG |  | 41194 | 0.30278 | 0.0147 | EIA Prime Mover-level Data | Estimated using an emission factor
2018 | VA | IKEA Norfolk Rooftop PV System | 62355 | 569PV | PV | U | NA | SUN
2018 | VA | International Paper Franklin Mill | 52152 | 4RB | ST | RE | NA | BLQ |  | 0 | 0 |  | EIA Unit-level Data | Estimated using an emission factor
2018 | VA | International Paper Franklin Mill | 52152 | 5PB | ST | RE | NA | BLQ |  | 0 | 0 |  | EIA Unit-level Data | Estimated using an emission factor
2018 | VA | International Paper Franklin Mill | 52152 | 5RB | ST | RE | NA | BLQ |  | 0 | 0 |  | EIA Unit-level Data | Estimated using an emission factor
2018 | VA | International Paper Franklin Mill | 52152 | 6PB | ST | RE | NA | BLQ |  | 1868966 | 29.0624 | 0.0311 | EIA Unit-level Data | Estimated using an emission factor
2018 | VA | International Paper Franklin Mill | 52152 | 6RB | ST | OP | NA | BLQ |  | 4114413 | 63.9791 | 0.0311 | EIA Unit-level Data | Estimated using an emission factor
2018 | VA | International Paper Franklin Mill | 52152 | 7PB | ST | RE | NA | BLQ |  | 0 | 0 |  | EIA Unit-level Data | Estimated using an emission factor
2018 | VA | International Paper Franklin Mill | 52152 | 9PB | ST | RE | NA | NG |  | 13255 | 0.053368 | 0.0080524 | EIA Unit-level Data | NEI avg EF - PM, fuel type
2018 | VA | International Paper Franklin Mill | 52152 | GE10 | GT | OP | NA | NG
2018 | VA | John H Kerr | 3833 | 1 | HY | OP | NA | WAT |  | 311658 |  |  | EIA Prime Mover-level Data
2018 | VA | John H Kerr | 3833 | 2 | HY | OP | NA | WAT |  | 1056927 |  |  | EIA Prime Mover-level Data
2018 | VA | John H Kerr | 3833 | 3 | HY | OP | NA | WAT |  | 1056927 |  |  | EIA Prime Mover-level Data
2018 | VA | John H Kerr | 3833 | 4 | HY | OP | NA | WAT |  | 1056927 |  |  | EIA Prime Mover-level Data
2018 | VA | John H Kerr | 3833 | 5 | HY | OP | NA | WAT |  | 1056927 |  |  | EIA Prime Mover-level Data
2018 | VA | John H Kerr | 3833 | 6 | HY | OP | NA | WAT |  | 1056927 |  |  | EIA Prime Mover-level Data
2018 | VA | John H Kerr | 3833 | 7 | HY | OP | NA | WAT |  | 1056927 |  |  | EIA Prime Mover-level Data
2018 | VA | John H Kerr | 3833 | A | HY | OA | NA | WAT |  | 24842 |  |  | EIA Prime Mover-level Data
2018 | VA | John H Kerr | 3833 | B | HY | OP | NA | WAT |  | 24842 |  |  | EIA Prime Mover-level Data
2018 | VA | King & Queen | 56686 | 1 | IC | OP | NA | LFG |  | 18734 | 0.13769 | 0.0147 | EIA Prime Mover-level Data | Estimated using an emission factor
2018 | VA | King & Queen | 56686 | 2 | IC | OP | NA | LFG |  | 18734 | 0.13769 | 0.0147 | EIA Prime Mover-level Data | Estimated using an emission factor
2018 | VA | King & Queen | 56686 | 3 | IC | OP | NA | LFG |  | 18734 | 0.13769 | 0.0147 | EIA Prime Mover-level Data | Estimated using an emission factor
2018 | VA | King & Queen | 56686 | 4 | IC | OP | NA | LFG |  | 18734 | 0.13769 | 0.0147 | EIA Prime Mover-level Data | Estimated using an emission factor
2018 | VA | King & Queen | 56686 | 5 | IC | OP | NA | LFG |  | 18734 | 0.13769 | 0.0147 | EIA Prime Mover-level Data | Estimated using an emission factor
2018 | VA | King & Queen | 56686 | 6 | IC | OP | NA | LFG |  | 18734 | 0.13769 | 0.0147 | EIA Prime Mover-level Data | Estimated using an emission factor
2018 | VA | King & Queen | 56686 | 7 | IC | OP | NA | LFG |  | 18734 | 0.13769 | 0.0147 | EIA Prime Mover-level Data | Estimated using an emission factor
2018 | VA | King & Queen | 56686 | 8 | IC | OP | NA | LFG |  | 18734 | 0.13769 | 0.0147 | EIA Prime Mover-level Data | Estimated using an emission factor
2018 | VA | King & Queen | 56686 | 9 | IC | OP | NA | LFG |  | 18734 | 0.13769 | 0.0147 | EIA Prime Mover-level Data | Estimated using an emission factor
2018 | VA | King & Queen | 56686 | 10 | IC | OP | NA | LFG |  | 18734 | 0.13769 | 0.0147 | EIA Prime Mover-level Data | Estimated using an emission factor
2018 | VA | King & Queen | 56686 | 11 | IC | OP | NA | LFG |  | 18734 | 0.13769 | 0.0147 | EIA Prime Mover-level Data | Estimated using an emission factor
2018 | VA | King & Queen | 56686 | 12 | IC | OP | NA | LFG |  | 18734 | 0.13769 | 0.0147 | EIA Prime Mover-level Data | Estimated using an emission factor
2018 | VA | King & Queen | 56686 | 13 | IC | OP | NA | LFG |  | 18734 | 0.13769 | 0.0147 | EIA Prime Mover-level Data | Estimated using an emission factor
2018 | VA | King & Queen | 56686 | 14 | IC | OP | NA | LFG |  | 18734 | 0.13769 | 0.0147 | EIA Prime Mover-level Data | Estimated using an emission factor
2018 | VA | King & Queen | 56686 | 15 | IC | OP | NA | LFG |  | 18734 | 0.13769 | 0.0147 | EIA Prime Mover-level Data | Estimated using an emission factor
2018 | VA | King & Queen | 56686 | 16 | IC | OP | NA | LFG |  | 18734 | 0.13769 | 0.0147 | EIA Prime Mover-level Data | Estimated using an emission factor
2018 | VA | King & Queen | 56686 | 17 | IC | OP | NA | LFG |  | 18734 | 0.13769 | 0.0147 | EIA Prime Mover-level Data | Estimated using an emission factor
2018 | VA | King & Queen | 56686 | 18 | IC | OP | NA | LFG |  | 18734 | 0.13769 | 0.0147 | EIA Prime Mover-level Data | Estimated using an emission factor
2018 | VA | King & Queen | 56686 | 19 | IC | OP | NA | LFG |  | 18734 | 0.13769 | 0.0147 | EIA Prime Mover-level Data | Estimated using an emission factor
2018 | VA | King & Queen | 56686 | 20 | IC | OP | NA | LFG |  | 18734 | 0.13769 | 0.0147 | EIA Prime Mover-level Data | Estimated using an emission factor
2018 | VA | King & Queen | 56686 | 21 | IC | OP | NA | LFG |  | 18734 | 0.13769 | 0.0147 | EIA Prime Mover-level Data | Estimated using an emission factor
2018 | VA | King & Queen | 56686 | 22 | IC | OP | NA | LFG |  | 18734 | 0.13769 | 0.0147 | EIA Prime Mover-level Data | Estimated using an emission factor
2018 | VA | King & Queen | 56686 | 23 | IC | OP | NA | LFG |  | 18734 | 0.13769 | 0.0147 | EIA Prime Mover-level Data | Estimated using an emission factor
2018 | VA | King & Queen | 56686 | 24 | IC | OP | NA | LFG |  | 18734 | 0.13769 | 0.0147 | EIA Prime Mover-level Data | Estimated using an emission factor
2018 | VA | King & Queen | 56686 | 25 | IC | OP | NA | LFG |  | 18734 | 0.13769 | 0.0147 | EIA Prime Mover-level Data | Estimated using an emission factor
2018 | VA | King & Queen | 56686 | 26 | IC | OP | NA | LFG |  | 18734 | 0.13769 | 0.0147 | EIA Prime Mover-level Data | Estimated using an emission factor
2018 | VA | King & Queen | 56686 | 27 | IC | OP | NA | LFG |  | 18734 | 0.13769 | 0.0147 | EIA Prime Mover-level Data | Estimated using an emission factor
2018 | VA | King & Queen | 56686 | 28 | IC | OP | NA | LFG |  | 18734 | 0.13769 | 0.0147 | EIA Prime Mover-level Data | Estimated using an emission factor
2018 | VA | King & Queen | 56686 | 29 | IC | OP | NA | LFG |  | 18734 | 0.13769 | 0.0147 | EIA Prime Mover-level Data | Estimated using an emission factor
2018 | VA | King & Queen | 56686 | 30 | IC | OP | NA | LFG |  | 18734 | 0.13769 | 0.0147 | EIA Prime Mover-level Data | Estimated using an emission factor
2018 | VA | King & Queen | 56686 | 31 | IC | OP | NA | LFG |  | 18734 | 0.13769 | 0.0147 | EIA Prime Mover-level Data | Estimated using an emission factor
2018 | VA | King & Queen | 56686 | 32 | IC | OP | NA | LFG |  | 18734 | 0.13769 | 0.0147 | EIA Prime Mover-level Data | Estimated using an emission factor
2018 | VA | King & Queen | 56686 | 33 | IC | OP | NA | LFG |  | 18734 | 0.13769 | 0.0147 | EIA Prime Mover-level Data | Estimated using an emission factor
2018 | VA | King & Queen | 56686 | 34 | IC | OP | NA | LFG |  | 18734 | 0.13769 | 0.0147 | EIA Prime Mover-level Data | Estimated using an emission factor
2018 | VA | King & Queen | 56686 | 35 | IC | OP | NA | LFG |  | 18734 | 0.13769 | 0.0147 | EIA Prime Mover-level Data | Estimated using an emission factor
2018 | VA | King & Queen | 56686 | 36 | IC | OP | NA | LFG |  | 18734 | 0.13769 | 0.0147 | EIA Prime Mover-level Data | Estimated using an emission factor
2018 | VA | Ladysmith Combustion Turbine Sta | 7839 | 1 | GT | OP | CT | NG | 1,143.0 | 1565961 | 5.24 | 0.0066924 | EPA/CAMD | EPA/NEI | 2001
2018 | VA | Ladysmith Combustion Turbine Sta | 7839 | 2 | GT | OP | CT | NG | 2,085.0 | 2913694 | 9.697 | 0.0066562 | EPA/CAMD | EPA/NEI | 2001
2018 | VA | Ladysmith Combustion Turbine Sta | 7839 | 3 | GT | OP | CT | NG | 894.0 | 1257672 | 4.5721 | 0.0072707 | EPA/CAMD | EPA/NEI | 2008
2018 | VA | Ladysmith Combustion Turbine Sta | 7839 | 4 | GT | OP | CT | NG | 575.0 | 786106 | 2.7344 | 0.0069569 | EPA/CAMD | EPA/NEI | 2008
2018 | VA | Ladysmith Combustion Turbine Sta | 7839 | 5 | GT | OP | CT | NG | 376.0 | 520186 | 2.0301 | 0.0078054 | EPA/CAMD | EPA/NEI | 2009
2018 | VA | Leesville | 3777 | 1 | HY | OP | NA | WAT |  | 381857 |  |  | EIA Prime Mover-level Data
2018 | VA | Leesville | 3777 | 2 | HY | OP | NA | WAT |  | 381857 |  |  | EIA Prime Mover-level Data
2018 | VA | Louisa Generation Facility | 7837 | EU1 | GT | OP | CT | NG | 1,224.0 | 945862 | 5.564 | 0.011765 | EPA/CAMD | EPA/NEI | 2003
2018 | VA | Louisa Generation Facility | 7837 | EU2 | GT | OP | CT | NG | 1,479.0 | 1112567 | 6.7675 | 0.012166 | EPA/CAMD | EPA/NEI | 2003
2018 | VA | Louisa Generation Facility | 7837 | EU3 | GT | OP | CT | NG | 1,531.0 | 1164506 | 6.931 | 0.011904 | EPA/CAMD | EPA/NEI | 2003
2018 | VA | Louisa Generation Facility | 7837 | EU4 | GT | OP | CT | NG | 1,473.0 | 1095839 | 6.6965 | 0.012222 | EPA/CAMD | EPA/NEI | 2003
2018 | VA | Louisa Generation Facility | 7837 | EU5 | GT | OP | CT | NG | 1,270.0 | 1790095 | 10.566 | 0.011805 | EPA/CAMD | EPA/NEI | 2003
2018 | VA | Low Moor | 3799 | GT1 | GT | OP | NA | DFO |  | 11487 | 0.099129 | 0.017259 | EIA Prime Mover-level Data | NEI avg EF - PM, fuel type, firing type
2018 | VA | Low Moor | 3799 | GT2 | GT | OP | NA | DFO |  | 11487 | 0.099129 | 0.017259 | EIA Prime Mover-level Data | NEI avg EF - PM, fuel type, firing type
2018 | VA | Low Moor | 3799 | GT3 | GT | OP | NA | DFO |  | 11487 | 0.099129 | 0.017259 | EIA Prime Mover-level Data | NEI avg EF - PM, fuel type, firing type
2018 | VA | Low Moor | 3799 | GT4 | GT | OP | NA | DFO |  | 11487 | 0.099129 | 0.017259 | EIA Prime Mover-level Data | NEI avg EF - PM, fuel type, firing type
2018 | VA | Luray Hydro Station | 3789 | 1 | HY | OP | NA | WAT |  | 19247 |  |  | EIA Prime Mover-level Data
2018 | VA | Luray Hydro Station | 3789 | 2 | HY | OP | NA | WAT |  | 12831 |  |  | EIA Prime Mover-level Data
2018 | VA | Luray Hydro Station | 3789 | 3 | HY | OP | NA | WAT |  | 19247 |  |  | EIA Prime Mover-level Data
2018 | VA | Marsh Run Generation Facility | 7836 | EU1 | GT | OP | CT | NG | 1,441.0 | 2005440 | 11.871 | 0.011839 | EPA/CAMD | EPA/NEI | 2004
2018 | VA | Marsh Run Generation Facility | 7836 | EU2 | GT | OP | CT | NG | 1,281.0 | 1771076 | 10.665 | 0.012044 | EPA/CAMD | EPA/NEI | 2004
2018 | VA | Marsh Run Generation Facility | 7836 | EU3 | GT | OP | CT | NG | 1,487.0 | 2092930 | 12.339 | 0.011791 | EPA/CAMD | EPA/NEI | 2004
2018 | VA | Martin Solar Center | 61458 | MARTN | PV | OP | NA | SUN |  | 80174 |  |  | EIA Prime Mover-level Data
2018 | VA | Martinsville | 3826 | 1 | HY | OP | NA | WAT |  | 1362 |  |  | EIA Prime Mover-level Data
2018 | VA | Martinsville | 3826 | 2 | HY | OP | NA | WAT |  | 4538 |  |  | EIA Prime Mover-level Data
2018 | VA | Martinsville LFG Generator | 57893 | LFG1 | IC | OP | NA | LFG |  | 52570 | 0.38639 | 0.0147 | EIA Prime Mover-level Data | Estimated using an emission factor
2018 | VA | Mecklenburg Power Station | 52007 | 1 | ST | OP | WALL | BIT | 689.0 | 334719 | 0.35195 | 0.0021029 | EPA/CAMD | EPA/NEI | 1992
2018 | VA | Mecklenburg Power Station | 52007 | 2 | ST | OP | WALL | BIT | 689.0 | 397675 | 0.35997 | 0.0018104 | EPA/CAMD | EPA/NEI | 1992
2018 | VA | Meherrin Solar | 62758 | MEHER | PV | L | NA | SUN
2018 | VA | Merck | 59905 | 1 | PV | OP | NA | SUN |  | 1385 |  |  | EIA Prime Mover-level Data
2018 | VA | MillerCoors Shenandoah Brewery | 58057 | WWTP | GT | OP | NA | OBG |  | 52486 | 0.56685 | 0.0216 | EIA Prime Mover-level Data | Estimated using an emission factor
2018 | VA | MM Prince William Energy | 55156 | UNT1 | IC | OP | NA | LFG |  | 81815 | 0.60134 | 0.0147 | EIA Prime Mover-level Data | Estimated using an emission factor
2018 | VA | MM Prince William Energy | 55156 | UNT2 | IC | OP | NA | LFG |  | 81815 | 0.60134 | 0.0147 | EIA Prime Mover-level Data | Estimated using an emission factor
2018 | VA | MM Prince William Energy | 55156 | UNT3 | IC | OP | NA | LFG |  | 145449 | 1.0691 | 0.0147 | EIA Prime Mover-level Data | Estimated using an emission factor
2018 | VA | MM Prince William Energy | 55156 | UNT4 | IC | OP | NA | LFG |  | 145449 | 1.0691 | 0.0147 | EIA Prime Mover-level Data | Estimated using an emission factor
2018 | VA | MM Prince William Energy | 55156 | UNT5 | IC | OP | NA | LFG |  | 145449 | 1.0691 | 0.0147 | EIA Prime Mover-level Data | Estimated using an emission factor
2018 | VA | Monterey Diesel Generation Facility | 59614 | MDG1 | IC | OP | NA | DFO |  | 236 | 0.03658 | 0.31 | EIA Prime Mover-level Data | Estimated using an emission factor
2018 | VA | Monterey Diesel Generation Facility | 59614 | MDG10 | IC | OP | NA | DFO |  | 236 | 0.03658 | 0.31 | EIA Prime Mover-level Data | Estimated using an emission factor
2018 | VA | Monterey Diesel Generation Facility | 59614 | MDG2 | IC | OP | NA | DFO |  | 236 | 0.03658 | 0.31 | EIA Prime Mover-level Data | Estimated using an emission factor
2018 | VA | Monterey Diesel Generation Facility | 59614 | MDG3 | IC | OP | NA | DFO |  | 236 | 0.03658 | 0.31 | EIA Prime Mover-level Data | Estimated using an emission factor
2018 | VA | Monterey Diesel Generation Facility | 59614 | MDG4 | IC | OP | NA | DFO |  | 236 | 0.03658 | 0.31 | EIA Prime Mover-level Data | Estimated using an emission factor
2018 | VA | Monterey Diesel Generation Facility | 59614 | MDG5 | IC | OP | NA | DFO |  | 236 | 0.03658 | 0.31 | EIA Prime Mover-level Data | Estimated using an emission factor
2018 | VA | Monterey Diesel Generation Facility | 59614 | MDG6 | IC | OP | NA | DFO |  | 236 | 0.03658 | 0.31 | EIA Prime Mover-level Data | Estimated using an emission factor
2018 | VA | Monterey Diesel Generation Facility | 59614 | MDG7 | IC | OP | NA | DFO |  | 236 | 0.03658 | 0.31 | EIA Prime Mover-level Data | Estimated using an emission factor
2018 | VA | Monterey Diesel Generation Facility | 59614 | MDG8 | IC | OP | NA | DFO |  | 236 | 0.03658 | 0.31 | EIA Prime Mover-level Data | Estimated using an emission factor
2018 | VA | Monterey Diesel Generation Facility | 59614 | MDG9 | IC | OP | NA | DFO |  | 236 | 0.03658 | 0.31 | EIA Prime Mover-level Data | Estimated using an emission factor
2018 | VA | Mount Clinton | 56004 | D-2 | IC | OP | NA | DFO |  | 218 | 0.03379 | 0.31 | EIA Prime Mover-level Data | Estimated using an emission factor
2018 | VA | Mount Clinton | 56004 | D-3 | IC | OP | NA | DFO |  | 218 | 0.03379 | 0.31 | EIA Prime Mover-level Data | Estimated using an emission factor
2018 | VA | Mount Clinton | 56004 | D-5 | IC | OP | NA | DFO |  | 218 | 0.03379 | 0.31 | EIA Prime Mover-level Data | Estimated using an emission factor
2018 | VA | Mount Clinton | 56004 | D-7 | IC | OP | NA | DFO |  | 218 | 0.03379 | 0.31 | EIA Prime Mover-level Data | Estimated using an emission factor
2018 | VA | Mount Clinton | 56004 | D-8 | IC | OP | NA | DFO |  | 218 | 0.03379 | 0.31 | EIA Prime Mover-level Data | Estimated using an emission factor
2018 | VA | Mount Clinton | 56004 | MC-1 | GT | OP | NA | DFO |  | 1996 | 0.017225 | 0.017259 | EIA Prime Mover-level Data | NEI avg EF - PM, fuel type, firing type
2018 | VA | Mt. Jackson Solar | 61318 | SOLAR | PV | P | NA | SUN
2018 | VA | Multitrade of Pittsylvania LP | 52118 | 101 | ST | OP | NA | WDS |  | 1558718 | 17.7789 | 0.022812 | EIA Unit-level Data | NEI avg EF - PM, fuel type
2018 | VA | Multitrade of Pittsylvania LP | 52118 | 102 | ST | OP | NA | WDS |  | 0 | 0 |  | EIA Unit-level Data | NEI avg EF - PM, fuel type
2018 | VA | Multitrade of Pittsylvania LP | 52118 | 103 | ST | OP | NA | WDS |  | 0 | 0 |  | EIA Unit-level Data | NEI avg EF - PM, fuel type
2018 | VA | New River | 59845 | E1 | IC | OP | NA | LFG |  | 11617 | 0.085385 | 0.0147 | EIA Prime Mover-level Data | Estimated using an emission factor
2018 | VA | New River | 59845 | E10 | IC | OP | NA | LFG |  | 11617 | 0.085385 | 0.0147 | EIA Prime Mover-level Data | Estimated using an emission factor
2018 | VA | New River | 59845 | E11 | IC | OP | NA | LFG |  | 11617 | 0.085385 | 0.0147 | EIA Prime Mover-level Data | Estimated using an emission factor
2018 | VA | New River | 59845 | E12 | IC | OP | NA | LFG |  | 11617 | 0.085385 | 0.0147 | EIA Prime Mover-level Data | Estimated using an emission factor
2018 | VA | New River | 59845 | E13 | IC | OP | NA | LFG |  | 11617 | 0.085385 | 0.0147 | EIA Prime Mover-level Data | Estimated using an emission factor
2018 | VA | New River | 59845 | E14 | IC | OP | NA | LFG |  | 11617 | 0.085385 | 0.0147 | EIA Prime Mover-level Data | Estimated using an emission factor
2018 | VA | New River | 59845 | E15 | IC | OP | NA | LFG |  | 11617 | 0.085385 | 0.0147 | EIA Prime Mover-level Data | Estimated using an emission factor
2018 | VA | New River | 59845 | E16 | IC | OP | NA | LFG |  | 11617 | 0.085385 | 0.0147 | EIA Prime Mover-level Data | Estimated using an emission factor
2018 | VA | New River | 59845 | E17 | IC | OP | NA | LFG |  | 11617 | 0.085385 | 0.0147 | EIA Prime Mover-level Data | Estimated using an emission factor
2018 | VA | New River | 59845 | E18 | IC | OP | NA | LFG |  | 11617 | 0.085385 | 0.0147 | EIA Prime Mover-level Data | Estimated using an emission factor
2018 | VA | New River | 59845 | E2 | IC | OP | NA | LFG |  | 11617 | 0.085385 | 0.0147 | EIA Prime Mover-level Data | Estimated using an emission factor
2018 | VA | New River | 59845 | E3 | IC | OP | NA | LFG |  | 11617 | 0.085385 | 0.0147 | EIA Prime Mover-level Data | Estimated using an emission factor
2018 | VA | New River | 59845 | E4 | IC | OP | NA | LFG |  | 11617 | 0.085385 | 0.0147 | EIA Prime Mover-level Data | Estimated using an emission factor
2018 | VA | New River | 59845 | E5 | IC | OP | NA | LFG |  | 11617 | 0.085385 | 0.0147 | EIA Prime Mover-level Data | Estimated using an emission factor
2018 | VA | New River | 59845 | E6 | IC | OP | NA | LFG |  | 11617 | 0.085385 | 0.0147 | EIA Prime Mover-level Data | Estimated using an emission factor
2018 | VA | New River | 59845 | E7 | IC | OP | NA | LFG |  | 11617 | 0.085385 | 0.0147 | EIA Prime Mover-level Data | Estimated using an emission factor
2018 | VA | New River | 59845 | E8 | IC | OP | NA | LFG |  | 11617 | 0.085385 | 0.0147 | EIA Prime Mover-level Data | Estimated using an emission factor
2018 | VA | New River | 59845 | E9 | IC | OP | NA | LFG |  | 11617 | 0.085385 | 0.0147 | EIA Prime Mover-level Data | Estimated using an emission factor
2018 | VA | Newport Hydro Station | 3790 | 1 | HY | OP | NA | WAT |  | 10267 |  |  | EIA Prime Mover-level Data
2018 | VA | Newport Hydro Station | 3790 | 2 | HY | OP | NA | WAT |  | 10267 |  |  | EIA Prime Mover-level Data
2018 | VA | Newport Hydro Station | 3790 | 3 | HY | OP | NA | WAT |  | 15400 |  |  | EIA Prime Mover-level Data
2018 | VA | Niagara | 3778 | 1 | HY | OP | NA | WAT |  | 47766 |  |  | EIA Prime Mover-level Data
2018 | VA | Niagara | 3778 | 2 | HY | OP | NA | WAT |  | 23883 |  |  | EIA Prime Mover-level Data
2018 | VA | North Anna | 6168 | 1 | ST | OP | NA | NUC |  | 79493615 |  |  | EIA Prime Mover-level Data
2018 | VA | North Anna | 6168 | 2 | ST | OP | NA | NUC |  | 88120864 |  |  | EIA Prime Mover-level Data
2018 | VA | North Anna | 6168 | HC1 | HY | OP | NA | WAT |  | 20890 |  |  | EIA Prime Mover-level Data
2018 | VA | Northern Neck | 3800 | GT1 | GT | OP | NA | DFO |  | 9816 | 0.084709 | 0.017259 | EIA Prime Mover-level Data | NEI avg EF - PM, fuel type, firing type
2018 | VA | Northern Neck | 3800 | GT2 | GT | OP | NA | DFO |  | 9816 | 0.084709 | 0.017259 | EIA Prime Mover-level Data | NEI avg EF - PM, fuel type, firing type
2018 | VA | Northern Neck | 3800 | GT3 | GT | OP | NA | DFO |  | 9816 | 0.084709 | 0.017259 | EIA Prime Mover-level Data | NEI avg EF - PM, fuel type, firing type
2018 | VA | Northern Neck | 3800 | GT4 | GT | OP | NA | DFO |  | 9816 | 0.084709 | 0.017259 | EIA Prime Mover-level Data | NEI avg EF - PM, fuel type, firing type
2018 | VA | Nottoway Diesel Generating Facility | 7941 | 1 | IC | SB | NA | DFO |  | 1221 | 0.18926 | 0.31 | EIA Prime Mover-level Data | Estimated using an emission factor
2018 | VA | Nottoway Diesel Generating Facility | 7941 | 2 | IC | SB | NA | DFO |  | 1221 | 0.18926 | 0.31 | EIA Prime Mover-level Data | Estimated using an emission factor
2018 | VA | Oceana Solar | 60584 | 01 | PV | OP | NA | SUN |  | 250061 |  |  | EIA Prime Mover-level Data
2018 | VA | Onancock Diesel Generation Facility | 60236 | ODG7 | IC | SB | NA | DFO |  | 916 | 0.14198 | 0.31 | EIA Prime Mover-level Data | Estimated using an emission factor
2018 | VA | Onancock Diesel Generation Facility | 60236 | ODG8 | IC | SB | NA | DFO |  | 916 | 0.14198 | 0.31 | EIA Prime Mover-level Data | Estimated using an emission factor
2018 | VA | Palmer Solar Center | 61457 | PALM | PV | OP | NA | SUN |  | 94123 |  |  | EIA Prime Mover-level Data
2018 | VA | Panda Stonewall Power Project | 59004 | CT1 | CT | OP | CC | NG | 7,537.0 | 17720606 | 25.0659 | 0.002829 | EPA/CAMD | EPA/NEI | 2017
2018 | VA | Panda Stonewall Power Project | 59004 | CT2 | CT | OP | CC | NG | 7,255.0 | 16934400 | 18.1998 | 0.0021494 | EPA/CAMD | EPA/NEI | 2017
2018 | VA | Park 500 Philip Morris USA | 50275 | 3 | ST | OP | NA | NG |  | 858476 | 3.4564 | 0.0080524 | EIA Unit-level Data | NEI avg EF - PM, fuel type
2018 | VA | Park 500 Philip Morris USA | 50275 | TG2 | ST | RE | NA | BIT
2018 | VA | Perdue Diesel Generation Facility | 60235 | PDG5 | IC | SB | NA | DFO |  | 980 | 0.1519 | 0.31 | EIA Prime Mover-level Data | Estimated using an emission factor
2018 | VA | Perdue Diesel Generation Facility | 60235 | PDG6 | IC | SB | NA | DFO |  | 980 | 0.1519 | 0.31 | EIA Prime Mover-level Data | Estimated using an emission factor
2018 | VA | Philip Morris | 59911 | 1 | PV | OP | NA | SUN |  | 629 |  |  | EIA Prime Mover-level Data
2018 | VA | Philpott Lake | 3834 | 1 | HY | OP | NA | WAT |  | 138676 |  |  | EIA Prime Mover-level Data
2018 | VA | Philpott Lake | 3834 | 2 | HY | OS | NA | WAT |  | 138676 |  |  | EIA Prime Mover-level Data
2018 | VA | Philpott Lake | 3834 | 3 | HY | OP | NA | WAT |  | 12419 |  |  | EIA Prime Mover-level Data
2018 | VA | Piney Creek Solar | 62768 | PCSOL | PV | P | NA | SUN
2018 | VA | Pinnacles | 3825 | 1 | HY | OP | NA | WAT |  | 104763 |  |  | EIA Prime Mover-level Data
2018 | VA | Pinnacles | 3825 | 2 | HY | OP | NA | WAT |  | 104763 |  |  | EIA Prime Mover-level Data
2018 | VA | Pinnacles | 3825 | 3 | HY | OP | NA | WAT |  | 104763 |  |  | EIA Prime Mover-level Data
2018 | VA | Pleasant Valley (VA) | 56005 | D-4 | IC | OP | NA | DFO |  | 228 | 0.03534 | 0.31 | EIA Prime Mover-level Data | Estimated using an emission factor
2018 | VA | Pleasant Valley (VA) | 56005 | D-6 | IC | OP | NA | DFO |  | 228 | 0.03534 | 0.31 | EIA Prime Mover-level Data | Estimated using an emission factor
2018 | VA | Pleasant Valley (VA) | 56005 | PV-1 | GT | OP | NA | DFO |  | 2599 | 0.022428 | 0.017259 | EIA Prime Mover-level Data | NEI avg EF - PM, fuel type, firing type
2018 | VA | Pleinmont Solar 1 | 62012 | PLNM1 | PV | P | NA | SUN
2018 | VA | Pleinmont Solar 2 | 62013 | PLNM2 | PV | P | NA | SUN
2018 | VA | Ponton Diesel Generating Facility | 7940 | 1 | IC | SB | NA | DFO |  | 792 | 0.12276 | 0.31 | EIA Prime Mover-level Data | Estimated using an emission factor
2018 | VA | Ponton Diesel Generating Facility | 7940 | 2 | IC | SB | NA | DFO |  | 792 | 0.12276 | 0.31 | EIA Prime Mover-level Data | Estimated using an emission factor
2018 | VA | Poplar Camp Wind Farm | 61111 | PC1 | WT | P | NA | WND
2018 | VA | Possum Point Power Station | 3804 | 3 | ST | OP | TANGENTIAL | NG | 429.0 | 222917 | 0.85537 | 0.0076744 | EPA/CAMD | EPA/NEI | 1955
2018 | VA | Possum Point Power Station | 3804 | 4 | ST | OP | TANGENTIAL | NG | 874.0 | 939660 | 3.6099 | 0.0076834 | EPA/CAMD | EPA/NEI | 1962
2018 | VA | Possum Point Power Station | 3804 | 5 | ST | OP | TANGENTIAL | RFO | 208.0 | 613612 | 9.2176 | 0.030044 | EPA/CAMD | EPA/NEI | 1975
2018 | VA | Possum Point Power Station | 3804 | 6A | CT | OP | CC | NG | 7,279.0 | 12775171 | 46.81 | 0.0073283 | EPA/CAMD | EPA/NEI | 2003
2018 | VA | Possum Point Power Station | 3804 | 6B | CT | OP | CC | NG | 7,484.0 | 12911798 | 33.08 | 0.005124 | EPA/CAMD | EPA/NEI | 2003
2018 | VA | Pretlow | 55953 | 1 | IC | OP | NA | DFO |  | 180 | 0.0279 | 0.31 | EIA Prime Mover-level Data | Estimated using an emission factor
2018 | VA | Pretlow | 55953 | 2 | IC | OP | NA | DFO |  | 180 | 0.0279 | 0.31 | EIA Prime Mover-level Data | Estimated using an emission factor
2018 | VA | Puller Solar | 62140 | PULL | PV | OP | NA | SUN |  | 30828 |  |  | EIA Prime Mover-level Data
2018 | VA | Radford | 3827 | 1 | HY | OS | NA | WAT
2018 | VA | Radford Army Ammunition Plant | 52072 | 1 | ST | RE | NA | DFO |  | 0 | 0 |  | EIA Unit-level Data | NEI avg EF - PM, fuel type
2018 | VA | Radford Army Ammunition Plant | 52072 | 2 | ST | RE | NA | DFO |  | 0 | 0 |  | EIA Unit-level Data | NEI avg EF - PM, fuel type
2018 | VA | Radford Army Ammunition Plant | 52072 | 3 | ST | RE | NA | DFO |  | 0 | 0 |  | EIA Unit-level Data | NEI avg EF - PM, fuel type
2018 | VA | Radford Army Ammunition Plant | 52072 | 4 | ST | RE | NA | DFO |  | 0 | 0 |  | EIA Unit-level Data | NEI avg EF - PM, fuel type
2018 | VA | Radford Army Ammunition Plant | 52072 | 5 | ST | RE | NA | DFO |  | 0 | 0 |  | EIA Unit-level Data | NEI avg EF - PM, fuel type
2018 | VA | Radford Army Ammunition Plant | 52072 | 481-1 | ST | OP | NA | NG |  | 344961 | 1.3889 | 0.0080524 | EIA Unit-level Data | NEI avg EF - PM, fuel type
2018 | VA | Radford Army Ammunition Plant | 52072 | 481-2 | ST | OP | NA | NG |  | 540157 | 2.1748 | 0.0080524 | EIA Unit-level Data | NEI avg EF - PM, fuel type
2018 | VA | Radford Army Ammunition Plant | 52072 | 481-3 | ST | OP | NA | NG |  | 732482 | 2.9491 | 0.0080524 | EIA Unit-level Data | NEI avg EF - PM, fuel type
2018 | VA | Radford Army Ammunition Plant | 52072 | 481-4 | ST | OP | NA | NG |  | 718961 | 2.8947 | 0.0080524 | EIA Unit-level Data | NEI avg EF - PM, fuel type
2018 | VA | Radford Army Ammunition Plant | 52072 | 481-5 | ST | OP | NA | NG |  | 171555 | 0.69072 | 0.0080524 | EIA Unit-level Data | NEI avg EF - PM, fuel type
2018 | VA | Radford Army Ammunition Plant | 52072 | 481-6 | ST | OP | NA | NG |  | 239641 | 0.96485 | 0.0080524 | EIA Unit-level Data | NEI avg EF - PM, fuel type
2018 | VA | Rappahannock Solar, LLC | 62780 | 100 | PV | T | NA | SUN
2018 | VA | Remington Combustion Turbine Station | 7838 | 1 | GT | OP | CT | NG | 1,913.0 | 2595477 | 8.7676 | 0.0067561 | EPA/CAMD | EPA/NEI | 2000
2018 | VA | Remington Combustion Turbine Station | 7838 | 2 | GT | OP | CT | NG | 1,586.0 | 2157058 | 7.5218 | 0.0069742 | EPA/CAMD | EPA/NEI | 2000
2018 | VA | Remington Combustion Turbine Station | 7838 | 3 | GT | OP | CT | NG | 1,778.0 | 2502369 | 4.5936 | 0.0036714 | EPA/CAMD | EPA/NEI | 2000
2018 | VA | Remington Combustion Turbine Station | 7838 | 4 | GT | OP | CT | NG | 1,738.0 | 2359606 | 8.083 | 0.0068511 | EPA/CAMD | EPA/NEI | 2000
2018 | VA | Remington Solar Facility | 59685 | 01 | PV | OP | NA | SUN |  | 322256 |  |  | EIA Prime Mover-level Data
2018 | VA | Reusens | 3779 | 1 | HY | OP | NA | WAT |  | 53202 |  |  | EIA Prime Mover-level Data
2018 | VA | Reusens | 3779 | 2 | HY | OP | NA | WAT |  | 53202 |  |  | EIA Prime Mover-level Data
2018 | VA | Reusens | 3779 | 3 | HY | OA | NA | WAT |  | 53202 |  |  | EIA Prime Mover-level Data
2018 | VA | Reusens | 3779 | 4 | HY | OS | NA | WAT |  | 53202 |  |  | EIA Prime Mover-level Data
2018 | VA | Reusens | 3779 | 5 | HY | OP | NA | WAT |  | 53202 |  |  | EIA Prime Mover-level Data
2018 | VA | Richmond Energy | 57897 | UNT1 | IC | OP | NA | LFG |  | 153907 | 1.1312 | 0.0147 | EIA Prime Mover-level Data | Estimated using an emission factor
2018 | VA | Richmond Energy | 57897 | UNT2 | IC | OP | NA | LFG |  | 153907 | 1.1312 | 0.0147 | EIA Prime Mover-level Data | Estimated using an emission factor
2018 | VA | Richmond Energy | 57897 | UNT3 | IC | OP | NA | LFG |  | 153907 | 1.1312 | 0.0147 | EIA Prime Mover-level Data | Estimated using an emission factor
2018 | VA | Richmond Energy | 57897 | UNT4 | IC | OP | NA | LFG |  | 153907 | 1.1312 | 0.0147 | EIA Prime Mover-level Data | Estimated using an emission factor
2018 | VA | Richmond Spider Solar | 62011 | RMDSS | PV | P | NA | SUN
2018 | VA | RockTenn West Point Mill | 10017 | 002 | ST | OP | TANGENTIAL | BIT | 3,672.0 | 11379802 | 209.0603 | 0.036742 | EIA non-ozone season distributed and EPA/CAMD ozone season | NEI avg EF - PM, fuel type, firing type
2018 | VA | RockTenn West Point Mill | 10017 | PB10 | ST | OP | WALL | NG |  | 4174193 | 14.9737 | 0.0071744 | EIA Unit-level Data | NEI avg EF - PM, fuel type, firing type
2018 | VA | RockTenn West Point Mill | 10017 | RF04 | ST | OP | WALL | NG |  | 4254492 | 15.2617 | 0.0071744 | EIA Unit-level Data | NEI avg EF - PM, fuel type, firing type
2018 | VA | RockTenn West Point Mill | 10017 | RF05 | ST | OP | WALL | BLQ |  | 4748360 | 0.14767 | 6.22e-05 | EIA Unit-level Data | Estimated using an emission factor
2018 | VA | Rockville 1 & 2 | 56692 | 1A | IC | OP | NA | DFO |  | 176 | 0.02728 | 0.31 | EIA Prime Mover-level Data | Estimated using an emission factor
2018 | VA | Rockville 1 & 2 | 56692 | 1B | IC | OP | NA | DFO |  | 176 | 0.02728 | 0.31 | EIA Prime Mover-level Data | Estimated using an emission factor
2018 | VA | Rockville 1 & 2 | 56692 | 1C | IC | OP | NA | DFO |  | 176 | 0.02728 | 0.31 | EIA Prime Mover-level Data | Estimated using an emission factor
2018 | VA | Rockville 1 & 2 | 56692 | 1D | IC | OP | NA | DFO |  | 176 | 0.02728 | 0.31 | EIA Prime Mover-level Data | Estimated using an emission factor
2018 | VA | Rockville 1 & 2 | 56692 | 1E | IC | OP | NA | DFO |  | 176 | 0.02728 | 0.31 | EIA Prime Mover-level Data | Estimated using an emission factor
2018 | VA | Rockville 1 & 2 | 56692 | 1F | IC | OP | NA | DFO |  | 176 | 0.02728 | 0.31 | EIA Prime Mover-level Data | Estimated using an emission factor
2018 | VA | Rockville 1 & 2 | 56692 | 1G | IC | OP | NA | DFO |  | 176 | 0.02728 | 0.31 | EIA Prime Mover-level Data | Estimated using an emission factor
2018 | VA | Rockville 1 & 2 | 56692 | 1H | IC | OP | NA | DFO |  | 176 | 0.02728 | 0.31 | EIA Prime Mover-level Data | Estimated using an emission factor
2018 | VA | Rockville 1 & 2 | 56692 | 1I | IC | OP | NA | DFO |  | 176 | 0.02728 | 0.31 | EIA Prime Mover-level Data | Estimated using an emission factor
2018 | VA | Rockville 1 & 2 | 56692 | 1J | IC | OP | NA | DFO |  | 176 | 0.02728 | 0.31 | EIA Prime Mover-level Data | Estimated using an emission factor
2018 | VA | Rockville 1 & 2 | 56692 | 1K | IC | OP | NA | DFO |  | 176 | 0.02728 | 0.31 | EIA Prime Mover-level Data | Estimated using an emission factor
2018 | VA | Rockville 1 & 2 | 56692 | 1L | IC | OP | NA | DFO |  | 176 | 0.02728 | 0.31 | EIA Prime Mover-level Data | Estimated using an emission factor
2018 | VA | Rockville 1 & 2 | 56692 | 1M | IC | OP | NA | DFO |  | 176 | 0.02728 | 0.31 | EIA Prime Mover-level Data | Estimated using an emission factor
2018 | VA | Rockville 1 & 2 | 56692 | 1N | IC | OP | NA | DFO |  | 176 | 0.02728 | 0.31 | EIA Prime Mover-level Data | Estimated using an emission factor
2018 | VA | Rockville 1 & 2 | 56692 | 1O | IC | OP | NA | DFO |  | 176 | 0.02728 | 0.31 | EIA Prime Mover-level Data | Estimated using an emission factor
2018 | VA | Rockville 1 & 2 | 56692 | 2A | IC | OP | NA | DFO |  | 176 | 0.02728 | 0.31 | EIA Prime Mover-level Data | Estimated using an emission factor
2018 | VA | Rockville 1 & 2 | 56692 | 2B | IC | OP | NA | DFO |  | 176 | 0.02728 | 0.31 | EIA Prime Mover-level Data | Estimated using an emission factor
2018 | VA | Rockville 1 & 2 | 56692 | 2C | IC | OP | NA | DFO |  | 176 | 0.02728 | 0.31 | EIA Prime Mover-level Data | Estimated using an emission factor
2018 | VA | Rockville 1 & 2 | 56692 | 2D | IC | OP | NA | DFO |  | 176 | 0.02728 | 0.31 | EIA Prime Mover-level Data | Estimated using an emission factor
2018 | VA | Rockville 1 & 2 | 56692 | 2E | IC | OP | NA | DFO |  | 176 | 0.02728 | 0.31 | EIA Prime Mover-level Data | Estimated using an emission factor
2018 | VA | Rockville 1 & 2 | 56692 | 2F | IC | OP | NA | DFO |  | 176 | 0.02728 | 0.31 | EIA Prime Mover-level Data | Estimated using an emission factor
2018 | VA | Rockville 1 & 2 | 56692 | 2G | IC | OP | NA | DFO |  | 176 | 0.02728 | 0.31 | EIA Prime Mover-level Data | Estimated using an emission factor
2018 | VA | Rockville 1 & 2 | 56692 | 2H | IC | OP | NA | DFO |  | 176 | 0.02728 | 0.31 | EIA Prime Mover-level Data | Estimated using an emission factor
2018 | VA | Rockville 1 & 2 | 56692 | 2I | IC | OP | NA | DFO |  | 176 | 0.02728 | 0.31 | EIA Prime Mover-level Data | Estimated using an emission factor
2018 | VA | Rockville 1 & 2 | 56692 | 2J | IC | OP | NA | DFO |  | 176 | 0.02728 | 0.31 | EIA Prime Mover-level Data | Estimated using an emission factor
2018 | VA | Rockville 1 & 2 | 56692 | 2K | IC | OP | NA | DFO |  | 176 | 0.02728 | 0.31 | EIA Prime Mover-level Data | Estimated using an emission factor
2018 | VA | Rockville 1 & 2 | 56692 | 2L | IC | OP | NA | DFO |  | 176 | 0.02728 | 0.31 | EIA Prime Mover-level Data | Estimated using an emission factor
2018 | VA | Rockville 1 & 2 | 56692 | 2M | IC | OP | NA | DFO |  | 176 | 0.02728 | 0.31 | EIA Prime Mover-level Data | Estimated using an emission factor
2018 | VA | Rockville 1 & 2 | 56692 | 2N | IC | OP | NA | DFO |  | 176 | 0.02728 | 0.31 | EIA Prime Mover-level Data | Estimated using an emission factor
2018 | VA | Rockville 1 & 2 | 56692 | 2O | IC | OP | NA | DFO |  | 176 | 0.02728 | 0.31 | EIA Prime Mover-level Data | Estimated using an emission factor
2018 | VA | Rockville 1 & 2 | 56692 | 2P | IC | OP | NA | DFO |  | 176 | 0.02728 | 0.31 | EIA Prime Mover-level Data | Estimated using an emission factor
2018 | VA | Rockville 1 & 2 | 56692 | 2Q | IC | OP | NA | DFO |  | 176 | 0.02728 | 0.31 | EIA Prime Mover-level Data | Estimated using an emission factor
2018 | VA | Rockville 1 & 2 | 56692 | 2R | IC | OP | NA | DFO |  | 176 | 0.02728 | 0.31 | EIA Prime Mover-level Data | Estimated using an emission factor
2018 | VA | Rockville 1 & 2 | 56692 | 2S | IC | OP | NA | DFO |  | 176 | 0.02728 | 0.31 | EIA Prime Mover-level Data | Estimated using an emission factor
2018 | VA | Rockville 1 & 2 | 56692 | 2T | IC | OP | NA | DFO |  | 176 | 0.02728 | 0.31 | EIA Prime Mover-level Data | Estimated using an emission factor
2018 | VA | Rockville 1 & 2 | 56692 | 2U | IC | OP | NA | DFO |  | 176 | 0.02728 | 0.31 | EIA Prime Mover-level Data | Estimated using an emission factor
2018 | VA | Sadler Solar | 62814 | SADL | PV | T | NA | SUN
2018 | VA | Salem Electric Department | 56519 | 1 | IC | SB | NA | DFO |  | 786 | 0.12183 | 0.31 | EIA Prime Mover-level Data | Estimated using an emission factor
2018 | VA | Salem Street Dept | 56289 | 1 | IC | SB | NA | DFO |  | 1230 | 0.19065 | 0.31 | EIA Prime Mover-level Data | Estimated using an emission factor
2018 | VA | Salem Water Plant | 56288 | 1 | IC | SB | NA | DFO |  | 1110 | 0.17205 | 0.31 | EIA Prime Mover-level Data | Estimated using an emission factor
2018 | VA | Sappony Solar LLC | 60916 | PV1 | PV | OP | NA | SUN |  | 356214 |  |  | EIA Prime Mover-level Data
2018 | VA | Schoolfield Dam | 54655 | SCH1 | HY | OP | NA | WAT |  | 40563 |  |  | EIA Prime Mover-level Data
2018 | VA | Schoolfield Dam | 54655 | SCH2 | HY | OP | NA | WAT |  | 40563 |  |  | EIA Prime Mover-level Data
2018 | VA | Schoolfield Dam | 54655 | SCH3 | HY | OP | NA | WAT |  | 40563 |  |  | EIA Prime Mover-level Data
2018 | VA | Scott Solar Farm | 60316 | 1 | PV | OP | NA | SUN |  | 121707 |  |  | EIA Prime Mover-level Data
2018 | VA | Scott-II Solar LLC | 60968 | PV1 | PV | OP | NA | SUN |  | 340777 |  |  | EIA Prime Mover-level Data
2018 | VA | Skipjack Solar Center | 62675 | SKIPJ | PV | P | NA | SUN
2018 | VA | Smith Mountain | 3780 | 1 | PS | OP | NA | WAT |  | 0 |  |  | EIA Prime Mover-level Data
2018 | VA | Smith Mountain | 3780 | 2 | HY | OP | NA | WAT |  | 1649305 |  |  | EIA Prime Mover-level Data
2018 | VA | Smith Mountain | 3780 | 3 | PS | OP | NA | WAT |  | 0 |  |  | EIA Prime Mover-level Data
2018 | VA | Smith Mountain | 3780 | 4 | HY | OP | NA | WAT |  | 1649305 |  |  | EIA Prime Mover-level Data
2018 | VA | Smith Mountain | 3780 | 5 | PS | OP | NA | WAT |  | 0 |  |  | EIA Prime Mover-level Data
2018 | VA | Snowden | 3821 | 4 | HY | OP | NA | WAT |  | 56582 |  |  | EIA Prime Mover-level Data
2018 | VA | Snowden | 3821 | 5 | HY | OP | NA | WAT |  | 56582 |  |  | EIA Prime Mover-level Data
2018 | VA | Southampton Power Station | 10774 | 1 | ST | OP | STOKER | WDS | 6,998.0 | 2359606 | 6.8556 | 0.0058108 | EPA/CAMD | EPA/NEI | 1992
2018 | VA | Southampton Power Station | 10774 | 2 | ST | OP | STOKER | WDS | 7,016.0 | 2362248 | 6.9587 | 0.0058916 | EPA/CAMD | EPA/NEI | 1992
2018 | VA | Southampton Solar, LLC | 61422 | PV1 | PV | OP | NA | SUN |  | 1889779 |  |  | EIA Prime Mover-level Data
2018 | VA | Spring Grove I | 61986 | SGIS | PV | U | NA | SUN
2018 | VA | Spruance Genco, LLC | 54081 | BLR01A | ST | OP | STOKER | BIT | 5,045.0 | 1259916 | 4.6 | 0.0073021 | EPA/CAMD | EPA/NEI | 1992
2018 | VA | Spruance Genco, LLC | 54081 | BLR01B | ST | OP | STOKER | BIT | 4,756.0 | 1180394 | 4.6 | 0.007794 | EPA/CAMD | EPA/NEI | 1992
2018 | VA | Spruance Genco, LLC | 54081 | BLR02A | ST | OP | STOKER | BIT | 4,825.0 | 1178681 | 4.48 | 0.0076017 | EPA/CAMD | EPA/NEI | 1992
2018 | VA | Spruance Genco, LLC | 54081 | BLR02B | ST | OP | STOKER | BIT | 4,672.0 | 1109891 | 4.48 | 0.0080729 | EPA/CAMD | EPA/NEI | 1992
2018 | VA | Spruance Genco, LLC | 54081 | BLR03A | ST | OP | STOKER | BIT | 3,016.0 | 808649 | 2.84 | 0.0070241 | EPA/CAMD | EPA/NEI | 1992
2018 | VA | Spruance Genco, LLC | 54081 | BLR03B | ST | OP | STOKER | BIT | 3,261.0 | 886211 | 2.84 | 0.0064093 | EPA/CAMD | EPA/NEI | 1992
2018 | VA | Spruance Genco, LLC | 54081 | BLR04A | ST | OP | STOKER | BIT | 2,958.0 | 824606 | 2.46 | 0.0059665 | EPA/CAMD | EPA/NEI | 1992
2018 | VA | Spruance Genco, LLC | 54081 | BLR04B | ST | OP | STOKER | BIT | 2,656.0 | 723001 | 2.46 | 0.006805 | EPA/CAMD | EPA/NEI | 1992
2018 | VA | Stratford Solar Center, LLC | 61908 | STRAT | PV | P | NA | SUN
2018 | VA | Suffolk Energy Partners LP | 54781 | SU1 | IC | OP | NA | LFG |  | 61121 | 0.44924 | 0.0147 | EIA Prime Mover-level Data | Estimated using an emission factor
2018 | VA | Suffolk Energy Partners LP | 54781 | SU2 | IC | OP | NA | LFG |  | 61121 | 0.44924 | 0.0147 | EIA Prime Mover-level Data | Estimated using an emission factor
2018 | VA | Suffolk Energy Partners LP | 54781 | SU3 | IC | OP | NA | LFG |  | 61121 | 0.44924 | 0.0147 | EIA Prime Mover-level Data | Estimated using an emission factor
2018 | VA | Suffolk Energy Partners LP | 54781 | SU4 | IC | OP | NA | LFG |  | 61121 | 0.44924 | 0.0147 | EIA Prime Mover-level Data | Estimated using an emission factor
2018 | VA | Surry | 3806 | 1 | ST | OP | NA | NUC |  | 68600810 |  |  | EIA Prime Mover-level Data
2018 | VA | Surry | 3806 | 2 | ST | OP | NA | NUC |  | 69600619 |  |  | EIA Prime Mover-level Data
2018 | VA | Tangier | 6390 | 3 | IC | RE | NA | DFO
2018 | VA | Tangier | 6390 | 4 | IC | RE | NA | DFO
2018 | VA | Tangier | 6390 | 5 | IC | OP | NA | DFO |  | 908 | 0.14074 | 0.31 | EIA Prime Mover-level Data | Estimated using an emission factor
2018 | VA | Tangier | 6390 | 6 | IC | OP | NA | DFO |  | 908 | 0.14074 | 0.31 | EIA Prime Mover-level Data | Estimated using an emission factor
2018 | VA | Tasley Energy Center | 3785 | TA10 | GT | OP | CT | DFO | 39.0 | 18509 | 0.024484 | 0.0026457 | EPA/CAMD | EPA/NEI | 1972
2018 | VA | Tenaska Virginia Generating Station | 55439 | CTGDB1 | CT | OP | CC | NG | 7,088.0 | 13369110 | 10.0985 | 0.0015107 | EPA/CAMD | EPA/NEI | 2003
2018 | VA | Tenaska Virginia Generating Station | 55439 | CTGDB2 | CT | OP | CC | NG | 7,307.0 | 13752810 | 10.4526 | 0.0015201 | EPA/CAMD | EPA/NEI | 2004
2018 | VA | Tenaska Virginia Generating Station | 55439 | CTGDB3 | CT | OP | CC | NG | 7,300.0 | 13739918 | 10.4415 | 0.0015199 | EPA/CAMD | EPA/NEI | 2004
2018 | VA | Virginia Beach | 56693 | 1 | IC | OP | NA | LFG |  | 396 | 0.0029106 | 0.0147 | EIA Prime Mover-level Data | Estimated using an emission factor
2018 | VA | Virginia Beach | 56693 | 2 | IC | OP | NA | LFG |  | 396 | 0.0029106 | 0.0147 | EIA Prime Mover-level Data | Estimated using an emission factor
2018 | VA | Virginia Beach | 56693 | 3 | IC | OP | NA | LFG |  | 396 | 0.0029106 | 0.0147 | EIA Prime Mover-level Data | Estimated using an emission factor
2018 | VA | Virginia Beach | 56693 | 4 | IC | OP | NA | LFG |  | 396 | 0.0029106 | 0.0147 | EIA Prime Mover-level Data | Estimated using an emission factor
2018 | VA | Virginia Beach | 56693 | 5 | IC | OP | NA | LFG |  | 396 | 0.0029106 | 0.0147 | EIA Prime Mover-level Data | Estimated using an emission factor
2018 | VA | Virginia Beach | 56693 | 6 | IC | OP | NA | LFG |  | 396 | 0.0029106 | 0.0147 | EIA Prime Mover-level Data | Estimated using an emission factor
2018 | VA | Virginia Beach | 56693 | 7 | IC | OP | NA | LFG |  | 396 | 0.0029106 | 0.0147 | EIA Prime Mover-level Data | Estimated using an emission factor
2018 | VA | Virginia Beach | 56693 | 8 | IC | OP | NA | LFG |  | 396 | 0.0029106 | 0.0147 | EIA Prime Mover-level Data | Estimated using an emission factor
2018 | VA | Virginia Beach | 56693 | 9 | IC | OP | NA | LFG |  | 396 | 0.0029106 | 0.0147 | EIA Prime Mover-level Data | Estimated using an emission factor
2018 | VA | Virginia Beach | 56693 | 10 | IC | OP | NA | LFG |  | 396 | 0.0029106 | 0.0147 | EIA Prime Mover-level Data | Estimated using an emission factor
2018 | VA | Virginia Beach | 56693 | 11 | IC | OP | NA | LFG |  | 396 | 0.0029106 | 0.0147 | EIA Prime Mover-level Data | Estimated using an emission factor
2018 | VA | Virginia Beach | 56693 | 12 | IC | OP | NA | LFG |  | 396 | 0.0029106 | 0.0147 | EIA Prime Mover-level Data | Estimated using an emission factor
2018 | VA | Virginia Beach | 56693 | 13 | IC | OP | NA | LFG |  | 396 | 0.0029106 | 0.0147 | EIA Prime Mover-level Data | Estimated using an emission factor
2018 | VA | Virginia Beach | 56693 | 14 | IC | OP | NA | LFG |  | 396 | 0.0029106 | 0.0147 | EIA Prime Mover-level Data | Estimated using an emission factor
2018 | VA | Virginia Beach | 56693 | 15 | IC | OP | NA | LFG |  | 396 | 0.0029106 | 0.0147 | EIA Prime Mover-level Data | Estimated using an emission factor
2018 | VA | Virginia Beach | 56693 | 16 | IC | OP | NA | LFG |  | 396 | 0.0029106 | 0.0147 | EIA Prime Mover-level Data | Estimated using an emission factor
2018 | VA | Virginia Beach | 56693 | 17 | IC | OP | NA | LFG |  | 396 | 0.0029106 | 0.0147 | EIA Prime Mover-level Data | Estimated using an emission factor
2018 | VA | Virginia Beach | 56693 | 18 | IC | OP | NA | LFG |  | 396 | 0.0029106 | 0.0147 | EIA Prime Mover-level Data | Estimated using an emission factor
2018 | VA | Virginia Beach | 56693 | 19 | IC | OP | NA | LFG |  | 396 | 0.0029106 | 0.0147 | EIA Prime Mover-level Data | Estimated using an emission factor
2018 | VA | Virginia Beach | 56693 | 20 | IC | OP | NA | LFG |  | 396 | 0.0029106 | 0.0147 | EIA Prime Mover-level Data | Estimated using an emission factor
2018 | VA | Virginia Beach | 56693 | 21 | IC | OP | NA | LFG |  | 396 | 0.0029106 | 0.0147 | EIA Prime Mover-level Data | Estimated using an emission factor
2018 | VA | Virginia Beach | 56693 | 22 | IC | OP | NA | LFG |  | 396 | 0.0029106 | 0.0147 | EIA Prime Mover-level Data | Estimated using an emission factor
2018 | VA | Virginia Beach | 56693 | 23 | IC | OP | NA | LFG |  | 396 | 0.0029106 | 0.0147 | EIA Prime Mover-level Data | Estimated using an emission factor
2018 | VA | Virginia Beach | 56693 | 24 | IC | OP | NA | LFG |  | 396 | 0.0029106 | 0.0147 | EIA Prime Mover-level Data | Estimated using an emission factor
2018 | VA | Virginia Beach | 56693 | 25 | IC | OP | NA | LFG |  | 396 | 0.0029106 | 0.0147 | EIA Prime Mover-level Data | Estimated using an emission factor
2018 | VA | Virginia Beach | 56693 | 26 | IC | OP | NA | LFG |  | 396 | 0.0029106 | 0.0147 | EIA Prime Mover-level Data | Estimated using an emission factor
2018 | VA | Virginia Beach | 56693 | 27 | IC | OP | NA | LFG |  | 396 | 0.0029106 | 0.0147 | EIA Prime Mover-level Data | Estimated using an emission factor
2018 | VA | Virginia Beach | 56693 | 28 | IC | OP | NA | LFG |  | 396 | 0.0029106 | 0.0147 | EIA Prime Mover-level Data | Estimated using an emission factor
2018 | VA | Virginia Beach | 56693 | 29 | IC | OP | NA | LFG |  | 396 | 0.0029106 | 0.0147 | EIA Prime Mover-level Data | Estimated using an emission factor
2018 | VA | Virginia Beach | 56693 | 30 | IC | OP | NA | LFG |  | 396 | 0.0029106 | 0.0147 | EIA Prime Mover-level Data | Estimated using an emission factor
2018 | VA | Virginia Beach | 56693 | 31 | IC | OP | NA | LFG |  | 396 | 0.0029106 | 0.0147 | EIA Prime Mover-level Data | Estimated using an emission factor
2018 | VA | Virginia Beach | 56693 | 32 | IC | OP | NA | LFG |  | 396 | 0.0029106 | 0.0147 | EIA Prime Mover-level Data | Estimated using an emission factor
2018 | VA | Virginia Beach | 56693 | 33 | IC | OP | NA | LFG |  | 396 | 0.0029106 | 0.0147 | EIA Prime Mover-level Data | Estimated using an emission factor
2018 | VA | Virginia Beach | 56693 | 34 | IC | OP | NA | LFG |  | 396 | 0.0029106 | 0.0147 | EIA Prime Mover-level Data | Estimated using an emission factor
2018 | VA | Virginia Beach | 56693 | 35 | IC | OP | NA | LFG |  | 396 | 0.0029106 | 0.0147 | EIA Prime Mover-level Data | Estimated using an emission factor
2018 | VA | Virginia Beach | 56693 | 36 | IC | OP | NA | LFG |  | 396 | 0.0029106 | 0.0147 | EIA Prime Mover-level Data | Estimated using an emission factor
2018 | VA | Virginia City Hybrid Energy Center | 56808 | 1 | ST | OP | FLUIDIZED | BIT | 5,645.0 | 15432614 | 87.7687 | 0.011374 | EPA/CAMD | EPA/NEI | 2012
2018 | VA | Virginia City Hybrid Energy Center | 56808 | 2 | ST | OP | FLUIDIZED | BIT | 5,611.0 | 14684658 | 74.0332 | 0.010083 | EPA/CAMD | EPA/NEI | 2012
2018 | VA | Virginia Tech Power Plant | 56785 | WG01 | ST | OP | NA | NG |  | 1278832 | 5.1489 | 0.0080524 | EIA Prime Mover-level Data | NEI avg EF - PM, fuel type
2018 | VA | VMEA 1 Credit Gen | 7440 | V10 | IC | OP | NA | DFO |  | 179 | 0.027745 | 0.31 | EIA Prime Mover-level Data | Estimated using an emission factor
2018 | VA | VMEA 1 Credit Gen | 7440 | V3 | IC | OP | NA | DFO |  | 179 | 0.027745 | 0.31 | EIA Prime Mover-level Data | Estimated using an emission factor
2018 | VA | VMEA 1 Credit Gen | 7440 | V4 | IC | OP | NA | DFO |  | 179 | 0.027745 | 0.31 | EIA Prime Mover-level Data | Estimated using an emission factor
2018 | VA | VMEA 1 Credit Gen | 7440 | V5 | IC | OP | NA | DFO |  | 179 | 0.027745 | 0.31 | EIA Prime Mover-level Data | Estimated using an emission factor
2018 | VA | VMEA 1 Credit Gen | 7440 | V6 | IC | OP | NA | DFO |  | 179 | 0.027745 | 0.31 | EIA Prime Mover-level Data | Estimated using an emission factor
2018 | VA | VMEA 1 Credit Gen | 7440 | V7 | IC | OP | NA | DFO |  | 179 | 0.027745 | 0.31 | EIA Prime Mover-level Data | Estimated using an emission factor
2018 | VA | VMEA 1 Credit Gen | 7440 | V8 | IC | OP | NA | DFO |  | 179 | 0.027745 | 0.31 | EIA Prime Mover-level Data | Estimated using an emission factor
2018 | VA | VMEA 1 Credit Gen | 7440 | V9 | IC | RE | NA | DFO
2018 | VA | VMEA 1 Credit Gen | 7440 | V9-1 | IC | OP | NA | DFO |  | 224 | 0.03472 | 0.31 | EIA Prime Mover-level Data | Estimated using an emission factor
2018 | VA | VMEA Peaking Gen | 7441 | V1 | IC | OP | NA | DFO |  | 183 | 0.028365 | 0.31 | EIA Prime Mover-level Data | Estimated using an emission factor
2018 | VA | VMEA Peaking Gen | 7441 | V11 | IC | OP | NA | DFO |  | 183 | 0.028365 | 0.31 | EIA Prime Mover-level Data | Estimated using an emission factor
2018 | VA | VMEA Peaking Gen | 7441 | V12 | IC | OP | NA | DFO |  | 183 | 0.028365 | 0.31 | EIA Prime Mover-level Data | Estimated using an emission factor
2018 | VA | VMEA Peaking Gen | 7441 | V2 | IC | OP | NA | DFO |  | 183 | 0.028365 | 0.31 | EIA Prime Mover-level Data | Estimated using an emission factor
2018 | VA | Warren County Power Station | 55939 | 1A | CT | OP | CC | NG | 6,943.0 | 18950568 | 21.6604 | 0.002286 | EPA/CAMD | EPA/NEI | 2014
2018 | VA | Warren County Power Station | 55939 | 1B | CT | OP | CC | NG | 6,800.0 | 18438026 | 12.7834 | 0.0013866 | EPA/CAMD | EPA/NEI | 2014
2018 | VA | Warren County Power Station | 55939 | 1C | CT | OP | CC | NG | 7,023.0 | 19085897 | 11.043 | 0.0011572 | EPA/CAMD | EPA/NEI | 2014
2018 | VA | Waste Management Bethel LFGTE | 56531 | GEN1 | IC | OP | NA | LFG |  | 74672 | 0.54884 | 0.0147 | EIA Prime Mover-level Data | Estimated using an emission factor
2018 | VA | Waste Management Bethel LFGTE | 56531 | GEN2 | IC | OP | NA | LFG |  | 74672 | 0.54884 | 0.0147 | EIA Prime Mover-level Data | Estimated using an emission factor
2018 | VA | Waste Management Bethel LFGTE | 56531 | GEN3 | IC | OP | NA | LFG |  | 74672 | 0.54884 | 0.0147 | EIA Prime Mover-level Data | Estimated using an emission factor
2018 | VA | Waste Management Bethel LFGTE | 56531 | GEN4 | IC | OP | NA | LFG |  | 74672 | 0.54884 | 0.0147 | EIA Prime Mover-level Data | Estimated using an emission factor
2018 | VA | Waste Management Bethel LFGTE | 56531 | GEN5 | IC | OP | NA | LFG |  | 74672 | 0.54884 | 0.0147 | EIA Prime Mover-level Data | Estimated using an emission factor
2018 | VA | Waste Management Bethel LFGTE | 56531 | GEN6 | IC | OP | NA | LFG |  | 74672 | 0.54884 | 0.0147 | EIA Prime Mover-level Data | Estimated using an emission factor
2018 | VA | Waste Management King George LFGTE | 57022 | GEN1 | GT | OP | NA | LFG |  | 368217 | 3.9767 | 0.0216 | EIA Prime Mover-level Data | Estimated using an emission factor
2018 | VA | Waste Management King George LFGTE | 57022 | GEN2 | GT | OP | NA | LFG |  | 368217 | 3.9767 | 0.0216 | EIA Prime Mover-level Data | Estimated using an emission factor
2018 | VA | Waste Management King George LFGTE | 57022 | GEN3 | GT | OP | NA | LFG |  | 368217 | 3.9767 | 0.0216 | EIA Prime Mover-level Data | Estimated using an emission factor
2018 | VA | Waste Management King George LFGTE | 57022 | GEN4 | GT | OP | NA | LFG |  | 368217 | 3.9767 | 0.0216 | EIA Prime Mover-level Data | Estimated using an emission factor
2018 | VA | Waste Management Middle Peninsula LFGTE | 57018 | GEN1 | IC | OP | NA | LFG |  | 73853 | 0.54282 | 0.0147 | EIA Prime Mover-level Data | Estimated using an emission factor
2018 | VA | Waste Management Middle Peninsula LFGTE | 57018 | GEN2 | IC | OP | NA | LFG |  | 73853 | 0.54282 | 0.0147 | EIA Prime Mover-level Data | Estimated using an emission factor
2018 | VA | Waste Management Middle Peninsula LFGTE | 57018 | GEN3 | IC | OP | NA | LFG |  | 73853 | 0.54282 | 0.0147 | EIA Prime Mover-level Data | Estimated using an emission factor
2018 | VA | Waste Management Middle Peninsula LFGTE | 57018 | GEN4 | IC | OP | NA | LFG |  | 73853 | 0.54282 | 0.0147 | EIA Prime Mover-level Data | Estimated using an emission factor
2018 | VA | Waste Management Middle Peninsula LFGTE | 57018 | GEN5 | IC | OP | NA | LFG |  | 73853 | 0.54282 | 0.0147 | EIA Prime Mover-level Data | Estimated using an emission factor
2018 | VA | Waste Management Middle Peninsula LFGTE | 57018 | GEN6 | IC | OP | NA | LFG |  | 73853 | 0.54282 | 0.0147 | EIA Prime Mover-level Data | Estimated using an emission factor
2018 | VA | Waste Management Middle Peninsula LFGTE | 57018 | GEN7 | IC | OP | NA | LFG |  | 73853 | 0.54282 | 0.0147 | EIA Prime Mover-level Data | Estimated using an emission factor
2018 | VA | Waste Management Middle Peninsula LFGTE | 57018 | GEN8 | IC | OP | NA | LFG |  | 73853 | 0.54282 | 0.0147 | EIA Prime Mover-level Data | Estimated using an emission factor
2018 | VA | Water Treatment Plant Generators | 56368 | WP1 | IC | OP | NA | DFO |  | 53 | 0.008215 | 0.31 | EIA Prime Mover-level Data | Estimated using an emission factor
2018 | VA | Waynesboro Virginia Plant | 10796 | GEN1 | ST | RE | NA | BIT
2018 | VA | Waynesboro Virginia Plant | 10796 | GEN2 | ST | RE | NA | BIT
2018 | VA | Waynesboro Virginia Plant | 10796 | GEN3 | ST | RE | NA | BIT
2018 | VA | Waynesboro Virginia Plant | 10796 | GEN4 | ST | RE | NA | BIT
2018 | VA | Western Branch High School | 59904 | 1 | PV | OP | NA | SUN |  | 438 |  |  | EIA Prime Mover-level Data
2018 | VA | WestRock Virginia Corp Covington Ops | 50900 | 001 | ST | OP | WALL | BIT | 8,486.0 | 3173326 | 0.45234 | 0.00028509 | EPA/CAMD | EPA/NEI | 1977
2018 | VA | WestRock Virginia Corp Covington Ops | 50900 | 002 | ST | OP | STOKER | BIT | 0.0 | [5 empty] | 1949
2018 | VA | WestRock Virginia Corp Covington Ops | 50900 | 003 | ST | OP | STOKER | BIT | 0.0 | [5 empty] | 1955
2018 | VA | WestRock Virginia Corp Covington Ops | 50900 | 004 | ST | OP | TANGENTIAL | BIT | 8,254.0 | 5015034 | 0.30025 | 0.00011974 | EPA/CAMD | EPA/NEI | 1963
2018 | VA | WestRock Virginia Corp Covington Ops | 50900 | 005 | ST | OP | WALL | NG | 2,771.0 | 6097664 | 3.1949 | 0.0010479 | EIA non-ozone season distributed and EPA/CAMD ozone season | EPA/NEI | 1969
2018 | VA | WestRock Virginia Corp Covington Ops | 50900 | 011 | ST | OP | WALL | NG | 2,447.0 | 6208425 | 8.5972 | 0.0027695 | EIA non-ozone season distributed and EPA/CAMD ozone season | EPA/NEI | 1994
2018 | VA | WestRock Virginia Corp Covington Ops | 50900 | 1PB | ST | OP | FLUIDIZED | WDS |  | 6577856 | 17.7593 | 0.0053997 | EIA Unit-level Data | NEI avg EF - PM, fuel type, firing type
2018 | VA | WestRock Virginia Corp Covington Ops | 50900 | 1RB | ST | OP | TANGENTIAL | BLQ |  | 6465199 | 1.0053 | 0.000311 | EIA Unit-level Data | Estimated using an emission factor
2018 | VA | WestRock Virginia Corp Covington Ops | 50900 | 2RB | ST | OP | TANGENTIAL | BLQ |  | 10349533 | 1.6094 | 0.000311 | EIA Unit-level Data | Estimated using an emission factor
2018 | VA | WestRock Virginia Corp Covington Ops | 50900 | GEN4 | ST |  | NA | BLQ |  | 7253490 | 1.1279 | 0.000311 | EIA Prime Mover-level Data | Estimated using an emission factor
2018 | VA | WestRock Virginia Corp Covington Ops | 50900 | GEN5 | ST |  | NA | BIT |  | 7253490 | 161.3424 | 0.044487 | EIA Prime Mover-level Data | NEI avg EF - PM, fuel type
2018 | VA | WestRock Virginia Corp Covington Ops | 50900 | GEN7 | ST |  | NA | WDS |  | 17579048 | 200.5084 | 0.022812 | EIA Prime Mover-level Data | NEI avg EF - PM, fuel type
2018 | VA | Wheelabrator Portsmouth | 54998 | 12300 | ST | OP | NA | MSW |  | 1834118 | 20.0286 | 0.02184 | EIA Unit-level Data | Estimated using an emission factor
2018 | VA | Wheelabrator Portsmouth | 54998 | 12400 | ST | OP | NA | MSW |  | 1831047 | 19.995 | 0.02184 | EIA Unit-level Data | Estimated using an emission factor
2018 | VA | Wheelabrator Portsmouth | 54998 | 12500 | ST | OP | NA | MSW |  | 1765122 | 19.2751 | 0.02184 | EIA Unit-level Data | Estimated using an emission factor
2018 | VA | Wheelabrator Portsmouth | 54998 | 12600 | ST | OP | NA | MSW |  | 1934481 | 21.1245 | 0.02184 | EIA Unit-level Data | Estimated using an emission factor
2018 | VA | Whitehouse Solar Farm | 60319 | 1 | PV | OP | NA | SUN |  | 259726 |  |  | EIA Prime Mover-level Data
2018 | VA | Wolf Hills Energy | 55285 | WH01 | GT | OP | CT | NG | 964.0 | 142766 | 0.94 | 0.013168 | EPA/CAMD | EPA/NEI | 2001
2018 | VA | Wolf Hills Energy | 55285 | WH02 | GT | OP | CT | NG | 1,007.0 | 142712 | 0.94 | 0.013173 | EPA/CAMD | EPA/NEI | 2001
2018 | VA | Wolf Hills Energy | 55285 | WH03 | GT | OP | CT | NG | 959.0 | 147293 | 0.96 | 0.013035 | EPA/CAMD | EPA/NEI | 2001
2018 | VA | Wolf Hills Energy | 55285 | WH04 | GT | OP | CT | NG | 837.0 | 143840 | 0.96 | 0.013348 | EPA/CAMD | EPA/NEI | 2001
2018 | VA | Wolf Hills Energy | 55285 | WH05 | GT | OP | CT | NG | 759.0 | 108852 | 0.74 | 0.013596 | EPA/CAMD | EPA/NEI | 2001
2018 | VA | Wolf Hills Energy | 55285 | WH06 | GT | OP | CT | NG | 954.0 | 115696 | 0.74 | 0.012792 | EPA/CAMD | EPA/NEI | 2001
2018 | VA | Wolf Hills Energy | 55285 | WH07 | GT | OP | CT | NG | 845.0 | 122002 | 0.79 | 0.012951 | EPA/CAMD | EPA/NEI | 2001
2018 | VA | Wolf Hills Energy | 55285 | WH08 | GT | OP | CT | NG | 954.0 | 117102 | 0.79 | 0.013493 | EPA/CAMD | EPA/NEI | 2001
2018 | VA | Wolf Hills Energy | 55285 | WH09 | GT | OP | CT | NG | 921.0 | 116373 | 0.76 | 0.013061 | EPA/CAMD | EPA/NEI | 2001
2018 | VA | Wolf Hills Energy | 55285 | WH10 | GT | OP | CT | NG | 840.0 | 113721 | 0.76 | 0.013366 | EPA/CAMD | EPA/NEI | 2001
2018 | VA | Woodland Solar Farm | 60318 | 1 | PV | OP | NA | SUN |  | 247089 |  |  | EIA Prime Mover-level Data
2018 | VA | Yorktown Power Station | 3809 | 1 | ST | OP | TANGENTIAL | BIT | 1,032.0 | 965887 | 59.0116 | 0.12219 | EPA/CAMD | EPA/NEI | 1957
2018 | VA | Yorktown Power Station | 3809 | 2 | ST | OP | TANGENTIAL | BIT | 2,425.0 | 2665286 | 161.2967 | 0.12104 | EPA/CAMD | EPA/NEI | 1958
2018 | VA | Yorktown Power Station | 3809 | 3 | ST | OP | TANGENTIAL | RFO | 989.0 | 2838993 | 22.3112 | 0.015718 | EPA/CAMD | EPA/NEI | 1974
2018 | VT | 158th Fighter Wing Solar Farm | 60542 | 900 | PV | OP | NA | SUN |  | 12847 |  |  | EIA Prime Mover-level Data
2018 | VT | Apple Hill Solar | 61037 | APPL | PV | P | NA | SUN
2018 | VT | Ascutney | 3708 | GT4 | GT | OP | NA | DFO |  | 11722 | 0.10116 | 0.017259 | EIA Prime Mover-level Data | NEI avg EF - PM, fuel type, firing type
2018 | VT | Ball Mountain Hydro | 59040 | GEN 1 | HY | OP | NA | WAT |  | 1948 |  |  | EIA Prime Mover-level Data
2018 | VT | Ball Mountain Hydro | 59040 | GEN 2 | HY | OP | NA | WAT |  | 1948 |  |  | EIA Prime Mover-level Data
2018 | VT | Ball Mountain Hydro | 59040 | GEN 3 | HY | OP | NA | WAT |  | 1948 |  |  | EIA Prime Mover-level Data
2018 | VT | Ball Mountain Hydro | 59040 | GEN 5 | HY | OP | NA | WAT |  | 1948 |  |  | EIA Prime Mover-level Data
2018 | VT | Ball Mountain Hydro | 59040 | GEN 6 | HY | OP | NA | WAT |  | 1948 |  |  | EIA Prime Mover-level Data
2018 | VT | Ball Mountain Hydro | 59040 | GEN 7 | HY | OP | NA | WAT |  | 1948 |  |  | EIA Prime Mover-level Data
2018 | VT | Ball Mountain Hydro | 59040 | GEN 8 | HY | OP | NA | WAT |  | 1948 |  |  | EIA Prime Mover-level Data
2018 | VT | Ball Mountain Hydro | 59040 | GEN 9 | HY | OP | NA | WAT |  | 1948 |  |  | EIA Prime Mover-level Data
2018 | VT | Ball Mountain Hydro | 59040 | GEN10 | HY | OP | NA | WAT |  | 1948 |  |  | EIA Prime Mover-level Data
2018 | VT | Ball Mountain Hydro | 59040 | GEN11 | HY | OP | NA | WAT |  | 1948 |  |  | EIA Prime Mover-level Data
2018 | VT | Ball Mountain Hydro | 59040 | GEN12 | HY | OP | NA | WAT |  | 1948 |  |  | EIA Prime Mover-level Data
2018 | VT | Ball Mountain Hydro | 59040 | GEN4 | HY | OP | NA | WAT |  | 1948 |  |  | EIA Prime Mover-level Data
2018 | VT | Barton Solar Farm | 59741 | BARTN | PV | OP | NA | SUN |  | 23233 |  |  | EIA Prime Mover-level Data
2018 | VT | Beldens | 6451 | 1 | HY | OP | NA | WAT |  | 22648 |  |  | EIA Prime Mover-level Data
2018 | VT | Beldens | 6451 | 2 | HY | OP | NA | WAT |  | 22648 |  |  | EIA Prime Mover-level Data
2018 | VT | Beldens | 6451 | HC3 | HY | OP | NA | WAT |  | 116073 |  |  | EIA Prime Mover-level Data
2018 | VT | Bellows Falls | 3745 | GEN1 | HY | OP | NA | WAT |  | 748038 |  |  | EIA Prime Mover-level Data
2018 | VT | Bellows Falls | 3745 | GEN2 | HY | OP | NA | WAT |  | 748038 |  |  | EIA Prime Mover-level Data
2018 | VT | Bellows Falls | 3745 | GEN3 | HY | OP | NA | WAT |  | 748038 |  |  | EIA Prime Mover-level Data
2018 | VT | Berlin 5 | 3734 | A | GT | OP | CT | DFO | 56.0 | 7894 | 0.093617 | 0.023718 | EPA/CAMD | NEI avg EF - PM, fuel type, firing type | 1972
2018 | VT | Berlin 5 | 3734 | B | GT | OP | CT | DFO | 59.0 | 7730 | 0.091672 | 0.023718 | EPA/CAMD | NEI avg EF - PM, fuel type, firing type | 1972
2018 | VT | Bolton Falls | 7056 | 1 | HY | OP | NA | WAT |  | 87738 |  |  | EIA Prime Mover-level Data
2018 | VT | Bolton Falls | 7056 | 2 | HY | OP | NA | WAT |  | 87738 |  |  | EIA Prime Mover-level Data
2018 | VT | Boltonville Hydro Associates | 50539 | 1 | HY | OP | NA | WAT |  | 15219 |  |  | EIA Prime Mover-level Data
2018 | VT | Boltonville Hydro Associates | 50539 | 2 | HY | OP | NA | WAT |  | 9131 |  |  | EIA Prime Mover-level Data
2018 | VT | Boltonville Hydro Associates | 50539 | 3 | HY | OP | NA | WAT |  | 9131 |  |  | EIA Prime Mover-level Data
2018 | VT | Cadys Falls | 3765 | 1 | HY | OP | NA | WAT |  | 6396 |  |  | EIA Prime Mover-level Data
2018 | VT | Cadys Falls | 3765 | 2 | HY | OP | NA | WAT |  | 6396 |  |  | EIA Prime Mover-level Data
2018 | VT | Canaan | 3750 | 1 | HY | OP | NA | WAT |  | 33938 |  |  | EIA Prime Mover-level Data
2018 | VT | Cavendish | 3710 | 1 | HY | OP | NA | WAT |  | 20136 |  |  | EIA Prime Mover-level Data
2018 | VT | Cavendish | 3710 | 2 | HY | OP | NA | WAT |  | 20136 |  |  | EIA Prime Mover-level Data
2018 | VT | Cavendish | 3710 | 3 | HY | OP | NA | WAT |  | 16780 |  |  | EIA Prime Mover-level Data
2018 | VT | Chace Mill Winooski One | 54355 | GEN1 | HY | OP | NA | WAT |  | 75676 |  |  | EIA Prime Mover-level Data
2018 | VT | Chace Mill Winooski One | 54355 | GEN2 | HY | OP | NA | WAT |  | 75676 |  |  | EIA Prime Mover-level Data
2018 | VT | Chace Mill Winooski One | 54355 | GEN3 | HY | OP | NA | WAT |  | 75676 |  |  | EIA Prime Mover-level Data
2018 | VT | Charlotte Solar LLC VT | 59719 | CS001 | PV | OP | NA | SUN |  | 27010 |  |  | EIA Prime Mover-level Data
2018 | VT | Chester Power Partners | 59755 | PVS1 | PV | OP | NA | SUN |  | 22557 |  |  | EIA Prime Mover-level Data
2018 | VT | Chittenden County Solar Partners | 57481 | 01 | PV | OP | NA | SUN |  | 28129 |  |  | EIA Prime Mover-level Data
2018 | VT | Claire Solar Farm | 59477 | CSF1 | PV | OP | NA | SUN |  | 30536 |  |  | EIA Prime Mover-level Data
2018 | VT | Clarendon Solar Farm | 59476 | VT001 | PV | OP | NA | SUN |  | 23927 |  |  | EIA Prime Mover-level Data
2018 | VT | Clark Falls | 3711 | 1 | HY | OP | NA | WAT |  | 139651 |  |  | EIA Prime Mover-level Data
2018 | VT | Colchester 16 | 3735 | GT1 | GT | OP | NA | DFO |  | 5828 | 0.050294 | 0.017259 | EIA Prime Mover-level Data | NEI avg EF - PM, fuel type, firing type
2018 | VT | Cold River Road Solar | 60912 | PV1 | PV | OP | NA | SUN |  | 29451 |  |  | EIA Prime Mover-level Data
2018 | VT | Coolidge Solar 1, LLC | 61959 | COLS | PV | OP | NA | SUN |  | 2890 |  |  | EIA Prime Mover-level Data
2018 | VT | Coventry Clean Energy Corporation | 62859 | COV-1 | IC | OP | NA | LFG
2018 | VT | Coventry Clean Energy Corporation | 62859 | COV-2 | IC | OP | NA | LFG
2018 | VT | Coventry Clean Energy Corporation | 62859 | COV-3 | IC | OP | NA | LFG
2018 | VT | Coventry Clean Energy Corporation | 62859 | COV-4 | IC | OP | NA | LFG
2018 | VT | Coventry Clean Energy Corporation | 62859 | COV-5 | IC | OP | NA | LFG
2018 | VT | Coventry Photovoltaic, LLC | 60411 | COVEN | PV | OP | NA | SUN |  | 20861 |  |  | EIA Prime Mover-level Data
2018 | VT | Deerfield Wind LLC | 61039 | WT1 | WT | OP | NA | WND |  | 812559 |  |  | EIA Prime Mover-level Data
2018 | VT | Deweys Mill | 10137 | GEN1 | HY | OP | NA | WAT |  | 16913 |  |  | EIA Prime Mover-level Data
2018 | VT | Deweys Mill | 10137 | GEN2 | HY | OP | NA | WAT |  | 3383 |  |  | EIA Prime Mover-level Data
2018 | VT | East Barnet | 788 | 1 | HY | OP | NA | WAT |  | 53375 |  |  | EIA Prime Mover-level Data
2018 | VT | Elizabeth Mines Solar 1 | 61124 | EMS1 | PV | OP | NA | SUN |  | 63489 |  |  | EIA Prime Mover-level Data
2018 | VT | Essex Junction 19 | 3737 | H1 | HY | OP | NA | WAT |  | 64710 |  |  | EIA Prime Mover-level Data
2018 | VT | Essex Junction 19 | 3737 | H2 | HY | OP | NA | WAT |  | 64710 |  |  | EIA Prime Mover-level Data
2018 | VT | Essex Junction 19 | 3737 | H3 | HY | OP | NA | WAT |  | 64710 |  |  | EIA Prime Mover-level Data
2018 | VT | Essex Junction 19 | 3737 | H4 | HY | OP | NA | WAT |  | 64710 |  |  | EIA Prime Mover-level Data
2018 | VT | Essex Junction 19 | 3737 | H9 | HY | OP | NA | WAT |  | 28760 |  |  | EIA Prime Mover-level Data
2018 | VT | Essex Junction 19 | 3737 | IC5 | IC | RE | NA | DFO
2018 | VT | Essex Junction 19 | 3737 | IC-5 | IC | OP | NA | DFO |  | 1212 | 0.18786 | 0.31 | EIA Prime Mover-level Data | Estimated using an emission factor
2018 | VT | Essex Junction 19 | 3737 | IC6 | IC | RE | NA | DFO
2018 | VT | Essex Junction 19 | 3737 | IC-6 | IC | OP | NA | DFO |  | 1212 | 0.18786 | 0.31 | EIA Prime Mover-level Data | Estimated using an emission factor
2018 | VT | Essex Junction 19 | 3737 | IC7 | IC | RE | NA | DFO
2018 | VT | Essex Junction 19 | 3737 | IC-7 | IC | OP | NA | DFO |  | 1212 | 0.18786 | 0.31 | EIA Prime Mover-level Data | Estimated using an emission factor
2018 | VT | Essex Junction 19 | 3737 | IC8 | IC | RE | NA | DFO
2018 | VT | Essex Junction 19 | 3737 | IC-8 | IC | OP | NA | DFO |  | 1212 | 0.18786 | 0.31 | EIA Prime Mover-level Data | Estimated using an emission factor
2018 | VT | Fairfax Falls | 3712 | 1 | HY | OP | NA | WAT |  | 67202 |  |  | EIA Prime Mover-level Data
2018 | VT | Fairfax Falls | 3712 | 2 | HY | OP | NA | WAT |  | 100804 |  |  | EIA Prime Mover-level Data
2018 | VT | Florence | 7337 | 1 | GT | OS | NA | DFO
2018 | VT | Florence | 7337 | 2 | GT | OS | NA | DFO
2018 | VT | Georgia Mountain Community Wind Farm | 58238 | GMCW | WT | OP | NA | WND |  | 241217 |  |  | EIA Prime Mover-level Data
2018 | VT | Gilman Mill | 10608 | GEN1 | HY | OP | NA | WAT |  | 102355 |  |  | EIA Prime Mover-level Data
2018 | VT | Gilman Mill | 10608 | GEN2 | HY | OP | NA | WAT |  | 46525 |  |  | EIA Prime Mover-level Data
2018 | VT | Gilman Mill | 10608 | GEN3 | HY | OP | NA | WAT |  | 37220 |  |  | EIA Prime Mover-level Data
2018 | VT | Gilman Mill | 10608 | GEN4 | HY | OP | NA | WAT |  | 37220 |  |  | EIA Prime Mover-level Data
2018 | VT | Gilman Mill | 10608 | GEN5 | ST | RE | NA | WDS
2018 | VT | Glen | 3714 | 1 | HY | OP | NA | WAT |  | 37726 |  |  | EIA Prime Mover-level Data
2018 | VT | Glen | 3714 | 2 | HY | OP | NA | WAT |  | 37726 |  |  | EIA Prime Mover-level Data
2018 | VT | GMP Solar - Hartford | 60874 | GMPSH | PV | OP | NA | SUN |  | 66634 |  |  | EIA Prime Mover-level Data
2018 | VT | GMP Solar - Panton | 60562 | GMPBP | BA | OP | NA | MWH |  | 0 |  |  | EIA Prime Mover-level Data
2018 | VT | GMP Solar - Panton | 60562 | GMPSP | PV | OP | NA | SUN |  | 79655 |  |  | EIA Prime Mover-level Data
2018 | VT | GMP Solar - Richmond | 60547 | PV1 | PV | OP | NA | SUN |  | 24973 |  |  | EIA Prime Mover-level Data
2018 | VT | GMP Solar - Williamstown | 60877 | GMPSN | PV | OP | NA | SUN |  | 63324 |  |  | EIA Prime Mover-level Data
2018 | VT | GMP Solar - Williston | 60875 | GMPSW | PV | OP | NA | SUN |  | 62940 |  |  | EIA Prime Mover-level Data
2018 | VT | GMP Solar/Storage-Essex | 62383 | GMPBE | BA | P | NA | MWH
2018 | VT | GMP Solar/Storage-Essex | 62383 | GMPSE | PV | P | NA | SUN
2018 | VT | GMP Solar/Storage-Ferrisburgh | 62382 | GMPBF | BA | P | NA | MWH
2018 | VT | GMP Solar/Storage-Ferrisburgh | 62382 | GMPSF | PV | P | NA | SUN
2018 | VT | GMP Solar/Storage-Milton | 62381 | GMPBM | BA | P | NA | MWH
2018 | VT | GMP Solar/Storage-Milton | 62381 | GMPSM | PV | P | NA | SUN
2018 | VT | Gorge 18 | 6475 | 1 | HY | OP | NA | WAT |  | 89273 |  |  | EIA Prime Mover-level Data
2018 | VT | Great Falls (VT) | 3762 | 1 | HY | OP | NA | WAT |  | 4523 |  |  | EIA Prime Mover-level Data
2018 | VT | Great Falls (VT) | 3762 | 2 | HY | OP | NA | WAT |  | 4523 |  |  | EIA Prime Mover-level Data
2018 | VT | Great Falls (VT) | 3762 | 3 | HY | OP | NA | WAT |  | 19601 |  |  | EIA Prime Mover-level Data
2018 | VT | Harriman | 3746 | GEN1 | HY | OP | NA | WAT |  | 391530 |  |  | EIA Prime Mover-level Data
2018 | VT | Harriman | 3746 | GEN2 | HY | OP | NA | WAT |  | 391530 |  |  | EIA Prime Mover-level Data
2018 | VT | Harriman | 3746 | GEN3 | HY | OP | NA | WAT |  | 391530 |  |  | EIA Prime Mover-level Data
2018 | VT | Highgate Falls | 6618 | 1 | HY | OP | NA | WAT |  | 30056 |  |  | EIA Prime Mover-level Data
2018 | VT | Highgate Falls | 6618 | 2 | HY | OP | NA | WAT |  | 27324 |  |  | EIA Prime Mover-level Data
2018 | VT | Highgate Falls | 6618 | 3 | HY | OP | NA | WAT |  | 87436 |  |  | EIA Prime Mover-level Data
2018 | VT | Highgate Falls | 6618 | 4 | HY | OP | NA | WAT |  | 158477 |  |  | EIA Prime Mover-level Data
2018 | VT | Huntington Falls | 50713 | GEN1 | HY | OP | NA | WAT |  | 27784 |  |  | EIA Prime Mover-level Data
2018 | VT | Huntington Falls | 50713 | GEN2 | HY | OP | NA | WAT |  | 27784 |  |  | EIA Prime Mover-level Data
2018 | VT | Huntington Falls | 50713 | GEN3 | HY | OP | NA | WAT |  | 142393 |  |  | EIA Prime Mover-level Data
2018 | VT | J C McNeil | 589 | 1 | ST | OP | OTHER BOILER | WDS | 5,602.0 | 4040843 | 40.8731 | 0.02023 | EPA/CAMD | EPA/NEI | 1984
2018 | VT | Kingdom Community Wind | 57979 | KCW | WT | OP | NA | WND |  | 1463559 |  |  | EIA Prime Mover-level Data
2018 | VT | Limerick Road Solar Farm | 60537 | 8027 | PV | OP | NA | SUN |  | 30034 |  |  | EIA Prime Mover-level Data
2018 | VT | Lower Middlebury | 3716 | 1 | HY | OP | NA | WAT |  | 20662 |  |  | EIA Prime Mover-level Data
2018 | VT | Lower Middlebury | 3716 | 2 | HY | OP | NA | WAT |  | 20662 |  |  | EIA Prime Mover-level Data
2018 | VT | Lower Middlebury | 3716 | 3 | HY | OP | NA | WAT |  | 20662 |  |  | EIA Prime Mover-level Data
2018 | VT | Main Street Solar Project | 59682 | MS258 | PV | OP | NA | SUN |  | 19660 |  |  | EIA Prime Mover-level Data
2018 | VT | Marshfield 6 | 3739 | 1 | HY | OP | NA | WAT |  | 80959 |  |  | EIA Prime Mover-level Data
2018 | VT | Mcindoes | 6483 | GEN1 | HY | OP | NA | WAT |  | 104230 |  |  | EIA Prime Mover-level Data
2018 | VT | Mcindoes | 6483 | GEN2 | HY | OP | NA | WAT |  | 104230 |  |  | EIA Prime Mover-level Data
2018 | VT | Mcindoes | 6483 | GEN3 | HY | OP | NA | WAT |  | 104230 |  |  | EIA Prime Mover-level Data
2018 | VT | Mcindoes | 6483 | GEN4 | HY | OP | NA | WAT |  | 104230 |  |  | EIA Prime Mover-level Data
2018 | VT | MHG Wallingford | 62728 | X0041 | PV | T | NA | SUN
2018 | VT | Middlebury College | 57804 | 1 | ST | RE | NA | WDS
2018 | VT | Middlebury College | 57804 | 2 | ST | OP | NA | WDS |  | 115845 | 1.3213 | 0.022812 | EIA Prime Mover-level Data | NEI avg EF - PM, fuel type
2018 | VT | Middlebury College | 57804 | 3 | ST | OP | NA | WDS |  | 154461 | 1.7618 | 0.022812 | EIA Prime Mover-level Data | NEI avg EF - PM, fuel type
2018 | VT | Middlesex 2 | 3740 | 1 | HY | OP | NA | WAT |  | 43630 |  |  | EIA Prime Mover-level Data
2018 | VT | Middlesex 2 | 3740 | 2 | HY | OP | NA | WAT |  | 43630 |  |  | EIA Prime Mover-level Data
2018 | VT | Milton | 3717 | 1 | HY | OP | NA | WAT |  | 153283 |  |  | EIA Prime Mover-level Data
2018 | VT | Milton | 3717 | 2 | HY | OP | NA | WAT |  | 153283 |  |  | EIA Prime Mover-level Data
2018 | VT | Moretown | 56891 | GEN 1 | IC | RE | NA | LFG
2018 | VT | Moretown | 56891 | GEN 2 | IC | OP | NA | LFG |  | 121283 | 0.89143 | 0.0147 | EIA Prime Mover-level Data | Estimated using an emission factor
2018 | VT | Moretown Generating Station | 52033 | 1 | HY | OS | NA | WAT
2018 | VT | Morrisville | 3764 | 1 | HY | OP | NA | WAT |  | 10811 |  |  | EIA Prime Mover-level Data
2018 | VT | Morrisville | 3764 | 2 | HY | OP | NA | WAT |  | 21621 |  |  | EIA Prime Mover-level Data
2018 | VT | Nebraska Valley Solar Farm | 61125 | NVSF | PV | OP | NA | SUN |  | 11862 |  |  | EIA Prime Mover-level Data
2018 | VT | Newport | 3731 | 1 | HY | OP | NA | WAT |  | 58375 |  |  | EIA Prime Mover-level Data
2018 | VT | Newport | 3731 | 2 | HY | OP | NA | WAT |  | 58375 |  |  | EIA Prime Mover-level Data
2018 | VT | Newport | 3731 | 3 | HY | OP | NA | WAT |  | 20603 |  |  | EIA Prime Mover-level Data
2018 | VT | Newport Diesels | 3730 | 4 | IC | RE | NA | DFO
2018 | VT | Newport Diesels | 3730 | 5 | IC | RE | NA | DFO
2018 | VT | Newport Diesels | 3730 | 6 | IC | RE | NA | DFO
2018 | VT | Newport Diesels | 3730 | 7 | IC | RE | NA | DFO
2018 | VT | Newport Diesels | 3730 | 8 | IC | RE | NA | DFO
2018 | VT | Newport Diesels | 3730 | 9 | IC | RE | NA | DFO
2018 | VT | Newport Diesels | 3730 | 10 | IC | RE | NA | DFO
2018 | VT | Next Generation Solar Farm | 61340 | NGSF1 | PV | OP | NA | SUN |  | 16120 |  |  | EIA Prime Mover-level Data
2018 | VT | Open View Solar Farm | 58935 | PV | PV | OP | NA | SUN |  | 26598 |  |  | EIA Prime Mover-level Data
2018 | VT | Ottauquechee Hydro | 50126 | 1 | HY | OP | NA | WAT |  | 16090 |  |  | EIA Prime Mover-level Data
2018 | VT | Ottauquechee Hydro | 50126 | 2 | HY | OP | NA | WAT |  | 8045 |  |  | EIA Prime Mover-level Data
2018 | VT | Penny Lane Gas Turbine | 3754 | CT1 | GT | OP | CT | DFO | 44.0 | 4959 | 0.05881 | 0.023718 | EPA/CAMD | NEI avg EF - PM, fuel type, firing type | 1971
2018 | VT | Penny Lane Gas Turbine | 3754 | CT2 | GT | OP | CT | DFO | 44.0 | 4945 | 0.058644 | 0.023718 | EPA/CAMD | NEI avg EF - PM, fuel type, firing type | 1971
2018 | VT | Peterson | 3720 | 1 | HY | OP | NA | WAT |  | 229572 |  |  | EIA Prime Mover-level Data
2018 | VT | Pittsford | 3722 | 1 | HY | OP | NA | WAT |  | 33420 |  |  | EIA Prime Mover-level Data
2018 | VT | Pittsford | 3722 | 2 | HY | OP | NA | WAT |  | 33420 |  |  | EIA Prime Mover-level Data
2018 | VT | Pittsford | 3722 | 3 | HY | OP | NA | WAT |  | 25708 |  |  | EIA Prime Mover-level Data
2018 | VT | Proctor | 6450 | 1 | HY | OP | NA | WAT |  | 65981 |  |  | EIA Prime Mover-level Data
2018 | VT | Proctor | 6450 | 2 | HY | OP | NA | WAT |  | 32991 |  |  | EIA Prime Mover-level Data
2018 | VT | Proctor | 6450 | 3 | HY | OP | NA | WAT |  | 32991 |  |  | EIA Prime Mover-level Data
2018 | VT | Proctor | 6450 | 4 | HY | OP | NA | WAT |  | 32991 |  |  | EIA Prime Mover-level Data
2018 | VT | Proctor | 6450 | 5 | HY | OP | NA | WAT |  | 119591 |  |  | EIA Prime Mover-level Data
2018 | VT | Rutland | 3723 | GT5 | GT | OP | NA | DFO |  | 8420 | 0.072662 | 0.017259 | EIA Prime Mover-level Data | NEI avg EF - PM, fuel type, firing type
2018 | VT | Ryegate Power Station | 51026 | BLR1 | ST | OP | NA | WDS |  | 2261587 | 25.7959 | 0.022812 | EIA Unit-level Data | NEI avg EF - PM, fuel type
2018 | VT | Saint Albans Solar | 61928 | GEN1 | PV | OP | NA | SUN |  | 3073 |  |  | EIA Prime Mover-level Data
2018 | VT | Salisbury | 3724 | 1 | HY | OP | NA | WAT |  | 31512 |  |  | EIA Prime Mover-level Data
2018 | VT | Searsburg | 6529 | GEN1 | HY | OP | NA | WAT |  | 211438 |  |  | EIA Prime Mover-level Data
2018 | VT | Searsburg Wind Turbine | 7381 | 1 | WT | OP | NA | WND |  | 112062 |  |  | EIA Prime Mover-level Data
2018 | VT | Sheffield Wind | 57080 | 1 | WT | OP | NA | WND |  | 774774 |  |  | EIA Prime Mover-level Data
2018 | VT | Sheldon Solar | 58824 | I402 | PV | OP | NA | SUN |  | 21747 |  |  | EIA Prime Mover-level Data
2018 | VT | Sheldon Springs Hydroelectric | 10494 | IG-1 | HY | OP | NA | WAT |  | 41524 |  |  | EIA Prime Mover-level Data
2018 | VT | Sheldon Springs Hydroelectric | 10494 | IG-2 | HY | OP | NA | WAT |  | 41524 |  |  | EIA Prime Mover-level Data
2018 | VT | Sheldon Springs Hydroelectric | 10494 | IG-3 | HY | OP | NA | WAT |  | 4614 |  |  | EIA Prime Mover-level Data
2018 | VT | Sheldon Springs Hydroelectric | 10494 | SG-1 | HY | OP | NA | WAT |  | 235302 |  |  | EIA Prime Mover-level Data
2018 | VT | Sheldon Springs Hydroelectric | 10494 | SG-2 | HY | OP | NA | WAT |  | 235302 |  |  | EIA Prime Mover-level Data
2018 | VT | Sheldon Springs Hydroelectric | 10494 | SG-3 | HY | OP | NA | WAT |  | 23069 |  |  | EIA Prime Mover-level Data
2018 | VT | Silver Lake (VT) | 3725 | 1 | HY | OP | NA | WAT |  | 52483 |  |  | EIA Prime Mover-level Data
2018 | VT | Smith (VT) | 3709 | 1 | HY | OP | NA | WAT |  | 16638 |  |  | EIA Prime Mover-level Data
2018 | VT | Smith (VT) | 3709 | HC2 | HY | OP | NA | WAT |  | 8319 |  |  | EIA Prime Mover-level Data
2018 | VT | St. Albans SPEED Project | 59445 | PV1 | PV | OP | NA | SUN |  | 24079 |  |  | EIA Prime Mover-level Data
2018 | VT | Stafford Hill Solar | 60518 | BA1 | BA | OP | NA | MWH
2018 | VT | Stafford Hill Solar | 60518 | PV1 | PV | OP | NA | SUN |  | 23980 |  |  | EIA Prime Mover-level Data
2018 | VT | Sudbury Solar | 60344 | SUD | PV | OP | NA | SUN |  | 27647 |  |  | EIA Prime Mover-level Data
2018 | VT | SunGen Sharon 1 LLC | 58541 | 1 | PV | OP | NA | SUN |  | 23233 |  |  | EIA Prime Mover-level Data
2018 | VT | SVEP Solar Project Company | 58144 | SVEP1 | PV | OP | NA | SUN |  | 20443 |  |  | EIA Prime Mover-level Data
2018 | VT | Technology Drive Solar | 58964 | PV1 | PV | OP | NA | SUN |  | 24601 |  |  | EIA Prime Mover-level Data
2018 | VT | VEC Alburgh Array | 60860 | PV1 | PV | OP | NA | SUN |  | 13195 |  |  | EIA Prime Mover-level Data
2018 | VT | VEC Energy Storage | 62907 | VEC | BA | L | NA | MWH
2018 | VT | VEC Magee Hill Solar | 60954 | PV1 | PV | OP | NA | SUN |  | 14798 |  |  | EIA Prime Mover-level Data
2018 | VT | Vergennes 9 | 6519 | 1 | HY | OP | NA | WAT |  | 22374 |  |  | EIA Prime Mover-level Data
2018 | VT | Vergennes 9 | 6519 | 2 | HY | OP | NA | WAT |  | 22374 |  |  | EIA Prime Mover-level Data
2018 | VT | Vergennes 9 | 6519 | 4 | HY | OP | NA | WAT |  | 31963 |  |  | EIA Prime Mover-level Data
2018 | VT | Vergennes 9 | 6519 | 5 | IC | OP | NA | DFO |  | 1884 | 0.29202 | 0.31 | EIA Prime Mover-level Data | Estimated using an emission factor
2018 | VT | Vergennes 9 | 6519 | 6 | IC | OP | NA | DFO |  | 1884 | 0.29202 | 0.31 | EIA Prime Mover-level Data | Estimated using an emission factor
2018 | VT | Vernon Dam | 2352 | 1 | HY | OP | NA | WAT |  | 82476 |  |  | EIA Prime Mover-level Data
2018 | VT | Vernon Dam | 2352 | 2 | HY | OP | NA | WAT |  | 82476 |  |  | EIA Prime Mover-level Data
2018 | VT | Vernon Dam | 2352 | 3 | HY | OP | NA | WAT |  | 82476 |  |  | EIA Prime Mover-level Data
2018 | VT | Vernon Dam | 2352 | 4 | HY | OP | NA | WAT |  | 103094 |  |  | EIA Prime Mover-level Data
2018 | VT | Vernon Dam | 2352 | 5 | HY | OP | NA | WAT |  | 185570 |  |  | EIA Prime Mover-level Data
2018 | VT | Vernon Dam | 2352 | 6 | HY | RE | NA | WAT
2018 | VT | Vernon Dam | 2352 | 7 | HY | RE | NA | WAT
2018 | VT | Vernon Dam | 2352 | 8 | HY | OP | NA | WAT |  | 185570 |  |  | EIA Prime Mover-level Data
2018 | VT | Vernon Dam | 2352 | 9 | HY | OP | NA | WAT |  | 173199 |  |  | EIA Prime Mover-level Data
2018 | VT | Vernon Dam | 2352 | 10 | HY | OP | NA | WAT |  | 173199 |  |  | EIA Prime Mover-level Data
2018 | VT | Vernon Dam | 2352 | 6A | HY | OP | NA | WAT |  | 206189 |  |  | EIA Prime Mover-level Data
2018 | VT | Vernon Dam | 2352 | 7A | HY | OP | NA | WAT |  | 206189 |  |  | EIA Prime Mover-level Data
2018 | VT | W K Sanders | 678 | 1 | HY | OP | NA | WAT |  | 4573 |  |  | EIA Prime Mover-level Data
2018 | VT | W K Sanders | 678 | 2 | HY | OP | NA | WAT |  | 4573 |  |  | EIA Prime Mover-level Data
2018 | VT | Waterbury 22 | 6520 | 1 | HY | OP | NA | WAT |  | 64756 |  |  | EIA Prime Mover-level Data
2018 | VT | West Charleston | 3753 | 1 | HY | OP | NA | WAT |  | 15373 |  |  | EIA Prime Mover-level Data
2018 | VT | West Charleston | 3753 | 2 | HY | OP | NA | WAT |  | 15373 |  |  | EIA Prime Mover-level Data
2018 | VT | West Charleston | 3753 | IC3 | IC | RE | NA | DFO
2018 | VT | West Charleston | 3753 | IC4 | IC | RE | NA | DFO
2018 | VT | West Danville 15 | 3743 | 1 | HY | OP | NA | WAT |  | 8645 |  |  | EIA Prime Mover-level Data
2018 | VT | Westminster | 62443 | A | PV | OP | NA | SUN
2018 | VT | Weybridge | 3728 | 1 | HY | OP | NA | WAT |  | 119611 |  |  | EIA Prime Mover-level Data
2018 | VT | Weybridge 1 Solar | 61038 | WEY1 | PV | P | NA | SUN
2018 | VT | Whitcomb Solar Farm | 59049 | PS01 | PV | OP | NA | SUN |  | 31912 |  |  | EIA Prime Mover-level Data
2018 | VT | Wilder | 2353 | GEN1 | HY | OP | NA | WAT |  | 620874 |  |  | EIA Prime Mover-level Data
2018 | VT | Wilder | 2353 | GEN2 | HY | OP | NA | WAT |  | 620874 |  |  | EIA Prime Mover-level Data
2018 | VT | Wilder | 2353 | GEN3 | HY | OP | NA | WAT |  | 122642 |  |  | EIA Prime Mover-level Data
2018 | VT | Williamstown Solar | 58145 | WTS_1 | PV | OP | NA | SUN |  | 22176 |  |  | EIA Prime Mover-level Data
2018 | VT | Wrightsville Hydro Plant | 7051 | 1 | HY | OP | NA | WAT |  | 2281 |  |  | EIA Prime Mover-level Data
2018 | VT | Wrightsville Hydro Plant | 7051 | 2 | HY | OP | NA | WAT |  | 6844 |  |  | EIA Prime Mover-level Data
2018 | VT | Wrightsville Hydro Plant | 7051 | 3 | HY | OP | NA | WAT |  | 13688 |  |  | EIA Prime Mover-level Data
2018 | WA | Adams Nielson Solar | 61933 | ADAMS | PV | OP | NA | SUN |  | 11006 |  |  | EIA Prime Mover-level Data
2018 | WA | Alder | 3913 | 11 | HY | OP | NA | WAT |  | 940718 |  |  | EIA Prime Mover-level Data
2018 | WA | Alder | 3913 | 12 | HY | OP | NA | WAT |  | 940718 |  |  | EIA Prime Mover-level Data
2018 | WA | Big Horn Wind II | 57319 | 1 | WT | OP | NA | WND |  | 1087959 |  |  | EIA Prime Mover-level Data
2018 | WA | Big Horn Wind Project | 56361 | 1 | WT | OP | NA | WND |  | 4657155 |  |  | EIA Prime Mover-level Data
2018 | WA | Biotech LS 0836 | 56932 | BLS1 | IC | SB | NA | DFO
2018 | WA | Black Creek | 54860 | GEN1 | HY | OP | NA | WAT |  | 107812 |  |  | EIA Prime Mover-level Data
2018 | WA | Boulder Park | 8022 | 1 | IC | OP | NA | NG |  | 73251 | 0.015456 | 0.000422 | EIA Prime Mover-level Data | Estimated using an emission factor
2018 | WA | Boulder Park | 8022 | 2 | IC | OP | NA | NG |  | 73251 | 0.015456 | 0.000422 | EIA Prime Mover-level Data | Estimated using an emission factor
2018 | WA | Boulder Park | 8022 | 3 | IC | OP | NA | NG |  | 73251 | 0.015456 | 0.000422 | EIA Prime Mover-level Data | Estimated using an emission factor
2018 | WA | Boulder Park | 8022 | 4 | IC | OP | NA | NG |  | 73251 | 0.015456 | 0.000422 | EIA Prime Mover-level Data | Estimated using an emission factor
2018 | WA | Boulder Park | 8022 | 5 | IC | OP | NA | NG |  | 73251 | 0.015456 | 0.000422 | EIA Prime Mover-level Data | Estimated using an emission factor
2018 | WA | Boulder Park | 8022 | 6 | IC | OP | NA | NG |  | 73251 | 0.015456 | 0.000422 | EIA Prime Mover-level Data | Estimated using an emission factor
2018 | WA | Boundary | 6433 | 51 | HY | OP | NA | WAT |  | 5169598 |  |  | EIA Prime Mover-level Data
2018 | WA | Boundary | 6433 | 52 | HY | OP | NA | WAT |  | 5270771 |  |  | EIA Prime Mover-level Data
2018 | WA | Boundary | 6433 | 53 | HY | OP | NA | WAT |  | 5169598 |  |  | EIA Prime Mover-level Data
2018 | WA | Boundary | 6433 | 54 | HY | OP | NA | WAT |  | 5270771 |  |  | EIA Prime Mover-level Data
2018 | WA | Boundary | 6433 | 55 | HY | OP | NA | WAT |  | 7813143 |  |  | EIA Prime Mover-level Data
2018 | WA | Boundary | 6433 | 56 | HY | OP | NA | WAT |  | 7813143 |  |  | EIA Prime Mover-level Data
2018 | WA | Box Canyon | 3891 | 1 | HY | OP | NA | WAT |  | 1006641 |  |  | EIA Prime Mover-level Data
2018 | WA | Box Canyon | 3891 | 2 | HY | OP | NA | WAT |  | 1006641 |  |  | EIA Prime Mover-level Data
2018 | WA | Box Canyon | 3891 | 3 | HY | OP | NA | WAT |  | 1006641 |  |  | EIA Prime Mover-level Data
2018 | WA | Box Canyon | 3891 | 4 | HY | OP | NA | WAT |  | 1006641 |  |  | EIA Prime Mover-level Data
2018 | WA | Calligan Creek Hydroelectric Project | 60418 | CC6MW | HY | OP | NA | WAT |  | 106643 |  |  | EIA Prime Mover-level Data
2018 | WA | Camas Solar Project | 62071 | CAMAS | PV | T | NA | SUN
2018 | WA | Cedar Falls (WA) | 6430 | 5 | HY | OP | NA | WAT |  | 396360 |  |  | EIA Prime Mover-level Data
2018 | WA | Cedar Falls (WA) | 6430 | 6 | HY | OP | NA | WAT |  | 396360 |  |  | EIA Prime Mover-level Data
2018 | WA | Cedar Hills | 57298 | 1 | IC | OP | NA | LFG |  | 14309 | 0.10517 | 0.0147 | EIA Prime Mover-level Data | Estimated using an emission factor
2018 | WA | Cedar Hills | 57298 | 2 | IC | OP | NA | LFG |  | 14309 | 0.10517 | 0.0147 | EIA Prime Mover-level Data | Estimated using an emission factor
2018 | WA | Cedar Hills | 57298 | 3 | IC | OP | NA | LFG |  | 14309 | 0.10517 | 0.0147 | EIA Prime Mover-level Data | Estimated using an emission factor
2018 | WA | Cedar Hills | 57298 | 4 | IC | OP | NA | LFG |  | 14309 | 0.10517 | 0.0147 | EIA Prime Mover-level Data | Estimated using an emission factor
2018 | WA | Cedar Hills | 57298 | 5 | IC | OP | NA | LFG |  | 14309 | 0.10517 | 0.0147 | EIA Prime Mover-level Data | Estimated using an emission factor
2018 | WA | Cedar Hills | 57298 | 6 | IC | OP | NA | LFG |  | 14309 | 0.10517 | 0.0147 | EIA Prime Mover-level Data | Estimated using an emission factor
2018 | WA | Cedar Hills | 57298 | 7 | IC | OP | NA | LFG |  | 14309 | 0.10517 | 0.0147 | EIA Prime Mover-level Data | Estimated using an emission factor
2018 | WA | Cedar Hills | 57298 | 8 | IC | OP | NA | LFG |  | 14309 | 0.10517 | 0.0147 | EIA Prime Mover-level Data | Estimated using an emission factor
2018 | WA | Cedar Hills | 57298 | 9 | IC | OP | NA | LFG |  | 14309 | 0.10517 | 0.0147 | EIA Prime Mover-level Data | Estimated using an emission factor
2018 | WA | Cedar Hills | 57298 | 10 | IC | OP | NA | LFG |  | 14309 | 0.10517 | 0.0147 | EIA Prime Mover-level Data | Estimated using an emission factor
2018 | WA | Cedar Hills | 57298 | 11 | IC | OP | NA | LFG |  | 14309 | 0.10517 | 0.0147 | EIA Prime Mover-level Data | Estimated using an emission factor
2018 | WA | Cedar Hills | 57298 | 12 | IC | OP | NA | LFG |  | 14309 | 0.10517 | 0.0147 | EIA Prime Mover-level Data | Estimated using an emission factor
2018 | WA | Cedar Hills | 57298 | 13 | IC | OP | NA | LFG |  | 14309 | 0.10517 | 0.0147 | EIA Prime Mover-level Data | Estimated using an emission factor
2018 | WA | Cedar Hills | 57298 | 14 | IC | OP | NA | LFG |  | 14309 | 0.10517 | 0.0147 | EIA Prime Mover-level Data | Estimated using an emission factor
2018 | WA | Cedar Hills | 57298 | 15 | IC | OP | NA | LFG |  | 14309 | 0.10517 | 0.0147 | EIA Prime Mover-level Data | Estimated using an emission factor
2018 | WA | Cedar Hills | 57298 | 16 | IC | OP | NA | LFG |  | 14309 | 0.10517 | 0.0147 | EIA Prime Mover-level Data | Estimated using an emission factor
2018 | WA | Cedar Hills | 57298 | 17 | IC | OP | NA | LFG |  | 14309 | 0.10517 | 0.0147 | EIA Prime Mover-level Data | Estimated using an emission factor
2018 | WA | Cedar Hills | 57298 | 18 | IC | OP | NA | LFG |  | 14309 | 0.10517 | 0.0147 | EIA Prime Mover-level Data | Estimated using an emission factor
2018 | WA | Centralia | 3845 | BW21 | ST | OP | TANGENTIAL | RC | 5,090.0 | 29140174 | 142.2 | 0.0097597 | EPA/CAMD | EPA/NEI | 1972
2018 | WA | Centralia | 3845 | BW22 | ST | OP | TANGENTIAL | RC | 5,070.0 | 34429182 | 107.6 | 0.0062505 | EPA/CAMD | EPA/NEI | 1973
2018 | WA | Chandler | 6406 | 1 | HY | OP | NA | WAT |  | 260793 |  |  | EIA Prime Mover-level Data
2018 | WA | Chandler | 6406 | 2 | HY | OP | NA | WAT |  | 260793 |  |  | EIA Prime Mover-level Data
2018 | WA | Chehalis Generation Facility | 55662 | CT1 | CT | OP | CC | NG | 4,206.0 | 5872696 | 12.2 | 0.0041548 | EPA/CAMD | EPA/NEI | 2003
2018 | WA | Chehalis Generation Facility | 55662 | CT2 | CT | OP | CC | NG | 5,054.0 | 6931061 | 14.83 | 0.0042793 | EPA/CAMD | EPA/NEI | 2003
2018 | WA | Chelan | 6424 | A-1 | HY | OP | NA | WAT |  | 1567116 |  |  | EIA Prime Mover-level Data
2018 | WA | Chelan | 6424 | A-2 | HY | OP | NA | WAT |  | 1567116 |  |  | EIA Prime Mover-level Data
2018 | WA | Chief Joseph | 3921 | 1 | HY | OP | NA | WAT |  | 4044437 |  |  | EIA Prime Mover-level Data
2018 | WA | Chief Joseph | 3921 | 2 | HY | OP | NA | WAT |  | 4044437 |  |  | EIA Prime Mover-level Data
2018 | WA | Chief Joseph | 3921 | 3 | HY | OP | NA | WAT |  | 4044437 |  |  | EIA Prime Mover-level Data
2018 | WA | Chief Joseph | 3921 | 4 | HY | OP | NA | WAT |  | 4044437 |  |  | EIA Prime Mover-level Data
2018 | WA | Chief Joseph | 3921 | 5 | HY | OP | NA | WAT |  | 4044437 |  |  | EIA Prime Mover-level Data
2018 | WA | Chief Joseph | 3921 | 6 | HY | OP | NA | WAT |  | 4044437 |  |  | EIA Prime Mover-level Data
2018 | WA | Chief Joseph | 3921 | 7 | HY | OP | NA | WAT |  | 4044437 |  |  | EIA Prime Mover-level Data
2018 | WA | Chief Joseph | 3921 | 8 | HY | OP | NA | WAT |  | 4044437 |  |  | EIA Prime Mover-level Data
2018 | WA | Chief Joseph | 3921 | 9 | HY | OP | NA | WAT |  | 4044437 |  |  | EIA Prime Mover-level Data
2018 | WA | Chief Joseph | 3921 | 10 | HY | OP | NA | WAT |  | 4044437 |  |  | EIA Prime Mover-level Data
2018 | WA | Chief Joseph | 3921 | 11 | HY | OP | NA | WAT |  | 4044437 |  |  | EIA Prime Mover-level Data
2018 | WA | Chief Joseph | 3921 | 12 | HY | OP | NA | WAT |  | 4044437 |  |  | EIA Prime Mover-level Data
2018 | WA | Chief Joseph | 3921 | 13 | HY | OP | NA | WAT |  | 4044437 |  |  | EIA Prime Mover-level Data
2018 | WA | Chief Joseph | 3921 | 14 | HY | OA | NA | WAT |  | 4044437 |  |  | EIA Prime Mover-level Data
2018 | WA | Chief Joseph | 3921 | 15 | HY | OP | NA | WAT |  | 4044437 |  |  | EIA Prime Mover-level Data
2018 | WA | Chief Joseph | 3921 | 16 | HY | OP | NA | WAT |  | 4044437 |  |  | EIA Prime Mover-level Data
2018 | WA | Chief Joseph | 3921 | 17 | HY | OP | NA | WAT |  | 4356253 |  |  | EIA Prime Mover-level Data
2018 | WA | Chief Joseph | 3921 | 18 | HY | OP | NA | WAT |  | 4356253 |  |  | EIA Prime Mover-level Data
2018 | WA | Chief Joseph | 3921 | 19 | HY | OP | NA | WAT |  | 4356253 |  |  | EIA Prime Mover-level Data
2018 | WA | Chief Joseph | 3921 | 20 | HY | OP | NA | WAT |  | 4356253 |  |  | EIA Prime Mover-level Data
2018 | WA | Chief Joseph | 3921 | 21 | HY | OP | NA | WAT |  | 4356253 |  |  | EIA Prime Mover-level Data
2018 | WA | Chief Joseph | 3921 | 22 | HY | OP | NA | WAT |  | 4356253 |  |  | EIA Prime Mover-level Data
2018 | WA | Chief Joseph | 3921 | 23 | HY | OP | NA | WAT |  | 4356253 |  |  | EIA Prime Mover-level Data
2018 | WA | Chief Joseph | 3921 | 24 | HY | OP | NA | WAT |  | 4356253 |  |  | EIA Prime Mover-level Data
2018 | WA | Chief Joseph | 3921 | 25 | HY | OP | NA | WAT |  | 4356253 |  |  | EIA Prime Mover-level Data
2018 | WA | Chief Joseph | 3921 | 26 | HY | OP | NA | WAT |  | 4356253 |  |  | EIA Prime Mover-level Data
2018 | WA | Chief Joseph | 3921 | 27 | HY | OA | NA | WAT |  | 4356253 |  |  | EIA Prime Mover-level Data
2018 | WA | Coastal Energy Project | 57756 | 1 | WT | OP | NA | WND |  | 117814 |  |  | EIA Prime Mover-level Data
2018 | WA | Columbia Generating Station | 371 | 2 | ST | OP | NA | NUC |  | 101498339 |  |  | EIA Prime Mover-level Data
2018 | WA | Condit | 3846 | 1 | HY | RE | NA | WAT
2018 | WA | Condit | 3846 | 2 | HY | RE | NA | WAT
2018 | WA | Consumer Operations LLC | 57759 | 3PB | ST | OP | NA | NG |  | 884741 | 3.5622 | 0.0080524 | EIA Unit-level Data | NEI avg EF - PM, fuel type
2018 | WA | Consumer Operations LLC | 57759 | 4RF | ST | OP | NA | BLQ |  | 1280536 | 0.13939 | 0.0002177 | EIA Unit-level Data | Estimated using an emission factor
2018 | WA | Consumer Operations LLC | 57759 | 5PB | ST | OP | NA | NG |  | 535690 | 2.1568 | 0.0080524 | EIA Unit-level Data | NEI avg EF - PM, fuel type
2018 | WA | Cosmo Specialty Fibers Plant | 50185 | 1RB | ST | OP | NA | WDL |  | 1680083 | 1.4869 | 0.00177 | EIA Unit-level Data | Estimated using an emission factor
2018 | WA | Cosmo Specialty Fibers Plant | 50185 | 2RB | ST | OP | NA | WDL |  | 1680083 | 1.4869 | 0.00177 | EIA Unit-level Data | Estimated using an emission factor
2018 | WA | Cosmo Specialty Fibers Plant | 50185 | 3RB | ST | OP | NA | WDL |  | 1250696 | 1.1069 | 0.00177 | EIA Unit-level Data | Estimated using an emission factor
2018 | WA | Cosmo Specialty Fibers Plant | 50185 | PB | ST | OP | NA | WDS |  | 1657759 | 18.9086 | 0.022812 | EIA Unit-level Data | NEI avg EF - PM, fuel type
2018 | WA | Cowiche | 50423 | 983 | HY | OP | NA | WAT |  | 26615 |  |  | EIA Prime Mover-level Data
2018 | WA | Cowlitz Falls | 7427 | U#1 | HY | OP | NA | WAT |  | 1034310 |  |  | EIA Prime Mover-level Data
2018 | WA | Cowlitz Falls | 7427 | U#2 | HY | OP | NA | WAT |  | 1034310 |  |  | EIA Prime Mover-level Data
2018 | WA | Coyote Crest Wind Farm | 58778 | 1 | WT | L | NA | WND
2018 | WA | Crystal Mountain | 3853 | 1 | IC | SB | NA | DFO |  | 827 | 0.12818 | 0.31 | EIA Prime Mover-level Data | Estimated using an emission factor
2018 | WA | Cushman 1 | 3914 | 21 | HY | OP | NA | WAT |  | 523779 |  |  | EIA Prime Mover-level Data
2018 | WA | Cushman 1 | 3914 | 22 | HY | OP | NA | WAT |  | 523779 |  |  | EIA Prime Mover-level Data
2018 | WA | Cushman 2 | 3915 | 31 | HY | OP | NA | WAT |  | 511173 |  |  | EIA Prime Mover-level Data
2018 | WA | Cushman 2 | 3915 | 32 | HY | OP | NA | WAT |  | 511173 |  |  | EIA Prime Mover-level Data
2018 | WA | Cushman 2 | 3915 | 33 | HY | OP | NA | WAT |  | 511173 |  |  | EIA Prime Mover-level Data
2018 | WA | Cushman 2 | 3915 | 34 | HY | OP | NA | WAT |  | 34078 |  |  | EIA Prime Mover-level Data
2018 | WA | Cushman 2 | 3915 | 35 | HY | OP | NA | WAT |  | 34078 |  |  | EIA Prime Mover-level Data
2018 | WA | Darrington | 57969 | GEN1 | ST | OP | NA | WDS |  | 650616 | 7.421 | 0.022812 | EIA Prime Mover-level Data | NEI avg EF - PM, fuel type
2018 | WA | Diablo | 6432 | 31 | HY | OP | NA | WAT |  | 2810893 |  |  | EIA Prime Mover-level Data
2018 | WA | Diablo | 6432 | 32 | HY | OP | NA | WAT |  | 2810893 |  |  | EIA Prime Mover-level Data
2018 | WA | Diablo | 6432 | 35 | HY | OP | NA | WAT |  | 37479 |  |  | EIA Prime Mover-level Data
2018 | WA | Diablo | 6432 | 36 | HY | OP | NA | WAT |  | 37479 |  |  | EIA Prime Mover-level Data
2018 | WA | Diesel Generator Farm | 8021 | E-1 | IC | RE | NA | DFO
2018 | WA | Diesel Generator Farm | 8021 | E-10 | IC | RE | NA | DFO
2018 | WA | Diesel Generator Farm | 8021 | E-11 | IC | RE | NA | DFO
2018 | WA | Diesel Generator Farm | 8021 | E-12 | IC | RE | NA | DFO
2018 | WA | Diesel Generator Farm | 8021 | E-13 | IC | RE | NA | DFO
2018 | WA | Diesel Generator Farm | 8021 | E-14 | IC | RE | NA | DFO
2018 | WA | Diesel Generator Farm | 8021 | E-15 | IC | RE | NA | DFO
2018 | WA | Diesel Generator Farm | 8021 | E-16 | IC | RE | NA | DFO
2018 | WA | Diesel Generator Farm | 8021 | E-17 | IC | RE | NA | DFO
2018 | WA | Diesel Generator Farm | 8021 | E-18 | IC | RE | NA | DFO
2018 | WA | Diesel Generator Farm | 8021 | E-19 | IC | RE | NA | DFO
2018 | WA | Diesel Generator Farm | 8021 | E-2 | IC | RE | NA | DFO
2018 | WA | Diesel Generator Farm | 8021 | E-20 | IC | RE | NA | DFO
2018 | WA | Diesel Generator Farm | 8021 | E-21 | IC | RE | NA | DFO
2018 | WA | Diesel Generator Farm | 8021 | E-22 | IC | RE | NA | DFO
2018 | WA | Diesel Generator Farm | 8021 | E-23 | IC | RE | NA | DFO
2018 | WA | Diesel Generator Farm | 8021 | E-24 | IC | RE | NA | DFO
2018 | WA | Diesel Generator Farm | 8021 | E-25 | IC | RE | NA | DFO
2018 | WA | Diesel Generator Farm | 8021 | E-26 | IC | RE | NA | DFO
2018 | WA | Diesel Generator Farm | 8021 | E-3 | IC | RE | NA | DFO
2018 | WA | Diesel Generator Farm | 8021 | E-4 | IC | RE | NA | DFO
2018 | WA | Diesel Generator Farm | 8021 | E-5 | IC | RE | NA | DFO
2018 | WA | Diesel Generator Farm | 8021 | E-6 | IC | RE | NA | DFO
2018 | WA | Diesel Generator Farm | 8021 | E-7 | IC | RE | NA | DFO
2018 | WA | Diesel Generator Farm | 8021 | E-8 | IC | RE | NA | DFO
2018 | WA | Diesel Generator Farm | 8021 | E-9 | IC | RE | NA | DFO
2018 | WA | Drop 2 (WA) | 6507 | 1 | HY | OS | NA | WAT
2018 | WA | Drop 3 (WA) | 6508 | 1 | HY | OS | NA | WAT
2018 | WA | Drop 3 (WA) | 6508 | 2 | HY | OS | NA | WAT
2018 | WA | Electron | 3854 | 1 | HY | OP | NA | WAT |  | 277818 |  |  | EIA Prime Mover-level Data
2018 | WA | Electron | 3854 | 2 | HY | OP | NA | WAT |  | 277818 |  |  | EIA Prime Mover-level Data
2018 | WA | Electron | 3854 | 3 | HY | OP | NA | WAT |  | 277818 |  |  | EIA Prime Mover-level Data
2018 | WA | Electron | 3854 | 4 | HY | OP | NA | WAT |  | 408555 |  |  | EIA Prime Mover-level Data
2018 | WA | Eltopia Branch Canal 4.6 | 56696 | 1 | HY | OP | NA | WAT |  | 72407 |  |  | EIA Prime Mover-level Data
2018 | WA | Elwha Hydroelectric Project | 54051 | GEN1 | HY | RE | NA | WAT
2018 | WA | Elwha Hydroelectric Project | 54051 | GEN2 | HY | RE | NA | WAT
2018 | WA | Elwha Hydroelectric Project | 54051 | GEN3 | HY | RE | NA | WAT
2018 | WA | Elwha Hydroelectric Project | 54051 | GEN4 | HY | RE | NA | WAT
2018 | WA | Encogen Generating Station | 7870 | CT1 | CT | OP | CC | NG | 1,553.0 | 575383 | 2.3 | 0.0079947 | EPA/CAMD | EPA/NEI | 1993
2018 | WA | Encogen Generating Station | 7870 | CT2 | CT | OP | CC | NG | 1,568.0 | 608155 | 1.9 | 0.0062484 | EPA/CAMD | EPA/NEI | 1993
2018 | WA | Encogen Generating Station | 7870 | CT3 | CT | OP | CC | NG | 1,553.0 | 603718 | 2 | 0.0066256 | EPA/CAMD | EPA/NEI | 1993
2018 | WA | Everett Cogen | 7627 | 1 | ST | RE | NA | WDS
2018 | WA | Ferndale Generating Station | 54537 | CT-1A | CT | OP | CC | NG | 3,079.0 | 2748525 | 9.9 | 0.0072039 | EPA/CAMD | EPA/NEI | 1994
2018 | WA | Ferndale Generating Station | 54537 | CT-1B | CT | OP | CC | NG | 3,104.0 | 2848613 | 9.83 | 0.0069016 | EPA/CAMD | EPA/NEI | 1994
2018 | WA | FPL Energy Vansycle LLC (WA) | 55560 | V-47 | WT | OP | NA | WND |  | 3501266 |  |  | EIA Prime Mover-level Data
2018 | WA | Frederickson | 99 | 1 | GT | OP | NA | NG |  | 427055 | 1.1709 | 0.0054834 | EIA Prime Mover-level Data | NEI avg EF - PM, fuel type, firing type
2018 | WA | Frederickson | 99 | 2 | GT | OP | NA | NG |  | 427055 | 1.1709 | 0.0054834 | EIA Prime Mover-level Data | NEI avg EF - PM, fuel type, firing type
2018 | WA | Frederickson Power LP | 55818 | F1CT | CT | OP | CC | NG | 2,818.0 | 5004577 | 24.3 | 0.0097111 | EPA/CAMD | EPA/NEI | 2002
2018 | WA | Fredonia Generating Station | 607 | CT3 | GT | OP | CT | NG | 128.0 | 47284 | 0.38 | 0.016073 | EPA/CAMD | EPA/NEI | 2001
2018 | WA | Fredonia Generating Station | 607 | CT4 | GT | OP | CT | NG | 149.0 | 49627 | 0.18 | 0.0072541 | EPA/CAMD | EPA/NEI | 2001
2018 | WA | Fumaria Solar Project | 62070 | FUMAR | PV | T | NA | SUN
2018 | WA | Glacier Battery Storage | 60444 | GLA | BA | OP | NA | MWH |  | 0 |  |  | EIA Prime Mover-level Data
2018 | WA | Glines Hydroelectric Project | 54050 | GEN1 | HY | RE | NA | WAT
2018 | WA | Goldendale Generating Station | 55482 | CT-1 | CT | OP | CC | NG | 4,543.0 | 7888106 | 4.72 | 0.0011967 | EPA/CAMD | EPA/NEI | 2004
2018 | WA | Goodnoe Hills | 56666 | 1 | WT | OP | NA | WND |  | 2101819 |  |  | EIA Prime Mover-level Data
2018 | WA | Gorge | 6431 | 21 | HY | OP | NA | WAT |  | 1531273 |  |  | EIA Prime Mover-level Data
2018 | WA | Gorge | 6431 | 22 | HY | OP | NA | WAT |  | 1531273 |  |  | EIA Prime Mover-level Data
2018 | WA | Gorge | 6431 | 23 | HY | OP | NA | WAT |  | 1531273 |  |  | EIA Prime Mover-level Data
2018 | WA | Gorge | 6431 | 24 | HY | OP | NA | WAT |  | 4032074 |  |  | EIA Prime Mover-level Data
2018 | WA | Grand Coulee | 6163 | 1 | HY | OP | NA | WAT |  | 3687617 |  |  | EIA Prime Mover-level Data
2018 | WA | Grand Coulee | 6163 | 2 | HY | OP | NA | WAT |  | 3687617 |  |  | EIA Prime Mover-level Data
2018 | WA | Grand Coulee | 6163 | 3 | HY | OP | NA | WAT |  | 3687617 |  |  | EIA Prime Mover-level Data
2018 | WA | Grand Coulee | 6163 | 4 | HY | OP | NA | WAT |  | 3687617 |  |  | EIA Prime Mover-level Data
2018 | WA | Grand Coulee | 6163 | 5 | HY | OP | NA | WAT |  | 3687617 |  |  | EIA Prime Mover-level Data
2018 | WA | Grand Coulee | 6163 | 6 | HY | OP | NA | WAT |  | 3687617 |  |  | EIA Prime Mover-level Data
2018 | WA | Grand Coulee | 6163 | 7 | HY | OP | NA | WAT |  | 3687617 |  |  | EIA Prime Mover-level Data
2018 | WA | Grand Coulee | 6163 | 8 | HY | OP | NA | WAT |  | 3687617 |  |  | EIA Prime Mover-level Data
2018 | WA | Grand Coulee | 6163 | 9 | HY | OP | NA | WAT |  | 3687617 |  |  | EIA Prime Mover-level Data
2018 | WA | Grand Coulee | 6163 | 10 | HY | OP | NA | WAT |  | 3687617 |  |  | EIA Prime Mover-level Data
2018 | WA | Grand Coulee | 6163 | 11 | HY | OP | NA | WAT |  | 3687617 |  |  | EIA Prime Mover-level Data
2018 | WA | Grand Coulee | 6163 | 12 | HY | OP | NA | WAT |  | 3687617 |  |  | EIA Prime Mover-level Data
2018 | WA | Grand Coulee | 6163 | 13 | HY | OP | NA | WAT |  | 3687617 |  |  | EIA Prime Mover-level Data
2018 | WA | Grand Coulee | 6163 | 14 | HY | OP | NA | WAT |  | 3687617 |  |  | EIA Prime Mover-level Data
2018 | WA | Grand Coulee | 6163 | 15 | HY | OP | NA | WAT |  | 3687617 |  |  | EIA Prime Mover-level Data
2018 | WA | Grand Coulee | 6163 | 16 | HY | OP | NA | WAT |  | 3687617 |  |  | EIA Prime Mover-level Data
2018 | WA | Grand Coulee | 6163 | 17 | HY | OP | NA | WAT |  | 3687617 |  |  | EIA Prime Mover-level Data
2018 | WA | Grand Coulee | 6163 | 18 | HY | OP | NA | WAT |  | 3687617 |  |  | EIA Prime Mover-level Data
2018 | WA | Grand Coulee | 6163 | 19 | HY | OP | NA | WAT |  | 17700564 |  |  | EIA Prime Mover-level Data
2018 | WA | Grand Coulee | 6163 | 20 | HY | OP | NA | WAT |  | 17700564 |  |  | EIA Prime Mover-level Data
2018 | WA | Grand Coulee | 6163 | 21 | HY | OP | NA | WAT |  | 17700564 |  |  | EIA Prime Mover-level Data
2018 | WA | Grand Coulee | 6163 | 22 | HY | OP | NA | WAT |  | 23748257 |  |  | EIA Prime Mover-level Data
2018 | WA | Grand Coulee | 6163 | 23 | HY | OP | NA | WAT |  | 23748257 |  |  | EIA Prime Mover-level Data
2018 | WA | Grand Coulee | 6163 | 24 | HY | OP | NA | WAT |  | 23748257 |  |  | EIA Prime Mover-level Data
2018 | WA | Grand Coulee | 6163 | LS1 | HY | OP | NA | WAT |  | 295009 |  |  | EIA Prime Mover-level Data
2018 | WA | Grand Coulee | 6163 | LS2 | HY | OP | NA | WAT |  | 295009 |  |  | EIA Prime Mover-level Data
2018 | WA | Grand Coulee | 6163 | LS3 | HY | OP | NA | WAT |  | 295009 |  |  | EIA Prime Mover-level Data
2018 | WA | Grand Coulee | 6163 | PG10 | PS | OP | NA | WAT |  | 0 |  |  | EIA Prime Mover-level Data
2018 | WA | Grand Coulee | 6163 | PG11 | PS | OP | NA | WAT |  | 0 |  |  | EIA Prime Mover-level Data
2018 | WA | Grand Coulee | 6163 | PG12 | PS | OP | NA | WAT |  | 0 |  |  | EIA Prime Mover-level Data
2018 | WA | Grand Coulee | 6163 | PG7 | PS | OP | NA | WAT |  | 0 |  |  | EIA Prime Mover-level Data
2018 | WA | Grand Coulee | 6163 | PG8 | PS | OP | NA | WAT |  | 0 |  |  | EIA Prime Mover-level Data
2018 | WA | Grand Coulee | 6163 | PG9 | PS | OP | NA | WAT |  | 0 |  |  | EIA Prime Mover-level Data
2018 | WA | Grays Harbor Energy Center | 7999 | 1 | CT | OP | CC | NG | 4,811.0 | 9027337 | 10.8 | 0.0023927 | EPA/CAMD | EPA/NEI | 2008
2018 | WA | Grays Harbor Energy Center | 7999 | 2 | CT | OP | CC | NG | 4,840.0 | 9047558 | 9 | 0.0019895 | EPA/CAMD | EPA/NEI | 2008
2018 | WA | Grimes Way | 56016 | 1 | IC | SB | NA | NG |  | 1252 | 0.00026417 | 0.000422 | EIA Prime Mover-level Data | Estimated using an emission factor
2018 | WA | Grimes Way | 56016 | 2 | IC | SB | NA | NG |  | 1252 | 0.00026417 | 0.000422 | EIA Prime Mover-level Data | Estimated using an emission factor
2018 | WA | Grimes Way | 56016 | 3 | IC | SB | NA | DFO |  | 2049 | 0.31759 | 0.31 | EIA Prime Mover-level Data | Estimated using an emission factor
2018 | WA | H M Jackson | 7588 | 1 | HY | OP | NA | WAT |  | 1780136 |  |  | EIA Prime Mover-level Data
2018 | WA | H M Jackson | 7588 | 2 | HY | OP | NA | WAT |  | 1780136 |  |  | EIA Prime Mover-level Data
2018 | WA | H M Jackson | 7588 | 3 | HY | OP | NA | WAT |  | 314803 |  |  | EIA Prime Mover-level Data
2018 | WA | H M Jackson | 7588 | 4 | HY | OP | NA | WAT |  | 314803 |  |  | EIA Prime Mover-level Data
2018 | WA | Hancock Creek Hydroelectric Project | 60517 | HY1 | HY | OP | NA | WAT |  | 118971 |  |  | EIA Prime Mover-level Data
2018 | WA | Harvest Wind Project | 57152 | HWP1 | WT | OP | NA | WND |  | 2309061 |  |  | EIA Prime Mover-level Data
2018 | WA | Hopkins Ridge Wind | 56255 | 1 | WT | OP | NA | WND |  | 3554825 |  |  | EIA Prime Mover-level Data
2018 | WA | Hopkins Ridge Wind | 56255 | 2 | WT | OP | NA | WND |  | 171317 |  |  | EIA Prime Mover-level Data
2018 | WA | Ice Harbor | 3925 | 1 | HY | OP | NA | WAT |  | 2328427 |  |  | EIA Prime Mover-level Data
2018 | WA | Ice Harbor | 3925 | 2 | HY | OA | NA | WAT |  | 2328427 |  |  | EIA Prime Mover-level Data
2018 | WA | Ice Harbor | 3925 | 3 | HY | OP | NA | WAT |  | 2328427 |  |  | EIA Prime Mover-level Data
2018 | WA | Ice Harbor | 3925 | 4 | HY | OA | NA | WAT |  | 2871727 |  |  | EIA Prime Mover-level Data
2018 | WA | Ice Harbor | 3925 | 5 | HY | OP | NA | WAT |  | 2871727 |  |  | EIA Prime Mover-level Data
2018 | WA | Ice Harbor | 3925 | 6 | HY | OP | NA | WAT |  | 2871727 |  |  | EIA Prime Mover-level Data
2018 | WA | Juniper Canyon I Wind Project | 57320 | 1 | WT | OP | NA | WND |  | 3055094 |  |  | EIA Prime Mover-level Data
2018 | WA | Kettle Falls Generating Station | 550 | 1 | ST | OP | NA | WDS |  | 4912421 | 56.0316 | 0.022812 | EIA Unit-level Data | NEI avg EF - PM, fuel type
2018 | WA | Kettle Falls Generating Station | 550 | 2 | GT | OP | NA | NG |  | 96261 | 0.26392 | 0.0054834 | EIA Prime Mover-level Data | NEI avg EF - PM, fuel type, firing type
2018 | WA | Koma Kulshan Associates | 54267 | GEN1 | HY | OP | NA | WAT |  | 386704 |  |  | EIA Prime Mover-level Data
2018 | WA | LaGrande | 3916 | 1 | HY | OP | NA | WAT |  | 283512 |  |  | EIA Prime Mover-level Data
2018 | WA | LaGrande | 3916 | 2 | HY | OP | NA | WAT |  | 283512 |  |  | EIA Prime Mover-level Data
2018 | WA | LaGrande | 3916 | 3 | HY | OP | NA | WAT |  | 283512 |  |  | EIA Prime Mover-level Data
2018 | WA | LaGrande | 3916 | 4 | HY | OP | NA | WAT |  | 283512 |  |  | EIA Prime Mover-level Data
2018 | WA | LaGrande | 3916 | 5 | HY | OP | NA | WAT |  | 1890081 |  |  | EIA Prime Mover-level Data
2018 | WA | Lilliwaup Falls Generating | 50700 | 4735 | HY | OP | NA | WAT |  | 6695 |  |  | EIA Prime Mover-level Data
2018 | WA | Lilliwaup Falls Generating | 50700 | 4736 | HY | OP | NA | WAT |  | 6695 |  |  | EIA Prime Mover-level Data
2018 | WA | Lilliwaup Falls Generating | 50700 | 4737 | HY | OP | NA | WAT |  | 6695 |  |  | EIA Prime Mover-level Data
2018 | WA | Lilliwaup Falls Generating | 50700 | 4738 | HY | OP | NA | WAT |  | 6695 |  |  | EIA Prime Mover-level Data
2018 | WA | Lilliwaup Falls Generating | 50700 | 4739 | HY | OP | NA | WAT |  | 6695 |  |  | EIA Prime Mover-level Data
2018 | WA | Lilliwaup Falls Generating | 50700 | 4740 | HY | OP | NA | WAT |  | 6695 |  |  | EIA Prime Mover-level Data
2018 | WA | Lilliwaup Falls Generating | 50700 | 4741 | HY | OP | NA | WAT |  | 6695 |  |  | EIA Prime Mover-level Data
2018 | WA | Linden Wind Energy Project | 57635 | LW1 | WT | OP | NA | WND |  | 1272464 |  |  | EIA Prime Mover-level Data
2018 | WA | Little Falls (WA) | 3866 | 1 | HY | OP | NA | WAT |  | 348838 |  |  | EIA Prime Mover-level Data
2018 | WA | Little Falls (WA) | 3866 | 2 | HY | OP | NA | WAT |  | 348838 |  |  | EIA Prime Mover-level Data
2018 | WA | Little Falls (WA) | 3866 | 3 | HY | OP | NA | WAT |  | 470931 |  |  | EIA Prime Mover-level Data
2018 | WA | Little Falls (WA) | 3866 | 4 | HY | OA | NA | WAT |  | 348838 |  |  | EIA Prime Mover-level Data
2018 | WA | Little Goose | 3926 | 1 | HY | OA | NA | WAT |  | 3726419 |  |  | EIA Prime Mover-level Data
2018 | WA | Little Goose | 3926 | 2 | HY | OA | NA | WAT |  | 3726419 |  |  | EIA Prime Mover-level Data
2018 | WA | Little Goose | 3926 | 3 | HY | OP | NA | WAT |  | 3726419 |  |  | EIA Prime Mover-level Data
2018 | WA | Little Goose | 3926 | 4 | HY | OP | NA | WAT |  | 3726419 |  |  | EIA Prime Mover-level Data
2018 | WA | Little Goose | 3926 | 5 | HY | OS | NA | WAT |  | 3726419 |  |  | EIA Prime Mover-level Data
2018 | WA | Little Goose | 3926 | 6 | HY | OP | NA | WAT |  | 3726419 |  |  | EIA Prime Mover-level Data
2018 | WA | Long Lake | 3867 | 1 | HY | OP | NA | WAT |  | 1151351 |  |  | EIA Prime Mover-level Data
2018 | WA | Long Lake | 3867 | 2 | HY | OP | NA | WAT |  | 1151351 |  |  | EIA Prime Mover-level Data
2018 | WA | Long Lake | 3867 | 3 | HY | OP | NA | WAT |  | 1151351 |  |  | EIA Prime Mover-level Data
2018 | WA | Long Lake | 3867 | 4 | HY | OP | NA | WAT |  | 1151351 |  |  | EIA Prime Mover-level Data
2018 | WA | Longview Fibre | 54562 | 8 | GT | RE | NA | NG
2018 | WA | Longview Fibre | 54562 | PB12 | ST | RE | NA | WDS |  | 0 | 0 |  | EIA Unit-level Data | NEI avg EF - PM, fuel type
2018 | WA | Longview Fibre | 54562 | PB13 | ST | RE | NA | WDS |  | 0 | 0 |  | EIA Unit-level Data | NEI avg EF - PM, fuel type
2018 | WA | Longview Fibre | 54562 | PB16 | ST | RE | NA | WDS |  | 0 | 0 |  | EIA Unit-level Data | NEI avg EF - PM, fuel type
2018 | WA | Longview Fibre | 54562 | PB20 | ST | OP | NA | WDS |  | 4592169 | 52.3787 | 0.022812 | EIA Unit-level Data | NEI avg EF - PM, fuel type
2018 | WA | Longview Fibre | 54562 | RF15 | ST | RE | NA | WDS |  | 0 | 0 |  | EIA Unit-level Data | NEI avg EF - PM, fuel type
2018 | WA | Longview Fibre | 54562 | RF18 | ST | RE | NA | WDS |  | 0 | 0 |  | EIA Unit-level Data | NEI avg EF - PM, fuel type
2018 | WA | Longview Fibre | 54562 | RF19 | ST | OP | NA | BLQ |  | 6005314 | 0.93383 | 0.000311 | EIA Unit-level Data | Estimated using an emission factor
2018 | WA | Longview Fibre | 54562 | RF22 | ST | OP | NA | BLQ |  | 6629574 | 1.0309 | 0.000311 | EIA Unit-level Data | Estimated using an emission factor
2018 | WA | Lower Baker | 3855 | 3 | HY | OP | NA | WAT |  | 2552481 |  |  | EIA Prime Mover-level Data
2018 | WA | Lower Baker | 3855 | 4 | HY | OP | NA | WAT |  | 960339 |  |  | EIA Prime Mover-level Data
2018 | WA | Lower Granite | 6175 | 1 | HY | OA | NA | WAT |  | 3748506 |  |  | EIA Prime Mover-level Data
2018 | WA | Lower Granite | 6175 | 2 | HY | OP | NA | WAT |  | 3748506 |  |  | EIA Prime Mover-level Data
2018 | WA | Lower Granite | 6175 | 3 | HY | OP | NA | WAT |  | 3748506 |  |  | EIA Prime Mover-level Data
2018 | WA | Lower Granite | 6175 | 4 | HY | OP | NA | WAT |  | 3748506 |  |  | EIA Prime Mover-level Data
2018 | WA | Lower Granite | 6175 | 5 | HY | OP | NA | WAT |  | 3748506 |  |  | EIA Prime Mover-level Data
2018 | WA | Lower Granite | 6175 | 6 | HY | OP | NA | WAT |  | 3748506 |  |  | EIA Prime Mover-level Data
2018 | WA | Lower Monumental | 3927 | 1 | HY | OA | NA | WAT |  | 3622001 |  |  | EIA Prime Mover-level Data
2018 | WA | Lower Monumental | 3927 | 2 | HY | OP | NA | WAT |  | 3622001 |  |  | EIA Prime Mover-level Data
2018 | WA | Lower Monumental | 3927 | 3 | HY | OP | NA | WAT |  | 3622001 |  |  | EIA Prime Mover-level Data
2018 | WA | Lower Monumental | 3927 | 4 | HY | OA | NA | WAT |  | 3622001 |  |  | EIA Prime Mover-level Data
2018 | WA | Lower Monumental | 3927 | 5 | HY | OP | NA | WAT |  | 3622001 |  |  | EIA Prime Mover-level Data
2018 | WA | Lower Monumental | 3927 | 6 | HY | OP | NA | WAT |  | 3622001 |  |  | EIA Prime Mover-level Data
2018 | WA | Lower Snake River Wind Energy Project | 57195 | LSR 1 | WT | OP | NA | WND |  | 7596186 |  |  | EIA Prime Mover-level Data
2018 | WA | LRI LFGTE Facility | 58688 | A | IC | OP | NA | LFG |  | 122191 | 0.8981 | 0.0147 | EIA Prime Mover-level Data | Estimated using an emission factor
2018 | WA | LRI LFGTE Facility | 58688 | B | IC | OP | NA | LFG |  | 122191 | 0.8981 | 0.0147 | EIA Prime Mover-level Data | Estimated using an emission factor
2018 | WA | LRI LFGTE Facility | 58688 | C | IC | OP | NA | LFG |  | 122191 | 0.8981 | 0.0147 | EIA Prime Mover-level Data | Estimated using an emission factor
2018 | WA | Lund Hill | 61045 | WT1 | WT | U | NA | WND
2018 | WA | Main Canal Headworks | 56698 | 1 | HY | OP | NA | WAT |  | 900266 |  |  | EIA Prime Mover-level Data
2018 | WA | March Point Cogeneration | 54268 | GTG1 | GT | OP | NA | NG |  | 3743888 | 10.2646 | 0.0054834 | EIA Prime Mover-level Data | NEI avg EF - PM, fuel type, firing type
2018 | WA | March Point Cogeneration | 54268 | GTG2 | GT | OP | NA | NG |  | 3743888 | 10.2646 | 0.0054834 | EIA Prime Mover-level Data | NEI avg EF - PM, fuel type, firing type
2018 | WA | March Point Cogeneration | 54268 | GTG3 | GT | OP | NA | NG |  | 3743888 | 10.2646 | 0.0054834 | EIA Prime Mover-level Data | NEI avg EF - PM, fuel type, firing type
2018 | WA | March Point Cogeneration | 54268 | STG1 | CA | RE | NA | NG
2018 | WA | Marengo Wind Plant | 56466 | 1 | WT | OP | NA | WND |  | 3044573 |  |  | EIA Prime Mover-level Data
2018 | WA | Marengo Wind Plant | 56466 | 2 | WT | OP | NA | WND |  | 1522286 |  |  | EIA Prime Mover-level Data
2018 | WA | Mayfield | 3917 | 41 | HY | OP | NA | WAT |  | 1472500 |  |  | EIA Prime Mover-level Data
2018 | WA | Mayfield | 3917 | 42 | HY | OP | NA | WAT |  | 1472500 |  |  | EIA Prime Mover-level Data
2018 | WA | Mayfield | 3917 | 43 | HY | OP | NA | WAT |  | 1472500 |  |  | EIA Prime Mover-level Data
2018 | WA | Mayfield | 3917 | 44 | HY | OP | NA | WAT |  | 1472500 |  |  | EIA Prime Mover-level Data
2018 | WA | McKinley Paper Co. - Washington Mill | 58352 | B-11 | ST | OA | NA | WDS |  | 0 | 0 |  | EIA Unit-level Data | NEI avg EF - PM, fuel type
2018 | WA | McNary Dam Fish Attraction Project | 7511 | 1 | HY | OP | NA | WAT |  | 625748 |  |  | EIA Prime Mover-level Data
2018 | WA | Merwin | 3847 | 1 | HY | OP | NA | WAT |  | 1359028 |  |  | EIA Prime Mover-level Data
2018 | WA | Merwin | 3847 | 2 | HY | OP | NA | WAT |  | 1359028 |  |  | EIA Prime Mover-level Data
2018 | WA | Merwin | 3847 | 3 | HY | OP | NA | WAT |  | 1359028 |  |  | EIA Prime Mover-level Data
2018 | WA | Merwin | 3847 | House | HY | OP | NA | WAT |  | 30201 |  |  | EIA Prime Mover-level Data
2018 | WA | MESA 1 | 60016 | A | BA | OP | NA | MWH |  | 0 |  |  | EIA Prime Mover-level Data
2018 | WA | MESA 1 | 60016 | B | BA | OP | NA | MWH |  | 0 |  |  | EIA Prime Mover-level Data
2018 | WA | MESA 2 | 60021 | MESA2 | BA | OA | NA | MWH |  | 0 |  |  | EIA Prime Mover-level Data
2018 | WA | Meyers Falls | 3868 | UN1 | HY | OP | NA | WAT |  | 52376 |  |  | EIA Prime Mover-level Data
2018 | WA | Meyers Falls | 3868 | UN2 | HY | OP | NA | WAT |  | 17459 |  |  | EIA Prime Mover-level Data
2018 | WA | Meyers Falls | 3868 | UNA | HY | OP | NA | WAT |  | 11639 |  |  | EIA Prime Mover-level Data
2018 | WA | Meyers Falls | 3868 | UNB | HY | OP | NA | WAT |  | 11639 |  |  | EIA Prime Mover-level Data
2018 | WA | Mint Farm Generating Station | 55700 | CTG1 | CT | OP | CC | NG | 5,343.0 | 10152646 | 14.49 | 0.0028544 | EPA/CAMD | EPA/NEI | 2008
2018 | WA | Monroe Street | 9095 | 6 | HY | OP | NA | WAT |  | 738859 |  |  | EIA Prime Mover-level Data
2018 | WA | Mossyrock | 3918 | 51 | HY | OP | NA | WAT |  | 4138538 |  |  | EIA Prime Mover-level Data
2018 | WA | Mossyrock | 3918 | 52 | HY | OP | NA | WAT |  | 4138538 |  |  | EIA Prime Mover-level Data
2018 | WA | Newhalem | 9842 | 20 | HY | OP | NA | WAT |  | 15473 |  |  | EIA Prime Mover-level Data
2018 | WA | Nine Canyon | 7936 | 1 | WT | OP | NA | WND |  | 2168270 |  |  | EIA Prime Mover-level Data
2018 | WA | Nine Mile | 3869 | 1 | HY | OP | NA | WAT |  | 305819 |  |  | EIA Prime Mover-level Data
2018 | WA | Nine Mile | 3869 | 2 | HY | OP | NA | WAT |  | 305819 |  |  | EIA Prime Mover-level Data
2018 | WA | Nine Mile | 3869 | 3N | HY | OP | NA | WAT |  | 347522 |  |  | EIA Prime Mover-level Data
2018 | WA | Nine Mile | 3869 | 4N | HY | OP | NA | WAT |  | 347522 |  |  | EIA Prime Mover-level Data
2018 | WA | Nippon Dynawave Packaging Longview WA | 50187 | 10B | ST | OP | NA | BLQ |  | 10127811 | 0.15749 | 3.11e-05 | EIA Unit-level Data | Estimated using an emission factor
2018 | WA | Nippon Dynawave Packaging Longview WA | 50187 | 11B | ST | OP | NA | WDS |  | 4726813 | 53.9145 | 0.022812 | EIA Unit-level Data | NEI avg EF - PM, fuel type
2018 | WA | Nippon Dynawave Packaging Longview WA | 50187 | PB | ST | OP | NA | NG |  | 1903014 | 7.6619 | 0.0080524 | EIA Unit-level Data | NEI avg EF - PM, fuel type
2018 | WA | Nooksack Hydro | 58696 | GEN1 | HY | OP | NA | WAT |  | 202876 |  |  | EIA Prime Mover-level Data
2018 | WA | Northeast (WA) | 6210 | 1 | GT | OP | NA | NG |  | 18566 | 0.050902 | 0.0054834 | EIA Prime Mover-level Data | NEI avg EF - PM, fuel type, firing type
2018 | WA | Orchard Avenue 1 | 50421 | 201 | HY | OP | NA | WAT |  | 14069 |  |  | EIA Prime Mover-level Data
2018 | WA | Orchard Avenue 1 | 50421 | 301 | HY | OP | NA | WAT |  | 14069 |  |  | EIA Prime Mover-level Data
2018 | WA | Packwood | 3929 | 1 | HY | OP | NA | WAT |  | 798027 |  |  | EIA Prime Mover-level Data
2018 | WA | Palouse | 57530 | 1 | WT | OP | NA | WND |  | 2983155 |  |  | EIA Prime Mover-level Data
2018 | WA | PEC Headworks | 7113 | 1 | HY | OP | NA | WAT |  | 178569 |  |  | EIA Prime Mover-level Data
2018 | WA | Penstemon Solar Project | 62069 | PENST | PV | T | NA | SUN
2018 | WA | Port Townsend Paper | 50544 | 10PB | ST | OP | NA | WDS |  | 1930541 | 22.0199 | 0.022812 | EIA Unit-level Data | NEI avg EF - PM, fuel type
2018 | WA | Port Townsend Paper | 50544 | 1RB | ST | OP | NA | BLQ |  | 3773805 | 58.6827 | 0.0311 | EIA Unit-level Data | Estimated using an emission factor
2018 | WA | Port Townsend Paper | 50544 | HDRO | HY | OS | NA | WAT
2018 | WA | Port Townsend Paper | 50544 | PKB | ST | OP | NA | NG |  | 271536 | 1.0933 | 0.0080524 | EIA Unit-level Data | NEI avg EF - PM, fuel type
2018 | WA | Potholes East Canal 66.0 | 56697 | 1 | HY | OP | NA | WAT |  | 37575 |  |  | EIA Prime Mover-level Data
2018 | WA | Priest Rapids | 3887 | 1 | HY | OP | NA | WAT |  | 4293935 |  |  | EIA Prime Mover-level Data
2018 | WA | Priest Rapids | 3887 | 2 | HY | OP | NA | WAT |  | 4420493 |  |  | EIA Prime Mover-level Data
2018 | WA | Priest Rapids | 3887 | 3 | HY | OP | NA | WAT |  | 4293935 |  |  | EIA Prime Mover-level Data
2018 | WA | Priest Rapids | 3887 | 4 | HY | OP | NA | WAT |  | 4293935 |  |  | EIA Prime Mover-level Data
2018 | WA | Priest Rapids | 3887 | 5 | HY | OP | NA | WAT |  | 4293935 |  |  | EIA Prime Mover-level Data
2018 | WA | Priest Rapids | 3887 | 6 | HY | OP | NA | WAT |  | 4293935 |  |  | EIA Prime Mover-level Data
2018 | WA | Priest Rapids | 3887 | 7 | HY | OP | NA | WAT |  | 4293935 |  |  | EIA Prime Mover-level Data
2018 | WA | Priest Rapids | 3887 | 8 | HY | OP | NA | WAT |  | 4293935 |  |  | EIA Prime Mover-level Data
2018 | WA | Priest Rapids | 3887 | 9 | HY | OP | NA | WAT |  | 4420493 |  |  | EIA Prime Mover-level Data
2018 | WA | Priest Rapids | 3887 | 10 | HY | OP | NA | WAT |  | 4293935 |  |  | EIA Prime Mover-level Data
2018 | WA | Quincy Chute | 917 | 1 | HY | OP | NA | WAT |  | 285563 |  |  | EIA Prime Mover-level Data
2018 | WA | Randolph Road | 7994 | 1 | IC | RE | NA | DFO
2018 | WA | Randolph Road | 7994 | 2 | IC | RE | NA | DFO
2018 | WA | Randolph Road | 7994 | 3 | IC | RE | NA | DFO
2018 | WA | Randolph Road | 7994 | 4 | IC | RE | NA | DFO
2018 | WA | Randolph Road | 7994 | 5 | IC | RE | NA | DFO
2018 | WA | Randolph Road | 7994 | 6 | IC | RE | NA | DFO
2018 | WA | Randolph Road | 7994 | 7 | IC | RE | NA | DFO
2018 | WA | Randolph Road | 7994 | 8 | IC | RE | NA | DFO
2018 | WA | Randolph Road | 7994 | 9 | IC | RE | NA | DFO
2018 | WA | Randolph Road | 7994 | 10 | IC | RE | NA | DFO
2018 | WA | Randolph Road | 7994 | 11 | IC | RE | NA | DFO
2018 | WA | Randolph Road | 7994 | 12 | IC | RE | NA | DFO
2018 | WA | Randolph Road | 7994 | 13 | IC | RE | NA | DFO
2018 | WA | Randolph Road | 7994 | 14 | IC | RE | NA | DFO
2018 | WA | Randolph Road | 7994 | 15 | IC | RE | NA | DFO
2018 | WA | Randolph Road | 7994 | 16 | IC | RE | NA | DFO
2018 | WA | Randolph Road | 7994 | 17 | IC | RE | NA | DFO
2018 | WA | Randolph Road | 7994 | 18 | IC | RE | NA | DFO
2018 | WA | Randolph Road | 7994 | 19 | IC | RE | NA | DFO
2018 | WA | Randolph Road | 7994 | 20 | IC | RE | NA | DFO
2018 | WA | Rattlesnake | 62936 | RAT | WT | L | NA | WND
2018 | WA | River Road | 7605 | 1 | CT | OP | CC | NG | 4,879.0 | 8787590 | 22.85 | 0.0052005 | EPA/CAMD | EPA/NEI | 1997
2018 | WA | Rock Island | 6200 | A | HY | OP | NA | WAT |  | 46105 |  |  | EIA Prime Mover-level Data
2018 | WA | Rock Island | 6200 | B-1 | HY | OS | NA | WAT |  | 795317 |  |  | EIA Prime Mover-level Data
2018 | WA | Rock Island | 6200 | B-10 | HY | OP | NA | WAT |  | 864475 |  |  | EIA Prime Mover-level Data
2018 | WA | Rock Island | 6200 | B-2 | HY | OS | NA | WAT |  | 795317 |  |  | EIA Prime Mover-level Data
2018 | WA | Rock Island | 6200 | B-3 | HY | OS | NA | WAT |  | 795317 |  |  | EIA Prime Mover-level Data
2018 | WA | Rock Island | 6200 | B-4 | HY | OA | NA | WAT |  | 795317 |  |  | EIA Prime Mover-level Data
2018 | WA | Rock Island | 6200 | B-5 | HY | OP | NA | WAT |  | 864475 |  |  | EIA Prime Mover-level Data
2018 | WA | Rock Island | 6200 | B-6 | HY | OP | NA | WAT |  | 864475 |  |  | EIA Prime Mover-level Data
2018 | WA | Rock Island | 6200 | B-7 | HY | OA | NA | WAT |  | 864475 |  |  | EIA Prime Mover-level Data
2018 | WA | Rock Island | 6200 | B-8 | HY | OP | NA | WAT |  | 864475 |  |  | EIA Prime Mover-level Data
2018 | WA | Rock Island | 6200 | B-9 | HY | OP | NA | WAT |  | 864475 |  |  | EIA Prime Mover-level Data
2018 | WA | Rock Island | 6200 | U-1 | HY | OP | NA | WAT |  | 1971002 |  |  | EIA Prime Mover-level Data
2018 | WA | Rock Island | 6200 | U-2 | HY | OP | NA | WAT |  | 1971002 |  |  | EIA Prime Mover-level Data
2018 | WA | Rock Island | 6200 | U-3 | HY | OP | NA | WAT |  | 1971002 |  |  | EIA Prime Mover-level Data
2018 | WA | Rock Island | 6200 | U-4 | HY | OP | NA | WAT |  | 1971002 |  |  | EIA Prime Mover-level Data
2018 | WA | Rock Island | 6200 | U-5 | HY | OP | NA | WAT |  | 1971002 |  |  | EIA Prime Mover-level Data
2018 | WA | Rock Island | 6200 | U-6 | HY | OP | NA | WAT |  | 1971002 |  |  | EIA Prime Mover-level Data
2018 | WA | Rock Island | 6200 | U-7 | HY | OP | NA | WAT |  | 1971002 |  |  | EIA Prime Mover-level Data
2018 | WA | Rock Island | 6200 | U-8 | HY | OP | NA | WAT |  | 1971002 |  |  | EIA Prime Mover-level Data
2018 | WA | Rocky Brook Hydroelectric | 50228 | GEN1 | HY | SB | NA | WAT |  | 4979 |  |  | EIA Prime Mover-level Data
2018 | WA | Rocky Reach | 3883 | C-1 | HY | OA | NA | WAT |  | 5029106 |  |  | EIA Prime Mover-level Data
2018 | WA | Rocky Reach | 3883 | C-10 | HY | OP | NA | WAT |  | 5532016 |  |  | EIA Prime Mover-level Data
2018 | WA | Rocky Reach | 3883 | C-11 | HY | OP | NA | WAT |  | 5532016 |  |  | EIA Prime Mover-level Data
2018 | WA | Rocky Reach | 3883 | C-2 | HY | OP | NA | WAT |  | 5029106 |  |  | EIA Prime Mover-level Data
2018 | WA | Rocky Reach | 3883 | C-3 | HY | OP | NA | WAT |  | 5029106 |  |  | EIA Prime Mover-level Data
2018 | WA | Rocky Reach | 3883 | C-4 | HY | OP | NA | WAT |  | 5029106 |  |  | EIA Prime Mover-level Data
2018 | WA | Rocky Reach | 3883 | C-5 | HY | OP | NA | WAT |  | 5029106 |  |  | EIA Prime Mover-level Data
2018 | WA | Rocky Reach | 3883 | C-6 | HY | OP | NA | WAT |  | 5029106 |  |  | EIA Prime Mover-level Data
2018 | WA | Rocky Reach | 3883 | C-7 | HY | OP | NA | WAT |  | 5029106 |  |  | EIA Prime Mover-level Data
2018 | WA | Rocky Reach | 3883 | C-8 | HY | OP | NA | WAT |  | 5532016 |  |  | EIA Prime Mover-level Data
2018 | WA | Rocky Reach | 3883 | C-9 | HY | OA | NA | WAT |  | 5532016 |  |  | EIA Prime Mover-level Data
2018 | WA | Roosevelt Biogas 1 | 7832 | 1 | IC | OP | NA | LFG
2018 | WA | Roosevelt Biogas 1 | 7832 | 2 | IC | OP | NA | LFG
2018 | WA | Roosevelt Biogas 1 | 7832 | 3 | IC | OP | NA | LFG
2018 | WA | Roosevelt Biogas 1 | 7832 | 4 | IC | OP | NA | LFG
2018 | WA | Roosevelt Biogas 1 | 7832 | 5 | IC | OP | NA | LFG
2018 | WA | Roosevelt Biogas 1 | 7832 | 6 | IC | IP | NA | LFG
2018 | WA | Roosevelt Biogas 1 | 7832 | 7 | CT |  | NA | LFG |  | 468271 | 5.0573 | 0.0216 | EIA Unit-level Data | Estimated using an emission factor
2018 | WA | Roosevelt Biogas 1 | 7832 | 8 | CT |  | NA | LFG |  | 468695 | 5.0619 | 0.0216 | EIA Unit-level Data | Estimated using an emission factor
2018 | WA | Roosevelt Biogas 1 | 7832 | 9 | CA | OP | NA | LFG |  | 0 | 0 |  | EIA Prime Mover-level Data | Estimated using an emission factor
2018 | WA | Ross | 6202 | 41 | HY | OP | NA | WAT |  | 1568675 |  |  | EIA Prime Mover-level Data
2018 | WA | Ross | 6202 | 42 | HY | OP | NA | WAT |  | 1568675 |  |  | EIA Prime Mover-level Data
2018 | WA | Ross | 6202 | 43 | HY | OP | NA | WAT |  | 1568675 |  |  | EIA Prime Mover-level Data
2018 | WA | Ross | 6202 | 44 | HY | OP | NA | WAT |  | 1568675 |  |  | EIA Prime Mover-level Data
2018 | WA | Roza | 6407 | 1 | HY | OP | NA | WAT |  | 659504 |  |  | EIA Prime Mover-level Data
2018 | WA | Russell D Smith | 56694 | 1 | HY | OP | NA | WAT |  | 118899 |  |  | EIA Prime Mover-level Data
2018 | WA | Saddle Mountain East Wind Farm | 62263 | GEN1 | WT | P | NA | WND
2018 | WA | Sagebrush Power Partners | 56858 | GEN1 | WT | OP | NA | WND |  | 2330259 |  |  | EIA Prime Mover-level Data
2018 | WA | SDS Lumber Gorge Energy Division | 50231 | 821 | ST | OP | NA | WDS |  | 317472 | 3.6211 | 0.022812 | EIA Unit-level Data | NEI avg EF - PM, fuel type
2018 | WA | SDS Lumber Gorge Energy Division | 50231 | TG1 | ST | RE | NA | WDS
2018 | WA | Sheep Creek Hydro | 50091 | TB1 | HY | OP | NA | WAT |  | 46089 |  |  | EIA Prime Mover-level Data
2018 | WA | Sheep Creek Hydro | 50091 | TB2 | HY | SB | NA | WAT |  | 10636 |  |  | EIA Prime Mover-level Data
2018 | WA | Sierra Pacific Aberdeen | 55882 | BLR1 | ST | OP | NA | WDS |  | 2418930 | 27.5906 | 0.022812 | EIA Unit-level Data | NEI avg EF - PM, fuel type
2018 | WA | Sierra Pacific Burlington Facility | 56406 | BLR1 | ST | OP | NA | WDS |  | 3093102 | 35.2802 | 0.022812 | EIA Unit-level Data | NEI avg EF - PM, fuel type
2018 | WA | Skookumchuck | 7259 | 1 | HY | OP | NA | WAT |  | 29907 |  |  | EIA Prime Mover-level Data
2018 | WA | Snoqualmie | 3860 | 1 | HY | OP | NA | WAT |  | 73001 |  |  | EIA Prime Mover-level Data
2018 | WA | Snoqualmie | 3860 | 2 | HY | OP | NA | WAT |  | 73001 |  |  | EIA Prime Mover-level Data
2018 | WA | Snoqualmie | 3860 | 3 | HY | OP | NA | WAT |  | 73001 |  |  | EIA Prime Mover-level Data
2018 | WA | Snoqualmie | 3860 | 4 | HY | OP | NA | WAT |  | 73001 |  |  | EIA Prime Mover-level Data
2018 | WA | Snoqualmie | 3860 | 5 | HY | RE | NA | WAT
2018 | WA | Snoqualmie | 3860 | 5A | HY | OP | NA | WAT |  | 330937 |  |  | EIA Prime Mover-level Data
2018 | WA | Snoqualmie 2 | 7867 | 6 | HY | RE | NA | WAT
2018 | WA | Snoqualmie 2 | 7867 | 7 | HY | OP | NA | WAT |  | 728065 |  |  | EIA Prime Mover-level Data
2018 | WA | Snoqualmie 2 | 7867 | 6A | HY | OP | NA | WAT |  | 431446 |  |  | EIA Prime Mover-level Data
2018 | WA | South Fork Tolt | 622 | 1 | HY | OP | NA | WAT |  | 531289 |  |  | EIA Prime Mover-level Data
2018 | WA | SPI - Everett | 56281 | GEN1 | ST | IP | NA | WDS
2018 | WA | Spokane Waste to Energy | 50886 | 1-1A | ST | OP | NA | MSW |  | 1313210 | 1.0243 | 0.00156 | EIA Unit-level Data | Estimated using an emission factor
2018 | WA | Spokane Waste to Energy | 50886 | 1-1B | ST | OP | NA | MSW |  | 1252454 | 0.97691 | 0.00156 | EIA Unit-level Data | Estimated using an emission factor
2018 | WA | Steam plant | 3920 | 1 | ST | RE | NA | WDS
2018 | WA | Steam plant | 3920 | 2 | ST | RE | NA | WDS
2018 | WA | Sullivan CR | 773 | 1 | HY | CN | NA | WAT
2018 | WA | Sullivan CR | 773 | 2 | HY | CN | NA | WAT
2018 | WA | Sumas Generating Station | 54476 | CT-1 | CT | OP | CC | NG | 2,668.0 | 2430425 | 6.7 | 0.0055134 | EPA/CAMD | EPA/NEI | 1993
2018 | WA | Summer Falls Power Plant | 56695 | 1 | HY | OP | NA | WAT |  | 1645098 |  |  | EIA Prime Mover-level Data
2018 | WA | Summer Falls Power Plant | 56695 | 2 | HY | OP | NA | WAT |  | 1645098 |  |  | EIA Prime Mover-level Data
2018 | WA | Swauk Wind LLC | 58441 | SW | WT | OP | NA | WND |  | 106746 |  |  | EIA Prime Mover-level Data
2018 | WA | Swift 1 | 3850 | HY11 | HY | OP | NA | WAT |  | 1657601 |  |  | EIA Prime Mover-level Data
2018 | WA | Swift 1 | 3850 | HY12 | HY | OP | NA | WAT |  | 1657601 |  |  | EIA Prime Mover-level Data
2018 | WA | Swift 1 | 3850 | HY13 | HY | OP | NA | WAT |  | 1657601 |  |  | EIA Prime Mover-level Data
2018 | WA | Swift 2 | 6265 | 21 | HY | OS | NA | WAT
2018 | WA | Swift 2 | 6265 | 22 | HY | OS | NA | WAT
2018 | WA | Tieton Dam Hydro Electric Project | 57496 | UNIT1 | HY | OP | NA | WAT |  | 220583 |  |  | EIA Prime Mover-level Data
2018 | WA | Tieton Dam Hydro Electric Project | 57496 | UNIT2 | HY | OP | NA | WAT |  | 220583 |  |  | EIA Prime Mover-level Data
2018 | WA | Tucannon River Wind Farm | 58571 | 1 | WT | OP | NA | WND |  | 7693003 |  |  | EIA Prime Mover-level Data
2018 | WA | Tuolumne Wind Project | 56702 | WPT1 | WT | OP | NA | WND |  | 3521445 |  |  | EIA Prime Mover-level Data
2018 | WA | Turner Energy Storage Project | 60675 | TES | BA | RE | NA | MWH |  | 0 |  |  | EIA Prime Mover-level Data
2018 | WA | Twin Falls Hydro | 50827 | UNI1 | HY | OP | NA | WAT |  | 357016 |  |  | EIA Prime Mover-level Data
2018 | WA | Twin Falls Hydro | 50827 | UNI2 | HY | OP | NA | WAT |  | 357016 |  |  | EIA Prime Mover-level Data
2018 | WA | Twin Reservoirs | 50382 | GEN1 | HY | OP | NA | WAT |  | 104546 |  |  | EIA Prime Mover-level Data
2018 | WA | Typha Solar Project | 62068 | TYPHA | PV | T | NA | SUN
2018 | WA | University of Washington Power Plant | 54809 | DG3 | IC | SB | NA | DFO |  | 241 | 0.037355 | 0.31 | EIA Prime Mover-level Data | Estimated using an emission factor
2018 | WA | University of Washington Power Plant | 54809 | DG4 | IC | SB | NA | DFO |  | 241 | 0.037355 | 0.31 | EIA Prime Mover-level Data | Estimated using an emission factor
2018 | WA | University of Washington Power Plant | 54809 | DG5 | IC | SB | NA | DFO |  | 241 | 0.037355 | 0.31 | EIA Prime Mover-level Data | Estimated using an emission factor
2018 | WA | University of Washington Power Plant | 54809 | DG6 | IC | SB | NA | DFO |  | 241 | 0.037355 | 0.31 | EIA Prime Mover-level Data | Estimated using an emission factor
2018 | WA | University of Washington Power Plant | 54809 | DG7 | IC | SB | NA | DFO |  | 241 | 0.037355 | 0.31 | EIA Prime Mover-level Data | Estimated using an emission factor
2018 | WA | University of Washington Power Plant | 54809 | TG2 | ST | OP | NA | NG |  | 1634854 | 6.5823 | 0.0080524 | EIA Prime Mover-level Data | NEI avg EF - PM, fuel type
2018 | WA | Upper Baker | 3861 | 1 | HY | OP | NA | WAT |  | 1521754 |  |  | EIA Prime Mover-level Data
2018 | WA | Upper Baker | 3861 | 2 | HY | OP | NA | WAT |  | 1521754 |  |  | EIA Prime Mover-level Data
2018 | WA | Upper Falls | 9096 | 1 | HY | OP | NA | WAT |  | 557665 |  |  | EIA Prime Mover-level Data
2018 | WA | Upriver Dam Hydro Plant | 50380 | GEN1 | HY | OP | NA | WAT |  | 53422 |  |  | EIA Prime Mover-level Data
2018 | WA | Upriver Dam Hydro Plant | 50380 | GEN2 | HY | OP | NA | WAT |  | 53422 |  |  | EIA Prime Mover-level Data
2018 | WA | Upriver Dam Hydro Plant | 50380 | GEN3 | HY | OP | NA | WAT |  | 53422 |  |  | EIA Prime Mover-level Data
2018 | WA | Upriver Dam Hydro Plant | 50380 | GEN4 | HY | OP | NA | WAT |  | 154924 |  |  | EIA Prime Mover-level Data
2018 | WA | Upriver Dam Hydro Plant | 50380 | GEN5 | HY | OP | NA | WAT |  | 154924 |  |  | EIA Prime Mover-level Data
2018 | WA | Urtica Solar Project | 62067 | URTIC | PV | T | NA | SUN
2018 | WA | Vantage Wind Energy LLC | 57188 | 1 | WT | OP | NA | WND |  | 2304656 |  |  | EIA Prime Mover-level Data
2018 | WA | Wanapum | 3888 | 1 | HY | RE | NA | WAT
2018 | WA | Wanapum | 3888 | 2 | HY | RE | NA | WAT
2018 | WA | Wanapum | 3888 | 3 | HY | RE | NA | WAT
2018 | WA | Wanapum | 3888 | 4 | HY | OP | NA | WAT |  | 4203598 |  |  | EIA Prime Mover-level Data
2018 | WA | Wanapum | 3888 | 5 | HY | RE | NA | WAT
2018 | WA | Wanapum | 3888 | 6 | HY | RE | NA | WAT
2018 | WA | Wanapum | 3888 | 7 | HY | RE | NA | WAT
2018 | WA | Wanapum | 3888 | 8 | HY | RE | NA | WAT
2018 | WA | Wanapum | 3888 | 9 | HY | RE | NA | WAT
2018 | WA | Wanapum | 3888 | 10 | HY | RE | NA | WAT
2018 | WA | Wanapum | 3888 | 10A | HY | OP | NA | WAT |  | 4940645 |  |  | EIA Prime Mover-level Data
2018 | WA | Wanapum | 3888 | 1A | HY | OP | NA | WAT |  | 4940645 |  |  | EIA Prime Mover-level Data
2018 | WA | Wanapum | 3888 | 2A | HY | OP | NA | WAT |  | 4940645 |  |  | EIA Prime Mover-level Data
2018 | WA | Wanapum | 3888 | 3A | HY | OP | NA | WAT |  | 4940645 |  |  | EIA Prime Mover-level Data
2018 | WA | Wanapum | 3888 | 4A | HY | P | NA | WAT
2018 | WA | Wanapum | 3888 | 5A | HY | OP | NA | WAT |  | 4940645 |  |  | EIA Prime Mover-level Data
2018 | WA | Wanapum | 3888 | 6A | HY | OP | NA | WAT |  | 4940645 |  |  | EIA Prime Mover-level Data
2018 | WA | Wanapum | 3888 | 7A | HY | OP | NA | WAT |  | 4940645 |  |  | EIA Prime Mover-level Data
2018 | WA | Wanapum | 3888 | 8A | HY | OP | NA | WAT |  | 4940645 |  |  | EIA Prime Mover-level Data
2018 | WA | Wanapum | 3888 | 9A | HY | OP | NA | WAT |  | 4940645 |  |  | EIA Prime Mover-level Data
2018 | WA | Washington State University | 50083 | GEN1 | ST | RE | NA | BIT
2018 | WA | Weeks Falls | 54387 | GEN1 | HY | OP | NA | WAT |  | 133058 |  |  | EIA Prime Mover-level Data
2018 | WA | Wells | 3886 | U-1 | HY | OP | NA | WAT |  | 4047424 |  |  | EIA Prime Mover-level Data
2018 | WA | Wells | 3886 | U-10 | HY | OP | NA | WAT |  | 4047424 |  |  | EIA Prime Mover-level Data
2018 | WA | Wells | 3886 | U-2 | HY | OS | NA | WAT |  | 4047424 |  |  | EIA Prime Mover-level Data
2018 | WA | Wells | 3886 | U-3 | HY | OP | NA | WAT |  | 4047424 |  |  | EIA Prime Mover-level Data
2018 | WA | Wells | 3886 | U-4 | HY | OP | NA | WAT |  | 4047424 |  |  | EIA Prime Mover-level Data
2018 | WA | Wells | 3886 | U-5 | HY | OP | NA | WAT |  | 4047424 |  |  | EIA Prime Mover-level Data
2018 | WA | Wells | 3886 | U-6 | HY | OP | NA | WAT |  | 4047424 |  |  | EIA Prime Mover-level Data
2018 | WA | Wells | 3886 | U-7 | HY | OP | NA | WAT |  | 4047424 |  |  | EIA Prime Mover-level Data
2018 | WA | Wells | 3886 | U-8 | HY | OP | NA | WAT |  | 4047424 |  |  | EIA Prime Mover-level Data
2018 | WA | Wells | 3886 | U-9 | HY | OP | NA | WAT |  | 4047424 |  |  | EIA Prime Mover-level Data
2018 | WA | West Point Treatment Plant | 50329 | 4 | IC | OP | NA | OBG |  | 67170 | 0.4937 | 0.0147 | EIA Prime Mover-level Data | Estimated using an emission factor
2018 | WA | West Point Treatment Plant | 50329 | 5 | IC | OP | NA | OBG |  | 67170 | 0.4937 | 0.0147 | EIA Prime Mover-level Data | Estimated using an emission factor
2018 | WA | WestRock (WA) | 57099 | 4RB | ST | OP | NA | BLQ |  | 6628971 | 1.0308 | 0.000311 | EIA Unit-level Data | Estimated using an emission factor
2018 | WA | WestRock (WA) | 57099 | 7PB | ST | OP | NA | WDS |  | 3038422 | 34.6565 | 0.022812 | EIA Unit-level Data | NEI avg EF - PM, fuel type
2018 | WA | White Creek Wind Farm | 56487 | 1 | WT | OP | NA | WND |  | 4960430 |  |  | EIA Prime Mover-level Data
2018 | WA | White River (WA) | 3862 | 1 | HY | RE | NA | WAT
2018 | WA | White River (WA) | 3862 | 2 | HY | RE | NA | WAT
2018 | WA | White River (WA) | 3862 | 3 | HY | RE | NA | WAT
2018 | WA | White River (WA) | 3862 | 4 | HY | RE | NA | WAT
2018 | WA | Whitehorn | 6120 | 2 | GT | OP | NA | NG |  | 384189 | 1.0533 | 0.0054834 | EIA Prime Mover-level Data | NEI avg EF - PM, fuel type, firing type
2018 | WA | Whitehorn | 6120 | 3 | GT | OP | NA | NG |  | 384189 | 1.0533 | 0.0054834 | EIA Prime Mover-level Data | NEI avg EF - PM, fuel type, firing type
2018 | WA | Wild Horse | 56322 | 1 | WT | OP | NA | WND |  | 4883600 |  |  | EIA Prime Mover-level Data
2018 | WA | Wild Horse | 56322 | WH2 | WT | OP | NA | WND |  | 939975 |  |  | EIA Prime Mover-level Data
2018 | WA | Wild Horse | 56322 | WHS1 | PV | OP | NA | SUN |  | 4448 |  |  | EIA Prime Mover-level Data
2018 | WA | Windy Flats Wind Project | 57159 | GEN1 | WT | OP | NA | WND |  | 6149699 |  |  | EIA Prime Mover-level Data
2018 | WA | Wynoochee | 7127 | 1 | HY | OP | NA | WAT |  | 237717 |  |  | EIA Prime Mover-level Data
2018 | WA | Yale | 3852 | 1 | HY | OP | NA | WAT |  | 2369026 |  |  | EIA Prime Mover-level Data
2018 | WA | Yale | 3852 | 2 | HY | OP | NA | WAT |  | 2369026 |  |  | EIA Prime Mover-level Data
2018 | WA | Yelm | 3878 | 1 | HY | OP | NA | WAT |  | 167828 |  |  | EIA Prime Mover-level Data
2018 | WA | Yelm | 3878 | 2 | HY | OP | NA | WAT |  | 167828 |  |  | EIA Prime Mover-level Data
2018 | WA | Yelm | 3878 | 3 | HY | OP | NA | WAT |  | 335657 |  |  | EIA Prime Mover-level Data
2018 | WA | Youngs Creek Hydroelectric Project | 57763 | 1 | HY | OP | NA | WAT |  | 44467 |  |  | EIA Prime Mover-level Data
2018 | WI | Alexander | 4060 | 1 | HY | OP | NA | WAT |  | 74084 |  |  | EIA Prime Mover-level Data
2018 | WI | Alexander | 4060 | 2 | HY | OP | NA | WAT |  | 74084 |  |  | EIA Prime Mover-level Data
2018 | WI | Alexander | 4060 | 3 | HY | OP | NA | WAT |  | 74084 |  |  | EIA Prime Mover-level Data
2018 | WI | Alma | 4140 | 1 | ST | RE | NA | BIT
2018 | WI | Alma | 4140 | 2 | ST | RE | NA | BIT
2018 | WI | Alma | 4140 | 3 | ST | RE | NA | BIT
2018 | WI | Alma | 4140 | 4 | ST | RE | NA | BIT
2018 | WI | Alma | 4140 | 5 | ST | RE | NA | BIT
2018 | WI | Ameresco Janesville | 56427 | Unit1 | IC | OP | NA | LFG |  | 58402 | 0.42925 | 0.0147 | EIA Prime Mover-level Data | Estimated using an emission factor
2018 | WI | Ameresco Janesville | 56427 | Unit2 | IC | OP | NA | LFG |  | 58402 | 0.42925 | 0.0147 | EIA Prime Mover-level Data | Estimated using an emission factor
2018 | WI | Ameresco Janesville | 56427 | Unit3 | IC | OP | NA | LFG |  | 58402 | 0.42925 | 0.0147 | EIA Prime Mover-level Data | Estimated using an emission factor
2018 | WI | Apple River | 6231 | 1 | HY | OP | NA | WAT |  | 36365 |  |  | EIA Prime Mover-level Data
2018 | WI | Apple River | 6231 | 2 | HY | RE | NA | WAT
2018 | WI | Apple River | 6231 | 3 | HY | OP | NA | WAT |  | 36365 |  |  | EIA Prime Mover-level Data
2018 | WI | Apple River | 6231 | 4 | HY | OP | NA | WAT |  | 36365 |  |  | EIA Prime Mover-level Data
2018 | WI | Appleton | 4043 | 4 | HY | OP | NA | WAT |  | 57841 |  |  | EIA Prime Mover-level Data
2018 | WI | Appleton | 4043 | 5 | HY | OP | NA | WAT |  | 24100 |  |  | EIA Prime Mover-level Data
2018 | WI | Appleton | 4043 | 6 | HY | OP | NA | WAT |  | 24100 |  |  | EIA Prime Mover-level Data
2018 | WI | Appleton Coated, LLC | 55558 | B06 | CT | OP | CC | NG | 6,200.0 | 2561785 | 8.4901 | 0.0066282 | EPA/CAMD | EPA/NEI | 2002
2018 | WI | Arcadia Electric | 4100 | 1 | IC | SB | NA | DFO |  | 465 | 0.072075 | 0.31 | EIA Prime Mover-level Data | Estimated using an emission factor
2018 | WI | Arcadia Electric | 4100 | 2 | IC | SB | NA | DFO |  | 357 | 0.055335 | 0.31 | EIA Prime Mover-level Data | Estimated using an emission factor
2018 | WI | Arcadia Electric | 4100 | 3 | IC | SB | NA | DFO |  | 143 | 0.022165 | 0.31 | EIA Prime Mover-level Data | Estimated using an emission factor
2018 | WI | Arcadia Electric | 4100 | 4 | IC | SB | NA | DFO |  | 71 | 0.011005 | 0.31 | EIA Prime Mover-level Data | Estimated using an emission factor
2018 | WI | Arcadia Electric | 4100 | 5 | IC | SB | NA | NG |  | 1072 | 0.00022619 | 0.000422 | EIA Prime Mover-level Data | Estimated using an emission factor
2018 | WI | Arcadia Electric | 4100 | 6 | IC | SB | NA | NG |  | 1072 | 0.00022619 | 0.000422 | EIA Prime Mover-level Data | Estimated using an emission factor
2018 | WI | Arcadia Electric | 4100 | 7 | IC | SB | NA | DFO |  | 715 | 0.11083 | 0.31 | EIA Prime Mover-level Data | Estimated using an emission factor
2018 | WI | Arcadia Electric | 4100 | 8 | IC | SB | NA | DFO |  | 715 | 0.11083 | 0.31 | EIA Prime Mover-level Data | Estimated using an emission factor
2018 | WI | Arcadia Electric | 4100 | 9 | IC | SB | NA | DFO |  | 715 | 0.11083 | 0.31 | EIA Prime Mover-level Data | Estimated using an emission factor
2018 | WI | Arcadia Electric | 4100 | 10 | IC | SB | NA | DFO |  | 715 | 0.11083 | 0.31 | EIA Prime Mover-level Data | Estimated using an emission factor
2018 | WI | Arcadia Solar | 62744 | A1 | PV | T | NA | SUN
2018 | WI | Argyle | 7810 | 3 | HY | OP | NA | WAT |  | 1148 |  |  | EIA Prime Mover-level Data
2018 | WI | Argyle | 7810 | 4 | IC | RE | NA | DFO
2018 | WI | Argyle | 7810 | 5 | IC | SB | NA | DFO |  | 87 | 0.013485 | 0.31 | EIA Prime Mover-level Data | Estimated using an emission factor
2018 | WI | Argyle | 7810 | 2A | IC | RE | NA | DFO
2018 | WI | Arpin Dam | 3995 | 1 | HY | OP | NA | WAT |  | 33571 |  |  | EIA Prime Mover-level Data
2018 | WI | Arpin Dam | 3995 | 2 | HY | OP | NA | WAT |  | 33571 |  |  | EIA Prime Mover-level Data
2018 | WI | Arpin Dam | 3995 | 3 | HY | OP | NA | WAT |  | 11190 |  |  | EIA Prime Mover-level Data
2018 | WI | Barron | 4102 | 4 | IC | SB | NA | DFO
2018 | WI | Barron | 4102 | 7 | IC | OS | NA | DFO
2018 | WI | Barron | 4102 | 8 | IC | SB | NA | DFO
2018 | WI | Barron | 4102 | 9 | IC | SB | NA | DFO
2018 | WI | Barron | 4102 | 1A | IC | SB | NA | DFO
2018 | WI | Barron | 4102 | 2A | IC | SB | NA | DFO
2018 | WI | Barron | 4102 | 3A | IC | SB | NA | DFO
2018 | WI | Barron | 4102 | H2 | HY | OP | NA | WAT |  | 2555 |  |  | EIA Prime Mover-level Data
2018 | WI | Bay Front | 3982 | 1 | ST | OP | STOKER | WDS | 7,566.0 | 1599988 | 0.74478 | 0.00093098 | EPA/CAMD | EPA/NEI | 1954
2018 | WI | Bay Front | 3982 | 2 | ST | OP | STOKER | WDS | 6,907.0 | 1413018 | 1.0704 | 0.001515 | EPA/CAMD | EPA/NEI | 1952
2018 | WI | Bay Front | 3982 | 5 | ST | OP | CYCLONE | NG | 60.0 | 1968 | 0.0002926 | 0.00029736 | EPA/CAMD | EPA/NEI | 1960
2018 | WI | Beloit Memorial Hospital Power Plant | 62117 | GEN-1 | IC | OP | NA | NG |  | 439 | 9.2629e-05 | 0.000422 | EIA Prime Mover-level Data | Estimated using an emission factor
2018 | WI | Beloit Memorial Hospital Power Plant | 62117 | GEN-2 | IC | OP | NA | NG |  | 439 | 9.2629e-05 | 0.000422 | EIA Prime Mover-level Data | Estimated using an emission factor
2018 | WI | Berlin Landfill Gas | 56069 | 1 | IC | OP | NA | LFG |  | 51936 | 0.38173 | 0.0147 | EIA Prime Mover-level Data | Estimated using an emission factor
2018 | WI | Berlin Landfill Gas | 56069 | 2 | IC | OP | NA | LFG |  | 51936 | 0.38173 | 0.0147 | EIA Prime Mover-level Data | Estimated using an emission factor
2018 | WI | Berlin Landfill Gas | 56069 | 3 | IC | OP | NA | LFG |  | 51936 | 0.38173 | 0.0147 | EIA Prime Mover-level Data | Estimated using an emission factor
2018 | WI | Big Falls | 3983 | 1 | HY | OP | NA | WAT |  | 133691 |  |  | EIA Prime Mover-level Data
2018 | WI | Big Falls | 3983 | 2 | HY | OP | NA | WAT |  | 133691 |  |  | EIA Prime Mover-level Data
2018 | WI | Big Falls | 3983 | 3 | HY | OP | NA | WAT |  | 128549 |  |  | EIA Prime Mover-level Data
2018 | WI | Biron | 3971 | 1 | HY | OP | NA | WAT |  | 69814 |  |  | EIA Prime Mover-level Data
2018 | WI | Biron | 3971 | 2 | HY | OP | NA | WAT |  | 69814 |  |  | EIA Prime Mover-level Data
2018 | WI | Biron | 3971 | 3 | HY | OS | NA | WAT |  | 19947 |  |  | EIA Prime Mover-level Data
2018 | WI | Biron | 3971 | 4 | HY | OS | NA | WAT |  | 19947 |  |  | EIA Prime Mover-level Data
2018 | WI | Biron | 3971 | 5 | HY | OS | NA | WAT |  | 19947 |  |  | EIA Prime Mover-level Data
2018 | WI | Biron | 3971 | 6 | HY | OP | NA | WAT |  | 19947 |  |  | EIA Prime Mover-level Data
2018 | WI | Biron | 3971 | 7 | HY | OS | NA | WAT |  | 19947 |  |  | EIA Prime Mover-level Data
2018 | WI | Biron | 3971 | 8 | HY | RE | NA | WAT
2018 | WI | Biron | 3971 | 9 | HY | OP | NA | WAT |  | 39894 |  |  | EIA Prime Mover-level Data
2018 | WI | Biron Mill | 10234 | 1 | ST | SB | NA | NG |  | 35680 | 0.14366 | 0.0080524 | EIA Unit-level Data | NEI avg EF - PM, fuel type
2018 | WI | Biron Mill | 10234 | 2 | ST | SB | NA | NG |  | 12976 | 0.052244 | 0.0080524 | EIA Unit-level Data | NEI avg EF - PM, fuel type
2018 | WI | Biron Mill | 10234 | 3 | ST | SB | NA | NG |  | 74495 | 0.29993 | 0.0080524 | EIA Unit-level Data | NEI avg EF - PM, fuel type
2018 | WI | Biron Mill | 10234 | 4 | ST | RE | NA | NG |  | 817909 | 3.2931 | 0.0080524 | EIA Unit-level Data | NEI avg EF - PM, fuel type
2018 | WI | Biron Mill | 10234 | 5 | ST | OP | NA | SUB |  | 2355068 | 20.235 | 0.017184 | EIA Unit-level Data | NEI avg EF - PM, fuel type
2018 | WI | Blackhawk | 4048 | 3 | ST | RE | NA | NG
2018 | WI | Blackhawk | 4048 | 4 | ST | RE | NA | NG
2018 | WI | Blount Street | 3992 | 8 | ST | OP | WALL | NG | 1,109.0 | 188537 | 0.67632 | 0.0071744 | EPA/CAMD | NEI avg EF - PM, fuel type, firing type | 1957
2018 | WI | Blount Street | 3992 | 9 | ST | OP | WALL | NG | 1,329.0 | 226562 | 0.81272 | 0.0071744 | EPA/CAMD | NEI avg EF - PM, fuel type, firing type | 1961
2018 | WI | Blue Sky Green Field Wind Project | 56391 | 1 | WT | OP | NA | WND |  | 2751247 |  |  | EIA Prime Mover-level Data
2018 | WI | Brule | 1775 | 1 | HY | OP | NA | WAT |  | 37964 |  |  | EIA Prime Mover-level Data
2018 | WI | Brule | 1775 | 2 | HY | OP | NA | WAT |  | 58407 |  |  | EIA Prime Mover-level Data
2018 | WI | Brule | 1775 | 3 | HY | OP | NA | WAT |  | 58407 |  |  | EIA Prime Mover-level Data
2018 | WI | Butler Ridge | 56647 | 1 | WT | OP | NA | WND |  | 1194439 |  |  | EIA Prime Mover-level Data
2018 | WI | Byron | 7901 | 1 | WT | OP | NA | WND |  | 9488 |  |  | EIA Prime Mover-level Data
2018 | WI | Byron | 7901 | 2 | WT | OP | NA | WND |  | 9488 |  |  | EIA Prime Mover-level Data
2018 | WI | Caldron Falls | 4061 | 1 | HY | OP | NA | WAT |  | 87379 |  |  | EIA Prime Mover-level Data
2018 | WI | Caldron Falls | 4061 | 2 | HY | OP | NA | WAT |  | 87379 |  |  | EIA Prime Mover-level Data
2018 | WI | Capitol Heat and Power | 54406 | 1 | ST | RE | NA | NG
2018 | WI | Capitol Heat and Power | 54406 | 2 | ST | RE | NA | NG
2018 | WI | Capitol Heat and Power | 54406 | P31 | IC | SB | NA | DFO
2018 | WI | Capitol Heat and Power | 54406 | P32 | IC | SB | NA | DFO
2018 | WI | Cashton | 4107 | 3 | IC | OP | NA | DFO
2018 | WI | Cashton | 4107 | 4 | IC | RE | NA | DFO
2018 | WI | Cashton | 4107 | 5 | IC | OP | NA | NG
2018 | WI | Cashton | 4107 | 6 | IC | OP | NA | DFO
2018 | WI | Cashton Greens Wind Farm | 57968 | CGWF | WT | OP | NA | WND |  | 85810 |  |  | EIA Prime Mover-level Data
2018 | WI | Cashton Solar | 62858 | CAS3 | PV | T | NA | SUN
2018 | WI | Castle Rock | 4079 | 1 | HY | OP | NA | WAT |  | 189051 |  |  | EIA Prime Mover-level Data
2018 | WI | Castle Rock | 4079 | 2 | HY | OP | NA | WAT |  | 189051 |  |  | EIA Prime Mover-level Data
2018 | WI | Castle Rock | 4079 | 3 | HY | OP | NA | WAT |  | 189051 |  |  | EIA Prime Mover-level Data
2018 | WI | Castle Rock | 4079 | 4 | HY | OP | NA | WAT |  | 189051 |  |  | EIA Prime Mover-level Data
2018 | WI | Castle Rock | 4079 | 5 | HY | OP | NA | WAT |  | 189051 |  |  | EIA Prime Mover-level Data
2018 | WI | Cedar Falls (WI) | 3998 | 1 | HY | OP | NA | WAT |  | 111084 |  |  | EIA Prime Mover-level Data
2018 | WI | Cedar Falls (WI) | 3998 | 2 | HY | OP | NA | WAT |  | 111084 |  |  | EIA Prime Mover-level Data
2018 | WI | Cedar Falls (WI) | 3998 | 3 | HY | OP | NA | WAT |  | 111084 |  |  | EIA Prime Mover-level Data
2018 | WI | Cedar Ridge | 56347 | 1 | WT | OP | NA | WND |  | 1490775 |  |  | EIA Prime Mover-level Data
2018 | WI | Chippewa Falls | 4000 | 1 | HY | OP | NA | WAT |  | 116077 |  |  | EIA Prime Mover-level Data
2018 | WI | Chippewa Falls | 4000 | 2 | HY | OP | NA | WAT |  | 116077 |  |  | EIA Prime Mover-level Data
2018 | WI | Chippewa Falls | 4000 | 3 | HY | OP | NA | WAT |  | 116077 |  |  | EIA Prime Mover-level Data
2018 | WI | Chippewa Falls | 4000 | 4 | HY | OP | NA | WAT |  | 116077 |  |  | EIA Prime Mover-level Data
2018 | WI | Chippewa Falls | 4000 | 5 | HY | OP | NA | WAT |  | 116077 |  |  | EIA Prime Mover-level Data
2018 | WI | Chippewa Falls | 4000 | 6 | HY | OP | NA | WAT |  | 116077 |  |  | EIA Prime Mover-level Data
2018 | WI | Clam River Dam | 4018 | 1 | HY | OP | NA | WAT |  | 16093 |  |  | EIA Prime Mover-level Data
2018 | WI | Clam River Dam | 4018 | 2 | HY | OP | NA | WAT |  | 16093 |  |  | EIA Prime Mover-level Data
2018 | WI | Clam River Dam | 4018 | 3 | HY | OP | NA | WAT |  | 16093 |  |  | EIA Prime Mover-level Data
2018 | WI | Clean Fuel Dane Community Digester | 59559 | GEN#1 | IC | OP | NA | OBG |  | 53414 | 0.39259 | 0.0147 | EIA Prime Mover-level Data | Estimated using an emission factor
2018 | WI | Clean Fuel Dane Community Digester | 59559 | GEN#2 | IC | OP | NA | OBG |  | 53414 | 0.39259 | 0.0147 | EIA Prime Mover-level Data | Estimated using an emission factor
2018 | WI | Columbia | 8023 | 1 | ST | OP | TANGENTIAL | SUB | 8,213.0 | 41233007 | 53.6134 | 0.0026005 | EPA/CAMD | EPA/NEI | 1975
2018 | WI | Columbia | 8023 | 2 | ST | OP | TANGENTIAL | SUB | 7,173.0 | 34004282 | 43.8222 | 0.0025775 | EPA/CAMD | EPA/NEI | 1978
2018 | WI | Combined Locks | 4201 | HC1 | HY | OP | NA | WAT |  | 166331 |  |  | EIA Prime Mover-level Data
2018 | WI | Combined Locks | 4201 | HC2 | HY | OP | NA | WAT |  | 166331 |  |  | EIA Prime Mover-level Data
2018 | WI | Concord | 7159 | **1 | GT | OP | CT | NG | 777.0 | 561973 | 12.6019 | 0.044849 | EPA/CAMD | EPA/NEI | 1993
2018 | WI | Concord | 7159 | **2 | GT | OP | CT | NG | 782.0 | 536282 | 11.4465 | 0.042688 | EPA/CAMD | EPA/NEI | 1993
2018 | WI | Concord | 7159 | **3 | GT | OP | CT | NG | 561.0 | 371253 | 8.0635 | 0.043439 | EPA/CAMD | EPA/NEI | 1994
2018 | WI | Concord | 7159 | **4 | GT | OP | CT | NG | 834.0 | 595136 | 12.4892 | 0.041971 | EPA/CAMD | EPA/NEI | 1994
2018 | WI | Conrath DPC Solar | 60889 | PV1 | PV | OP | NA | SUN |  | 13484 |  |  | EIA Prime Mover-level Data
2018 | WI | Consumer Operations LLC | 10360 | B02 | ST | OP | WALL | NG |  | 2807414 | 10.0708 | 0.0071744 | EIA Unit-level Data | NEI avg EF - PM, fuel type, firing type
2018 | WI | Consumer Operations LLC | 10360 | B26 | ST | OP | STOKER | BIT |  | 832882 | 6.211 | 0.014915 | EIA Unit-level Data | NEI avg EF - PM, fuel type, firing type
2018 | WI | Consumer Operations LLC | 10360 | B27 | ST | RE | CYCLONE | SUB |  | 0 | 0 |  | EIA Unit-level Data | NEI avg EF - PM, fuel type, firing type
2018 | WI | Consumer Operations LLC | 10360 | B28 | ST | OP | STOKER | BIT |  | 997955 | 7.442 | 0.014915 | EIA Unit-level Data | NEI avg EF - PM, fuel type, firing type
2018 | WI | Consumer Operations LLC | 10360 | B29 | ST | OP | FLUIDIZED | SUB |  | 0 | 0 |  | EIA Unit-level Data | NEI avg EF - PM, fuel type
2018 | WI | Consumer Operations LLC | 10360 | GEN1 | ST | RE | NA | BIT
2018 | WI | Consumer Operations LLC | 10360 | GEN2 | ST | RE | NA | BIT
2018 | WI | Consumer Operations LLC | 10360 | GEN3 | ST | RE | NA | BIT
2018 | WI | Consumer Operations LLC | 10360 | GEN4 | ST | RE | NA | BIT
2018 | WI | Cornell | 6086 | 1 | HY | OP | NA | WAT |  | 292028 |  |  | EIA Prime Mover-level Data
2018 | WI | Cornell | 6086 | 2 | HY | OP | NA | WAT |  | 292028 |  |  | EIA Prime Mover-level Data
2018 | WI | Cornell | 6086 | 3 | HY | OP | NA | WAT |  | 292028 |  |  | EIA Prime Mover-level Data
2018 | WI | Cornell | 6086 | 4 | HY | OP | NA | WAT |  | 20315 |  |  | EIA Prime Mover-level Data
2018 | WI | Cumberland (WI) | 4112 | 1 | IC | OP | NA | DFO |  | 48 | 0.00744 | 0.31 | EIA Prime Mover-level Data | Estimated using an emission factor
2018 | WI | Cumberland (WI) | 4112 | 2 | IC | OP | NA | DFO |  | 21 | 0.003255 | 0.31 | EIA Prime Mover-level Data | Estimated using an emission factor
2018 | WI | Cumberland (WI) | 4112 | 3 | IC | OP | NA | DFO |  | 21 | 0.003255 | 0.31 | EIA Prime Mover-level Data | Estimated using an emission factor
2018 | WI | Cumberland (WI) | 4112 | 4 | IC | OP | NA | DFO |  | 90 | 0.01395 | 0.31 | EIA Prime Mover-level Data | Estimated using an emission factor
2018 | WI | Cumberland (WI) | 4112 | 5 | IC | OP | NA | NG |  | 139 | 2.9329e-05 | 0.000422 | EIA Prime Mover-level Data | Estimated using an emission factor
2018 | WI | Cumberland (WI) | 4112 | 6 | IC | OP | NA | DFO |  | 499 | 0.077345 | 0.31 | EIA Prime Mover-level Data | Estimated using an emission factor
2018 | WI | Cumberland (WI) | 4112 | 7 | IC | OP | NA | NG |  | 457 | 9.6427e-05 | 0.000422 | EIA Prime Mover-level Data | Estimated using an emission factor
2018 | WI | Cumberland (WI) | 4112 | 8 | IC | OP | NA | NG |  | 242 | 5.1062e-05 | 0.000422 | EIA Prime Mover-level Data | Estimated using an emission factor
2018 | WI | Cumberland Solar | 62849 | CUM4 | PV | T | NA | SUN
2018 | WI | Custer Energy Center | 7795 | 1 | GT | OP | NA | NG |  | 26415 | 0.072422 | 0.0054834 | EIA Prime Mover-level Data | NEI avg EF - PM, fuel type, firing type
2018 | WI | Dairyland WTE Plant | 59810 | GEN1 | IC | OP | NA | OBG |  | 36621 | 0.26916 | 0.0147 | EIA Prime Mover-level Data | Estimated using an emission factor
2018 | WI | Dairyland WTE Plant | 59810 | GEN2 | IC | OP | NA | OBG |  | 36621 | 0.26916 | 0.0147 | EIA Prime Mover-level Data | Estimated using an emission factor
2018 | WI | Danbury Dam | 4019 | 1 | HY | OP | NA | WAT |  | 2973 |  |  | EIA Prime Mover-level Data
2018 | WI | Danbury Dam | 4019 | 2 | HY | OP | NA | WAT |  | 8918 |  |  | EIA Prime Mover-level Data
2018 | WI | Danbury Dam | 4019 | HY3 | HY | OP | NA | WAT |  | 17836 |  |  | EIA Prime Mover-level Data
2018 | WI | Danbury Diesel | 55998 | GT1 | GT | OP | NA | DFO |  | 0 | 0 |  | EIA Prime Mover-level Data | NEI avg EF - PM, fuel type, firing type
2018 | WI | Danbury Diesel | 55998 | IC1 | IC | OP | NA | DFO |  | 0 | 0 |  | EIA Prime Mover-level Data | Estimated using an emission factor
2018 | WI | Danbury Diesel | 55998 | IC2 | IC | OP | NA | DFO |  | 0 | 0 |  | EIA Prime Mover-level Data | Estimated using an emission factor
2018 | WI | Dane County Landfill #2 Rodefeld | 55770 | GEN1 | IC | OP | NA | LFG |  | 35614 | 0.26176 | 0.0147 | EIA Prime Mover-level Data | Estimated using an emission factor
2018 | WI | Dane County Landfill #2 Rodefeld | 55770 | GEN2 | IC | OP | NA | LFG |  | 35614 | 0.26176 | 0.0147 | EIA Prime Mover-level Data | Estimated using an emission factor
2018 | WI | Dane County Landfill #2 Rodefeld | 55770 | GEN3 | IC | OP | NA | LFG |  | 35614 | 0.26176 | 0.0147 | EIA Prime Mover-level Data | Estimated using an emission factor
2018 | WI | Dane County Landfill #2 Rodefeld | 55770 | GEN4 | IC | OP | NA | LFG |  | 71228 | 0.52353 | 0.0147 | EIA Prime Mover-level Data | Estimated using an emission factor
2018 | WI | Dane County Landfill #2 Rodefeld | 55770 | GEN5 | IC | OP | NA | LFG |  | 35614 | 0.26176 | 0.0147 | EIA Prime Mover-level Data | Estimated using an emission factor
2018 | WI | Dane County Landfill #2 Rodefeld | 55770 | GEN6 | IC | OP | NA | LFG |  | 35614 | 0.26176 | 0.0147 | EIA Prime Mover-level Data | Estimated using an emission factor
2018 | WI | Dane County Landfill #2 Rodefeld | 55770 | GEN7 | IC | OP | NA | LFG |  | 35614 | 0.26176 | 0.0147 | EIA Prime Mover-level Data | Estimated using an emission factor
2018 | WI | Deertrack Park Gas Recovery | 56520 | GEN1 | IC | OP | NA | LFG |  | 57344 | 0.42148 | 0.0147 | EIA Prime Mover-level Data | Estimated using an emission factor
2018 | WI | Deertrack Park Gas Recovery | 56520 | GEN2 | IC | OP | NA | LFG |  | 57344 | 0.42148 | 0.0147 | EIA Prime Mover-level Data | Estimated using an emission factor
2018 | WI | Deertrack Park Gas Recovery | 56520 | GEN3 | IC | OP | NA | LFG |  | 57344 | 0.42148 | 0.0147 | EIA Prime Mover-level Data | Estimated using an emission factor
2018 | WI | Deertrack Park Gas Recovery | 56520 | GEN4 | IC | OP | NA | LFG |  | 57344 | 0.42148 | 0.0147 | EIA Prime Mover-level Data | Estimated using an emission factor
2018 | WI | Deertrack Park Gas Recovery | 56520 | GEN5 | IC | OP | NA | LFG |  | 57344 | 0.42148 | 0.0147 | EIA Prime Mover-level Data | Estimated using an emission factor
2018 | WI | Deertrack Park Gas Recovery | 56520 | GEN6 | IC | OP | NA | LFG |  | 57344 | 0.42148 | 0.0147 | EIA Prime Mover-level Data | Estimated using an emission factor
2018 | WI | Deertrack Park Gas Recovery | 56520 | GEN7 | IC | OP | NA | LFG |  | 57344 | 0.42148 | 0.0147 | EIA Prime Mover-level Data | Estimated using an emission factor
2018 | WI | Deertrack Park Gas Recovery | 56520 | GEN8 | IC | OP | NA | LFG |  | 57344 | 0.42148 | 0.0147 | EIA Prime Mover-level Data | Estimated using an emission factor
2018 | WI | Dells | 4002 | 1 | HY | OP | NA | WAT |  | 116539 |  |  | EIA Prime Mover-level Data
2018 | WI | Dells | 4002 | 2 | HY | OP | NA | WAT |  | 104484 |  |  | EIA Prime Mover-level Data
2018 | WI | Dells | 4002 | 3 | HY | OP | NA | WAT |  | 104484 |  |  | EIA Prime Mover-level Data
2018 | WI | Dells | 4002 | 4 | HY | OP | NA | WAT |  | 104484 |  |  | EIA Prime Mover-level Data
2018 | WI | Dells | 4002 | 5 | HY | OP | NA | WAT |  | 64298 |  |  | EIA Prime Mover-level Data
2018 | WI | Dells | 4002 | 6 | HY | RE | NA | WAT
2018 | WI | Dells | 4002 | 7 | HY | RE | NA | WAT
2018 | WI | Depere Energy Center | 55029 | B01 | GT | OP | CT | NG | 1,703.0 | 2557387 | 8.444 | 0.0066036 | EPA/CAMD | EPA/NEI | 1999
2018 | WI | Diesel Generators | 56070 | 1 | IC | OP | NA | DFO |  | 5935 | 0.91992 | 0.31 | EIA Prime Mover-level Data | Estimated using an emission factor
2018 | WI | Domtar Paper Company Rothschild | 50190 | HG1 | HY | OP | NA | WAT |  | 15835 |  |  | EIA Prime Mover-level Data
2018 | WI | Domtar Paper Company Rothschild | 50190 | HG2 | HY | OP | NA | WAT |  | 13196 |  |  | EIA Prime Mover-level Data
2018 | WI | Domtar Paper Company Rothschild | 50190 | HG3 | HY | OP | NA | WAT |  | 15835 |  |  | EIA Prime Mover-level Data
2018 | WI | Domtar Paper Company Rothschild | 50190 | HG4 | HY | OP | NA | WAT |  | 13196 |  |  | EIA Prime Mover-level Data
2018 | WI | Domtar Paper Company Rothschild | 50190 | HG5 | HY | OP | NA | WAT |  | 26391 |  |  | EIA Prime Mover-level Data
2018 | WI | Domtar Paper Company Rothschild | 50190 | HG6 | HY | OP | NA | WAT |  | 18474 |  |  | EIA Prime Mover-level Data
2018 | WI | Domtar Paper Company Rothschild | 50190 | HG7 | HY | OP | NA | WAT |  | 13196 |  |  | EIA Prime Mover-level Data
2018 | WI | Domtar Paper Company Rothschild | 50190 | TG2 | ST | RE | NA | NG
2018 | WI | Downsville DPC Solar | 60892 | PV1 | PV | OP | NA | SUN |  | 16548 |  |  | EIA Prime Mover-level Data
2018 | WI | Du Bay | 3972 | 1 | HY | OP | NA | WAT |  | 67093 |  |  | EIA Prime Mover-level Data
2018 | WI | Du Bay | 3972 | 2 | HY | OP | NA | WAT |  | 111822 |  |  | EIA Prime Mover-level Data
2018 | WI | Du Bay | 3972 | 3 | HY | OP | NA | WAT |  | 111822 |  |  | EIA Prime Mover-level Data
2018 | WI | Du Bay | 3972 | 4 | HY | OP | NA | WAT |  | 111822 |  |  | EIA Prime Mover-level Data
2018 | WI | Eagle River | 4062 | 1 | IC | RE | NA | DFO
2018 | WI | Eagle River | 4062 | 2 | IC | RE | NA | DFO
2018 | WI | Edgewater (4050) | 4050 | 4 | ST | OP | CYCLONE | SUB | 6,197.0 | 13933727 | 276.6276 | 0.039706 | EPA/CAMD | EPA/NEI | 1969
2018 | WI | Edgewater (4050) | 4050 | 5 | ST | OP | WALL | SUB | 6,797.0 | 22059107 | 40.1844 | 0.0036433 | EPA/CAMD | EPA/NEI | 1985
2018 | WI | Elk Mound Generating Station | 7863 | 1 | GT | OP | CT | NG | 142.0 | 46629 | 0.18221 | 0.0078154 | EPA/CAMD | NEI avg EF - PM, fuel type, firing type | 2001
2018 | WI | Elk Mound Generating Station | 7863 | 2 | GT | OP | CT | NG | 164.0 | 55723 | 0.21775 | 0.0078154 | EPA/CAMD | NEI avg EF - PM, fuel type, firing type | 2001
2018 | WI | Elm Road Generating Station | 56068 | 1 | ST | OP | WALL | RC | 7,262.0 | 38715778 | 0.9992 | 5.1617e-05 | EPA/CAMD | EPA/NEI | 2009
2018 | WI | Elm Road Generating Station | 56068 | 2 | ST | OP | WALL | RC | 7,840.0 | 44354272 | 1.2462 | 5.6192e-05 | EPA/CAMD | EPA/NEI | 2010
2018 | WI | Elroy | 4113 | 5 | IC | OP | NA | DFO |  | 73 | 0.011315 | 0.31 | EIA Prime Mover-level Data | Estimated using an emission factor
2018 | WI | Elroy | 4113 | 1A | IC | OP | NA | DFO |  | 84 | 0.01302 | 0.31 | EIA Prime Mover-level Data | Estimated using an emission factor
2018 | WI | Elroy | 4113 | 2A | IC | OP | NA | DFO |  | 84 | 0.01302 | 0.31 | EIA Prime Mover-level Data | Estimated using an emission factor
2018 | WI | Elroy Solar | 62868 | ELR5 | PV | T | NA | SUN
2018 | WI | Epic Verona | 62676 | G101 | IC | SB | NA | DFO
2018 | WI | Epic Verona | 62676 | G102 | IC | SB | NA | DFO
2018 | WI | Epic Verona | 62676 | G103 | IC | SB | NA | DFO
2018 | WI | Epic Verona | 62676 | G104 | IC | SB | NA | DFO
2018 | WI | Epic Verona | 62676 | G105 | IC | SB | NA | DFO
2018 | WI | Epic Verona | 62676 | G202 | IC | SB | NA | DFO
2018 | WI | Epic Verona | 62676 | G203 | IC | SB | NA | DFO
2018 | WI | Epic Verona | 62676 | G204 | IC | SB | NA | DFO
2018 | WI | Epic Verona | 62676 | G205 | IC | SB | NA | DFO
2018 | WI | Epic Verona | 62676 | G206 | IC | SB | NA | DFO
2018 | WI | Epic Verona | 62676 | G207 | IC | SB | NA | DFO
2018 | WI | Epic Verona | 62676 | G208 | IC | SB | NA | DFO
2018 | WI | Epic Verona | 62676 | G209 | IC | SB | NA | DFO
2018 | WI | Epic Verona | 62676 | G210 | IC | SB | NA | DFO
2018 | WI | Epic Verona | 62676 | G211 | IC | SB | NA | DFO
2018 | WI | Epic Verona | 62676 | G301 | IC | SB | NA | DFO
2018 | WI | Epic Verona | 62676 | G302 | IC | SB | NA | DFO
2018 | WI | Epic Verona | 62676 | G303 | IC | SB | NA | DFO
2018 | WI | Epic Verona | 62676 | PV | PV | OP | NA | SUN
2018 | WI | Fairbanks Morse Engine | 56937 | GEN7 | IC | RE | NA | DFO
2018 | WI | Fairbanks Morse Engine | 56937 | IPE | IC | SB | NA | DFO |  | 572 | 0.08866 | 0.31 | EIA Prime Mover-level Data | Estimated using an emission factor
2018 | WI | FCPC Renewable Generation | 59931 | GEN1 | IC | OP | NA | OBG |  | 38979 | 0.2865 | 0.0147 | EIA Prime Mover-level Data | Estimated using an emission factor
2018 | WI | FCPC Renewable Generation | 59931 | GEN2 | IC | OP | NA | OBG |  | 38979 | 0.2865 | 0.0147 | EIA Prime Mover-level Data | Estimated using an emission factor
2018 | WI | Fennimore | 4114 | 4 | IC | SB | NA | DFO |  | 21 | 0.003255 | 0.31 | EIA Prime Mover-level Data | Estimated using an emission factor
2018 | WI | Fennimore | 4114 | 5 | IC | SB | NA | DFO |  | 18 | 0.00279 | 0.31 | EIA Prime Mover-level Data | Estimated using an emission factor
2018 | WI | Fennimore | 4114 | 6 | IC | SB | NA | DFO |  | 35 | 0.005425 | 0.31 | EIA Prime Mover-level Data | Estimated using an emission factor
2018 | WI | Fennimore | 4114 | 7 | IC | SB | NA | DFO |  | 35 | 0.005425 | 0.31 | EIA Prime Mover-level Data | Estimated using an emission factor
2018 | WI | Fennimore | 4114 | 8 | IC | SB | NA | DFO |  | 35 | 0.005425 | 0.31 | EIA Prime Mover-level Data | Estimated using an emission factor
2018 | WI | Fennimore Solar | 62847 | FEN6 | PV | T | NA | SUN
2018 | WI | Fiber Recovery, Inc. | 61652 | ENG1 | IC | OP | NA | LFG |  | 21714 | 0.1596 | 0.0147 | EIA Prime Mover-level Data | Estimated using an emission factor
2018 | WI | Fiber Recovery, Inc. | 61652 | ENG2 | IC | OP | NA | LFG |  | 21714 | 0.1596 | 0.0147 | EIA Prime Mover-level Data | Estimated using an emission factor
2018 | WI | Fiber Recovery, Inc. | 61652 | ENG3 | IC | OP | NA | LFG |  | 21714 | 0.1596 | 0.0147 | EIA Prime Mover-level Data | Estimated using an emission factor
2018 | WI | Fitchburg Generating Station | 3991 | 1 | GT | OP | CT | NG | 4.0 | 1160 | 0.004533 | 0.0078154 | EPA/CAMD | NEI avg EF - PM, fuel type, firing type | 1973
2018 | WI | Fitchburg Generating Station | 3991 | 2 | GT | OP | CT | NG | 3.0 | 754 | 0.0029464 | 0.0078154 | EPA/CAMD | NEI avg EF - PM, fuel type, firing type | 1973
2018 | WI | Flambeau Crowley Rapids Project | 55684 | GEN1 | HY | OP | NA | WAT |  | 36539 |  |  | EIA Prime Mover-level Data
2018 | WI | Flambeau Crowley Rapids Project | 55684 | GEN2 | HY | OP | NA | WAT |  | 18270 |  |  | EIA Prime Mover-level Data
2018 | WI | Flambeau Hydroelectric Station | 4142 | 1 | HY | OP | NA | WAT |  | 261759 |  |  | EIA Prime Mover-level Data
2018 | WI | Flambeau Hydroelectric Station | 4142 | 2 | HY | OP | NA | WAT |  | 205431 |  |  | EIA Prime Mover-level Data
2018 | WI | Flambeau Hydroelectric Station | 4142 | 3 | HY | OP | NA | WAT |  | 261759 |  |  | EIA Prime Mover-level Data
2018 | WI | Flambeau Lower Project | 55685 | GEN1 | HY | OP | NA | WAT |  | 19230 |  |  | EIA Prime Mover-level Data
2018 | WI | Flambeau Lower Project | 55685 | GEN2 | HY | OP | NA | WAT |  | 19230 |  |  | EIA Prime Mover-level Data
2018 | WI | Flambeau Lower Project | 55685 | GEN3 | HY | OP | NA | WAT |  | 19230 |  |  | EIA Prime Mover-level Data
2018 | WI | Flambeau River Papers | 50620 | GEN1 | ST | OP | NA | WDS |  | 1608946 | 18.3518 | 0.022812 | EIA Prime Mover-level Data | NEI avg EF - PM, fuel type
2018 | WI | Flambeau Solar Partners | 61595 | FLAMB | PV | OP | NA | SUN |  | 40786 |  |  | EIA Prime Mover-level Data
2018 | WI | Forward Wind Energy Center | 56942 | 1 | WT | OP | NA | WND |  | 1315409 |  |  | EIA Prime Mover-level Data
2018 | WI | Forward Wind Energy Center | 56942 | 2 | WT | OP | NA | WND |  | 398609 |  |  | EIA Prime Mover-level Data
2018 | WI | Fox Energy Center | 56031 | CTG-1 | CT | OP | CC | NG | 6,937.0 | 11522947 | 26.0469 | 0.0045209 | EPA/CAMD | EPA/NEI | 2005
2018 | WI | Fox Energy Center | 56031 | CTG-2 | CT | OP | CC | NG | 6,869.0 | 11365703 | 12.077 | 0.0021252 | EPA/CAMD | EPA/NEI | 2005
2018 | WI | Frederic Diesel | 4020 | 2 | IC | OP | NA | DFO |  | 0 | 0 |  | EIA Prime Mover-level Data | Estimated using an emission factor
2018 | WI | Frederic Diesel | 4020 | 3 | IC | OP | NA | DFO |  | 0 | 0 |  | EIA Prime Mover-level Data | Estimated using an emission factor
2018 | WI | Frederic Diesel | 4020 | 4 | IC | OP | NA | DFO |  | 0 | 0 |  | EIA Prime Mover-level Data | Estimated using an emission factor
2018 | WI | Frederic Diesel | 4020 | 5 | IC | OP | NA | DFO |  | 0 | 0 |  | EIA Prime Mover-level Data | Estimated using an emission factor
2018 | WI | Frederic Diesel | 4020 | 6 | IC | OP | NA | DFO |  | 0 | 0 |  | EIA Prime Mover-level Data | Estimated using an emission factor
2018 | WI | Frederic Diesel | 4020 | 7 | IC | OP | NA | DFO |  | 0 | 0 |  | EIA Prime Mover-level Data | Estimated using an emission factor
2018 | WI | Frederic Diesel | 4020 | 8 | IC | OP | NA | DFO |  | 0 | 0 |  | EIA Prime Mover-level Data | Estimated using an emission factor
2018 | WI | Frederic Diesel | 4020 | 9 | IC | OP | NA | DFO |  | 0 | 0 |  | EIA Prime Mover-level Data | Estimated using an emission factor
2018 | WI | Frederic Diesel | 4020 | 10 | IC | OP | NA | DFO |  | 0 | 0 |  | EIA Prime Mover-level Data | Estimated using an emission factor
2018 | WI | French Island | 4005 | 1 | ST | OP | NA | WDS |  | 603659 | 6.8854 | 0.022812 | EIA Unit-level Data | NEI avg EF - PM, fuel type
2018 | WI | French Island | 4005 | 2 | ST | OP | NA | WDS |  | 667923 | 7.6184 | 0.022812 | EIA Unit-level Data | NEI avg EF - PM, fuel type
2018 | WI | French Island | 4005 | 3 | GT | OP | CT | DFO | 9.0 | 4051 | 0.048042 | 0.023718 | EPA/CAMD | NEI avg EF - PM, fuel type, firing type | 1974
2018 | WI | French Island | 4005 | 4 | GT | OP | CT | DFO | 12.0 | 5317 | 0.030707 | 0.01155 | EPA/CAMD | EPA/NEI | 1974
2018 | WI | Galactic Wind | 62161 | GWT | WT | OP | NA | WND |  | 178685 |  |  | EIA Prime Mover-level Data
2018 | WI | Genoa | 4143 | 1 | ST | OP | TANGENTIAL | SUB | 8,140.0 | 18422478 | 20.0024 | 0.0021715 | EPA/CAMD | EPA/NEI | 1969
2018 | WI | Georgia-Pacific Corp - Nekoosa Mill | 50395 | 1 | ST | OP | NA | NG |  | 201270 | 0.81036 | 0.0080524 | EIA Unit-level Data | NEI avg EF - PM, fuel type
2018 | WI | Georgia-Pacific Corp - Nekoosa Mill | 50395 | 2 | ST | OP | NA | NG |  | 215688 | 0.86841 | 0.0080524 | EIA Unit-level Data | NEI avg EF - PM, fuel type
2018 | WI | Georgia-Pacific Corp - Nekoosa Mill | 50395 | 7 | ST | RE | NA | NG |  | 0 | 0 |  | EIA Unit-level Data | NEI avg EF - PM, fuel type
2018 | WI | Georgia-Pacific Corp - Nekoosa Mill | 50395 | 10 | ST | OP | NA | NG |  | 449055 | 1.808 | 0.0080524 | EIA Unit-level Data | NEI avg EF - PM, fuel type
2018 | WI | Georgia-Pacific Corp - Nekoosa Mill | 50395 | 14 | ST | OP | NA | BLQ |  | 1440033 | 0.13436 | 0.0001866 | EIA Unit-level Data | Estimated using an emission factor
2018 | WI | Georgia-Pacific Corp - Nekoosa Mill | 50395 | HY1 | HY | OP | NA | WAT |  | 54701 |  |  | EIA Prime Mover-level Data
2018 | WI | Georgia-Pacific Corp - Nekoosa Mill | 50395 | HY2 | HY | OP | NA | WAT |  | 54701 |  |  | EIA Prime Mover-level Data
2018 | WI | Georgia-Pacific Corp - Nekoosa Mill | 50395 | HY3 | HY | OP | NA | WAT |  | 54701 |  |  | EIA Prime Mover-level Data
2018 | WI | Georgia-Pacific Corp - Nekoosa Mill | 50395 | HY4 | HY | SB | NA | WAT |  | 41025 |  |  | EIA Prime Mover-level Data
2018 | WI | Georgia-Pacific Corp - Nekoosa Mill | 50395 | HY5 | HY | OS | NA | WAT |  | 47863 |  |  | EIA Prime Mover-level Data
2018 | WI | Georgia-Pacific Corp - Nekoosa Mill | 50395 | NHG1 | HY | SB | NA | WAT |  | 13675 |  |  | EIA Prime Mover-level Data
2018 | WI | Germantown Power Plant | 6253 | **5 | GT | OP | CT | NG | 716.0 | 428617 | 9.4998 | 0.044328 | EPA/CAMD | EPA/NEI | 2000
2018 | WI | Germantown Power Plant | 6253 | P30 | GT | OP | CT | DFO | 101.0 | 24783 | 0.29582 | 0.023872 | EPA/CAMD | EPA/NEI | 1978
2018 | WI | Germantown Power Plant | 6253 | P31 | GT | OP | CT | DFO | 103.0 | 24783 | 0.29582 | 0.023873 | EPA/CAMD | EPA/NEI | 1978
2018 | WI | Germantown Power Plant | 6253 | P32 | GT | OP | CT | DFO | 108.0 | 27708 | 0.33796 | 0.024394 | EPA/CAMD | EPA/NEI | 1978
2018 | WI | Germantown Power Plant | 6253 | P33 | GT | OP | CT | DFO | 108.0 | 28260 | 0.34469 | 0.024394 | EPA/CAMD | EPA/NEI | 1978
2018 | WI | Germantown Power Plant | 6253 | P34 | GT | OP | CT | DFO | 116.0 | 29496 | 0.35874 | 0.024324 | EPA/CAMD | EPA/NEI | 1978
2018 | WI | Germantown Power Plant | 6253 | P35 | GT | OP | CT | DFO | 104.0 | 26976 | 0.3281 | 0.024325 | EPA/CAMD | EPA/NEI | 1978
2018 | WI | Germantown Power Plant | 6253 | P36 | GT | OP | CT | DFO | 113.0 | 30308 | 0.36522 | 0.024101 | EPA/CAMD | EPA/NEI | 1978
2018 | WI | Germantown Power Plant | 6253 | P37 | GT | OP | CT | DFO | 112.0 | 30145 | 0.36327 | 0.024101 | EPA/CAMD | EPA/NEI | 1978
2018 | WI | GL Dairy Biogas | 58219 | 633 | IC | OP | NA | OBG |  | 34832 | 0.25602 | 0.0147 | EIA Prime Mover-level Data | Estimated using an emission factor
2018 | WI | GL Dairy Biogas | 58219 | 1426 | IC | OP | NA | OBG |  | 81274 | 0.59736 | 0.0147 | EIA Prime Mover-level Data | Estimated using an emission factor
2018 | WI | Glacier Hills | 57199 | 1 | WT | OP | NA | WND |  | 3191794 |  |  | EIA Prime Mover-level Data
2018 | WI | Glenmore Turbines | 7882 | 1 | WT | RE | NA | WND
2018 | WI | Gordon | 3976 | 3 | IC | SB | NA | DFO
2018 | WI | Gordon | 3976 | 4 | IC | SB | NA | DFO
2018 | WI | Gordon | 3976 | 5 | IC | SB | NA | DFO
2018 | WI | Gordon | 3976 | 6 | IC | SB | NA | DFO
2018 | WI | Grandfather Falls | 4063 | 1 | HY | OP | NA | WAT |  | 650002 |  |  | EIA Prime Mover-level Data
2018 | WI | Grandfather Falls | 4063 | 2 | HY | OP | NA | WAT |  | 366364 |  |  | EIA Prime Mover-level Data
2018 | WI | Grantsburg Diesel | 4021 | 2 | IC | OP | NA | DFO |  | 10 | 0.00155 | 0.31 | EIA Prime Mover-level Data | Estimated using an emission factor
2018 | WI | Grantsburg Diesel | 4021 | 3 | IC | OP | NA | DFO |  | 14 | 0.00217 | 0.31 | EIA Prime Mover-level Data | Estimated using an emission factor
2018 | WI | Grantsburg Diesel | 4021 | 4 | IC | OP | NA | DFO |  | 30 | 0.00465 | 0.31 | EIA Prime Mover-level Data | Estimated using an emission factor
2018 | WI | Grantsburg Diesel | 4021 | 8 | IC | OP | NA | DFO |  | 24 | 0.00372 | 0.31 | EIA Prime Mover-level Data | Estimated using an emission factor
2018 | WI | Grantsburg Diesel | 4021 | 1A | IC | OP | NA | DFO |  | 10 | 0.00155 | 0.31 | EIA Prime Mover-level Data | Estimated using an emission factor
2018 | WI | GreenWhey Energy Inc | 58747 | GEN1 | IC | OP | NA | OBG |  | 51212 | 0.37641 | 0.0147 | EIA Prime Mover-level Data | Estimated using an emission factor
2018 | WI | GreenWhey Energy Inc | 58747 | GEN2 | IC | OP | NA | OBG |  | 51212 | 0.37641 | 0.0147 | EIA Prime Mover-level Data | Estimated using an emission factor
2018 | WI | Grimh | 3996 | 1 | HY | RE | NA | WAT
2018 | WI | Grimh | 3996 | 3 | HY | RE | NA | WAT
2018 | WI | Grimh | 3996 | IC1 | IC | RE | NA | DFO
2018 | WI | Hat Rapids | 4064 | 1 | HY | OP | NA | WAT |  | 40558 |  |  | EIA Prime Mover-level Data
2018 | WI | Hat Rapids | 4064 | 2 | HY | RE | NA | WAT
2018 | WI | Hat Rapids | 4064 | 3 | HY | RE | NA | WAT
2018 | WI | Hat Rapids | 4064 | 2A | HY | OP | NA | WAT |  | 25349 |  |  | EIA Prime Mover-level Data
2018 | WI | Hat Rapids | 4064 | 3A | HY | OP | NA | WAT |  | 20279 |  |  | EIA Prime Mover-level Data
2018 | WI | High Falls (WI) | 4065 | 1 | HY | OP | NA | WAT |  | 40836 |  |  | EIA Prime Mover-level Data
2018 | WI | High Falls (WI) | 4065 | 2 | HY | OP | NA | WAT |  | 40836 |  |  | EIA Prime Mover-level Data
2018 | WI | High Falls (WI) | 4065 | 3 | HY | OP | NA | WAT |  | 40836 |  |  | EIA Prime Mover-level Data
2018 | WI | High Falls (WI) | 4065 | 4 | HY | OP | NA | WAT |  | 40836 |  |  | EIA Prime Mover-level Data
2018 | WI | High Falls (WI) | 4065 | 5 | HY | OP | NA | WAT |  | 40836 |  |  | EIA Prime Mover-level Data
2018 | WI | Holcombe | 4007 | 1 | HY | OP | NA | WAT |  | 336840 |  |  | EIA Prime Mover-level Data
2018 | WI | Holcombe | 4007 | 2 | HY | OP | NA | WAT |  | 336840 |  |  | EIA Prime Mover-level Data
2018 | WI | Holcombe | 4007 | 3 | HY | OP | NA | WAT |  | 336840 |  |  | EIA Prime Mover-level Data
2018 | WI | Holsum Elm Dairy | 58663 | GEN1 | IC | OP | NA | OBG |  | 26100 | 0.19184 | 0.0147 | EIA Prime Mover-level Data | Estimated using an emission factor
2018 | WI | Holsum Elm Dairy | 58663 | GEN2 | IC | OP | NA | OBG |  | 26100 | 0.19184 | 0.0147 | EIA Prime Mover-level Data | Estimated using an emission factor
2018 | WI | Holsum Irish Dairy | 62019 | GEN 1 | IC | OP | NA | OBG |  | 22500 | 0.16537 | 0.0147 | EIA Prime Mover-level Data | Estimated using an emission factor
2018 | WI | Holsum Irish Dairy | 62019 | GEN 2 | IC | OP | NA | OBG |  | 22500 | 0.16537 | 0.0147 | EIA Prime Mover-level Data | Estimated using an emission factor
2018 | WI | HQC Rock River Solar Power Gen Station | 60573 | PV1 | PV | OP | NA | SUN |  | 28967 |  |  | EIA Prime Mover-level Data
2018 | WI | IKEA Oak Creek Rooftop PV System | 61816 | PV1 | PV | OP | NA | SUN |  | 9929 |  |  | EIA Prime Mover-level Data
2018 | WI | Island Street Peaking Plant | 55836 | 1A | GT | OP | CT | NG | 652.0 | 76613 | 0.29938 | 0.0078154 | EPA/CAMD | NEI avg EF - PM, fuel type, firing type | 2004
2018 | WI | Island Street Peaking Plant | 55836 | 1B | GT | OP | CT | NG | 654.0 | 80653 | 0.31517 | 0.0078154 | EPA/CAMD | NEI avg EF - PM, fuel type, firing type | 2004
2018 | WI | J P Madgett | 4271 | B1 | ST | OP | TURBO | SUB | 7,774.0 | 21745713 | 23.5555 | 0.0021665 | EPA/CAMD | EPA/NEI | 1979
2018 | WI | Jefferson Solar Park | 59771 | JSP01 | PV | OP | NA | SUN |  | 11188 |  |  | EIA Prime Mover-level Data
2018 | WI | Jim Falls | 4008 | 1 | HY | OP | NA | WAT |  | 667863 |  |  | EIA Prime Mover-level Data
2018 | WI | Jim Falls | 4008 | 2 | HY | OP | NA | WAT |  | 667863 |  |  | EIA Prime Mover-level Data
2018 | WI | Jim Falls | 4008 | 4 | HY | OP | NA | WAT |  | 13538 |  |  | EIA Prime Mover-level Data
2018 | WI | Johnson Falls | 4067 | 1 | HY | OP | NA | WAT |  | 50929 |  |  | EIA Prime Mover-level Data
2018 | WI | Johnson Falls | 4067 | 2 | HY | OP | NA | WAT |  | 50929 |  |  | EIA Prime Mover-level Data
2018 | WI | Juneau | 8050 | 31 | GT | RE | NA | DFO
2018 | WI | Kaukauna City Hydro | 7822 | 1 | HY | OP | NA | WAT |  | 170657 |  |  | EIA Prime Mover-level Data
2018 | WI | Kaukauna City Hydro | 7822 | 2 | HY | OP | NA | WAT |  | 170657 |  |  | EIA Prime Mover-level Data
2018 | WI | Kaukauna Gas Turbine | 4118 | GT1 | GT | OP | NA | NG |  | 21302 | 0.058404 | 0.0054834 | EIA Prime Mover-level Data | NEI avg EF - PM, fuel type, firing type
2018 | WI | Kaukauna Paper Mill | 54098 | B07 | ST | OP | NA | WDS |  | 857538 | 9.7812 | 0.022812 | EIA Unit-level Data | NEI avg EF - PM, fuel type
2018 | WI | Kaukauna Paper Mill | 54098 | B08 | ST | OP | NA | BLQ |  | 1524711 | 1.5885 | 0.0020837 | EIA Unit-level Data | Estimated using an emission factor
2018 | WI | Kaukauna Paper Mill | 54098 | B09 | ST | OP | NA | BIT |  | 1176514 | 26.1697 | 0.044487 | EIA Unit-level Data | NEI avg EF - PM, fuel type
2018 | WI | Kaukauna Paper Mill | 54098 | B10 | ST | OP | NA | BLQ |  | 1987095 | 2.0703 | 0.0020837 | EIA Unit-level Data | Estimated using an emission factor
2018 | WI | Kaukauna Paper Mill | 54098 | B11 | ST | OP | NA | BIT |  | 2342689 | 52.1094 | 0.044487 | EIA Unit-level Data | NEI avg EF - PM, fuel type
2018 | WI | Kilbourn | 4053 | 2 | HY | OP | NA | WAT |  | 118353 |  |  | EIA Prime Mover-level Data
2018 | WI | Kilbourn | 4053 | HC1 | HY | OP | NA | WAT |  | 104151 |  |  | EIA Prime Mover-level Data
2018 | WI | Kilbourn | 4053 | HC5 | HY | OP | NA | WAT |  | 118353 |  |  | EIA Prime Mover-level Data
2018 | WI | Kilbourn | 4053 | HC6 | HY | OP | NA | WAT |  | 118353 |  |  | EIA Prime Mover-level Data
2018 | WI | Kimberly Mill | 54885 | 1H | HY | OP | NA | WAT |  | 40040 |  |  | EIA Prime Mover-level Data
2018 | WI | Kimberly Mill | 54885 | 2H | HY | OP | NA | WAT |  | 40040 |  |  | EIA Prime Mover-level Data
2018 | WI | Kimberly Mill | 54885 | 3H | HY | OP | NA | WAT |  | 40040 |  |  | EIA Prime Mover-level Data
2018 | WI | Kimberly Mill | 54885 | 3TB | ST | RE | NA | NG
2018 | WI | Kimberly Mill | 54885 | 4TB | ST | RE | NA | NG
2018 | WI | La Farge | 4124 | 2A | IC | OP | NA | DFO
2018 | WI | LAC Courte Oreilles Hydroelect | 10453 | U1 | HY | OP | NA | WAT |  | 6531 |  |  | EIA Prime Mover-level Data
2018 | WI | LAC Courte Oreilles Hydroelect | 10453 | U2 | HY | OP | NA | WAT |  | 52249 |  |  | EIA Prime Mover-level Data
2018 | WI | LAC Courte Oreilles Hydroelect | 10453 | U3 | HY | OP | NA | WAT |  | 52249 |  |  | EIA Prime Mover-level Data
2018 | WI | Ladysmith Dam | 3986 | 1 | HY | OP | NA | WAT |  | 31396 |  |  | EIA Prime Mover-level Data
2018 | WI | Ladysmith Dam | 3986 | 2 | HY | OP | NA | WAT |  | 31396 |  |  | EIA Prime Mover-level Data
2018 | WI | Ladysmith Dam | 3986 | 3 | HY | OP | NA | WAT |  | 55815 |  |  | EIA Prime Mover-level Data
2018 | WI | Lafayette DPC Solar | 60888 | PV1 | PV | OP | NA | SUN |  | 12536 |  |  | EIA Prime Mover-level Data
2018 | WI | Lake Area Landfill Gas Recovery | 56366 | 1 | IC | CN | NA | LFG
2018 | WI | Lake Area Landfill Gas Recovery | 56366 | 2 | IC | CN | NA | LFG
2018 | WI | Lake Area Landfill Gas Recovery | 56366 | 3 | IC | CN | NA | LFG
2018 | WI | Lake Area Landfill Gas Recovery | 56366 | 4 | IC | CN | NA | LFG
2018 | WI | Liberty Pole DPC Solar | 60891 | PV1 | PV | OP | NA | SUN |  | 18882 |  |  | EIA Prime Mover-level Data
2018 | WI | Lincoln Turbines | 7366 | 1 | WT | RE | NA | WND |  | 49264 |  |  | EIA Prime Mover-level Data
2018 | WI | Little Chute | 4119 | 1 | HY | OP | NA | WAT |  | 72217 |  |  | EIA Prime Mover-level Data
2018 | WI | Little Chute | 4119 | 2 | HY | OP | NA | WAT |  | 72217 |  |  | EIA Prime Mover-level Data
2018 | WI | Little Chute | 4119 | 3 | HY | OP | NA | WAT |  | 72217 |  |  | EIA Prime Mover-level Data
2018 | WI | Little Quinnesec Falls Hydro Project | 57190 | UNIT1 | HY | OP | NA | WAT |  | 129304 |  |  | EIA Prime Mover-level Data
2018 | WI | Little Quinnesec Falls Hydro Project | 57190 | UNIT2 | HY | OP | NA | WAT |  | 54444 |  |  | EIA Prime Mover-level Data
2018 | WI | Little Quinnesec Falls Hydro Project | 57190 | UNIT3 | HY | OP | NA | WAT |  | 129304 |  |  | EIA Prime Mover-level Data
2018 | WI | Little Quinnesec Falls Hydro Project | 57190 | UNIT4 | HY | OP | NA | WAT |  | 68055 |  |  | EIA Prime Mover-level Data
2018 | WI | Little Quinnesec Falls Hydro Project | 57190 | UNIT5 | HY | OP | NA | WAT |  | 68055 |  |  | EIA Prime Mover-level Data
2018 | WI | Little Quinnesec Falls Hydro Project | 57190 | UNIT6 | HY | OP | NA | WAT |  | 163331 |  |  | EIA Prime Mover-level Data
2018 | WI | Manitowoc | 4125 | 8 | ST | OP | FLUIDIZED | PC | 1,647.0 | 211476 | 1.3169 | 0.012454 | EPA/CAMD | EPA/NEI | 1990
2018 | WI | Manitowoc | 4125 | 9 | ST | OP | FLUIDIZED | PC | 6,454.0 | 2014686 | 6.4718 | 0.0064246 | EPA/CAMD | EPA/NEI | 2005
2018 | WI | Marathon Electric | 50990 | P1-1 | IC | RE | NA | DFO
2018 | WI | Marathon Electric | 50990 | P1-2 | IC | RE | NA | DFO
2018 | WI | Marathon Electric | 50990 | P2-3 | IC | SB | NA | DFO
2018 | WI | Marathon Electric | 50990 | P2-4 | IC | SB | NA | DFO
2018 | WI | Marathon Electric | 50990 | P3-5 | IC | RE | NA | DFO
2018 | WI | Marshfield Utilities Combustion Turbine | 56480 | 1A | GT | OP | CT | NG | 49.0 | 8555 | 0.033431 | 0.0078154 | EPA/CAMD | NEI avg EF - PM, fuel type, firing type | 2011
2018 | WI | Marshfield Utilities Combustion Turbine | 56480 | 1B | GT | OP | CT | NG | 47.0 | 8462 | 0.033067 | 0.0078154 | EPA/CAMD | NEI avg EF - PM, fuel type, firing type | 2011
2018 | WI | Medford DPC Solar | 60894 | PV1 | PV | OP | NA | SUN |  | 21301 |  |  | EIA Prime Mover-level Data
2018 | WI | Menomonie | 4009 | 1 | HY | OP | NA | WAT |  | 121839 |  |  | EIA Prime Mover-level Data
2018 | WI | Menomonie | 4009 | 2 | HY | OP | NA | WAT |  | 121839 |  |  | EIA Prime Mover-level Data
2018 | WI | Merrill | 4068 | 1 | HY | OP | NA | WAT |  | 11917 |  |  | EIA Prime Mover-level Data
2018 | WI | Merrill | 4068 | 2 | HY | OP | NA | WAT |  | 11917 |  |  | EIA Prime Mover-level Data
2018 | WI | Merrill | 4068 | 3 | HY | OP | NA | WAT |  | 44688 |  |  | EIA Prime Mover-level Data
2018 | WI | Metro Gas Recovery | 50576 | GEN1 | GT | OP | NA | LFG |  | 193906 | 2.0942 | 0.0216 | EIA Prime Mover-level Data | Estimated using an emission factor
2018 | WI | Metro Gas Recovery | 50576 | GEN2 | GT | OP | NA | LFG |  | 193906 | 2.0942 | 0.0216 | EIA Prime Mover-level Data | Estimated using an emission factor
2018 | WI | Metro Gas Recovery | 50576 | GEN3 | IC | OP | NA | LFG |  | 64016 | 0.47052 | 0.0147 | EIA Prime Mover-level Data | Estimated using an emission factor
2018 | WI | Metro Gas Recovery | 50576 | GEN4 | IC | OP | NA | LFG |  | 64016 | 0.47052 | 0.0147 | EIA Prime Mover-level Data | Estimated using an emission factor
2018 | WI | Metro Gas Recovery | 50576 | GEN5 | IC | OP | NA | LFG |  | 64016 | 0.47052 | 0.0147 | EIA Prime Mover-level Data | Estimated using an emission factor
2018 | WI | Metro Gas Recovery | 50576 | GEN6 | IC | OP | NA | LFG |  | 64016 | 0.47052 | 0.0147 | EIA Prime Mover-level Data | Estimated using an emission factor
2018 | WI | Middleton Airport Solar | 62731 | 1 | PV | T | NA | SUN
2018 | WI | Milwaukee County | 7549 | 1 | ST | RE | NA | SUB
2018 | WI | MMSD Jones Island Wastewater | 54851 | GEN1 | GT | OP | NA | NG |  | 685949 | 1.8807 | 0.0054834 | EIA Prime Mover-level Data | NEI avg EF - PM, fuel type, firing type
2018 | WI | MMSD Jones Island Wastewater | 54851 | GEN2 | GT | RE | NA | NG
2018 | WI | MMSD Jones Island Wastewater | 54851 | SOL1 | GT | OP | NA | LFG |  | 180307 | 1.9473 | 0.0216 | EIA Prime Mover-level Data | Estimated using an emission factor
2018 | WI | MMSD Jones Island Wastewater | 54851 | SOL2 | GT | OP | NA | LFG |  | 180307 | 1.9473 | 0.0216 | EIA Prime Mover-level Data | Estimated using an emission factor
2018 | WI | MMSD Jones Island Wastewater | 54851 | SOL3 | GT | OP | NA | LFG |  | 180307 | 1.9473 | 0.0216 | EIA Prime Mover-level Data | Estimated using an emission factor
2018 | WI | MMSD South Shore Wastewater | 55525 | 1 | IC | OP | NA | OBG |  | 99074 | 0.72819 | 0.0147 | EIA Prime Mover-level Data | Estimated using an emission factor
2018 | WI | MMSD South Shore Wastewater | 55525 | 1CAT | IC | OP | NA | OBG |  | 59444 | 0.43691 | 0.0147 | EIA Prime Mover-level Data | Estimated using an emission factor
2018 | WI | MMSD South Shore Wastewater | 55525 | 2CAT | IC | OP | NA | OBG |  | 59444 | 0.43691 | 0.0147 | EIA Prime Mover-level Data | Estimated using an emission factor
2018 | WI | MMSD South Shore Wastewater | 55525 | 3CAT | IC | OP | NA | OBG |  | 59444 | 0.43691 | 0.0147 | EIA Prime Mover-level Data | Estimated using an emission factor
2018 | WI | MMSD South Shore Wastewater | 55525 | 4CAT | IC | OP | NA | OBG |  | 59444 | 0.43691 | 0.0147 | EIA Prime Mover-level Data | Estimated using an emission factor
2018 | WI | Montfort Wind Energy Center | 55742 | ER15 | WT | OP | NA | WND |  | 363553 |  |  | EIA Prime Mover-level Data
2018 | WI | Mosinee Mill | 50614 | 5 | ST | OP | NA | BIT |  | 833148 | 18.5321 | 0.044487 | EIA Unit-level Data | NEI avg EF - PM, fuel type
2018 | WI | Mosinee Mill | 50614 | 6 | ST | OP | NA | BIT |  | 1264977 | 28.1374 | 0.044487 | EIA Unit-level Data | NEI avg EF - PM, fuel type
2018 | WI | Mosinee Mill | 50614 | 14 | ST | OP | NA | BLQ |  | 2132985 | 0.099504 | 9.33e-05 | EIA Unit-level Data | Estimated using an emission factor
2018 | WI | Mosinee Mill | 50614 | HYD1 | HY | OP | NA | WAT |  | 115950 |  |  | EIA Prime Mover-level Data
2018 | WI | Mosinee Mill | 50614 | HYD2 | HY | OP | NA | WAT |  | 31623 |  |  | EIA Prime Mover-level Data
2018 | WI | Mosinee Mill | 50614 | HYD3 | HY | OP | NA | WAT |  | 31623 |  |  | EIA Prime Mover-level Data
2018 | WI | Mt. Hope DPC Solar | 60893 | PV1 | PV | OP | NA | SUN |  | 18245 |  |  | EIA Prime Mover-level Data
2018 | WI | Neenah Energy Facility | 55135 | CT01 | GT | OP | CT | NG | 906.0 | 1269502 | 3.047 | 0.0048003 | EPA/CAMD | EPA/NEI | 2000
2018 | WI | Neenah Energy Facility | 55135 | CT02 | GT | OP | CT | NG | 1,006.0 | 1372022 | 3.704 | 0.0053993 | EPA/CAMD | EPA/NEI | 2000
2018 | WI | Nelson Dewey Generating Station | 4054 | 1 | ST | RE | CYCLONE | SUB
2018 | WI | Nelson Dewey Generating Station | 4054 | 2 | ST | RE | CYCLONE | SUB
2018 | WI | New Auburn DPC Solar | 60936 | PV1 | PV | OP | NA | SUN |  | 41613 |  |  | EIA Prime Mover-level Data
2018 | WI | New Badger | 4120 | 1 | HY | RE | NA | WAT
2018 | WI | New Badger | 4120 | 2 | HY | RE | NA | WAT
2018 | WI | New Badger | 4120 | 3 | HY | OP | NA | WAT |  | 173410 |  |  | EIA Prime Mover-level Data
2018 | WI | New Badger | 4120 | 4 | HY | OP | NA | WAT |  | 173410 |  |  | EIA Prime Mover-level Data
2018 | WI | New Lisbon | 4130 | 1 | IC | RE | NA | DFO
2018 | WI | New Lisbon | 4130 | 2 | IC | OP | NA | DFO |  | 26 | 0.00403 | 0.31 | EIA Prime Mover-level Data | Estimated using an emission factor
2018 | WI | New Lisbon | 4130 | 3 | IC | RE | NA | DFO
2018 | WI | New Lisbon | 4130 | 4 | IC | RE | NA | DFO
2018 | WI | New Lisbon | 4130 | 5 | IC | OP | NA | DFO |  | 47 | 0.007285 | 0.31 | EIA Prime Mover-level Data | Estimated using an emission factor
2018 | WI | New Lisbon | 4130 | 6 | IC | OP | NA | DFO |  | 45 | 0.006975 | 0.31 | EIA Prime Mover-level Data | Estimated using an emission factor
2018 | WI | New Lisbon | 4130 | 7 | IC | OP | NA | DFO |  | 45 | 0.006975 | 0.31 | EIA Prime Mover-level Data | Estimated using an emission factor
2018 | WI | New Lisbon Solar | 62848 | NEW9 | PV | T | NA | SUN
2018 | WI | Niagara Mill | 54857 | 1ST | ST | RE | NA | BIT
2018 | WI | Niagara Mill | 54857 | 2ST | ST | RE | NA | BIT
2018 | WI | Nine Springs | 9674 | GT1 | GT | OP | NA | NG |  | 1446 | 0.0039645 | 0.0054834 | EIA Prime Mover-level Data | NEI avg EF - PM, fuel type, firing type
2018 | WI | Northern States Flambeau | 3984 | 1 | GT | RE | NA | NG
2018 | WI | Oconto Falls Lower | 50439 | GEN1 | HY | OP | NA | WAT |  | 11259 |  |  | EIA Prime Mover-level Data
2018 | WI | Oconto Falls Lower | 50439 | GEN2 | HY | OP | NA | WAT |  | 63801 |  |  | EIA Prime Mover-level Data
2018 | WI | Oconto Falls Upper | 4044 | 1 | HY | OP | NA | WAT |  | 24881 |  |  | EIA Prime Mover-level Data
2018 | WI | Oconto Falls Upper | 4044 | 2 | HY | OP | NA | WAT |  | 24881 |  |  | EIA Prime Mover-level Data
2018 | WI | Oconto Falls Upper | 4044 | 3 | HY | OP | NA | WAT |  | 18661 |  |  | EIA Prime Mover-level Data
2018 | WI | Old Badger | 4121 | 3 | HY | RE | NA | WAT
2018 | WI | Old Badger | 4121 | 4 | HY | RE | NA | WAT
2018 | WI | Omega Hills Gas Recovery | 50577 | GEN1 | GT | OP | NA | LFG |  | 383678 | 4.1437 | 0.0216 | EIA Prime Mover-level Data | Estimated using an emission factor
2018 | WI | Omega Hills Gas Recovery | 50577 | GEN2 | GT | OP | NA | LFG |  | 383678 | 4.1437 | 0.0216 | EIA Prime Mover-level Data | Estimated using an emission factor
2018 | WI | Omega Hills Gas Recovery | 50577 | GEN3 | GT | OP | NA | LFG |  | 408431 | 4.4111 | 0.0216 | EIA Prime Mover-level Data | Estimated using an emission factor
2018 | WI | Omega Hills Gas Recovery | 50577 | GEN4 | IC | RE | NA | LFG
2018 | WI | Omega Hills Gas Recovery | 50577 | GEN5 | GT | OP | NA | LFG |  | 408431 | 4.4111 | 0.0216 | EIA Prime Mover-level Data | Estimated using an emission factor
2018 | WI | Onalaska Campus Landfill Biogas | 57824 | 416LF | IC | OA | NA | LFG |  | 44791 | 0.32921 | 0.0147 | EIA Prime Mover-level Data | Estimated using an emission factor
2018 | WI | Oneida Casino | 7602 | 1 | IC | RE | NA | DFO
2018 | WI | Oneida Casino | 7602 | 2 | IC | RE | NA | DFO
2018 | WI | Oshkosh Foundation Rosedale Biodigester LLC | 58555 | 95100 | IC | OP | NA | OBG |  | 27703 | 0.20362 | 0.0147 | EIA Prime Mover-level Data | Estimated using an emission factor
2018 | WI | Outagamie County Co-Generation Facility | 54842 | G1 | IC | OP | NA | LFG |  | 107257 | 0.78834 | 0.0147 | EIA Prime Mover-level Data | Estimated using an emission factor
2018 | WI | Outagamie County Co-Generation Facility | 54842 | G2 | IC | OP | NA | LFG |  | 107257 | 0.78834 | 0.0147 | EIA Prime Mover-level Data | Estimated using an emission factor
2018 | WI | Outagamie County Co-Generation Facility | 54842 | G3 | IC | OP | NA | LFG |  | 107257 | 0.78834 | 0.0147 | EIA Prime Mover-level Data | Estimated using an emission factor
2018 | WI | Outagamie County Co-Generation Facility | 54842 | G4 | IC | OP | NA | LFG |  | 107257 | 0.78834 | 0.0147 | EIA Prime Mover-level Data | Estimated using an emission factor
2018 | WI | Outagamie County Co-Generation Facility | 54842 | GEN1 | IC | RE | NA | LFG
2018 | WI | Outagamie County Co-Generation Facility | 54842 | GEN2 | IC | RE | NA | LFG
2018 | WI | Outagamie County Co-Generation Facility | 54842 | GEN3 | IC | RE | NA | LFG
2018 | WI | Packaging of America Tomahawk Mill | 50476 | 12 | ST | OP | NA | NG |  | 2361855 | 9.5093 | 0.0080524 | EIA Unit-level Data | NEI avg EF - PM, fuel type
2018 | WI | Packaging of America Tomahawk Mill | 50476 | B10 | ST | OP | NA | WDS |  | 2144799 | 24.4638 | 0.022812 | EIA Unit-level Data | NEI avg EF - PM, fuel type
2018 | WI | Packaging of America Tomahawk Mill | 50476 | B11 | ST | OP | NA | NG |  | 65382 | 0.26324 | 0.0080524 | EIA Unit-level Data | NEI avg EF - PM, fuel type
2018 | WI | Packaging of America Tomahawk Mill | 50476 | B5 | ST | OP | NA | BLQ |  | 1044881 | 16.2479 | 0.0311 | EIA Unit-level Data | Estimated using an emission factor
2018 | WI | Packaging of America Tomahawk Mill | 50476 | B7 | ST | RE | NA | WDS |  | 0 | 0 |  | EIA Unit-level Data | NEI avg EF - PM, fuel type
2018 | WI | Packaging of America Tomahawk Mill | 50476 | B8 | ST | RE | NA | WDS |  | 0 | 0 |  | EIA Unit-level Data | NEI avg EF - PM, fuel type
2018 | WI | Packaging of America Tomahawk Mill | 50476 | B9 | ST | OP | NA | OBG |  | 222752 | 0.32299 | 0.0029 | EIA Unit-level Data | Estimated using an emission factor
2018 | WI | Packaging of America Tomahawk Mill | 50476 | GEN3 | HY | OP | NA | WAT |  | 52686 |  |  | EIA Prime Mover-level Data
2018 | WI | Packaging of America Tomahawk Mill | 50476 | GEN4 | HY | OP | NA | WAT |  | 52686 |  |  | EIA Prime Mover-level Data
2018 | WI | Packaging of America Tomahawk Mill | 50476 | GEN5 | HY | OP | NA | WAT |  | 52686 |  |  | EIA Prime Mover-level Data
2018 | WI | Paris | 7270 | **1 | GT | OP | CT | NG | 851.0 | 625955 | 13.56 | 0.043326 | EPA/CAMD | EPA/NEI | 1995
2018 | WI | Paris | 7270 | **2 | GT | OP | CT | NG | 168.0 | 102998 | 2.3232 | 0.045111 | EPA/CAMD | EPA/NEI | 1995
2018 | WI | Paris | 7270 | **3 | GT | OP | CT | NG | 177.0 | 108663 | 2.4084 | 0.044328 | EPA/CAMD | EPA/NEI | 1995
2018 | WI | Paris | 7270 | **4 | GT | OP | CT | NG | 622.0 | 449696 | 9.7565 | 0.043392 | EPA/CAMD | EPA/NEI | 1995
2018 | WI | Park Mill | 50408 | 1 | HY | OP | NA | WAT |  | 17330 |  |  | EIA Prime Mover-level Data
2018 | WI | Park Mill | 50408 | 2 | HY | OP | NA | WAT |  | 8665 |  |  | EIA Prime Mover-level Data
2018 | WI | Park Mill | 50408 | 3 | HY | OP | NA | WAT |  | 17330 |  |  | EIA Prime Mover-level Data
2018 | WI | Park Mill | 50408 | 6 | HY | OP | NA | WAT |  | 17330 |  |  | EIA Prime Mover-level Data
2018 | WI | Park Mill | 50408 | 7 | HY | OP | NA | WAT |  | 17330 |  |  | EIA Prime Mover-level Data
2018 | WI | Park Mill | 50408 | 10 | HY | OP | NA | WAT |  | 12997 |  |  | EIA Prime Mover-level Data
2018 | WI | Petenwell | 4080 | 1 | HY | OP | NA | WAT |  | 267507 |  |  | EIA Prime Mover-level Data
2018 | WI | Petenwell | 4080 | 2 | HY | OP | NA | WAT |  | 267507 |  |  | EIA Prime Mover-level Data
2018 | WI | Petenwell | 4080 | 3 | HY | OP | NA | WAT |  | 267507 |  |  | EIA Prime Mover-level Data
2018 | WI | Petenwell | 4080 | 4 | HY | OP | NA | WAT |  | 267507 |  |  | EIA Prime Mover-level Data
2018 | WI | Pheasant Run Landfill Gas Recovery | 54661 | GE10 | IC | OP | NA | LFG |  | 56215 | 0.41318 | 0.0147 | EIA Prime Mover-level Data | Estimated using an emission factor
2018 | WI | Pheasant Run Landfill Gas Recovery | 54661 | GE11 | IC | OP | NA | LFG |  | 56215 | 0.41318 | 0.0147 | EIA Prime Mover-level Data | Estimated using an emission factor
2018 | WI | Pheasant Run Landfill Gas Recovery | 54661 | GEN1 | IC | OP | NA | LFG |  | 56215 | 0.41318 | 0.0147 | EIA Prime Mover-level Data | Estimated using an emission factor
2018 | WI | Pheasant Run Landfill Gas Recovery | 54661 | GEN2 | IC | OP | NA | LFG |  | 56215 | 0.41318 | 0.0147 | EIA Prime Mover-level Data | Estimated using an emission factor
2018 | WI | Pheasant Run Landfill Gas Recovery | 54661 | GEN3 | IC | OP | NA | LFG |  | 56215 | 0.41318 | 0.0147 | EIA Prime Mover-level Data | Estimated using an emission factor
2018 | WI | Pheasant Run Landfill Gas Recovery | 54661 | GEN4 | IC | OP | NA | LFG |  | 56215 | 0.41318 | 0.0147 | EIA Prime Mover-level Data | Estimated using an emission factor
2018 | WI | Pheasant Run Landfill Gas Recovery | 54661 | GEN5 | IC | OP | NA | LFG |  | 56215 | 0.41318 | 0.0147 | EIA Prime Mover-level Data | Estimated using an emission factor
2018 | WI | Pheasant Run Landfill Gas Recovery | 54661 | GEN6 | IC | OP | NA | LFG |  | 56215 | 0.41318 | 0.0147 | EIA Prime Mover-level Data | Estimated using an emission factor
2018 | WI | Pheasant Run Landfill Gas Recovery | 54661 | GEN7 | IC | OP | NA | LFG |  | 56215 | 0.41318 | 0.0147 | EIA Prime Mover-level Data | Estimated using an emission factor
2018 | WI | Pheasant Run Landfill Gas Recovery | 54661 | GEN8 | IC | OP | NA | LFG |  | 56215 | 0.41318 | 0.0147 | EIA Prime Mover-level Data | Estimated using an emission factor
2018 | WI | Pheasant Run Landfill Gas Recovery | 54661 | GEN9 | IC | OP | NA | LFG |  | 56215 | 0.41318 | 0.0147 | EIA Prime Mover-level Data | Estimated using an emission factor
2018 | WI | Pine | 4045 | 1 | HY | OP | NA | WAT |  | 36751 |  |  | EIA Prime Mover-level Data
2018 | WI | Pine | 4045 | 2 | HY | OP | NA | WAT |  | 36751 |  |  | EIA Prime Mover-level Data
2018 | WI | Pleasant Prairie | 6170 | 1 | ST | OP | TURBO | RC | 2,024.0 | 11165189 | 0.50337 | 9.0168e-05 | EPA/CAMD | EPA/NEI | 1980
2018 | WI | Pleasant Prairie | 6170 | 2 | ST | OP | TURBO | RC | 1,838.0 | 10658978 | 0.63433 | 0.00011902 | EPA/CAMD | EPA/NEI | 1985
2018 | WI | Point Beach Nuclear Plant | 4046 | 1 | ST | OP | NA | NUC |  | 54189047 |  |  | EIA Prime Mover-level Data
2018 | WI | Point Beach Nuclear Plant | 4046 | 2 | ST | OP | NA | NUC |  | 51707365 |  |  | EIA Prime Mover-level Data
2018 | WI | Point Beach Nuclear Plant | 4046 | 5 | GT | OP | NA | DFO |  | 1863 | 0.016077 | 0.017259 | EIA Prime Mover-level Data | NEI avg EF - PM, fuel type, firing type
2018 | WI | Port Edwards Mill | 54103 | GEN4 | ST | RE | NA | RFO
2018 | WI | Port Edwards Mill | 54103 | GEN7 | ST | RE | NA | RFO
2018 | WI | Port Edwards Mill | 54103 | HG1 | HY | SB | NA | WAT |  | 20548 |  |  | EIA Prime Mover-level Data
2018 | WI | Port Edwards Mill | 54103 | HG2 | HY | OP | NA | WAT |  | 20548 |  |  | EIA Prime Mover-level Data
2018 | WI | Port Edwards Mill | 54103 | HG3 | HY | OP | NA | WAT |  | 20548 |  |  | EIA Prime Mover-level Data
2018 | WI | Port Edwards Mill | 54103 | HG4 | HY | OP | NA | WAT |  | 20548 |  |  | EIA Prime Mover-level Data
2018 | WI | Port Edwards Mill | 54103 | HG5 | HY | OP | NA | WAT |  | 41096 |  |  | EIA Prime Mover-level Data
2018 | WI | Port Edwards Mill | 54103 | HG6 | HY | OP | NA | WAT |  | 41096 |  |  | EIA Prime Mover-level Data
2018 | WI | Port Edwards Mill | 54103 | JHG1 | HY | OP | NA | WAT |  | 66781 |  |  | EIA Prime Mover-level Data
2018 | WI | Port Edwards Mill | 54103 | JHG2 | HY | OP | NA | WAT |  | 30822 |  |  | EIA Prime Mover-level Data
2018 | WI | Port Edwards Mill | 54103 | JHG3 | HY | OP | NA | WAT |  | 30822 |  |  | EIA Prime Mover-level Data
2018 | WI | Port Edwards Mill | 54103 | JHG4 | HY | OA | NA | WAT |  | 20548 |  |  | EIA Prime Mover-level Data
2018 | WI | Port Edwards Mill | 54103 | JHG5 | HY | OA | NA | WAT |  | 30822 |  |  | EIA Prime Mover-level Data
2018 | WI | Port Washington Generating Station | 4040 | 11 | CT | OP | CC | NG | 5,679.0 | 9219078 | 12.78 | 0.0027725 | EPA/CAMD | EPA/NEI | 2008
2018 | WI | Port Washington Generating Station | 4040 | 12 | CT | OP | CC | NG | 5,685.0 | 9230261 | 7.6319 | 0.0016537 | EPA/CAMD | EPA/NEI | 2008
2018 | WI | Port Washington Generating Station | 4040 | 21 | CT | OP | CC | NG | 6,762.0 | 11117186 | 8.7516 | 0.0015744 | EPA/CAMD | EPA/NEI | 2005
2018 | WI | Port Washington Generating Station | 4040 | 22 | CT | OP | CC | NG | 6,787.0 | 11244059 | 11.2655 | 0.0020038 | EPA/CAMD | EPA/NEI | 2005
2018 | WI | Potato Rapids | 4071 | 1 | HY | OP | NA | WAT |  | 19853 |  |  | EIA Prime Mover-level Data
2018 | WI | Potato Rapids | 4071 | 2 | HY | OP | NA | WAT |  | 15882 |  |  | EIA Prime Mover-level Data
2018 | WI | Potato Rapids | 4071 | 3 | HY | OP | NA | WAT |  | 15882 |  |  | EIA Prime Mover-level Data
2018 | WI | Prairie Du Sac | 4056 | 1 | HY | OP | NA | WAT |  | 143025 |  |  | EIA Prime Mover-level Data
2018 | WI | Prairie Du Sac | 4056 | 2 | HY | OP | NA | WAT |  | 175716 |  |  | EIA Prime Mover-level Data
2018 | WI | Prairie Du Sac | 4056 | 3 | HY | OP | NA | WAT |  | 196148 |  |  | EIA Prime Mover-level Data
2018 | WI | Prairie Du Sac | 4056 | 4 | HY | OP | NA | WAT |  | 196148 |  |  | EIA Prime Mover-level Data
2018 | WI | Prairie Du Sac | 4056 | 5 | HY | OP | NA | WAT |  | 163457 |  |  | EIA Prime Mover-level Data
2018 | WI | Prairie Du Sac | 4056 | 6 | HY | OP | NA | WAT |  | 163457 |  |  | EIA Prime Mover-level Data
2018 | WI | Prairie Du Sac | 4056 | 7 | HY | OP | NA | WAT |  | 163457 |  |  | EIA Prime Mover-level Data
2018 | WI | Prairie Du Sac | 4056 | 8 | HY | OP | NA | WAT |  | 163457 |  |  | EIA Prime Mover-level Data
2018 | WI | Pulliam | 4072 | 7 | ST | OP | WALL | SUB | 4,230.0 | 1810311 | 1.757 | 0.0019411 | EPA/CAMD | EPA/NEI | 1958
2018 | WI | Pulliam | 4072 | 8 | ST | OP | WALL | SUB | 4,871.0 | 3834109 | 5.5838 | 0.0029127 | EPA/CAMD | EPA/NEI | 1964
2018 | WI | Pulliam | 4072 | 32 | GT | OP | CT | NG | 3,057.0 | 2508175 | 8.0443 | 0.0064144 | EPA/CAMD | EPA/NEI | 2003
2018 | WI | Quilt Block Wind Farm LLC | 57116 | GEN 1 | WT | OP | NA | WND |  | 3208032 |  |  | EIA Prime Mover-level Data
2018 | WI | Rapide Croche | 4122 | 1 | HY | OP | NA | WAT |  | 38293 |  |  | EIA Prime Mover-level Data
2018 | WI | Rapide Croche | 4122 | 2 | HY | OP | NA | WAT |  | 38293 |  |  | EIA Prime Mover-level Data
2018 | WI | Rapide Croche | 4122 | 3 | HY | OP | NA | WAT |  | 38293 |  |  | EIA Prime Mover-level Data
2018 | WI | Rapide Croche | 4122 | 4 | HY | OP | NA | WAT |  | 38293 |  |  | EIA Prime Mover-level Data
2018 | WI | Rhinelander Mill | 50933 | BLR7 | ST | OP | NA | BIT |  | 1216323 | 27.0552 | 0.044487 | EIA Unit-level Data | NEI avg EF - PM, fuel type
2018 | WI | Rhinelander Mill | 50933 | BLR8 | ST | OP | NA | NG |  | 1320220 | 5.3155 | 0.0080524 | EIA Unit-level Data | NEI avg EF - PM, fuel type
2018 | WI | Rhinelander Mill | 50933 | HYD1 | HY | OP | NA | WAT |  | 25344 |  |  | EIA Prime Mover-level Data
2018 | WI | Rhinelander Mill | 50933 | HYD2 | HY | OP | NA | WAT |  | 25344 |  |  | EIA Prime Mover-level Data
2018 | WI | Rhinelander Mill | 50933 | HYD3 | HY | OP | NA | WAT |  | 50688 |  |  | EIA Prime Mover-level Data
2018 | WI | Richland Center Renewable Energy LLC | 58834 | UNIT1 | IC | OP | NA | OBG |  | 73434 | 0.53974 | 0.0147 | EIA Prime Mover-level Data | Estimated using an emission factor
2018 | WI | Richland Center Renewable Energy LLC | 58834 | UNIT2 | IC | OP | NA | OBG |  | 73434 | 0.53974 | 0.0147 | EIA Prime Mover-level Data | Estimated using an emission factor
2018 | WI | Ridgeview | 55925 | GEN1 | IC | OP | NA | LFG |  | 44359 | 0.32604 | 0.0147 | EIA Prime Mover-level Data | Estimated using an emission factor
2018 | WI | Ridgeview | 55925 | GEN10 | IC | RE | NA | LFG
2018 | WI | Ridgeview | 55925 | GEN2 | IC | OP | NA | LFG |  | 44359 | 0.32604 | 0.0147 | EIA Prime Mover-level Data | Estimated using an emission factor
2018 | WI | Ridgeview | 55925 | GEN3 | IC | OP | NA | LFG |  | 44359 | 0.32604 | 0.0147 | EIA Prime Mover-level Data | Estimated using an emission factor
2018 | WI | Ridgeview | 55925 | GEN4 | IC | OP | NA | LFG |  | 44359 | 0.32604 | 0.0147 | EIA Prime Mover-level Data | Estimated using an emission factor
2018 | WI | Ridgeview | 55925 | GEN5 | IC | OP | NA | LFG |  | 44359 | 0.32604 | 0.0147 | EIA Prime Mover-level Data | Estimated using an emission factor
2018 | WI | Ridgeview | 55925 | GEN6 | IC | OP | NA | LFG |  | 44359 | 0.32604 | 0.0147 | EIA Prime Mover-level Data | Estimated using an emission factor
2018 | WI | Ridgeview | 55925 | GEN7 | IC | OP | NA | LFG |  | 44359 | 0.32604 | 0.0147 | EIA Prime Mover-level Data | Estimated using an emission factor
2018 | WI | Ridgeview | 55925 | GEN8 | IC | OP | NA | LFG |  | 44359 | 0.32604 | 0.0147 | EIA Prime Mover-level Data | Estimated using an emission factor
2018 | WI | Ridgeview | 55925 | GEN9 | IC | RE | NA | LFG
2018 | WI | Riverside Energy Center | 55641 | CT-01 | CT | OP | CC | NG | 7,065.0 | 11494841 | 12.6443 | 0.0022 | EPA/CAMD | EPA/NEI | 2004
2018 | WI | Riverside Energy Center | 55641 | CT-02 | CT | OP | CC | NG | 6,615.0 | 10641613 | 11.1737 | 0.0021 | EPA/CAMD | EPA/NEI | 2004
2018 | WI | Riverside Energy Center | 55641 | PV1 | PV | T | NA | SUN
2018 | WI | Rock River | 4057 | CT3 | GT | OP | CT | NG | 41.0 | 17202 | 0.067221 | 0.0078154 | EPA/CAMD | NEI avg EF - PM, fuel type, firing type | 1967
2018 | WI | Rock River | 4057 | CT5A | GT | OP | CT | NG | 362.0 | 116646 | 0.45582 | 0.0078154 | EPA/CAMD | NEI avg EF - PM, fuel type, firing type | 1972
2018 | WI | Rock River | 4057 | CT5B | GT | OP | CT | NG | 357.0 | 115363 | 0.45081 | 0.0078154 | EPA/CAMD | NEI avg EF - PM, fuel type, firing type | 1972
2018 | WI | Rock River | 4057 | CT6A | GT | OP | CT | NG | 3.0 | 685 | 0.0026768 | 0.0078154 | EPA/CAMD | NEI avg EF - PM, fuel type, firing type | 1972
2018 | WI | Rock River | 4057 | CT6B | GT | OP | CT | NG | 94.0 | 28338 | 0.11074 | 0.0078154 | EPA/CAMD | NEI avg EF - PM, fuel type, firing type | 1972
2018 | WI | Rockgen Energy Center | 55391 | CT-1 | GT | OP | CT | NG | 924.0 | 1218191 | 1.34 | 0.0022 | EPA/CAMD | EPA/NEI | 2001
2018 | WI | Rockgen Energy Center | 55391 | CT-2 | GT | OP | CT | NG | 1,576.0 | 2115692 | 7.4049 | 0.007 | EPA/CAMD | EPA/NEI | 2001
2018 | WI | Rockgen Energy Center | 55391 | CT-3 | GT | OP | CT | NG | 1,265.0 | 1723772 | 1.7238 | 0.002 | EPA/CAMD | EPA/NEI | 2001
2018 | WI | Rothschild Biomass Cogeneration Facility | 58124 | 1 | ST | OP | FLUIDIZED | WDS | 6,497.0 | 4022216 | 2.5689 | 0.0012774 | EPA/CAMD | EPA/NEI | 2013
2018 | WI | Sand Lake DPC Solar | 60957 | PV1 | PV | OP | NA | SUN |  | 19568 |  |  | EIA Prime Mover-level Data
2018 | WI | Sandstone Rapids | 4074 | 1 | HY | OP | NA | WAT |  | 61474 |  |  | EIA Prime Mover-level Data
2018 | WI | Sandstone Rapids | 4074 | 2 | HY | OP | NA | WAT |  | 61474 |  |  | EIA Prime Mover-level Data
2018 | WI | Sauk DPC Solar | 60887 | PV1 | PV | OP | NA | SUN |  | 13878 |  |  | EIA Prime Mover-level Data
2018 | WI | Saxon Falls | 1756 | 1 | HY | OP | NA | WAT |  | 53149 |  |  | EIA Prime Mover-level Data
2018 | WI | Saxon Falls | 1756 | 2 | HY | OP | NA | WAT |  | 53149 |  |  | EIA Prime Mover-level Data
2018 | WI | Seven Mile Creek LFG | 56149 | 1 | IC | RE | NA | LFG
2018 | WI | Seven Mile Creek LFG | 56149 | 2 | IC | RE | NA | LFG
2018 | WI | Seven Mile Creek LFG | 56149 | 3 | IC | RE | NA | LFG
2018 | WI | Seven Mile Creek LFG | 56149 | 4 | IC | RE | NA | LFG
2018 | WI | Seven Mile Creek LFG | 56149 | 5 | IC | IP | NA | LFG
2018 | WI | Sheboygan Falls Energy Facility | 56166 | 1 | GT | OP | CT | NG | 1,611.0 | 2297694 | 4.251 | 0.0037002 | EPA/CAMD | EPA/NEI | 2005
2018 | WI | Sheboygan Falls Energy Facility | 56166 | 2 | GT | OP | CT | NG | 1,228.0 | 1732261 | 3.465 | 0.0040006 | EPA/CAMD | EPA/NEI | 2005
2018 | WI | Sheepskin | 4059 | CT1A | GT | OP | CT | NG | 200.0 | 48776 | 0.1906 | 0.0078154 | EPA/CAMD | NEI avg EF - PM, fuel type, firing type | 1969
2018 | WI | Sheepskin | 4059 | CT1B | GT | OP | CT | NG | 200.0 | 48737 | 0.19045 | 0.0078154 | EPA/CAMD | NEI avg EF - PM, fuel type, firing type | 1969
2018 | WI | Sherry Energy Center | 55834 | CT01 | GT | IP | NA | NG
2018 | WI | Sherry Energy Center | 55834 | CT02 | GT | IP | NA | NG
2018 | WI | Sherry Energy Center | 55834 | CT03 | GT | IP | NA | NG
2018 | WI | Sherry Energy Center | 55834 | CT04 | GT | IP | NA | NG
2018 | WI | Sherry Energy Center | 55834 | CTG1 | CT | IP | NA | NG
2018 | WI | Sherry Energy Center | 55834 | CTG2 | CT | IP | NA | NG
2018 | WI | Sherry Energy Center | 55834 | STG1 | CA | IP | NA | NG
2018 | WI | Shirley Wind | 57553 | 1 | WT | OP | NA | WND |  | 482844 |  |  | EIA Prime Mover-level Data
2018 | WI | Solon Diesel | 7058 | 1 | IC | SB | NA | DFO
2018 | WI | Solon Diesel | 7058 | 2 | IC | SB | NA | DFO
2018 | WI | Solon Diesel | 7058 | 3 | IC | SB | NA | DFO
2018 | WI | Solon Diesel | 7058 | 4 | IC | SB | NA | DFO
2018 | WI | Solon Diesel | 7058 | 5 | IC | SB | NA | DFO
2018 | WI | Solon Diesel | 7058 | 6 | IC | SB | NA | DFO
2018 | WI | Solon Diesel | 7058 | 7 | IC | SB | NA | DFO
2018 | WI | Solon Diesel | 7058 | 8 | IC | SB | NA | DFO
2018 | WI | South Fond Du Lac | 7203 | **CT1 | GT | OP | CT | NG | 418.0 | 264914 | 1.0352 | 0.0078154 | EPA/CAMD | NEI avg EF - PM, fuel type, firing type | 1993
2018 | WI | South Fond Du Lac | 7203 | **CT2 | GT | OP | CT | NG | 386.0 | 243373 | 0.95103 | 0.0078154 | EPA/CAMD | NEI avg EF - PM, fuel type, firing type | 1994
2018 | WI | South Fond Du Lac | 7203 | **CT3 | GT | OP | CT | NG | 480.0 | 302822 | 1.1833 | 0.0078154 | EPA/CAMD | NEI avg EF - PM, fuel type, firing type | 1994
2018 | WI | South Fond Du Lac | 7203 | **CT4 | GT | OP | CT | NG | 394.0 | 249782 | 0.97608 | 0.0078154 | EPA/CAMD | NEI avg EF - PM, fuel type, firing type | 1996
2018 | WI | South Oak Creek | 4041 | 5 | ST | OP | WALL | RC | 7,262.0 | 13861003 | 1.0293 | 0.00014852 | EPA/CAMD | EPA/NEI | 1959
2018 | WI | South Oak Creek | 4041 | 6 | ST | OP | WALL | RC | 5,559.0 | 10354705 | 0.74478 | 0.00014385 | EPA/CAMD | EPA/NEI | 1961
2018 | WI | South Oak Creek | 4041 | 7 | ST | OP | TANGENTIAL | RC | 5,970.0 | 14271955 | 0.61902 | 8.6746e-05 | EPA/CAMD | EPA/NEI | 1965
2018 | WI | South Oak Creek | 4041 | 8 | ST | OP | TANGENTIAL | RC | 6,037.0 | 14984883 | 0.66116 | 8.8244e-05 | EPA/CAMD | EPA/NEI | 1967
2018 | WI | St Croix Falls | 4011 | 1 | HY | OP | NA | WAT |  | 111837 |  |  | EIA Prime Mover-level Data
2018 | WI | St Croix Falls | 4011 | 2 | HY | OP | NA | WAT |  | 111837 |  |  | EIA Prime Mover-level Data
2018 | WI | St Croix Falls | 4011 | 3 | HY | OP | NA | WAT |  | 111837 |  |  | EIA Prime Mover-level Data
2018 | WI | St Croix Falls | 4011 | 4 | HY | OP | NA | WAT |  | 111837 |  |  | EIA Prime Mover-level Data
2018 | WI | St Croix Falls | 4011 | 5 | HY | OP | NA | WAT |  | 152098 |  |  | EIA Prime Mover-level Data
2018 | WI | St Croix Falls | 4011 | 6 | HY | OP | NA | WAT |  | 152098 |  |  | EIA Prime Mover-level Data
2018 | WI | St Croix Falls | 4011 | 7 | HY | OP | NA | WAT |  | 143151 |  |  | EIA Prime Mover-level Data
2018 | WI | St Croix Falls | 4011 | 8 | HY | OP | NA | WAT |  | 143151 |  |  | EIA Prime Mover-level Data
2018 | WI | Stevens Point | 3973 | 1 | HY | OP | NA | WAT |  | 45050 |  |  | EIA Prime Mover-level Data
2018 | WI | Stevens Point | 3973 | 2 | HY | OP | NA | WAT |  | 45050 |  |  | EIA Prime Mover-level Data
2018 | WI | Stevens Point | 3973 | 3 | HY | OP | NA | WAT |  | 45050 |  |  | EIA Prime Mover-level Data
2018 | WI | Stevens Point | 3973 | 4 | HY | OP | NA | WAT |  | 45050 |  |  | EIA Prime Mover-level Data
2018 | WI | Stevens Point | 3973 | 5 | HY | OP | NA | WAT |  | 45050 |  |  | EIA Prime Mover-level Data
2018 | WI | Stevens Point | 3973 | 6 | HY | OS | NA | WAT |  | 45050 |  |  | EIA Prime Mover-level Data
2018 | WI | Stevens Point Mill | 55861 | SP | ST | OP | NA | NG |  | 1099034 | 4.425 | 0.0080524 | EIA Prime Mover-level Data | NEI avg EF - PM, fuel type
2018 | WI | Stiles | 4147 | 1 | HY | OP | NA | WAT |  | 27030 |  |  | EIA Prime Mover-level Data
2018 | WI | Stiles | 4147 | 2 | HY | OP | NA | WAT |  | 27030 |  |  | EIA Prime Mover-level Data
2018 | WI | Superior Generation Energy Center | 8057 | GEN1 | GT | CN | NA | NG
2018 | WI | Sycamore (WI) | 3993 | 1 | GT | OP | NA | NG |  | 379 | 0.0010391 | 0.0054834 | EIA Prime Mover-level Data | NEI avg EF - PM, fuel type, firing type
2018 | WI | Sycamore (WI) | 3993 | 2 | GT | OP | NA | NG |  | 496 | 0.0013599 | 0.0054834 | EIA Prime Mover-level Data | NEI avg EF - PM, fuel type, firing type
2018 | WI | Thornapple | 3988 | 1 | HY | OP | NA | WAT |  | 43798 |  |  | EIA Prime Mover-level Data
2018 | WI | Thornapple | 3988 | 2 | HY | OP | NA | WAT |  | 43798 |  |  | EIA Prime Mover-level Data
2018 | WI | Timberline Trail Gas Recovery | 56525 | GEN1 | IC | OP | NA | LFG |  | 54068 | 0.3974 | 0.0147 | EIA Prime Mover-level Data | Estimated using an emission factor
2018 | WI | Timberline Trail Gas Recovery | 56525 | GEN2 | IC | OP | NA | LFG |  | 54068 | 0.3974 | 0.0147 | EIA Prime Mover-level Data | Estimated using an emission factor
2018 | WI | Timberline Trail Gas Recovery | 56525 | GEN3 | IC | OP | NA | LFG |  | 54068 | 0.3974 | 0.0147 | EIA Prime Mover-level Data | Estimated using an emission factor
2018 | WI | Timberline Trail Gas Recovery | 56525 | GEN4 | IC | OP | NA | LFG |  | 54068 | 0.3974 | 0.0147 | EIA Prime Mover-level Data | Estimated using an emission factor
2018 | WI | Timberline Trail Gas Recovery | 56525 | GEN5 | IC | OP | NA | LFG |  | 54068 | 0.3974 | 0.0147 | EIA Prime Mover-level Data | Estimated using an emission factor
2018 | WI | Timberline Trail Gas Recovery | 56525 | GEN6 | IC | RE | NA | LFG
2018 | WI | Timberline Trail Gas Recovery | 56525 | GEN7 | IC | RE | NA | LFG
2018 | WI | Tisch Mills Wind | 60674 | TISCH | WT | P | NA | WND
2018 | WI | Tomahawk | 4075 | 1 | HY | OP | NA | WAT |  | 70564 |  |  | EIA Prime Mover-level Data
2018 | WI | Tomahawk | 4075 | 2 | HY | OP | NA | WAT |  | 70564 |  |  | EIA Prime Mover-level Data
2018 | WI | Trego | 4012 | 1 | HY | OP | NA | WAT |  | 49747 |  |  | EIA Prime Mover-level Data
2018 | WI | Trego | 4012 | 2 | HY | OP | NA | WAT |  | 35534 |  |  | EIA Prime Mover-level Data
2018 | WI | Twin Falls (WI) | 59836 | 11 | HY | OP | NA | WAT |  | 195021 |  |  | EIA Prime Mover-level Data
2018 | WI | Twin Falls (WI) | 59836 | 12 | HY | OP | NA | WAT |  | 195021 |  |  | EIA Prime Mover-level Data
2018 | WI | UW Madison Charter Street Plant | 54408 | 2 | ST | IP | NA | WDS
2018 | WI | UW Madison Charter Street Plant | 54408 | 3 | IC | SB | NA | DFO
2018 | WI | UW Madison Charter Street Plant | 54408 | B05 | ST | OP | NA | NG |  | 609684 | 2.4547 | 0.0080524 | EIA Unit-level Data | NEI avg EF - PM, fuel type
2018 | WI | UW Madison Charter Street Plant | 54408 | B06 | ST | OP | NA | NG |  | 799339 | 3.2183 | 0.0080524 | EIA Unit-level Data | NEI avg EF - PM, fuel type
2018 | WI | UW Madison Charter Street Plant | 54408 | B07 | ST | OP | NA | NG |  | 770253 | 3.1012 | 0.0080524 | EIA Unit-level Data | NEI avg EF - PM, fuel type
2018 | WI | UW Madison Charter Street Plant | 54408 | B08 | ST | OP | NA | NG |  | 759287 | 3.0571 | 0.0080524 | EIA Unit-level Data | NEI avg EF - PM, fuel type
2018 | WI | UW Madison Charter Street Plant | 54408 | B09 | ST | OP | NA | NG |  | 683233 | 2.7508 | 0.0080524 | EIA Unit-level Data | NEI avg EF - PM, fuel type
2018 | WI | Valley (WEPCO) | 4042 | 1 | ST | OP | WALL | NG | 6,569.0 | 2266106 | 3.6057 | 0.0031823 | EPA/CAMD | EPA/NEI | 1968
2018 | WI | Valley (WEPCO) | 4042 | 2 | ST | OP | WALL | NG | 5,287.0 | 1355679 | 2.1571 | 0.0031823 | EPA/CAMD | EPA/NEI | 1968
2018 | WI | Valley (WEPCO) | 4042 | 3 | ST | OP | WALL | NG | 4,268.0 | 1280598 | 2.0304 | 0.003171 | EPA/CAMD | EPA/NEI | 1969
2018 | WI | Valley (WEPCO) | 4042 | 4 | ST | OP | WALL | NG | 5,354.0 | 1631899 | 2.5873 | 0.0031709 | EPA/CAMD | EPA/NEI | 1969
2018 | WI | Viola | 4139 | 1 | IC | RE | NA | DFO
2018 | WI | Viola | 4139 | 2 | IC | RE | NA | DFO
2018 | WI | Viola | 4139 | 3 | IC | OP | NA | DFO
2018 | WI | Warren DPC Solar | 60890 | PV1 | PV | OP | NA | SUN |  | 33200 |  |  | EIA Prime Mover-level Data
2018 | WI | Washington Island | 4148 | 2 | IC | OP | NA | DFO |  | 51 | 0.007905 | 0.31 | EIA Prime Mover-level Data | Estimated using an emission factor
2018 | WI | Washington Island | 4148 | 3 | IC | OP | NA | DFO |  | 51 | 0.007905 | 0.31 | EIA Prime Mover-level Data | Estimated using an emission factor
2018 | WI | Washington Island | 4148 | 4 | IC | OP | NA | DFO |  | 102 | 0.01581 | 0.31 | EIA Prime Mover-level Data | Estimated using an emission factor
2018 | WI | Washington Island | 4148 | 5 | IC | OP | NA | DFO |  | 255 | 0.039525 | 0.31 | EIA Prime Mover-level Data | Estimated using an emission factor
2018 | WI | Washington Island | 4148 | 6 | IC | OP | NA | DFO |  | 460 | 0.0713 | 0.31 | EIA Prime Mover-level Data | Estimated using an emission factor
2018 | WI | Washington Island | 4148 | 7 | IC | OP | NA | DFO |  | 817 | 0.12663 | 0.31 | EIA Prime Mover-level Data | Estimated using an emission factor
2018 | WI | Washington Island | 4148 | 8 | IC | OP | NA | DFO |  | 817 | 0.12663 | 0.31 | EIA Prime Mover-level Data | Estimated using an emission factor
2018 | WI | Waupun Correctional Central Heating Plt | 54407 | 1 | ST | OP | NA | NG
2018 | WI | Waupun Correctional Central Heating Plt | 54407 | 2 | ST | OP | NA | NG
2018 | WI | Waupun Correctional Central Heating Plt | 54407 | 3 | IC | SB | NA | DFO
2018 | WI | Waupun Correctional Central Heating Plt | 54407 | 4 | IC | SB | NA | DFO
2018 | WI | Wausau | 4077 | 1 | HY | OP | NA | WAT |  | 70104 |  |  | EIA Prime Mover-level Data
2018 | WI | Wausau | 4077 | 2 | HY | OP | NA | WAT |  | 70104 |  |  | EIA Prime Mover-level Data
2018 | WI | Wausau | 4077 | 3 | HY | OP | NA | WAT |  | 70104 |  |  | EIA Prime Mover-level Data
2018 | WI | Waxdale | 59448 | CGEN1 | GT | OP | NA | LFG |  | 295540 | 3.1918 | 0.0216 | EIA Prime Mover-level Data | Estimated using an emission factor
2018 | WI | Waxdale | 59448 | CGEN2 | GT | OP | NA | NG |  | 295540 | 0.81028 | 0.0054834 | EIA Prime Mover-level Data | NEI avg EF - PM, fuel type, firing type
2018 | WI | Waxdale | 59448 | WEC01 | WT | OP | NA | WND |  | 31138 |  |  | EIA Prime Mover-level Data
2018 | WI | Waxdale | 59448 | WEC02 | WT | OP | NA | WND |  | 31138 |  |  | EIA Prime Mover-level Data
2018 | WI | West Campus Cogeneration Facility | 7991 | U1 | CT | OP | CC | NG | 5,102.0 | 2050129 | 2.4427 | 0.0023829 | EPA/CAMD | EPA/NEI | 2005
2018 | WI | West Campus Cogeneration Facility | 7991 | U2 | CT | OP | CC | NG | 3,810.0 | 1566849 | 1.8607 | 0.002375 | EPA/CAMD | EPA/NEI | 2005
2018 | WI | West Marinette | 4076 | **33 | GT | OP | CT | NG | 766.0 | 526094 | 0.049979 | 0.00019 | EPA/CAMD | EPA/NEI | 1993
2018 | WI | West Marinette | 4076 | **34 | GT | OP | CT | NG | 2,433.0 | 1963182 | 0.1865 | 0.00019 | EPA/CAMD | EPA/NEI | 2000
2018 | WI | West Marinette | 4076 | 31A | GT | OP | CT | NG | 1,077.0 | 172320 | 0.80708 | 0.0093672 | EPA/CAMD | EPA/NEI | 1971
2018 | WI | West Marinette | 4076 | 31B | GT | OP | CT | NG | 1,172.0 | 190066 | 0.80708 | 0.0084926 | EPA/CAMD | EPA/NEI | 1971
2018 | WI | West Marinette | 4076 | 32A | GT | OP | CT | NG | 1,023.0 | 193880 | 0.78222 | 0.0080692 | EPA/CAMD | EPA/NEI | 1973
2018 | WI | West Marinette | 4076 | 32B | GT | OP | CT | NG | 823.0 | 146111 | 0.78222 | 0.010707 | EPA/CAMD | EPA/NEI | 1973
2018 | WI | Weston | 4078 | 2 | ST | OP | WALL | NG | 0.0 |  | 0.34845 |  |  | EPA/NEI | 1960
2018 | WI | Weston | 4078 | 3 | ST | OP | TANGENTIAL | SUB | 5,703.0 | 12227041 | 13.0295 | 0.0021313 | EPA/CAMD | EPA/NEI | 1981
2018 | WI | Weston | 4078 | 4 | ST | OP | WALL | SUB | 7,507.0 | 31127719 | 52.2417 | 0.0033566 | EPA/CAMD | EPA/NEI | 2008
2018 | WI | Weston | 4078 | 32A | GT | OP | CT | NG | 582.0 | 135964 | 0.46558 | 0.0068486 | EPA/CAMD | EPA/NEI | 1973
2018 | WI | Weston | 4078 | 32B | GT | OP | CT | NG | 771.0 | 178177 | 0.60469 | 0.0067875 | EPA/CAMD | EPA/NEI | 1973
2018 | WI | Wheaton Generating Plant | 4014 | 1 | GT | OP | CT | NG | 203.0 | 77991 | 1.6687 | 0.042792 | EPA/CAMD | EPA/NEI | 1972
2018 | WI | Wheaton Generating Plant | 4014 | 2 | GT | OP | CT | NG | 272.0 | 118295 | 1.3757 | 0.023259 | EPA/CAMD | EPA/NEI | 1972
2018 | WI | Wheaton Generating Plant | 4014 | 3 | GT | OP | CT | NG | 201.0 | 77226 | 1.6562 | 0.042892 | EPA/CAMD | EPA/NEI | 1972
2018 | WI | Wheaton Generating Plant | 4014 | 4 | GT | OP | CT | NG | 222.0 | 87120 | 0.9645 | 0.022142 | EPA/CAMD | EPA/NEI | 1972
2018 | WI | Wheaton Generating Plant | 4014 | 5 | GT | OP | CT | DFO | 0.0 | [5 empty] | 1972
2018 | WI | Wheaton Generating Plant | 4014 | 6 | GT | OP | CT | DFO | 28.0 | 13625 | 0.088352 | 0.012969 | EPA/CAMD | EPA/NEI | 1972
2018 | WI | Wheaton Solar | 60203 | 1 | PV | IP | NA | SUN
2018 | WI | Whistling Winds DPC Solar | 60895 | PV1 | PV | OP | NA | SUN |  | 26051 |  |  | EIA Prime Mover-level Data
2018 | WI | White River (WI) | 3989 | 1 | HY | OP | NA | WAT |  | 21682 |  |  | EIA Prime Mover-level Data
2018 | WI | White River (WI) | 3989 | 2 | HY | OP | NA | WAT |  | 21682 |  |  | EIA Prime Mover-level Data
2018 | WI | Whitewater Cogeneration Facility | 55011 | 01 | CT | OP | CC | NG | 4,044.0 | 6187878 | 6.272 | 0.0020272 | EPA/CAMD | EPA/NEI | 1997
2018 | WI | Whiting | 3975 | 1 | HY | OS | NA | WAT |  | 65380 |  |  | EIA Prime Mover-level Data
2018 | WI | Whiting | 3975 | 2 | HY | OP | NA | WAT |  | 27241 |  |  | EIA Prime Mover-level Data
2018 | WI | Whiting | 3975 | 3 | HY | OS | NA | WAT |  | 27241 |  |  | EIA Prime Mover-level Data
2018 | WI | Whiting | 3975 | 4 | HY | OP | NA | WAT |  | 27241 |  |  | EIA Prime Mover-level Data
2018 | WI | Whiting | 3975 | 5 | HY | OP | NA | WAT |  | 27241 |  |  | EIA Prime Mover-level Data
2018 | WI | Whiting | 3975 | 6 | HY | OP | NA | WAT |  | 27241 |  |  | EIA Prime Mover-level Data
2018 | WI | Whiting | 3975 | 7 | HY | OP | NA | WAT |  | 27241 |  |  | EIA Prime Mover-level Data
2018 | WI | Whiting | 3975 | 8 | HY | OP | NA | WAT |  | 16345 |  |  | EIA Prime Mover-level Data
2018 | WI | Whiting | 3975 | 9 | HY | OP | NA | WAT |  | 16345 |  |  | EIA Prime Mover-level Data
2018 | WI | Whiting | 3975 | 10 | HY | OP | NA | WAT |  | 16345 |  |  | EIA Prime Mover-level Data
2018 | WI | Whiting Mill | 10476 | GEN4 | ST | RE | NA | SUB
2018 | WI | Wind Turbine | 7886 | 1 | WT | OP | NA | WND |  | 140452 |  |  | EIA Prime Mover-level Data
2018 | WI | Winnebago County Landfill Gas | 50936 | EG1 | IC | RE | NA | LFG
2018 | WI | Winnebago County Landfill Gas | 50936 | EG2 | IC | OP | NA | LFG |  | 49544 | 0.36415 | 0.0147 | EIA Prime Mover-level Data | Estimated using an emission factor
2018 | WI | Winnebago County Landfill Gas | 50936 | EG3 | IC | OP | NA | LFG |  | 49544 | 0.36415 | 0.0147 | EIA Prime Mover-level Data | Estimated using an emission factor
2018 | WI | Winnebago County Landfill Gas | 50936 | EG4 | IC | OP | NA | LFG |  | 55049 | 0.40461 | 0.0147 | EIA Prime Mover-level Data | Estimated using an emission factor
2018 | WI | Winnebago County Landfill Gas | 50936 | EG5 | IC | OP | NA | LFG |  | 77068 | 0.56645 | 0.0147 | EIA Prime Mover-level Data | Estimated using an emission factor
2018 | WI | Winnebago County Landfill Gas | 50936 | EG6 | IC | IP | NA | LFG
2018 | WI | Winter | 8013 | IC 1 | IC | OP | NA | DFO |  | 42 | 0.00651 | 0.31 | EIA Prime Mover-level Data | Estimated using an emission factor
2018 | WI | Winter | 8013 | IC 2 | IC | OP | NA | DFO |  | 42 | 0.00651 | 0.31 | EIA Prime Mover-level Data | Estimated using an emission factor
2018 | WI | Wisconsin Rapids | 3974 | 1 | HY | OP | NA | WAT |  | 124145 |  |  | EIA Prime Mover-level Data
2018 | WI | Wisconsin Rapids | 3974 | 2 | HY | OP | NA | WAT |  | 124145 |  |  | EIA Prime Mover-level Data
2018 | WI | Wisconsin Rapids | 3974 | 3 | HY | OP | NA | WAT |  | 32386 |  |  | EIA Prime Mover-level Data
2018 | WI | Wisconsin Rapids | 3974 | 4 | HY | OP | NA | WAT |  | 32386 |  |  | EIA Prime Mover-level Data
2018 | WI | Wisconsin Rapids | 3974 | 5 | HY | OP | NA | WAT |  | 32386 |  |  | EIA Prime Mover-level Data
2018 | WI | Wisconsin Rapids | 3974 | 6 | HY | OP | NA | WAT |  | 16193 |  |  | EIA Prime Mover-level Data
2018 | WI | Wisconsin Rapids | 3974 | 7 | HY | OP | NA | WAT |  | 32386 |  |  | EIA Prime Mover-level Data
2018 | WI | Wisconsin Rapids | 3974 | 8 | HY | OP | NA | WAT |  | 16193 |  |  | EIA Prime Mover-level Data
2018 | WI | Wisconsin Rapids | 3974 | 9 | HY | OP | NA | WAT |  | 32386 |  |  | EIA Prime Mover-level Data
2018 | WI | Wisconsin Rapids | 3974 | 10 | HY | OP | NA | WAT |  | 32386 |  |  | EIA Prime Mover-level Data
2018 | WI | Wisconsin Rapids Paper Mill | 10466 | GEN1 | ST | SB | NA | PUR |  | 76344 |  |  | EIA Prime Mover-level Data
2018 | WI | Wisconsin Rapids Paper Mill | 10466 | GEN2 | ST | OP | NA | PUR |  | 84488 |  |  | EIA Prime Mover-level Data
2018 | WI | Wisconsin Rapids Paper Mill | 10466 | GEN3 | ST | OP | NA | PUR |  | 50896 |  |  | EIA Prime Mover-level Data
2018 | WI | Wisconsin Rapids Pulp Mill | 10477 | P1 | ST | OP | NA | SUB |  | 2107132 | 18.1047 | 0.017184 | EIA Unit-level Data | NEI avg EF - PM, fuel type
2018 | WI | Wisconsin Rapids Pulp Mill | 10477 | P2 | ST | OP | NA | SUB |  | 2167332 | 18.622 | 0.017184 | EIA Unit-level Data | NEI avg EF - PM, fuel type
2018 | WI | Wisconsin Rapids Pulp Mill | 10477 | P3 | ST | OP | NA | NG |  | 1961695 | 7.8982 | 0.0080524 | EIA Unit-level Data | NEI avg EF - PM, fuel type
2018 | WI | Wisconsin Rapids Pulp Mill | 10477 | R1 | ST | OP | NA | BLQ |  | 2689658 | 0.1673 | 0.0001244 | EIA Unit-level Data | Estimated using an emission factor
2018 | WI | Wisconsin Rapids Pulp Mill | 10477 | R2 | ST | OP | NA | BLQ |  | 2695456 | 0.16766 | 0.0001244 | EIA Unit-level Data | Estimated using an emission factor
2018 | WI | Wisconsin Rapids Pulp Mill | 10477 | R3 | ST | OP | NA | BLQ |  | 2494519 | 0.15516 | 0.0001244 | EIA Unit-level Data | Estimated using an emission factor
2018 | WI | Wissota | 4015 | 1 | HY | OP | NA | WAT |  | 219866 |  |  | EIA Prime Mover-level Data
2018 | WI | Wissota | 4015 | 2 | HY | OP | NA | WAT |  | 282162 |  |  | EIA Prime Mover-level Data
2018 | WI | Wissota | 4015 | 3 | HY | OP | NA | WAT |  | 219866 |  |  | EIA Prime Mover-level Data
2018 | WI | Wissota | 4015 | 4 | HY | OP | NA | WAT |  | 282162 |  |  | EIA Prime Mover-level Data
2018 | WI | Wissota | 4015 | 5 | HY | OP | NA | WAT |  | 219866 |  |  | EIA Prime Mover-level Data
2018 | WI | Wissota | 4015 | 6 | HY | OP | NA | WAT |  | 219866 |  |  | EIA Prime Mover-level Data
2018 | WI | WPPI Hartford DG | 56266 | 1 | IC | OP | NA | DFO |  | 83 | 0.012865 | 0.31 | EIA Prime Mover-level Data | Estimated using an emission factor
2018 | WV | AEP Milton NaS | 59995 | 1 | BA | OP | NA | MWH |  | 0 |  |  | EIA Prime Mover-level Data
2018 | WV | Axiall Corporation Natrium Plant | 50491 | 001 | ST | OP | WALL | BIT | 0.0 | [5 empty] | 1952
2018 | WV | Axiall Corporation Natrium Plant | 50491 | 002 | ST | OP | WALL | BIT | 0.0 | [5 empty] | 1980
2018 | WV | Axiall Corporation Natrium Plant | 50491 | 003 | ST | OP | WALL | BIT | 8,282.0 | 7174753 | 657.9248 | 0.1834 | EPA/CAMD | EPA/NEI | 1966
2018 | WV | Beech Ridge Energy LLC | 57151 | GEN1 | WT | OP | NA | WND |  | 2549713 |  |  | EIA Prime Mover-level Data
2018 | WV | Beech Ridge Energy Storage | 60390 | BRES | BA | OP | NA | MWH |  | 0 |  |  | EIA Prime Mover-level Data
2018 | WV | Beech Ridge II Wind Energy Center | 62482 | GEN1 | WT | U | NA | WND
2018 | WV | Belleville Dam | 7594 | 1 | HY | OP | NA | WAT |  | 1038859 |  |  | EIA Prime Mover-level Data
2018 | WV | Belleville Dam | 7594 | 2 | HY | OP | NA | WAT |  | 1038859 |  |  | EIA Prime Mover-level Data
2018 | WV | Big Sandy Peaker Plant | 55284 | GS01 | GT | OP | CT | NG | 835.0 | 124694 | 0.34008 | 0.0054546 | EPA/CAMD | EPA/NEI | 2001
2018 | WV | Big Sandy Peaker Plant | 55284 | GS02 | GT | OP | CT | NG | 1,187.0 | 126239 | 0.25474 | 0.0040359 | EPA/CAMD | EPA/NEI | 2001
2018 | WV | Big Sandy Peaker Plant | 55284 | GS03 | GT | OP | CT | NG | 623.0 | 106409 | 0.34662 | 0.0065148 | EPA/CAMD | EPA/NEI | 2001
2018 | WV | Big Sandy Peaker Plant | 55284 | GS04 | GT | OP | CT | NG | 1,108.0 | 137671 | 0.34918 | 0.0050727 | EPA/CAMD | EPA/NEI | 2001
2018 | WV | Big Sandy Peaker Plant | 55284 | GS05 | GT | OP | CT | NG | 920.0 | 158446 | 0.3734 | 0.0047133 | EPA/CAMD | EPA/NEI | 2001
2018 | WV | Big Sandy Peaker Plant | 55284 | GS06 | GT | OP | CT | NG | 1,333.0 | 151444 | 0.33606 | 0.0044381 | EPA/CAMD | EPA/NEI | 2001
2018 | WV | Big Sandy Peaker Plant | 55284 | GS07 | GT | OP | CT | NG | 974.0 | 163238 | 0.34577 | 0.0042364 | EPA/CAMD | EPA/NEI | 2001
2018 | WV | Big Sandy Peaker Plant | 55284 | GS08 | GT | OP | CT | NG | 1,324.0 | 158293 | 0.28385 | 0.0035864 | EPA/CAMD | EPA/NEI | 2001
2018 | WV | Big Sandy Peaker Plant | 55284 | GS09 | GT | OP | CT | NG | 829.0 | 136719 | 0.35793 | 0.0052361 | EPA/CAMD | EPA/NEI | 2001
2018 | WV | Big Sandy Peaker Plant | 55284 | GS10 | GT | OP | CT | NG | 1,228.0 | 156460 | 0.34526 | 0.0044134 | EPA/CAMD | EPA/NEI | 2001
2018 | WV | Big Sandy Peaker Plant | 55284 | GS11 | GT | OP | CT | NG | 1,015.0 | 167400 | 0.32951 | 0.0039368 | EPA/CAMD | EPA/NEI | 2001
2018 | WV | Big Sandy Peaker Plant | 55284 | GS12 | GT | OP | CT | NG | 1,351.0 | 170743 | 0.30915 | 0.0036212 | EPA/CAMD | EPA/NEI | 2001
2018 | WV | Ceredo Generating Station | 55276 | 01 | GT | OP | CT | NG | 484.0 | 343498 | 1.501 | 0.0087395 | EPA/CAMD | EPA/NEI | 2001
2018 | WV | Ceredo Generating Station | 55276 | 02 | GT | OP | CT | NG | 482.0 | 348401 | 2.212 | 0.012698 | EPA/CAMD | EPA/NEI | 2001
2018 | WV | Ceredo Generating Station | 55276 | 03 | GT | OP | CT | NG | 450.0 | 323406 | 2.218 | 0.013717 | EPA/CAMD | EPA/NEI | 2001
2018 | WV | Ceredo Generating Station | 55276 | 04 | GT | OP | CT | NG | 386.0 | 273719 | 2.163 | 0.015805 | EPA/CAMD | EPA/NEI | 2001
2018 | WV | Ceredo Generating Station | 55276 | 05 | GT | OP | CT | NG | 405.0 | 283077 | 1.555 | 0.010986 | EPA/CAMD | EPA/NEI | 2001
2018 | WV | Ceredo Generating Station | 55276 | 06 | GT | OP | CT | NG | 413.0 | 289060 | 1.597 | 0.01105 | EPA/CAMD | EPA/NEI | 2001
2018 | WV | Dam No. 4 Hydro Station | 6543 | 1 | HY | OP | NA | WAT |  | 23055 |  |  | EIA Prime Mover-level Data
2018 | WV | Dam No. 4 Hydro Station | 6543 | 2 | HY | OP | NA | WAT |  | 23055 |  |  | EIA Prime Mover-level Data
2018 | WV | Dam No. 4 Hydro Station | 6543 | 3 | HY | OP | NA | WAT |  | 41499 |  |  | EIA Prime Mover-level Data
2018 | WV | Dam No. 5 Hydro Station | 6544 | 1 | HY | OP | NA | WAT |  | 31133 |  |  | EIA Prime Mover-level Data
2018 | WV | Dam No. 5 Hydro Station | 6544 | 2 | HY | OP | NA | WAT |  | 31133 |  |  | EIA Prime Mover-level Data
2018 | WV | ESC Brooke County Power I | 60202 | BCCA1 | CA | P | NA | NG
2018 | WV | ESC Brooke County Power I | 60202 | BCCT1 | CT | P | NA | NG
2018 | WV | ESC Brooke County Power I | 60202 | BCCT2 | CT | P | NA | NG
2018 | WV | ESC Harrison County Power | 60206 | HCCA1 | CA | P | NA | NG
2018 | WV | ESC Harrison County Power | 60206 | HCCT1 | CT | P | NA | NG
2018 | WV | FirstEnergy Albright | 3942 | 1 | ST | RE | WALL | BIT
2018 | WV | FirstEnergy Albright | 3942 | 2 | ST | RE | WALL | BIT
2018 | WV | FirstEnergy Albright | 3942 | 3 | ST | RE | TANGENTIAL | BIT
2018 | WV | FirstEnergy Rivesville | 3945 | 5 | ST | RE | NA | BIT
2018 | WV | FirstEnergy Rivesville | 3945 | 6 | ST | RE | NA | BIT
2018 | WV | Fort Martin Power Station | 3943 | 1 | ST | OP | TANGENTIAL | BIT | 7,946.0 | 33141457 | 3194.836 | 0.1928 | EPA/CAMD | EPA/NEI | 1967
2018 | WV | Fort Martin Power Station | 3943 | 2 | ST | OP | CELL | BIT | 6,105.0 | 25847250 | 2491.675 | 0.1928 | EPA/CAMD | EPA/NEI | 1968
2018 | WV | Gauley River Power Partners | 56333 | GEN1 | HY | OP | NA | WAT |  | 1322393 |  |  | EIA Prime Mover-level Data
2018 | WV | Gauley River Power Partners | 56333 | GEN2 | HY | OP | NA | WAT |  | 1322393 |  |  | EIA Prime Mover-level Data
2018 | WV | Glen Ferris Hydro | 50010 | GEN1 | HY | OP | NA | WAT |  | 8291 |  |  | EIA Prime Mover-level Data
2018 | WV | Glen Ferris Hydro | 50010 | GEN2 | HY | OP | NA | WAT |  | 8291 |  |  | EIA Prime Mover-level Data
2018 | WV | Glen Ferris Hydro | 50010 | GEN3 | HY | OP | NA | WAT |  | 8291 |  |  | EIA Prime Mover-level Data
2018 | WV | Glen Ferris Hydro | 50010 | GEN4 | HY | OA | NA | WAT |  | 8291 |  |  | EIA Prime Mover-level Data
2018 | WV | Glen Ferris Hydro | 50010 | GEN5 | HY | OA | NA | WAT |  | 8291 |  |  | EIA Prime Mover-level Data
2018 | WV | Glen Ferris Hydro | 50010 | GEN6 | HY | OA | NA | WAT |  | 8291 |  |  | EIA Prime Mover-level Data
2018 | WV | Glen Ferris Hydro | 50010 | GEN7 | HY | OP | NA | WAT |  | 39381 |  |  | EIA Prime Mover-level Data
2018 | WV | Glen Ferris Hydro | 50010 | GEN8 | HY | OP | NA | WAT |  | 39381 |  |  | EIA Prime Mover-level Data
2018 | WV | Grant Town Power Plant | 10151 | 1A | ST | OP | FLUIDIZED | WC | 8,047.0 | 4624559 | 33.8698 | 0.014648 | EPA/CAMD | EPA/NEI | 1993
2018 | WV | Grant Town Power Plant | 10151 | 1B | ST | OP | FLUIDIZED | WC | 8,280.0 | 4606781 | 33.8698 | 0.014704 | EPA/CAMD | EPA/NEI | 1993
2018 | WV | Harrison Power Station | 3944 | 1 | ST | OP | WALL | BIT | 6,798.0 | 38387978 | 406.5287 | 0.02118 | EPA/CAMD | EPA/NEI | 1972
2018 | WV | Harrison Power Station | 3944 | 2 | ST | OP | WALL | BIT | 7,634.0 | 42761314 | 452.8423 | 0.02118 | EPA/CAMD | EPA/NEI | 1973
2018 | WV | Harrison Power Station | 3944 | 3 | ST | OP | WALL | BIT | 8,147.0 | 48100032 | 509.3793 | 0.02118 | EPA/CAMD | EPA/NEI | 1974
2018 | WV | Hawks Nest Hydro | 50011 | GEN1 | HY | OP | NA | WAT |  | 1535627 |  |  | EIA Prime Mover-level Data
2018 | WV | Hawks Nest Hydro | 50011 | GEN2 | HY | OP | NA | WAT |  | 1535627 |  |  | EIA Prime Mover-level Data
2018 | WV | Hawks Nest Hydro | 50011 | GEN3 | HY | OP | NA | WAT |  | 1535627 |  |  | EIA Prime Mover-level Data
2018 | WV | Hawks Nest Hydro | 50011 | GEN4 | HY | OP | NA | WAT |  | 1535627 |  |  | EIA Prime Mover-level Data
2018 | WV | John E Amos | 3935 | 1 | ST | OP | WALL | BIT | 5,712.0 | 29483209 | 2842.181 | 0.1928 | EPA/CAMD | EPA/NEI | 1971
2018 | WV | John E Amos | 3935 | 2 | ST | OP | WALL | BIT | 7,089.0 | 38518134 | 3713.148 | 0.1928 | EPA/CAMD | EPA/NEI | 1972
2018 | WV | John E Amos | 3935 | 3 | ST | OP | CELL | BIT | 7,154.0 | 65615587 | 6325.343 | 0.1928 | EPA/CAMD | EPA/NEI | 1973
2018 | WV | John E Amos | 3935 | AUX1 | ST | OP | OTHER BOILER | DFO | 37.0 | 22239 | 0.02169 | 0.0019506 | EPA/CAMD | EPA/NEI | 1971
2018 | WV | John E Amos | 3935 | AUX3 | ST | OP | OTHER BOILER | DFO | 0.0 |  | 0.03219 |  |  | EPA/NEI | 1973
2018 | WV | Kammer | 3947 | 1 | ST | RE | CYCLONE | BIT
2018 | WV | Kammer | 3947 | 2 | ST | RE | CYCLONE | BIT
2018 | WV | Kammer | 3947 | 3 | ST | RE | CYCLONE | BIT
2018 | WV | Kanawha River | 3936 | 1 | ST | RE | VERTICAL/ARCH | BIT
2018 | WV | Kanawha River | 3936 | 2 | ST | RE | VERTICAL/ARCH | BIT
2018 | WV | Laurel Mountain | 57447 | 1 | WT | OP | NA | WND |  | 2253531 |  |  | EIA Prime Mover-level Data
2018 | WV | Laurel Mountain | 57447 | 2 | BA | OP | NA | MWH |  | 0 |  |  | EIA Prime Mover-level Data
2018 | WV | London | 6560 | 1 | HY | OP | NA | WAT |  | 245159 |  |  | EIA Prime Mover-level Data
2018 | WV | London | 6560 | 2 | HY | OP | NA | WAT |  | 245159 |  |  | EIA Prime Mover-level Data
2018 | WV | London | 6560 | 3 | HY | OP | NA | WAT |  | 245159 |  |  | EIA Prime Mover-level Data
2018 | WV | Longview Power | 56671 | 001 | ST | OP | WALL | BIT | 7,667.0 | 48831119 | 93.0122 | 0.0038095 | EPA/CAMD | EPA/NEI | 2011
2018 | WV | Marmet | 6561 | 1 | HY | OP | NA | WAT |  | 212565 |  |  | EIA Prime Mover-level Data
2018 | WV | Marmet | 6561 | 2 | HY | OP | NA | WAT |  | 212565 |  |  | EIA Prime Mover-level Data
2018 | WV | Marmet | 6561 | 3 | HY | OP | NA | WAT |  | 212565 |  |  | EIA Prime Mover-level Data
2018 | WV | Millville Hydro Station | 6546 | 1 | HY | OP | NA | WAT |  | 32298 |  |  | EIA Prime Mover-level Data
2018 | WV | Millville Hydro Station | 6546 | 2 | HY | OP | NA | WAT |  | 40373 |  |  | EIA Prime Mover-level Data
2018 | WV | Millville Hydro Station | 6546 | 3 | HY | OP | NA | WAT |  | 40373 |  |  | EIA Prime Mover-level Data
2018 | WV | Mitchell (WV) | 3948 | 1 | ST | OP | WALL | BIT | 5,313.0 | 29843870 | 459.0442 | 0.030763 | EPA/CAMD | EPA/NEI | 1971
2018 | WV | Mitchell (WV) | 3948 | 2 | ST | OP | WALL | BIT | 5,343.0 | 30265645 | 481.2238 | 0.0318 | EPA/CAMD | EPA/NEI | 1971
2018 | WV | Mitchell (WV) | 3948 | AUX1 | ST | OP | OTHER BOILER | DFO | 161.0 | 92701 | 0.155 | 0.0033441 | EPA/CAMD | EPA/NEI | 1971
2018 | WV | Morgantown Energy Facility | 10743 | CFB1 | ST | OP | FLUIDIZED | WC | 8,029.0 | 3188390 | 65.8947 | 0.041334 | EPA/CAMD | EPA/NEI | 1992
2018 | WV | Morgantown Energy Facility | 10743 | CFB2 | ST | OP | FLUIDIZED | WC | 8,404.0 | 3407673 | 65.8947 | 0.038674 | EPA/CAMD | EPA/NEI | 1992
2018 | WV | Morgantown L&D Hydroelectric Project | 62387 | NA1 | HY | P | NA | WAT
2018 | WV | Morgantown L&D Hydroelectric Project | 62387 | NA2 | HY | P | NA | WAT
2018 | WV | Moundsville Power | 59720 | MPCA1 | CA | IP | NA | NG
2018 | WV | Moundsville Power | 59720 | MPCT1 | CT | IP | NA | NG
2018 | WV | Moundsville Power | 59720 | MPCT2 | CT | IP | NA | NG
2018 | WV | Mount Storm Power Station | 3954 | 1 | ST | OP | TANGENTIAL | BIT | 4,948.0 | 21608454 | 343.5744 | 0.0318 | EPA/CAMD | EPA/NEI | 1965
2018 | WV | Mount Storm Power Station | 3954 | 2 | ST | OP | TANGENTIAL | BIT | 3,772.0 | 16414367 | 260.9884 | 0.0318 | EPA/CAMD | EPA/NEI | 1966
2018 | WV | Mount Storm Power Station | 3954 | 3 | ST | OP | TANGENTIAL | BIT | 4,518.0 | 19145179 | 304.4084 | 0.0318 | EPA/CAMD | EPA/NEI | 1973
2018 | WV | Mountaineer (1301) | 6264 | 1 | ST | OP | WALL | BIT | 5,091.0 | 58284314 | 926.7206 | 0.0318 | EPA/CAMD | EPA/NEI | 1980
2018 | WV | Mountaineer (1301) | 6264 | AUX1 | ST | OP | OTHER BOILER | DFO | 67.0 | 31790 | 0.15892 | 0.0099981 | EPA/CAMD | NEI avg EF - PM, fuel type, firing type | 1980
2018 | WV | Mountaineer (1301) | 6264 | AUX2 | ST | OP | OTHER BOILER | DFO | 46.0 | 24859 | 0.12427 | 0.0099981 | EPA/CAMD | NEI avg EF - PM, fuel type, firing type | 1980
2018 | WV | Mountaineer Wind Energy Center | 55986 | WT1 | WT | OP | NA | WND |  | 1335633 |  |  | EIA Prime Mover-level Data
2018 | WV | NedPower Mount Storm | 56495 | MS1 | WT | OP | NA | WND |  | 3462703 |  |  | EIA Prime Mover-level Data
2018 | WV | NedPower Mount Storm | 56495 | MS2 | WT | OP | NA | WND |  | 2111404 |  |  | EIA Prime Mover-level Data
2018 | WV | New Creek Wind | 60132 | NCG01 | WT | OP | NA | WND |  | 2886167 |  |  | EIA Prime Mover-level Data
2018 | WV | New Martinsville Hannibal Hydro | 50036 | UNT1 | HY | OP | NA | WAT |  | 858720 |  |  | EIA Prime Mover-level Data
2018 | WV | New Martinsville Hannibal Hydro | 50036 | UNT2 | HY | OP | NA | WAT |  | 858720 |  |  | EIA Prime Mover-level Data
2018 | WV | North Branch (WV) | 7537 | 1 | ST | RE | NA | WC
2018 | WV | Opekiska L&D Hydroelectric Project | 62386 | NA1 | HY | P | NA | WAT
2018 | WV | Opekiska L&D Hydroelectric Project | 62386 | NA2 | HY | P | NA | WAT
2018 | WV | Philip Sporn | 3938 | 1 | ST | RE | NA | BIT
2018 | WV | Philip Sporn | 3938 | 2 | ST | RE | NA | BIT
2018 | WV | Philip Sporn | 3938 | 3 | ST | RE | NA | BIT
2018 | WV | Philip Sporn | 3938 | 4 | ST | RE | NA | BIT
2018 | WV | Philip Sporn | 3938 | 5 | ST | RE | NA | BIT
2018 | WV | Pinnacle Wind Force LLC | 57595 | 1 | WT | OP | NA | WND |  | 1539567 |  |  | EIA Prime Mover-level Data
2018 | WV | Pleasants Energy, LLC | 55349 | 1 | GT | OP | CT | NG | 2,228.0 | 3430895 | 17.1907 | 0.010021 | EPA/CAMD | EPA/NEI | 2001
2018 | WV | Pleasants Energy, LLC | 55349 | 2 | GT | OP | CT | NG | 2,479.0 | 3786336 | 0.079684 | 4.209e-05 | EPA/CAMD | EPA/NEI | 2002
2018 | WV | Pleasants Power Station | 6004 | 1 | ST | OP | WALL | RC | 5,878.0 | 30261186 | 0.21606 | 1.428e-05 | EPA/CAMD | EPA/NEI | 1979
2018 | WV | Pleasants Power Station | 6004 | 2 | ST | OP | WALL | RC | 7,903.0 | 40871577 | 0.15121 | 7.399e-06 | EPA/CAMD | EPA/NEI | 1980
2018 | WV | Willow Island Hydroelectric Plant | 57401 | WIG1 | HY | OP | NA | WAT |  | 946891 |  |  | EIA Prime Mover-level Data
2018 | WV | Willow Island Hydroelectric Plant | 57401 | WIG2 | HY | OP | NA | WAT |  | 946891 |  |  | EIA Prime Mover-level Data
2018 | WV | Willow Island Power Station | 3946 | 1 | ST | SB | VERTICAL | BIT | [6 empty] | 1949
2018 | WV | Willow Island Power Station | 3946 | 2 | ST | SB | CYCLONE | BIT | [6 empty] | 1960
2018 | WV | Winfield | 6562 | 1 | HY | OP | NA | WAT |  | 363590 |  |  | EIA Prime Mover-level Data
2018 | WV | Winfield | 6562 | 2 | HY | OP | NA | WAT |  | 121197 |  |  | EIA Prime Mover-level Data
2018 | WV | Winfield | 6562 | 3 | HY | OP | NA | WAT |  | 121197 |  |  | EIA Prime Mover-level Data
2018 | WY | Alcova | 6409 | 1 | HY | OP | NA | WAT |  | 497587 |  |  | EIA Prime Mover-level Data
2018 | WY | Alcova | 6409 | 2 | HY | OP | NA | WAT |  | 497587 |  |  | EIA Prime Mover-level Data
2018 | WY | Arvada | 8028 | 1 | GT | OP | NA | NG |  | 1284 | 0.0035203 | 0.0054834 | EIA Prime Mover-level Data | NEI avg EF - PM, fuel type, firing type
2018 | WY | Arvada | 8028 | 2 | GT | OP | NA | NG |  | 1284 | 0.0035203 | 0.0054834 | EIA Prime Mover-level Data | NEI avg EF - PM, fuel type, firing type
2018 | WY | Arvada | 8028 | 3 | GT | OP | NA | NG |  | 1284 | 0.0035203 | 0.0054834 | EIA Prime Mover-level Data | NEI avg EF - PM, fuel type, firing type
2018 | WY | Barber Creek | 8030 | 1 | GT | OP | NA | NG |  | 1562 | 0.0042825 | 0.0054834 | EIA Prime Mover-level Data | NEI avg EF - PM, fuel type, firing type
2018 | WY | Barber Creek | 8030 | 2 | GT | OP | NA | NG |  | 1562 | 0.0042825 | 0.0054834 | EIA Prime Mover-level Data | NEI avg EF - PM, fuel type, firing type
2018 | WY | Barber Creek | 8030 | 3 | GT | OP | NA | NG |  | 1562 | 0.0042825 | 0.0054834 | EIA Prime Mover-level Data | NEI avg EF - PM, fuel type, firing type
2018 | WY | Beaver Creek Gas Plant | 55278 | 1 | GT | OP | NA | NG
2018 | WY | Beaver Creek Gas Plant | 55278 | 2 | GT | OP | NA | NG
2018 | WY | Beaver Creek Gas Plant | 55278 | STG-1 | ST | OP | NA | WH
2018 | WY | Big Sand Draw Plant | 60130 | 1 | IC | OP | NA | NG |  | 62143 | 0.013112 | 0.000422 | EIA Prime Mover-level Data | Estimated using an emission factor
2018 | WY | Big Sand Draw Plant | 60130 | 2 | IC | OP | NA | NG |  | 62143 | 0.013112 | 0.000422 | EIA Prime Mover-level Data | Estimated using an emission factor
2018 | WY | Big Sand Draw Plant | 60130 | 4 | IC | OP | NA | NG |  | 62143 | 0.013112 | 0.000422 | EIA Prime Mover-level Data | Estimated using an emission factor
2018 | WY | Big Sand Draw Plant | 60130 | 5 | IC | OP | NA | NG |  | 62143 | 0.013112 | 0.000422 | EIA Prime Mover-level Data | Estimated using an emission factor
2018 | WY | Big Sand Draw Plant | 60130 | 6 | IC | OP | NA | NG |  | 62143 | 0.013112 | 0.000422 | EIA Prime Mover-level Data | Estimated using an emission factor
2018 | WY | Boswell Wind I | 61393 | BOSW1 | WT | P | NA | WND
2018 | WY | Boswell Wind II | 61394 | BOSW2 | WT | P | NA | WND
2018 | WY | Boswell Wind III | 61395 | BOSW3 | WT | P | NA | WND
2018 | WY | Boswell Wind IV | 61396 | BOSW4 | WT | P | NA | WND
2018 | WY | Boysen | 505 | 1 | HY | OP | NA | WAT |  | 336436 |  |  | EIA Prime Mover-level Data
2018 | WY | Boysen | 505 | 2 | HY | OP | NA | WAT |  | 336436 |  |  | EIA Prime Mover-level Data
2018 | WY | Buffalo Bill | 7317 | 1 | HY | OP | NA | WAT |  | 317847 |  |  | EIA Prime Mover-level Data
2018 | WY | Buffalo Bill | 7317 | 2 | HY | OP | NA | WAT |  | 317847 |  |  | EIA Prime Mover-level Data
2018 | WY | Buffalo Bill | 7317 | 3 | HY | OP | NA | WAT |  | 317847 |  |  | EIA Prime Mover-level Data
2018 | WY | Campbell Hill Windpower | 57090 | CHWF | WT | OP | NA | WND |  | 2812929 |  |  | EIA Prime Mover-level Data
2018 | WY | Casper Wind Farm | 57093 | CWGT | WT | OP | NA | WND |  | 275556 |  |  | EIA Prime Mover-level Data
2018 | WY | Cheyenne Prairie Generating Station | 57703 | CT01 | CT | OP | CC | NG | 2,632.0 | 670396 | 1.1405 | 0.0034025 | EPA/CAMD | EPA/NEI | 2014
2018 | WY | Cheyenne Prairie Generating Station | 57703 | CT02 | CT | OP | CC | NG | 3,090.0 | 782137 | 1.3435 | 0.0034355 | EPA/CAMD | EPA/NEI | 2014
2018 | WY | Cheyenne Prairie Generating Station | 57703 | CT03 | GT | OP | CT | NG | 101.0 | 19906 | 0.037 | 0.0037175 | EPA/CAMD | EPA/NEI | 2014
2018 | WY | Chokecherry and Sierra Madre Wind | 58987 | I-A | WT | U | NA | WND
2018 | WY | Chokecherry and Sierra Madre Wind | 58987 | I-B | WT | U | NA | WND
2018 | WY | Chokecherry and Sierra Madre Wind | 58987 | I-C | WT | U | NA | WND
2018 | WY | Chokecherry and Sierra Madre Wind | 58987 | II-A | WT | L | NA | WND
2018 | WY | Chokecherry and Sierra Madre Wind | 58987 | II-B | WT | L | NA | WND
2018 | WY | Dave Johnston | 4158 | BW41 | ST | OP | WALL | SUB | 6,645.0 | 6164690 | 13.45 | 0.0043636 | EPA/CAMD | EPA/NEI | 1958
2018 | WY | Dave Johnston | 4158 | BW42 | ST | OP | WALL | SUB | 7,435.0 | 7676971 | 24.01 | 0.0062551 | EPA/CAMD | EPA/NEI | 1960
2018 | WY | Dave Johnston | 4158 | BW43 | ST | OP | WALL | SUB | 8,314.0 | 17462461 | 62.16 | 0.0071193 | EPA/CAMD | EPA/NEI | 1964
2018 | WY | Dave Johnston | 4158 | BW44 | ST | OP | TANGENTIAL | SUB | 8,146.0 | 24342418 | 60.97 | 0.0050094 | EPA/CAMD | EPA/NEI | 1972
2018 | WY | Dry Fork Station | 56609 | 01 | ST | OP | WALL | SUB | 7,987.0 | 31991345 | 3.5143 | 0.0002197 | EPA/CAMD | EPA/NEI | 2011
2018 | WY | Dunlap | 57299 | 1 | WT | OP | NA | WND |  | 3573106 |  |  | EIA Prime Mover-level Data
2018 | WY | Ekola Flats | 62591 | 1 | WT | P | NA | WND
2018 | WY | Elk Basin Gasoline Plant | 52127 | GEN1 | ST | OP | NA | OG |  | 556 | 0.0049794 | 0.017912 | EIA Prime Mover-level Data | NEI avg EF - PM, fuel type
2018 | WY | Elk Basin Gasoline Plant | 52127 | GEN2 | ST | OP | NA | OG |  | 556 | 0.0049794 | 0.017912 | EIA Prime Mover-level Data | NEI avg EF - PM, fuel type
2018 | WY | Elk Basin Gasoline Plant | 52127 | GEN3 | ST | RE | NA | OG
2018 | WY | Fontenelle | 4185 | 1 | HY | OP | NA | WAT |  | 607689 |  |  | EIA Prime Mover-level Data
2018 | WY | Foote Creek I | 55607 | GEN1 | WT | OP | NA | WND |  | 1216459 |  |  | EIA Prime Mover-level Data
2018 | WY | Foote Creek II | 55608 | GEN1 | WT | OP | NA | WND |  | 54060 |  |  | EIA Prime Mover-level Data
2018 | WY | Foote Creek III | 55609 | GEN1 | WT | OP | NA | WND |  | 647788 |  |  | EIA Prime Mover-level Data
2018 | WY | Foote Creek IV | 55610 | GEN1 | WT | OP | NA | WND |  | 476288 |  |  | EIA Prime Mover-level Data
2018 | WY | Fremont Canyon | 4176 | 1 | HY | OP | NA | WAT |  | 1015344 |  |  | EIA Prime Mover-level Data
2018 | WY | Fremont Canyon | 4176 | 2 | HY | OP | NA | WAT |  | 1015344 |  |  | EIA Prime Mover-level Data
2018 | WY | Garland Canal Power Plant | 57551 | MAIN | HY | OP | NA | WAT |  | 83820 |  |  | EIA Prime Mover-level Data
2018 | WY | General Chemical | 54318 | C | ST | OP | NA | BIT |  | 3776998 | 84.0133 | 0.044487 | EIA Unit-level Data | NEI avg EF - PM, fuel type
2018 | WY | General Chemical | 54318 | D | ST | OP | NA | BIT |  | 5665475 | 126.0195 | 0.044487 | EIA Unit-level Data | NEI avg EF - PM, fuel type
2018 | WY | General Chemical | 54318 | E | ST | OP | NA | NG |  | 2188759 | 8.8124 | 0.0080524 | EIA Unit-level Data | NEI avg EF - PM, fuel type
2018 | WY | Genesis Alkali | 57915 | 1BLR | ST | OP | NA | NG |  | 177985 | 0.71661 | 0.0080524 | EIA Unit-level Data | NEI avg EF - PM, fuel type
2018 | WY | Genesis Alkali | 57915 | 2BLR | ST | OP | NA | NG |  | 237980 | 0.95816 | 0.0080524 | EIA Unit-level Data | NEI avg EF - PM, fuel type
2018 | WY | Genesis Alkali | 57915 | 3BLR | ST | OP | NA | NG |  | 200101 | 0.80565 | 0.0080524 | EIA Unit-level Data | NEI avg EF - PM, fuel type
2018 | WY | Genesis Alkali | 57915 | 4BLR | ST | OP | NA | NG |  | 491730 | 1.9798 | 0.0080524 | EIA Unit-level Data | NEI avg EF - PM, fuel type
2018 | WY | Genesis Alkali | 57915 | 6BLR | ST | OP | NA | SUB |  | 6057350 | 52.0454 | 0.017184 | EIA Unit-level Data | NEI avg EF - PM, fuel type
2018 | WY | Genesis Alkali | 57915 | 7BLR | ST | OP | NA | SUB |  | 5869568 | 50.432 | 0.017184 | EIA Unit-level Data | NEI avg EF - PM, fuel type
2018 | WY | Genesis Alkali | 57915 | 8BLR | ST | OP | NA | NG |  | 1240888 | 4.9961 | 0.0080524 | EIA Unit-level Data | NEI avg EF - PM, fuel type
2018 | WY | Glendo | 4177 | 1 | HY | OP | NA | WAT |  | 351393 |  |  | EIA Prime Mover-level Data
2018 | WY | Glendo | 4177 | 2 | HY | OP | NA | WAT |  | 351393 |  |  | EIA Prime Mover-level Data
2018 | WY | Glenrock | 56841 | 1 | WT | OP | NA | WND |  | 2756804 |  |  | EIA Prime Mover-level Data
2018 | WY | Glenrock | 56841 | 2 | WT | OP | NA | WND |  | 1086014 |  |  | EIA Prime Mover-level Data
2018 | WY | Guernsey | 4178 | 1 | HY | OP | NA | WAT |  | 73697 |  |  | EIA Prime Mover-level Data
2018 | WY | Guernsey | 4178 | 2 | HY | OP | NA | WAT |  | 73697 |  |  | EIA Prime Mover-level Data
2018 | WY | Happy Jack Windpower Project | 56960 | HJW01 | WT | OP | NA | WND |  | 732322 |  |  | EIA Prime Mover-level Data
2018 | WY | Hartzog | 8026 | 1 | GT | OP | NA | NG |  | 1581 | 0.0043346 | 0.0054834 | EIA Prime Mover-level Data | NEI avg EF - PM, fuel type, firing type
2018 | WY | Hartzog | 8026 | 2 | GT | OP | NA | NG |  | 1581 | 0.0043346 | 0.0054834 | EIA Prime Mover-level Data | NEI avg EF - PM, fuel type, firing type
2018 | WY | Hartzog | 8026 | 3 | GT | OP | NA | NG |  | 1581 | 0.0043346 | 0.0054834 | EIA Prime Mover-level Data | NEI avg EF - PM, fuel type, firing type
2018 | WY | Heart Mountain | 6408 | 1 | HY | OP | NA | WAT |  | 202894 |  |  | EIA Prime Mover-level Data
2018 | WY | High Plains | 57040 | 1 | WT | OP | NA | WND |  | 2981905 |  |  | EIA Prime Mover-level Data
2018 | WY | Jim Bridger | 8066 | BW71 | ST | OP | TANGENTIAL | SUB | 7,092.0 | 23838587 | 83.6963 | 0.0070219 | EPA/CAMD | EPA/NEI | 1974
2018 | WY | Jim Bridger | 8066 | BW72 | ST | OP | TANGENTIAL | SUB | 8,654.0 | 28796835 | 84.0402 | 0.0058368 | EPA/CAMD | EPA/NEI | 1975
2018 | WY | Jim Bridger | 8066 | BW73 | ST | OP | TANGENTIAL | SUB | 8,488.0 | 31802277 | 98.213 | 0.0061765 | EPA/CAMD | EPA/NEI | 1976
2018 | WY | Jim Bridger | 8066 | BW74 | ST | OP | TANGENTIAL | SUB | 8,464.0 | 30193965 | 69.6641 | 0.0046144 | EPA/CAMD | EPA/NEI | 1979
2018 | WY | Kortes | 4180 | 1 | HY | OP | NA | WAT |  | 352578 |  |  | EIA Prime Mover-level Data
2018 | WY | Kortes | 4180 | 2 | HY | OP | NA | WAT |  | 352578 |  |  | EIA Prime Mover-level Data
2018 | WY | Kortes | 4180 | 3 | HY | OP | NA | WAT |  | 352578 |  |  | EIA Prime Mover-level Data
2018 | WY | Lake (WY) | 7039 | 1 | IC | SB | NA | DFO |  | 395 | 0.061225 | 0.31 | EIA Prime Mover-level Data | Estimated using an emission factor
2018 | WY | Laramie River | 6204 | 1 | ST | OP | WALL | RC | 7,074.0 | 33525036 | 44.5026 | 0.0026549 | EPA/CAMD | EPA/NEI | 1980
2018 | WY | Laramie River | 6204 | 2 | ST | OP | WALL | RC | 7,560.0 | 38595939 | 51.0111 | 0.0026433 | EPA/CAMD | EPA/NEI | 1981
2018 | WY | Laramie River | 6204 | 3 | ST | OP | WALL | RC | 8,522.0 | 51363121 | 50.3 | 0.0019586 | EPA/CAMD | EPA/NEI | 1982
2018 | WY | McFadden Ridge | 57039 | 1 | WT | OP | NA | WND |  | 914756 |  |  | EIA Prime Mover-level Data
2018 | WY | Medicine Bow | 692 | 3 | WT | RE | NA | WND
2018 | WY | Medicine Bow | 692 | 5 | WT | OP | NA | WND |  | 18247 |  |  | EIA Prime Mover-level Data
2018 | WY | Medicine Bow | 692 | 6 | WT | OP | NA | WND |  | 18247 |  |  | EIA Prime Mover-level Data
2018 | WY | Medicine Bow | 692 | 7 | WT | OP | NA | WND |  | 18247 |  |  | EIA Prime Mover-level Data
2018 | WY | Medicine Bow | 692 | 8 | WT | OP | NA | WND |  | 18247 |  |  | EIA Prime Mover-level Data
2018 | WY | Medicine Bow | 692 | 9 | WT | OP | NA | WND |  | 18247 |  |  | EIA Prime Mover-level Data
2018 | WY | Medicine Bow | 692 | 10 | WT | OP | NA | WND |  | 18247 |  |  | EIA Prime Mover-level Data
2018 | WY | Medicine Bow | 692 | 11 | WT | OP | NA | WND |  | 18247 |  |  | EIA Prime Mover-level Data
2018 | WY | Medicine Bow | 692 | 12 | WT | IP | NA | WND
2018 | WY | Medicine Bow | 692 | 13 | WT | IP | NA | WND
2018 | WY | Medicine Bow | 692 | 1A | WT | OP | NA | WND |  | 15640 |  |  | EIA Prime Mover-level Data
2018 | WY | Medicine Bow | 692 | 2A | WT | OP | NA | WND |  | 15640 |  |  | EIA Prime Mover-level Data
2018 | WY | Medicine Bow | 692 | CLIP | WT | RE | NA | WND
2018 | WY | Mountain Wind Power II LLC | 56753 | 1 | WT | OP | NA | WND |  | 51736 |  |  | EIA Prime Mover-level Data
2018 | WY | Mountain Wind Power LLC | 56752 | 1 | WT | OP | NA | WND |  | 39447 |  |  | EIA Prime Mover-level Data
2018 | WY | Naughton | 4162 | 1 | ST | OP | TANGENTIAL | SUB | 8,628.0 | 14088290 | 27.3 | 0.0038756 | EPA/CAMD | EPA/NEI | 1963
2018 | WY | Naughton | 4162 | 2 | ST | OP | TANGENTIAL | SUB | 8,579.0 | 17286218 | 24.54 | 0.0028393 | EPA/CAMD | EPA/NEI | 1968
2018 | WY | Naughton | 4162 | 3 | ST | OP | TANGENTIAL | SUB | 8,186.0 | 21782763 | 118.39 | 0.01087 | EPA/CAMD | EPA/NEI | 1971
2018 | WY | Neil Simpson | 4150 | 5 | ST | RE | NA | SUB
2018 | WY | Neil Simpson II | 7504 | 001 | ST | OP | WALL | SUB | 8,343.0 | 8715267 | 0.04763 | 1.093e-05 | EPA/CAMD | EPA/NEI | 1995
2018 | WY | Neil Simpson II | 7504 | CT1 | GT | OP | CT | NG | 782.0 | 203925 | 0.10541 | 0.0010338 | EPA/CAMD | EPA/NEI | 2000
2018 | WY | Neil Simpson II (CT2) | 55477 | CT2 | GT | OP | CT | NG | 567.0 | 121569 | 0.10078 | 0.0016581 | EPA/CAMD | EPA/NEI | 2001
2018 | WY | Old Faithful | 2196 | 1 | IC | SB | NA | DFO |  | 837 | 0.12973 | 0.31 | EIA Prime Mover-level Data | Estimated using an emission factor
2018 | WY | Old Faithful | 2196 | 2 | IC | SB | NA | DFO |  | 837 | 0.12973 | 0.31 | EIA Prime Mover-level Data | Estimated using an emission factor
2018 | WY | Osage (WY) | 4151 | 1 | ST | RE | NA | SUB
2018 | WY | Osage (WY) | 4151 | 2 | ST | RE | NA | SUB
2018 | WY | Osage (WY) | 4151 | 3 | ST | RE | NA | SUB
2018 | WY | Pilot Butte | 674 | 1 | HY | OS | NA | WAT
2018 | WY | Pilot Butte | 674 | 2 | HY | OS | NA | WAT
2018 | WY | Pioneer Wind Park, LLC | 60259 | PWP1 | WT | OP | NA | WND |  | 2303955 |  |  | EIA Prime Mover-level Data
2018 | WY | Rock River I LLC | 55740 | GEN1 | WT | OP | NA | WND |  | 1264648 |  |  | EIA Prime Mover-level Data
2018 | WY | Rolling Hills | 56842 | 1 | WT | OP | NA | WND |  | 2533374 |  |  | EIA Prime Mover-level Data
2018 | WY | Seminoe | 4182 | 1 | HY | OP | NA | WAT |  | 318702 |  |  | EIA Prime Mover-level Data
2018 | WY | Seminoe | 4182 | 2 | HY | OP | NA | WAT |  | 318702 |  |  | EIA Prime Mover-level Data
2018 | WY | Seminoe | 4182 | 3 | HY | OP | NA | WAT |  | 318702 |  |  | EIA Prime Mover-level Data
2018 | WY | Seven Mile Hill | 56843 | 1 | WT | OP | NA | WND |  | 3214791 |  |  | EIA Prime Mover-level Data
2018 | WY | Seven Mile Hill | 56843 | 2 | WT | OP | NA | WND |  | 633217 |  |  | EIA Prime Mover-level Data
2018 | WY | Shoshone (WY) | 4183 | 1 | HY | OP | NA | WAT |  | 176489 |  |  | EIA Prime Mover-level Data
2018 | WY | Shute Creek Facility | 56312 | 021A | GT | OP | NA | OG |  | 3407368 | 19.6263 | 0.01152 | EIA Prime Mover-level Data | NEI avg EF - PM, fuel type
2018 | WY | Shute Creek Facility | 56312 | 021B | GT | OP | NA | OG |  | 3407368 | 19.6263 | 0.01152 | EIA Prime Mover-level Data | NEI avg EF - PM, fuel type
2018 | WY | Shute Creek Facility | 56312 | 021C | GT | OP | NA | OG |  | 3407368 | 19.6263 | 0.01152 | EIA Prime Mover-level Data | NEI avg EF - PM, fuel type
2018 | WY | Silver Sage Windpower | 57091 | SSW01 | WT | OP | NA | WND |  | 1128206 |  |  | EIA Prime Mover-level Data
2018 | WY | Simplot Phosphates | 54472 | AUX | ST | OP | NA | NG |  | 30734 | 0.12374 | 0.0080524 | EIA Unit-level Data | NEI avg EF - PM, fuel type
2018 | WY | Simplot Phosphates | 54472 | LURGI | ST | OP | NA | OTH |  | 1795495 | 0.37885 | 0.000422 | EIA Unit-level Data | Estimated using an emission factor
2018 | WY | Simplot Phosphates | 54472 | MECS | ST | OP | NA | OTH |  | 1295132 | 0.27327 | 0.000422 | EIA Unit-level Data | Estimated using an emission factor
2018 | WY | Simplot Phosphates | 54472 | ZURN | ST | OP | NA | NG |  | 107087 | 0.43116 | 0.0080524 | EIA Unit-level Data | NEI avg EF - PM, fuel type
2018 | WY | Sinclair Oil Refinery | 54374 | 2002 | IC | RE | NA | NG
2018 | WY | Sinclair Oil Refinery | 54374 | 2004 | IC | OP | NA | NG |  | 30792 | 0.0064971 | 0.000422 | EIA Prime Mover-level Data | Estimated using an emission factor
2018 | WY | Sinclair Oil Refinery | 54374 | 2006 | IC | OP | NA | NG |  | 30792 | 0.0064971 | 0.000422 | EIA Prime Mover-level Data | Estimated using an emission factor
2018 | WY | Sinclair Oil Refinery | 54374 | 2008 | IC | OP | NA | NG |  | 30792 | 0.0064971 | 0.000422 | EIA Prime Mover-level Data | Estimated using an emission factor
2018 | WY | Sinclair Oil Refinery | 54374 | NO1 | ST | RE | NA | NG
2018 | WY | Sinclair Oil Refinery | 54374 | NO2 | ST | SB | NA | OG
2018 | WY | Sinclair Oil Refinery | 54374 | NO3 | ST | OP | NA | OG |  | 1970774 | 17.6499 | 0.017912 | EIA Prime Mover-level Data | NEI avg EF - PM, fuel type
2018 | WY | Sinclair Oil Refinery | 54374 | NO5 | IC | SB | NA | DFO |  | 26055 | 4.0385 | 0.31 | EIA Prime Mover-level Data | Estimated using an emission factor
2018 | WY | Spirit Mountain | 7541 | 1 | HY | OP | NA | WAT |  | 141686 |  |  | EIA Prime Mover-level Data
2018 | WY | Strawberry Creek | 6393 | 1 | HY | OP | NA | WAT |  | 32071 |  |  | EIA Prime Mover-level Data
2018 | WY | Strawberry Creek | 6393 | 2 | HY | OP | NA | WAT |  | 32071 |  |  | EIA Prime Mover-level Data
2018 | WY | Strawberry Creek | 6393 | 3 | HY | OP | NA | WAT |  | 32071 |  |  | EIA Prime Mover-level Data
2018 | WY | Sweetwater Solar | 61369 | PV1 | PV | OP | NA | SUN |  | 7513 |  |  | EIA Prime Mover-level Data
2018 | WY | Swift Creek | 6394 | 1 | HY | RE | NA | WAT
2018 | WY | Swift Creek | 6394 | 2 | HY | RE | NA | WAT
2018 | WY | Swift Creek | 6394 | 3 | HY | OP | NA | WAT |  | 33584 |  |  | EIA Prime Mover-level Data
2018 | WY | Swift Creek | 6394 | 4 | HY | OP | NA | WAT |  | 25188 |  |  | EIA Prime Mover-level Data
2018 | WY | Swift Creek | 6394 | 5 | HY | OP | NA | WAT |  | 12594 |  |  | EIA Prime Mover-level Data
2018 | WY | TB Flats | 62516 | 1 | WT | P | NA | WND
2018 | WY | Top of the World Windpower Project | 57327 | TOTW1 | WT | OP | NA | WND |  | 4944061 |  |  | EIA Prime Mover-level Data
2018 | WY | TransAlta Wyoming Wind | 56093 | GE15 | WT | OP | NA | WND |  | 3192741 |  |  | EIA Prime Mover-level Data
2018 | WY | Two Elk Generating Station | 55360 | GEN1 | ST | CN | NA | WC
2018 | WY | Western Sugar Coop - Torrington | 57967 | GEGEN | ST | OP | NA | NG |  | 1408399 | 5.6705 | 0.0080524 | EIA Prime Mover-level Data | NEI avg EF - PM, fuel type
2018 | WY | Wygen I | 55479 | 001 | ST | OP | WALL | SUB | 7,667.0 | 7923311 | 2.4554 | 0.00061979 | EPA/CAMD | EPA/NEI | 2003
2018 | WY | Wygen II | 56319 | 001 | ST | OP | WALL | SUB | 8,544.0 | 9366084 | 0.089367 | 1.9083e-05 | EPA/CAMD | EPA/NEI | 2007
2018 | WY | Wygen III | 56596 | 001 | ST | OP | WALL | SUB | 8,508.0 | 10133978 | 0.54548 | 0.00010765 | EPA/CAMD | EPA/NEI | 2010
2018 | WY | Wyodak | 6101 | BW91 | ST | OP | WALL | SUB | 8,285.0 | 28491936 | 91.8129 | 0.0064448 | EPA/CAMD | EPA/NEI | 1978

## 2018 PM Plant-level Data
Data year | Plant state abbreviation | Plant name | DOE/EIA ORIS plant or facility code | eGRID subregion acronym | eGRID subregion name | Plant primary fuel | Plant nameplate capacity (MW) | CHP plant electric allocation factor | Plant annual net generation (MWh) | Plant total annual heat input (MMBtu) | Plant annual PM2.5 emissions (tons) | Plant annual PM2.5 total output emission rate (lb/MWh) | Plant annual PM2.5 total input emission rate (lb/MMBtu) | PM Source | Plant unadjusted total annual heat input (MMBtu) | Plant unadjusted annual PM2.5 emissions (tons)
YEAR | PSTATABB | PNAME | ORISPL | SUBRGN | SRNAME | PLPRMFL | NAMEPCAP | ELCALLOC | PLNGENAN | PLHTIAN | PLPM25AN | PLPM25RTA | PLPM25RA | PM25SRC | UNHTIT | UNPM25
2018 | AK | 7-Mile Ridge Wind Project | 60814 | AKMS | ASCC Miscellaneous | WND | 1.8
2018 | AK | Agrium Kenai Nitrogen Operations | 54452 | AKGD | ASCC Alaska Grid | NG | 21.6
2018 | AK | Alakanuk | 57053 | AKMS | ASCC Miscellaneous | DFO | 2.6 | 1 | 0 |  |  |  |  | EPA/NEI; Estimated using an emission factor
2018 | AK | Allison Creek Hydro | 58982 | AKMS | ASCC Miscellaneous | WAT | 6.5 |  | 23077 |  |  | 0 |  |  |  | 0
2018 | AK | Ambler | 60243 | AKMS | ASCC Miscellaneous | DFO | 1.1 |  | 1205.999 | 12197.999 | 1.8908 | 3.1357 | 0.31003 | Estimated using an emission factor | 12197.999 | 1.8908
2018 | AK | Anchorage 1 | 75 | AKGD | ASCC Alaska Grid | NG | 121.4 |  | 28937 | 387517 | 1.0769 | 0.074432 | 0.005558 | EPA/NEI; Estimated using an emission factor | 387517 | 1.0769
2018 | AK | Angoon | 7462 | AKMS | ASCC Miscellaneous | DFO | 1.9 | 1 | 1653 | 17544 | 2.7193 | 3.2902 | 0.31 | EPA/NEI; Estimated using an emission factor | 17544 | 2.7193
2018 | AK | Aniak | 7182 | AKMS | ASCC Miscellaneous | DFO | 2.6 |  | 2174 | 27243.999 | 4.223 | 3.885 | 0.31001 | Estimated using an emission factor | 27243.999 | 4.223
2018 | AK | Annex Creek | 62 | AKMS | ASCC Miscellaneous | WAT | 4 |  | 26657 |  |  | 0 |  |  |  | 0
2018 | AK | Auke Bay | 7250 | AKMS | ASCC Miscellaneous | DFO | 36.2 |  | -88 | 3177 | 0.07689 | 0 | 0.048404 | EPA/NEI; Estimated using an emission factor | 3177 | 0.07689
2018 | AK | Aurora Energy LLC Chena | 79 | AKGD | ASCC Alaska Grid | SUB | 31.3 | 0.49635 | 177819 | 1623346.892 | 13.948 | 0.15688 | 0.017184 | NEI avg EF - PM, fuel type | 3270570.3 | 28.1011
2018 | AK | Barrow | 7173 | AKMS | ASCC Miscellaneous | NG | 20.3 | 1 | 48253.001 | 758111 | 2.0785 | 0.086151 | 0.0054834 | EPA/NEI; Estimated using an emission factor | 758111 | 2.0785
2018 | AK | Battery Energy Storage System | 57583 | AKGD | ASCC Alaska Grid | MWH | 40 |  | -2428 | 0 |  | 0 |  |  | 0 | 0
2018 | AK | Beaver Falls | 6580 | AKMS | ASCC Miscellaneous | WAT | 5.4 |  | 33310.001 |  |  | 0 |  |  |  | 0
2018 | AK | Beluga | 96 | AKGD | ASCC Alaska Grid | NG | 374.4 |  | 37831.999 | 706080.999 | 1.9359 | 0.10234 | 0.0054834 | EPA/NEI; Estimated using an emission factor | 706080.999 | 1.9359
2018 | AK | Bernice Lake | 6292 | AKGD | ASCC Alaska Grid | NG | 76.7 |  | 396.001 | 23696 | 0.064967 | 0.32812 | 0.0054834 | NEI avg EF - PM, fuel type, firing type | 23696 | 0.064967
2018 | AK | Bethel | 6566 | AKMS | ASCC Miscellaneous | DFO | 12.6 | 1 | 40542 | 396532.998 | 61.4628 | 3.0321 | 0.31 | Estimated using an emission factor | 396532.998 | 61.4628
2018 | AK | Black Bear Lake | 7752 | AKMS | ASCC Miscellaneous | WAT | 4.5 |  | 18099 |  |  | 0 |  |  |  | 0
2018 | AK | Blue Lake Hydro | 93 | AKMS | ASCC Miscellaneous | WAT | 22.9 |  | 56169.999 |  |  | 0 |  | EPA/NEI; Estimated using an emission factor |  | 0
2018 | AK | Bradley Lake | 7367 | AKGD | ASCC Alaska Grid | WAT | 126 |  | 404479 |  |  | 0 |  |  |  | 0
2018 | AK | Brevig Mission | 60260 | AKMS | ASCC Miscellaneous | DFO | 1.5 |  | 1162 | 11305 | 1.7523 | 3.016 | 0.31 | EPA/NEI; Estimated using an emission factor | 11305 | 1.7523
2018 | AK | Centennial | 7112 | AKMS | ASCC Miscellaneous | DFO | 5.1 |  | 5578 | 63673 | 9.8693 | 3.5387 | 0.31 | EPA/NEI; Estimated using an emission factor | 63673 | 9.8693
2018 | AK | Chester Lake | 7168 | AKMS | ASCC Miscellaneous | WAT | 1.3 |  | 5384 |  |  | 0 |  |  |  | 0
2018 | AK | Chevak | 6311 | AKMS | ASCC Miscellaneous | DFO | 2.8 |  | 1724 | 18776.001 | 2.9104 | 3.3764 | 0.31002 | EPA/NEI; Estimated using an emission factor | 18776.001 | 2.9104
2018 | AK | Cooper Lake | 6291 | AKGD | ASCC Alaska Grid | WAT | 19.4 |  | 59832 |  |  | 0 |  |  |  | 0
2018 | AK | Craig (AK) | 421 | AKMS | ASCC Miscellaneous | DFO | 6.2 |  | 2348.999 | 24257.001 | 3.76 | 3.2014 | 0.31001 | EPA/NEI; Estimated using an emission factor | 24257.001 | 3.76
2018 | AK | Delta Power | 56325 | AKGD | ASCC Alaska Grid | DFO | 23.1 |  | -176 | 0 | 0 | 0 |  | NEI avg EF - PM, fuel type, firing type | 0 | 0
2018 | AK | Delta Wind Farm | 58511 | AKGD | ASCC Alaska Grid | WND | 1.9 |  | 4498.001 |  |  | 0 |  |  |  | 0
2018 | AK | Dillingham | 109 | AKMS | ASCC Miscellaneous | DFO | 10.7 |  | 19004.998 | 183674.998 | 28.4701 | 2.9961 | 0.31001 | EPA/NEI; Estimated using an emission factor | 183674.998 | 28.4701
2018 | AK | Dutch Harbor | 7502 | AKMS | ASCC Miscellaneous | DFO | 26 |  | 54363.998 | 493725 | 76.5274 | 2.8154 | 0.31 | EPA/NEI; Estimated using an emission factor | 493725 | 76.5274
2018 | AK | Eielson AFB Central Heat & Power Plant | 50392 | AKGD | ASCC Alaska Grid | SUB | 33.5 | 0.14871 | 67750.001 | 376470.351 | 3.2331 | 0.095443 | 0.017176 | EPA/NEI; Estimated using an emission factor | 2531566.983 | 21.7412
2018 | AK | Eklutna Generation Station | 58989 | AKGD | ASCC Alaska Grid | NG | 171 |  | 614791 | 5334122 | 1.1255 | 0.0036614 | 0.000422 | Estimated using an emission factor | 5334122 | 1.1255
2018 | AK | Eklutna Hydro Project | 77 | AKGD | ASCC Alaska Grid | WAT | 44.4 |  | 168115 |  |  | 0 |  |  |  | 0
2018 | AK | Elim | 57060 | AKMS | ASCC Miscellaneous | DFO | 1.6 | 0.90378 | 1316 | 11839.479 | 1.8353 | 2.7891 | 0.31002 | EPA/NEI; Estimated using an emission factor | 13100 | 2.0307
2018 | AK | Emmonak | 6314 | AKMS | ASCC Miscellaneous | DFO | 4.8 | 1 | 5347.001 | 50356 | 7.8052 | 2.9195 | 0.31 | EPA/NEI; Estimated using an emission factor | 50356 | 7.8052
2018 | AK | ESS Battery Microgrid | 58405 | AKMS | ASCC Miscellaneous | MWH | 3 |  | -240 | 0 |  | 0 |  |  | 0 | 0
2018 | AK | Eva Creek Wind | 57935 | AKGD | ASCC Alaska Grid | WND | 24.6 |  | 65514 |  |  | 0 |  |  |  | 0
2018 | AK | Eyak Service Center BESS | 62714 | AKMS | ASCC Miscellaneous | MWH | 1
2018 | AK | Fairbanks | 6286 | AKGD | ASCC Alaska Grid | DFO | 42.2 |  | 3927 | 91126 | 0.78961 | 0.40214 | 0.01733 | EPA/NEI; Estimated using an emission factor | 91126 | 0.78961
2018 | AK | False Island | 56146 | AKMS | ASCC Miscellaneous | DFO | 1.6 |  | 1575 | 15221 | 2.3593 | 2.9959 | 0.31 | EPA/NEI; Estimated using an emission factor | 15221 | 2.3593
2018 | AK | Fire Island Wind | 58425 | AKGD | ASCC Alaska Grid | WND | 18 |  | 51829 |  |  | 0 |  |  |  | 0
2018 | AK | Flywheel Energy Storage System Microgrid | 60563 | AKMS | ASCC Miscellaneous | MWH | 2 |  | -342 | 0 |  | 0 |  |  | 0 | 0
2018 | AK | Fort Greely Power Plant | 54834 | AKGD | ASCC Alaska Grid | DFO | 10.4 |  | 69.58 | 614 | 0.09517 | 2.7356 | 0.31 | EPA/NEI; Estimated using an emission factor | 614 | 0.09517
2018 | AK | Galena Electric Utility | 7437 | AKMS | ASCC Miscellaneous | DFO | 8 | 1 | 5550.001 | 61474.999 | 9.5285 | 3.4337 | 0.30999 | EPA/NEI; Estimated using an emission factor | 61474.999 | 9.5285
2018 | AK | Gambell | 57062 | AKMS | ASCC Miscellaneous | DFO | 1.9 | 0.98353 | 1438 | 14572.924 | 2.2588 | 3.1416 | 0.31 | EPA/NEI; Estimated using an emission factor | 14816.999 | 2.2966
2018 | AK | George M Sullivan Generation Plant 2 | 6559 | AKGD | ASCC Alaska Grid | NG | 418 |  | 843328 | 7076443.813 | 20.3653 | 0.048297 | 0.0057558 | EPA/NEI; Estimated using an emission factor | 7076443.813 | 20.3653
2018 | AK | Glennallen | 6305 | AKMS | ASCC Miscellaneous | DFO | 11.3 |  | 9662 | 96179 | 14.9076 | 3.0858 | 0.31 | EPA/NEI; Estimated using an emission factor | 96179 | 14.9076
2018 | AK | Goat Lake Hydro | 7751 | AKMS | ASCC Miscellaneous | WAT | 4 |  | 14916 |  |  | 0 |  |  |  | 0
2018 | AK | Gold Creek | 63 | AKMS | ASCC Miscellaneous | WAT | 9.7 |  | 4103.001 | 95.999 | 0.014725 | 0.0071777 | 0.30677 | EPA/NEI; Estimated using an emission factor | 95.999 | 0.014725
2018 | AK | Green Lake | 313 | AKMS | ASCC Miscellaneous | WAT | 18.6 |  | 52270 |  |  | 0 |  |  |  | 0
2018 | AK | Gwitchyaa Zhee | 7174 | AKMS | ASCC Miscellaneous | DFO | 6 | 1 | 2398 | 29215 | 4.5285 | 3.7769 | 0.31001 | EPA/NEI; Estimated using an emission factor | 29215 | 4.5285
2018 | AK | Haines | 69 | AKMS | ASCC Miscellaneous | DFO | 9.2 |  | 1126 | 15110 | 2.342 | 4.1599 | 0.31 | EPA/NEI; Estimated using an emission factor | 15110 | 2.342
2018 | AK | Healy | 6288 | AKGD | ASCC Alaska Grid | LIG | 92.8 | 1 | 262465 | 3787280.4 | 29.2318 | 0.22275 | 0.015437 | EPA/NEI; Estimated using an emission factor | 3787280.4 | 29.2318
2018 | AK | Hiilangaay Hydro | 59037 | AKMS | ASCC Miscellaneous | WAT | 5
2018 | AK | Hoonah | 7463 | AKMS | ASCC Miscellaneous | DFO | 3.4 |  | 4336 | 36187 | 5.6091 | 2.5872 | 0.31001 | EPA/NEI; Estimated using an emission factor | 36187 | 5.6091
2018 | AK | Hooper Bay | 6319 | AKMS | ASCC Miscellaneous | DFO | 3.3 |  | 2791 | 28279 | 4.3832 | 3.141 | 0.31 | EPA/NEI; Estimated using an emission factor | 28279 | 4.3832
2018 | AK | Humpback Creek | 7042 | AKMS | ASCC Miscellaneous | WAT | 1.2 |  | 3267 |  |  | 0 |  |  |  | 0
2018 | AK | Hydaburg | 423 | AKMS | ASCC Miscellaneous | DFO | 1 |  | 3 | 282 | 0.043865 | 29.2433 | 0.3111 | Estimated using an emission factor | 282 | 0.043865
2018 | AK | Industrial Plant | 59793 | AKMS | ASCC Miscellaneous | DFO | 41.7 |  | 130 | 5621 | 0.048507 | 0.74627 | 0.017259 | NEI avg EF - PM, fuel type, firing type | 5621 | 0.048507
2018 | AK | International | 6293 | AKGD | ASCC Alaska Grid | NG | 46.3 |  | -752 | 5735 | 0.015726 | 0 | 0.0054843 | EPA/NEI; Estimated using an emission factor | 5735 | 0.015726
2018 | AK | Jarvis Street | 6801 | AKMS | ASCC Miscellaneous | DFO | 25.6 |  | -629 | 6173.001 | 0.95666 | 0 | 0.30995 | Estimated using an emission factor | 6173.001 | 0.95666
2018 | AK | JBER Landfill Gas Power Plant | 58380 | AKGD | ASCC Alaska Grid | LFG | 11.5 |  | 42948 | 429475 | 3.1566 | 0.147 | 0.0147 | Estimated using an emission factor | 429475 | 3.1566
2018 | AK | Kake | 7464 | AKMS | ASCC Miscellaneous | DFO | 5 | 1 | 2132.999 | 20242.001 | 3.1377 | 2.942 | 0.31002 | EPA/NEI; Estimated using an emission factor | 20242.001 | 3.1377
2018 | AK | Kasidaya Creek Hydro | 56542 | AKMS | ASCC Miscellaneous | WAT | 3 |  | 10606 |  |  | 0 |  |  |  | 0
2018 | AK | Kasigluk | 57066 | AKMS | ASCC Miscellaneous | DFO | 2.4 | 0.94751 | 2507 | 23702.925 | 3.674 | 2.931 | 0.31 | EPA/NEI; Estimated using an emission factor | 25016 | 3.8775
2018 | AK | Ketchikan | 84 | AKMS | ASCC Miscellaneous | WAT | 4.2 |  | 15741 |  |  | 0 |  |  |  | 0
2018 | AK | Kiana | 6323 | AKMS | ASCC Miscellaneous | DFO | 1.7 |  | 1632 | 16153.001 | 2.5036 | 3.0681 | 0.30998 | EPA/NEI; Estimated using an emission factor | 16153.001 | 2.5036
2018 | AK | King Cove | 7493 | AKMS | ASCC Miscellaneous | WAT | 2.6 | 1 | 4536.999 | 7516.001 | 1.1651 | 0.51361 | 0.31004 | EPA/NEI; Estimated using an emission factor | 7516.001 | 1.1651
2018 | AK | Kivalina | 57065 | AKMS | ASCC Miscellaneous | DFO | 1.1 | 0.8861 | 1261 | 11120.584 | 1.7238 | 2.7341 | 0.31002 | Estimated using an emission factor | 12549.999 | 1.9454
2018 | AK | Klawock | 7466 | AKMS | ASCC Miscellaneous | DFO | 1.4
2018 | AK | Klawock Power Generation Station | 61684 | AKMS | ASCC Miscellaneous | DFO | 2.5 |  | 1331 | 14069 | 2.1807 | 3.2768 | 0.31 | Estimated using an emission factor | 14069 | 2.1807
2018 | AK | Kodiak Microgrid | 6281 | AKMS | ASCC Miscellaneous | DFO | 37.3 |  | 73.999 | 10785.001 | 1.6715 | 45.1768 | 0.30997 | Estimated using an emission factor | 10785.001 | 1.6715
2018 | AK | Kotlik | 57064 | AKMS | ASCC Miscellaneous | DFO | 1.4 | 0.87345 | 1922 | 17241.94 | 2.6725 | 2.781 | 0.31 | Estimated using an emission factor | 19740 | 3.0597
2018 | AK | Kotzebue | 6304 | AKMS | ASCC Miscellaneous | DFO | 21.6 |  | 21296.996 | 158039.001 | 24.4959 | 2.3004 | 0.31 | EPA/NEI; Estimated using an emission factor | 158039.001 | 24.4959
2018 | AK | Koyuk | 57059 | AKMS | ASCC Miscellaneous | DFO | 1.1 | 0.86613 | 1291 | 11146.28 | 1.7278 | 2.6767 | 0.31002 | Estimated using an emission factor | 12868.999 | 1.9948
2018 | AK | Lake Dorothy Hydroelectric Project | 57085 | AKMS | ASCC Miscellaneous | WAT | 14.3 |  | 81558 |  |  | 0 |  |  |  | 0
2018 | AK | Lemon Creek | 64 | AKMS | ASCC Miscellaneous | DFO | 61.7 |  | -695.003 | 6076.002 | 0.43126 | 0 | 0.14195 | EPA/NEI; Estimated using an emission factor | 6076.002 | 0.43126
2018 | AK | Mahoney Lake Hydroelectric | 59027 | AKMS | ASCC Miscellaneous | WAT | 9.6
2018 | AK | Marshall | 60244 | AKMS | ASCC Miscellaneous | DFO | 1.1 |  | 1466 | 14058 | 2.179 | 2.9727 | 0.31 | Estimated using an emission factor | 14058 | 2.179
2018 | AK | McGrath | 6555 | AKMS | ASCC Miscellaneous | DFO | 3.2 | 1 | 2111 | 19880 | 3.0814 | 2.9194 | 0.31 | EPA/NEI; Estimated using an emission factor | 19880 | 3.0814
2018 | AK | Mountain Village | 6329 | AKMS | ASCC Miscellaneous | DFO | 3.7 |  | 2723.999 | 26882 | 4.1666 | 3.0591 | 0.30999 | EPA/NEI; Estimated using an emission factor | 26882 | 4.1666
2018 | AK | Naknek | 6301 | AKMS | ASCC Miscellaneous | DFO | 17.7 | 0.57336 | 24329 | 129059.733 | 20.0043 | 1.6445 | 0.31 | EPA/NEI; Estimated using an emission factor | 225093 | 34.8894
2018 | AK | New Stuyahok | 60245 | AKMS | ASCC Miscellaneous | DFO | 1.4 |  | 1803.001 | 18543 | 2.8743 | 3.1884 | 0.31002 | Estimated using an emission factor | 18543 | 2.8743
2018 | AK | Newhalen | 7183 | AKMS | ASCC Miscellaneous | WAT | 3.2 |  | 3323.999 | 858 | 0.13299 | 0.080018 | 0.31 | EPA/NEI; Estimated using an emission factor | 858 | 0.13299
2018 | AK | Nikiski Co-Generation | 55966 | AKGD | ASCC Alaska Grid | NG | 80.8 |  | 404744 | 3581222.82 | 9.994 | 0.049384 | 0.0055813 | EPA/NEI; Estimated using an emission factor | 3581222.82 | 9.994
2018 | AK | Noatak | 57051 | AKMS | ASCC Miscellaneous | DFO | 1.7 | 1 | 1898 | 17979 | 2.7867 | 2.9365 | 0.31 | EPA/NEI; Estimated using an emission factor | 17979 | 2.7867
2018 | AK | Noorvik | 6330 | AKMS | ASCC Miscellaneous | DFO | 2.2 |  | 1972 | 18805 | 2.9148 | 2.9562 | 0.31 | EPA/NEI; Estimated using an emission factor | 18805 | 2.9148
2018 | AK | North Pole | 6285 | AKGD | ASCC Alaska Grid | WO | 181 |  | 369250 | 3570077.7 | 383.1286 | 2.0752 | 0.21463 | EPA/NEI; Estimated using an emission factor | 3570077.7 | 383.1286
2018 | AK | Northway | 7169 | AKMS | ASCC Miscellaneous | DFO | 1.5 |  | 1102 | 12059 | 1.8691 | 3.3923 | 0.31 | EPA/NEI; Estimated using an emission factor | 12059 | 1.8691
2018 | AK | NSB Anaktuvuk Pass | 7487 | AKMS | ASCC Miscellaneous | DFO | 2.9 | 1 | 3804.001 | 41663.999 | 6.4578 | 3.3952 | 0.30999 | EPA/NEI; Estimated using an emission factor | 41663.999 | 6.4578
2018 | AK | NSB Atqasuk Utility | 7482 | AKMS | ASCC Miscellaneous | DFO | 3.4 | 1 | 2964.999 | 36768.999 | 5.699 | 3.8442 | 0.30999 | EPA/NEI; Estimated using an emission factor | 36768.999 | 5.699
2018 | AK | NSB Kaktovik Utility | 7483 | AKMS | ASCC Miscellaneous | DFO | 2.6 | 1 | 4449 | 49130 | 7.6151 | 3.4233 | 0.31 | Estimated using an emission factor | 49130 | 7.6151
2018 | AK | NSB Nuiqsut Utility | 7484 | AKMS | ASCC Miscellaneous | DFO | 4.8 | 1 | 6779.999 | 89178.001 | 6.9207 | 2.0415 | 0.15521 | EPA/NEI; Estimated using an emission factor | 89178.001 | 6.9207
2018 | AK | NSB Point Hope Utility | 7485 | AKMS | ASCC Miscellaneous | DFO | 4.6 | 1 | 6512 | 77974.999 | 12.0861 | 3.712 | 0.31 | EPA/NEI; Estimated using an emission factor | 77974.999 | 12.0861
2018 | AK | NSB Point Lay Utility | 7486 | AKMS | ASCC Miscellaneous | DFO | 4.6 | 1 | 4032 | 36932 | 5.7245 | 2.8395 | 0.31 | EPA/NEI; Estimated using an emission factor | 36932 | 5.7245
2018 | AK | NSB Wainwright Utility | 7488 | AKMS | ASCC Miscellaneous | DFO | 3.3 | 1 | 6947.001 | 76473.999 | 11.8536 | 3.4126 | 0.31 | EPA/NEI; Estimated using an emission factor | 76473.999 | 11.8536
2018 | AK | Nunapitchuk | 6333 | AKMS | ASCC Miscellaneous | DFO | 2.2
2018 | AK | Nymans Plant Microgrid | 7723 | AKMS | ASCC Miscellaneous | DFO | 10 |  | 0
2018 | AK | Orca | 789 | AKMS | ASCC Miscellaneous | DFO | 13.7 |  | 7021 | 72416.999 | 11.2248 | 3.1975 | 0.31 | EPA/NEI; Estimated using an emission factor | 72416.999 | 11.2248
2018 | AK | Pelican | 6702 | AKMS | ASCC Miscellaneous | WAT | 3.6 |  | 1309 | 1941 | 0.3007 | 0.45943 | 0.30984 | EPA/NEI; Estimated using an emission factor | 1941 | 0.3007
2018 | AK | Petersburg | 91 | AKMS | ASCC Miscellaneous | WAT | 14.8 |  | 9318.581 | 4380.999 | 0.67921 | 0.14578 | 0.31007 | EPA/NEI; Estimated using an emission factor | 4380.999 | 0.67921
2018 | AK | Pillar Mountain Wind Project Microgrid | 57187 | AKMS | ASCC Miscellaneous | WND | 9 |  | 26170 |  |  | 0 |  |  |  | 0
2018 | AK | Pilot Station | 57058 | AKMS | ASCC Miscellaneous | DFO | 1.7 | 1 | 1802 | 17306 | 2.6824 | 2.9772 | 0.31 | EPA/NEI; Estimated using an emission factor | 17306 | 2.6824
2018 | AK | Port Lions Microgrid | 6282 | AKMS | ASCC Miscellaneous | DFO | 1.5
2018 | AK | Power Creek | 7862 | AKMS | ASCC Miscellaneous | WAT | 6 |  | 15171 |  |  | 0 |  |  |  | 0
2018 | AK | Purple Lake | 6302 | AKMS | ASCC Miscellaneous | WAT | 3.9 |  | 8157 |  |  | 0 |  |  |  | 0
2018 | AK | Quinhagak | 57057 | AKMS | ASCC Miscellaneous | DFO | 2.1 | 0.85289 | 1591 | 13977.169 | 2.1663 | 2.7232 | 0.30998 | EPA/NEI; Estimated using an emission factor | 16388.001 | 2.54
2018 | AK | S W Bailey | 85 | AKMS | ASCC Miscellaneous | DFO | 25.9 |  | 18614 | 187638 | 29.0837 | 3.1249 | 0.31 | Estimated using an emission factor | 187638 | 29.0837
2018 | AK | Salmon Creek 1 | 65 | AKMS | ASCC Miscellaneous | WAT | 8.5 |  | 24389 |  |  | 0 |  |  |  | 0
2018 | AK | Savoonga | 57052 | AKMS | ASCC Miscellaneous | DFO | 1.7 | 1 | 2094.999 | 19528 | 3.027 | 2.8897 | 0.31002 | EPA/NEI; Estimated using an emission factor | 19528 | 3.027
2018 | AK | Scammon Bay | 57056 | AKMS | ASCC Miscellaneous | DFO | 1.3 | 0.98118 | 1641 | 16166.981 | 2.5059 | 3.0541 | 0.31 | Estimated using an emission factor | 16477 | 2.5539
2018 | AK | Selawik | 6341 | AKMS | ASCC Miscellaneous | DFO | 4.3 |  | 2685.001 | 26488.999 | 4.1059 | 3.0584 | 0.31001 | EPA/NEI; Estimated using an emission factor | 26488.999 | 4.1059
2018 | AK | Seldovia | 6283 | AKGD | ASCC Alaska Grid | DFO | 5.5 |  | 85 | 998 | 0.15469 | 3.6398 | 0.31 | EPA/NEI; Estimated using an emission factor | 998 | 0.15469
2018 | AK | Seward (AK) | 92 | AKGD | ASCC Alaska Grid | DFO | 18.6 |  | 144 | 1908.998 | 0.29605 | 4.1118 | 0.31016 | EPA/NEI; Estimated using an emission factor | 1908.998 | 0.29605
2018 | AK | Shishmaref | 6345 | AKMS | ASCC Miscellaneous | DFO | 2.3 |  | 1590 | 17127 | 2.6545 | 3.339 | 0.30998 | EPA/NEI; Estimated using an emission factor | 17127 | 2.6545
2018 | AK | Shungnak | 57063 | AKMS | ASCC Miscellaneous | DFO | 1.2 | 1 | 1583 | 16028 | 2.4843 | 3.1388 | 0.31 | Estimated using an emission factor | 16028 | 2.4843
2018 | AK | Silvis | 6581 | AKMS | ASCC Miscellaneous | WAT | 2.1 |  | 9221 |  |  | 0 |  |  |  | 0
2018 | AK | Skagway | 66 | AKMS | ASCC Miscellaneous | WAT | 4.4 |  | 1951 | 852 | 0.13206 | 0.13538 | 0.31 | EPA/NEI; Estimated using an emission factor | 852 | 0.13206
2018 | AK | Slana Generating Station | 61685 | AKMS | ASCC Miscellaneous | DFO | 1.2 |  | 1335.999 | 12837.999 | 1.9897 | 2.9786 | 0.30998 | Estimated using an emission factor | 12837.999 | 1.9897
2018 | AK | Snake River | 90 | AKMS | ASCC Miscellaneous | DFO | 25.7 | 1 | 32235 | 256893.999 | 39.8186 | 2.4705 | 0.31 | EPA/NEI; Estimated using an emission factor | 256893.999 | 39.8186
2018 | AK | Snettisham | 78 | AKMS | ASCC Miscellaneous | WAT | 78.2 |  | 259855.999 |  |  | 0 |  |  |  | 0
2018 | AK | Soldotna | 57206 | AKGD | ASCC Alaska Grid | NG | 100 |  | 23756 | 280780 | 0.76981 | 0.06481 | 0.0054834 | EPA/NEI; Estimated using an emission factor | 280780 | 0.76981
2018 | AK | Solomon Gulch | 390 | AKMS | ASCC Miscellaneous | WAT | 12 |  | 42087 |  |  | 0 |  |  |  | 0
2018 | AK | South Fork | 56265 | AKMS | ASCC Miscellaneous | WAT | 2 |  | 4146 |  |  | 0 |  |  |  | 0
2018 | AK | Southcentral Power Project | 57036 | AKGD | ASCC Alaska Grid | NG | 203.9 |  | 815365 | 6365167 | 18.3203 | 0.044938 | 0.0057564 | EPA/NEI; Estimated using an emission factor | 6365167 | 18.3203
2018 | AK | St Marys IC | 6338 | AKMS | ASCC Miscellaneous | DFO | 7.1 | 1 | 3024 | 33334 | 5.1668 | 3.4172 | 0.31 | EPA/NEI; Estimated using an emission factor | 33334 | 5.1668
2018 | AK | St. Michael | 57061 | AKMS | ASCC Miscellaneous | DFO | 1.7
2018 | AK | Stebbins | 57055 | AKMS | ASCC Miscellaneous | DFO | 3.2 | 1 | 3462 | 33228 | 5.1503 | 2.9754 | 0.31 | EPA/NEI; Estimated using an emission factor | 33228 | 5.1503
2018 | AK | Swampy Acres | 60250 | AKMS | ASCC Miscellaneous | DFO | 8.4 |  | 0
2018 | AK | Swan Lake | 70 | AKMS | ASCC Miscellaneous | WAT | 22.6 |  | 58416 |  |  | 0 |  |  |  | 0
2018 | AK | Sweetheart Lake Hydroelectric Facility | 60588 | AKMS | ASCC Miscellaneous | WAT | 19.8
2018 | AK | Terror Lake Microgrid | 71 | AKMS | ASCC Miscellaneous | WAT | 33.6 |  | 121968.999 |  |  | 0 |  |  |  | 0
2018 | AK | Tesoro Kenai Cogeneration Plant | 52184 | AKGD | ASCC Alaska Grid | NG | 16.4 | 0.41249 | 64727 | 319929.408 | 0.87715 | 0.027103 | 0.0054834 | EPA/NEI; Estimated using an emission factor | 775609 | 2.1265
2018 | AK | Thorne Bay Plant | 7414 | AKMS | ASCC Miscellaneous | DFO | 1 |  | 77 | 1404 | 0.21762 | 5.6525 | 0.31 | Estimated using an emission factor | 1404 | 0.21762
2018 | AK | TNSG North Plant | 58278 | AKMS | ASCC Miscellaneous | NG | 25.7 |  | 61008 | 768312 | 2.1065 | 0.069056 | 0.0054834 | EPA/NEI; Estimated using an emission factor | 768312 | 2.1065
2018 | AK | TNSG South Plant | 58117 | AKMS | ASCC Miscellaneous | NG | 8.4 |  | -480.001 | 1225 | 0.00025869 | 0 | 0.00042234 | EPA/NEI; Estimated using an emission factor | 1225 | 0.00025869
2018 | AK | Togiak | 6348 | AKMS | ASCC Miscellaneous | DFO | 6.5 | 1 | 3017 | 32213.001 | 4.9932 | 3.31 | 0.31001 | EPA/NEI; Estimated using an emission factor | 32213.001 | 4.9932
2018 | AK | Tok | 406 | AKMS | ASCC Miscellaneous | DFO | 5.3 |  | 9185.001 | 89724 | 13.9074 | 3.0283 | 0.31 | Estimated using an emission factor | 89724 | 13.9074
2018 | AK | Toksook Bay | 57067 | AKMS | ASCC Miscellaneous | DFO | 1.7 | 0.90726 | 2886.001 | 26941.23 | 4.1759 | 2.8939 | 0.31 | EPA/NEI; Estimated using an emission factor | 29695.001 | 4.6027
2018 | AK | Tyee Lake Hydroelectric Facility | 61166 | AKMS | ASCC Miscellaneous | WAT | 22.6 |  | 117206 |  |  | 0 |  |  |  | 0
2018 | AK | Unalakleet | 6299 | AKMS | ASCC Miscellaneous | DFO | 3.6 | 1 | 3298 | 32512 | 5.0394 | 3.056 | 0.31 | EPA/NEI; Estimated using an emission factor | 32512 | 5.0394
2018 | AK | Unalaska Power Module | 7503 | AKMS | ASCC Miscellaneous | DFO | 1.1 |  | 201 | 1975 | 0.30612 | 3.046 | 0.31 | Estimated using an emission factor | 1975 | 0.30612
2018 | AK | Unisea G 2 | 54422 | AKMS | ASCC Miscellaneous | DFO | 19.2 | 1 | 30516.001 | 311529 | 48.2868 | 3.1647 | 0.31 | EPA/NEI; Estimated using an emission factor | 311529 | 48.2868
2018 | AK | University of Alaska Fairbanks | 50711 | AKGD | ASCC Alaska Grid | SUB | 39.6 | 0.20087 | 41638 | 239630.343 | 1.9343 | 0.092909 | 0.016144 | EPA/NEI; Estimated using an emission factor | 1192968.3 | 9.6295
2018 | AK | Upper Kalskag | 57054 | AKMS | ASCC Miscellaneous | DFO | 1.1 | 1 | 1531 | 14826.999 | 2.2983 | 3.0024 | 0.31002 | Estimated using an emission factor | 14826.999 | 2.2983
2018 | AK | Utility Plants Section | 50308 | AKGD | ASCC Alaska Grid | SUB | 22.5 | 0.1641 | 90177 | 557765.843 | 4.7924 | 0.10629 | 0.017184 | NEI avg EF - PM, fuel type | 3398927.058 | 29.204
2018 | AK | Valdez | 6306 | AKMS | ASCC Miscellaneous | DFO | 9.7 |  | 888 | 13464 | 0.11619 | 0.26169 | 0.017259 | EPA/NEI; Estimated using an emission factor | 13464 | 0.11619
2018 | AK | Valdez Cogen | 7841 | AKMS | ASCC Miscellaneous | WO | 5.3 | 0.69763 | 16993 | 143693.948 | 22.2726 | 2.6214 | 0.31 | Estimated using an emission factor | 205975 | 31.9261
2018 | AK | Viking | 56147 | AKMS | ASCC Miscellaneous | DFO | 1 |  | 0
2018 | AK | Westward Seafoods | 54305 | AKMS | ASCC Miscellaneous | DFO | 6.6 | 0.54442 | 11796.999 | 57963.701 | 8.9843 | 1.5231 | 0.31 | Estimated using an emission factor | 106467.999 | 16.5024
2018 | AK | Whitman | 58977 | AKMS | ASCC Miscellaneous | WAT | 4.8 |  | 6998 |  |  | 0 |  |  |  | 0
2018 | AK | Wrangell | 95 | AKMS | ASCC Miscellaneous | DFO | 14.7 |  | 520 | 5314.999 | 0.82398 | 3.1692 | 0.31006 | EPA/NEI; Estimated using an emission factor | 5314.999 | 0.82398
2018 | AK | Yakutat | 6637 | AKMS | ASCC Miscellaneous | DFO | 7.7 | 1 | 5711.001 | 52912.999 | 8.2015 | 2.8722 | 0.31 | EPA/NEI; Estimated using an emission factor | 52912.999 | 8.2015
2018 | AL | ABC Coke | 56076 | SRSO | SERC South | COG | 3.8 | 0.020041 | 5290 | 30036.346 | 0.17429 | 0.065895 | 0.011605 | NEI avg EF - PM, fuel type | 1498760 | 8.6968
2018 | AL | Alabama Pine Pulp | 54429 | SRSO | SERC South | BLQ | 69 | 0.22464 | 413079.77 | 2920908.618 | 2.2311 | 0.010802 | 0.0015277 | EPA/NEI; Estimated using an emission factor | 13002449.8 | 9.9319
2018 | AL | Alabama River Pulp | 10216 | SRSO | SERC South | BLQ | 48 | 0.14153 | 308063.28 | 2020727.307 | 10.2628 | 0.066628 | 0.010157 | EPA/NEI; Estimated using an emission factor | 14278085.6 | 72.515
2018 | AL | Albertville | 7924 | SRTV | SERC Tennessee Valley | DFO | 4 |  | 0
2018 | AL | ANAD Solar Array | 60680 | SRSO | SERC South | SUN | 7.4 |  | 17168 |  |  | 0 |  |  |  | 0
2018 | AL | APC1 | 7708 | SRSO | SERC South | NG | 270
2018 | AL | APC2 | 7876 | SRSO | SERC South | NG | 300
2018 | AL | APC3 | 7877 | SRSO | SERC South | NG | 200
2018 | AL | Bankhead Dam | 2 | SRSO | SERC South | WAT | 53.9 |  | -392 |  |  | 0 |  |  |  | 0
2018 | AL | Bartletts Ferry | 702 | SRSO | SERC South | WAT | 173 |  | 492524 |  |  | 0 |  |  |  | 0
2018 | AL | Bellefonte | 6150 | SRTV | SERC Tennessee Valley | DFO | 14
2018 | AL | Boise Cascade Pulp & Paper Mill | 55044 | SRSO | SERC South | BLQ | 18 | 0.078287 | 122335.5 | 693757.743 | 1.1132 | 0.018199 | 0.0032092 | EPA/NEI; Estimated using an emission factor | 8861719.258 | 14.2197
2018 | AL | Browns Ferry | 46 | SRTV | SERC Tennessee Valley | NUC | 3494 |  | 25397781.001 |  |  | 0 |  |  |  | 0
2018 | AL | Crestwood Dothan | 54985 | SRSO | SERC South | DFO | 13.6 | 1 | 773 | 9156.998 | 1.4196 | 3.6731 | 0.31007 | EPA/NEI; Estimated using an emission factor | 9156.998 | 1.4196
2018 | AL | Cumblerland Land Holdings, LLC | 61924 | SRTV | SERC Tennessee Valley | SUN | 14.7 |  | 76 |  |  | 0 |  |  |  | 0
2018 | AL | Decatur-Morgan Co LFG Recovery Project | 58061 | SRTV | SERC Tennessee Valley | LFG | 1.6 |  | 12556 | 130796 | 0.96135 | 0.15313 | 0.0147 | Estimated using an emission factor | 130796 | 0.96135
2018 | AL | District 100 Transco Gas Pipe Line | 54743 | SRSO | SERC South | WH | 1.6
2018 | AL | ExxonMobil Mobile Bay Onshore | 54550 | SRSO | SERC South | NG | 12 | 0.41218 | 88024 | 462766.802 | 1.3319 | 0.030263 | 0.0057564 | EPA/NEI; Estimated using an emission factor | 1122735.8 | 3.2315
2018 | AL | Fort Rucker Solar Array | 60679 | SRSO | SERC South | SUN | 10.6 |  | 13376 |  |  | 0 |  |  |  | 0
2018 | AL | Gantt | 53 | SRSO | SERC South | WAT | 3 |  | 904 |  |  | 0 |  |  |  | 0
2018 | AL | Georgia-Pacific Brewton Mill | 54789 | SRSO | SERC South | BLQ | 115.9 | 0.17678 | 455306.086 | 2565389.381 | 8.4474 | 0.037106 | 0.0065856 | EPA/NEI; Estimated using an emission factor | 14511476.65 | 47.7839
2018 | AL | Georgia-Pacific Consr Prods LP-Naheola | 10699 | SRSO | SERC South | BLQ | 118.7 | 0.098145 | 293050 | 1744185.97 | 3.2623 | 0.022264 | 0.0037407 | EPA/NEI; Estimated using an emission factor | 17771513.63 | 33.2392
2018 | AL | Goat Rock | 707 | SRSO | SERC South | WAT | 44.6 |  | 175596.998 |  |  | 0 |  | EPA/NEI; Estimated using an emission factor |  | 0
2018 | AL | Guntersville | 48 | SRTV | SERC Tennessee Valley | WAT | 115.2 |  | 733655 |  |  | 0 |  |  |  | 0
2018 | AL | H Neely Henry Dam | 11 | SRSO | SERC South | WAT | 72.9 |  | 252836.001 |  |  | 0 |  |  |  | 0
2018 | AL | Harris Dam | 6188 | SRSO | SERC South | WAT | 135 |  | 167486 |  |  | 0 |  |  |  | 0
2018 | AL | Holt Dam | 12 | SRSO | SERC South | WAT | 46.9 |  | 168817 |  |  | 0 |  |  |  | 0
2018 | AL | International Paper Pine Hill Mill | 54752 | SRSO | SERC South | BLQ | 77.4 | 0.17957 | 475378 | 2796431.399 | 16.5561 | 0.069654 | 0.011841 | EPA/NEI; Estimated using an emission factor | 15572905.73 | 92.1984
2018 | AL | Jones Bluff | 6131 | SRSO | SERC South | WAT | 82 |  | 286413 |  |  | 0 |  |  |  | 0
2018 | AL | Jordan Dam | 13 | SRSO | SERC South | WAT | 100 |  | 435727 |  |  | 0 |  |  |  | 0
2018 | AL | Joseph M Farley | 6001 | SRSO | SERC South | NUC | 1776.4 |  | 14065046 |  |  | 0 |  |  |  | 0
2018 | AL | Kimberly Clark Mobile - CHP Plant | 62449 | SRSO | SERC South | NG | 50
2018 | AL | LaFayette Solar Farm | 60583 | SRSO | SERC South | SUN | 79.2 |  | 160946 |  |  | 0 |  |  |  | 0
2018 | AL | Langdale | 711 | SRSO | SERC South | WAT | 1 |  | 0
2018 | AL | Lay Dam | 15 | SRSO | SERC South | WAT | 177 |  | 685072.002 |  |  | 0 |  |  |  | 0
2018 | AL | Lewis Smith Dam | 18 | SRSO | SERC South | WAT | 181 |  | 237885 |  |  | 0 |  |  |  | 0
2018 | AL | Logan Martin Dam | 14 | SRSO | SERC South | WAT | 128.1 |  | 445383 |  |  | 0 |  |  |  | 0
2018 | AL | Martin Dam | 16 | SRSO | SERC South | WAT | 210.6 |  | 348529.999 |  |  | 0 |  |  |  | 0
2018 | AL | Millers Ferry | 38 | SRSO | SERC South | WAT | 101.1 |  | 287505 |  |  | 0 |  |  |  | 0
2018 | AL | Mitchell Dam | 17 | SRSO | SERC South | WAT | 170 |  | 543304.999 |  |  | 0 |  |  |  | 0
2018 | AL | Mobile Energy Services LLC | 50407 | SRSO | SERC South | NG | 109.2 | 0.38121 | 331450 | 2555774.751 | 12.0091 | 0.072464 | 0.0093976 | EPA/NEI; Estimated using an emission factor | 6704360.966 | 31.5024
2018 | AL | Muscle Shoals | 62462 | SRTV | SERC Tennessee Valley | SUN | 227
2018 | AL | Pinckard Solar | 62787 | SRSO | SERC South | SUN | 85.1
2018 | AL | Point A | 55 | SRSO | SERC South | WAT | 5.2 |  | 13880 |  |  | 0 |  |  |  | 0
2018 | AL | Redstone Arsenal | 61901 | SRTV | SERC Tennessee Valley | SUN | 11 |  | 17621 | 0 |  | 0 |  | EPA/NEI; Estimated using an emission factor | 0 | 0
2018 | AL | River Bend Solar, LLC | 60058 | SRTV | SERC Tennessee Valley | SUN | 75 |  | 148016 |  |  | 0 |  |  |  | 0
2018 | AL | Rock-Tenn Mill | 54763 | SRSO | SERC South | BLQ | 84 | 0.12594 | 292060.618 | 1650242.907 | 5.4507 | 0.037326 | 0.0066059 | EPA/NEI; Estimated using an emission factor | 13103626.24 | 43.2805
2018 | AL | Sand Valley Power Station | 59710 | SRTV | SERC Tennessee Valley | LFG | 4.8 |  | 25116 | 280991.001 | 2.0653 | 0.16446 | 0.0147 | Estimated using an emission factor | 280991.001 | 2.0653
2018 | AL | Sloss Industries Corp | 50359 | SRSO | SERC South | COG | 25 | 0 | 0 | 0 | 0 |  |  | NEI avg EF - PM, fuel type | 1722387.5 | 9.9944
2018 | AL | Thurlow Dam | 19 | SRSO | SERC South | WAT | 91 |  | 209097 |  |  | 0 |  |  |  | 0
2018 | AL | Tom Bevill Lock and Dam Hydroelectric | 61749 | SRTV | SERC Tennessee Valley | WAT | 12
2018 | AL | U S Alliance Coosa Pines | 54216 | SRSO | SERC South | BLQ | 55.4 | 0.087418 | 153395 | 849485.453 | 0.95857 | 0.012498 | 0.0022568 | EPA/NEI; Estimated using an emission factor | 9717525.411 | 10.9654
2018 | AL | Walter Bouldin Dam | 4 | SRSO | SERC South | WAT | 225 |  | 687921 |  |  | 0 |  |  |  | 0
2018 | AL | Weiss Dam | 20 | SRSO | SERC South | WAT | 87.6 |  | 280944 |  |  | 0 |  |  |  | 0
2018 | AL | Westervelt Moundville Cogen | 57467 | SRSO | SERC South | WDS | 13 | 0.16115 | 37819 | 217659.408 | 2.4826 | 0.13129 | 0.022812 | NEI avg EF - PM, fuel type | 1350688.488 | 15.4061
2018 | AL | Wheeler Dam | 49 | SRTV | SERC Tennessee Valley | WAT | 404 |  | 1623824.997 |  |  | 0 |  |  |  | 0
2018 | AL | Widows Creek | 50 | SRTV | SERC Tennessee Valley | BIT | 1968.6
2018 | AL | Wilson Dam | 6440 | SRTV | SERC Tennessee Valley | WAT | 666.7 |  | 2923232.999 |  |  | 0 |  |  |  | 0
2018 | AL | Yates Dam | 21 | SRSO | SERC South | WAT | 50.5 |  | 142992 |  |  | 0 |  |  |  | 0
2018 | AL | Yellowhammer Gas Plant | 54730 | SRSO | SERC South | NG | 3.4 | 1 | 17911 | 304997 | 0.83621 | 0.093374 | 0.0054834 | NEI avg EF - PM, fuel type, firing type | 304997 | 0.83621
2018 | AL | AMEA Sylacauga Plant | 56018 | SRSO | SERC South | NG | 98.6 |  | 34570 | 385706 | 0.918 | 0.05311 | 0.0047601 | EPA/NEI | 385706 | 0.918
2018 | AL | Barry | 3 | SRSO | SERC South | BIT | 2841.5 |  | 10464916 | 103039992 | 631.53 | 0.12069 | 0.012258 | EPA/NEI | 103039992 | 631.53
2018 | AL | Calhoun Energy Center | 55409 | SRSO | SERC South | NG | 748 |  | 196584 | 2200977 | 8.6008 | 0.087503 | 0.0078154 | NEI avg EF - PM, fuel type, firing type | 2200977 | 8.6008
2018 | AL | Charles R Lowman | 56 | SRSO | SERC South | BIT | 538 |  | 1256642 | 14275336 | 130.5 | 0.2077 | 0.018283 | EPA/NEI | 14275336 | 130.5
2018 | AL | Colbert | 47 | SRTV | SERC Tennessee Valley | NG | 1826 |  | 68000 | 1005817 | 5.8959 | 0.17341 | 0.011724 | EPA/NEI; Estimated using an emission factor | 1005817 | 5.8959
2018 | AL | Decatur Energy Center | 55292 | SRTV | SERC Tennessee Valley | NG | 902.4 | 1 | 2702900 | 20293614 | 31.66 | 0.023427 | 0.0031202 | EPA/NEI | 20293614 | 31.66
2018 | AL | E B Harris Generating Plant | 7897 | SRSO | SERC South | NG | 2534 |  | 5865446 | 40760457 | 79.45 | 0.027091 | 0.0038984 | EPA/NEI | 40760457 | 79.45
2018 | AL | E C Gaston | 26 | SRSO | SERC South | BIT | 2034 |  | 6087254 | 69993108 | 256.08 | 0.084136 | 0.0073173 | EPA/NEI | 69993108 | 256.08
2018 | AL | Gadsden | 7 | SRSO | SERC South | NG | 138 | 0.73448 | 188877 | 2449127.525 | 8.2154 | 0.086993 | 0.0067089 | EPA/NEI; Estimated using an emission factor | 3334501 | 11.1854
2018 | AL | Gorgas | 8 | SRSO | SERC South | BIT | 1416.7 |  | 5497888 | 60660426 | 928.1045 | 0.33762 | 0.0306 | EPA/NEI | 60660426 | 928.1045
2018 | AL | Greene County | 10 | SRSO | SERC South | NG | 1288.4 |  | 1173090.998 | 12728036 | 45.8602 | 0.078187 | 0.0072062 | EPA/NEI | 12728036 | 45.8602
2018 | AL | Hillabee Energy Center | 55411 | SRSO | SERC South | NG | 822.8 |  | 4376115 | 31167402 | 89.7065 | 0.040998 | 0.0057564 | NEI avg EF - PM, fuel type, firing type | 31167402 | 89.7065
2018 | AL | Hog Bayou Energy Center | 55241 | SRSO | SERC South | NG | 280 | 1 | 1137089 | 8557478 | 24.6303 | 0.043322 | 0.0057564 | NEI avg EF - PM, fuel type, firing type | 8557478 | 24.6303
2018 | AL | International Paper-Prattville Mill | 52140 | SRSO | SERC South | BLQ | 89.8 | 0.16114 | 559028 | 2822970.368 | 8.0005 | 0.028623 | 0.0056681 | EPA/NEI; Estimated using an emission factor | 17518984.645 | 49.6498
2018 | AL | International Paper-Riverdale Mill | 54096 | SRSO | SERC South | NG | 104.2 | 0.23778 | 605207 | 4301304.662 | 32.158 | 0.10627 | 0.014953 | EPA/NEI | 18089452 | 135.2427
2018 | AL | James H Miller Jr | 6002 | SRSO | SERC South | SUB | 2822 |  | 18325184 | 192179026 | 127.6546 | 0.013932 | 0.0013285 | EPA/NEI | 192179026 | 127.6546
2018 | AL | McIntosh (7063) | 7063 | SRSO | SERC South | NG | 676 |  | 432523 | 4652072 | 15.03 | 0.069499 | 0.0064616 | EPA/NEI | 4652072 | 15.03
2018 | AL | McWilliams | 533 | SRSO | SERC South | NG | 654 |  | 3957129 | 29005191 | 88.9541 | 0.044959 | 0.0061337 | EPA/NEI; Estimated using an emission factor | 29005191 | 88.9541
2018 | AL | Morgan Energy Center | 55293 | SRTV | SERC Tennessee Valley | NG | 900 | 0.86909 | 4532851 | 29953111.814 | 46.9311 | 0.020707 | 0.0031336 | EPA/NEI | 34464771 | 54
2018 | AL | Plant H. Allen Franklin | 7710 | SRSO | SERC South | NG | 2683.8 |  | 12248562 | 84456218 | 192.43 | 0.031421 | 0.0045569 | EPA/NEI | 84456218 | 192.43
2018 | AL | SABIC Innovative Plastics - Burkville | 7698 | SRSO | SERC South | NG | 97 | 0.4064 | 571146 | 2603564.093 | 18.1659 | 0.063612 | 0.013955 | EPA/NEI | 6406471 | 44.7
2018 | AL | Tenaska Central Alabama Gen Station | 55440 | SRSO | SERC South | NG | 927.1 |  | 4116919 | 32790097 | 94.3769 | 0.045848 | 0.0057564 | NEI avg EF - PM, fuel type, firing type | 32790097 | 94.3769
2018 | AL | Tenaska Lindsay Hill Generating Station | 55271 | SRSO | SERC South | NG | 939.4 |  | 1882859 | 14003685 | 40.3056 | 0.042813 | 0.0057564 | NEI avg EF - PM, fuel type, firing type | 14003685 | 40.3056
2018 | AL | Theodore Cogeneration | 7721 | SRSO | SERC South | NG | 317.4 | 0.69493 | 1325015 | 8211522.842 | 65.7609 | 0.099261 | 0.016017 | EPA/NEI | 11816386 | 94.63
2018 | AL | Walton Discover Power Facility | 55138 | SRSO | SERC South | NG | 103 |  | 14624 | 184015 | 0.71908 | 0.098342 | 0.0078154 | NEI avg EF - PM, fuel type, firing type | 184015 | 0.71908
2018 | AL | Washington County Cogen (Olin) | 7697 | SRSO | SERC South | NG | 122.5 | 0.60463 | 809934 | 5329090.025 | 35.3952 | 0.087403 | 0.013284 | EPA/NEI | 8813778 | 58.54
2018 | AL | WestRock Coated Board | 54802 | SRSO | SERC South | NG | 112.5 | 0.1752 | 796130 | 6573324.255 | 21.7548 | 0.054651 | 0.0066191 | NEI avg EF - PM, fuel type | 37519849.07 | 124.1741
2018 | AR | Archer Daniels Midland Little Rock | 54311 | SRMV | SERC Mississippi Valley | NG | 4
2018 | AR | Arkansas Nuclear One | 8055 | SRMV | SERC Mississippi Valley | NUC | 1845 |  | 12720818 |  |  | 0 |  |  |  | 0
2018 | AR | Ashdown | 54104 | SPSO | SPP South | BLQ | 156.5 | 0.14641 | 655298 | 3610377.88 | 19.0446 | 0.058125 | 0.01055 | EPA/NEI; Estimated using an emission factor | 24659678.383 | 130.0787
2018 | AR | Beaver Dam | 182 | SPSO | SPP South | WAT | 112 |  | 119380 |  |  | 0 |  |  |  | 0
2018 | AR | Blakely Mountain | 197 | SRMV | SERC Mississippi Valley | WAT | 75 |  | 182961 |  |  | 0 |  |  |  | 0
2018 | AR | Bull Shoals | 198 | SPSO | SPP South | WAT | 340 |  | 622630 |  |  | 0 |  |  |  | 0
2018 | AR | Carpenter | 166 | SRMV | SERC Mississippi Valley | WAT | 56 |  | 124077 |  |  | 0 |  |  |  | 0
2018 | AR | Cecil Lynch | 167 | SRMV | SERC Mississippi Valley |  | 231
2018 | AR | Clearwater Paper APP CB | 50638 | SRMV | SERC Mississippi Valley | BLQ | 28 | 0.081092 | 114545 | 661704.749 | 1.4672 | 0.025618 | 0.0044346 | EPA/NEI; Estimated using an emission factor | 8159940.006 | 18.0929
2018 | AR | Columbia Flooring Melbourne | 56182 | SRMV | SERC Mississippi Valley | WDS | 2 | 0.15834 | 5630.85 | 33230.973 | 0.37904 | 0.13463 | 0.022812 | NEI avg EF - PM, fuel type | 209872 | 2.3938
2018 | AR | Dam 2 | 7246 | SRMV | SERC Mississippi Valley | WAT | 102.6 |  | 289523.001 |  |  | 0 |  |  |  | 0
2018 | AR | Dardanelle | 199 | SPSO | SPP South | WAT | 160.8 |  | 629375 |  |  | 0 |  |  |  | 0
2018 | AR | Degray | 187 | SRMV | SERC Mississippi Valley | WAT | 68 |  | 77354 |  |  | 0 |  | EPA/NEI; Estimated using an emission factor |  | 0
2018 | AR | Elkins Generating Center | 56489 | SPSO | SPP South | NG | 66 |  | 5358.999 | 63366.999 | 0.17373 | 0.064837 | 0.0054833 | NEI avg EF - PM, fuel type, firing type | 63366.999 | 0.17373
2018 | AR | Ellis Hydro | 7040 | SPSO | SPP South | WAT | 32.4 |  | 117405.999 |  |  | 0 |  |  |  | 0
2018 | AR | FECC Solar Benton | 61839 | SRMV | SERC Mississippi Valley | SUN | 1 |  | 1540 |  |  | 0 |  |  |  | 0
2018 | AR | Fourche Creek Wastewater | 10050 | SRMV | SERC Mississippi Valley | OBG | 2.8 | 0.45856 | 5690 | 27730.78 | 0.20382 | 0.071642 | 0.0147 | EPA/NEI; Estimated using an emission factor | 60474 | 0.44448
2018 | AR | Genova Arkansas I LLC | 55869 | MROW | MRO West | NG | 631.4
2018 | AR | Georgia-Pacific Crossett LLC | 10606 | SRMV | SERC Mississippi Valley | BLQ | 91.6 | 0.13974 | 472680.79 | 2658167.488 | 9.8345 | 0.041612 | 0.0073995 | EPA/NEI; Estimated using an emission factor | 19022793.797 | 70.3792
2018 | AR | Greers Ferry Lake | 188 | SPSO | SPP South | WAT | 96 |  | 200955 |  |  | 0 |  |  |  | 0
2018 | AR | Hamilton Moses | 168 | SRMV | SERC Mississippi Valley | NG | 138
2018 | AR | Harvey Couch | 169 | SRMV | SERC Mississippi Valley | NG | 182.7
2018 | AR | Lee Creek Water Treatment Facility | 54283 | SRMV | SERC Mississippi Valley | WAT | 1.3 |  | 0
2018 | AR | Mabelvale | 171 | SRMV | SERC Mississippi Valley | NG | 78
2018 | AR | Municipal Light | 193 | SRMV | SERC Mississippi Valley | DFO | 7.2 |  | 0
2018 | AR | Murray | 7166 | SRMV | SERC Mississippi Valley | WAT | 45.4 |  | 39862 |  |  | 0 |  |  |  | 0
2018 | AR | Narrows (AR) | 195 | SPSO | SPP South | WAT | 25.5 |  | 20640.999 |  |  | 0 |  |  |  | 0
2018 | AR | Noland Wastewater Treatment Plant | 62682 | SPSO | SPP South |  | 11 | [6 empty] | EPA/NEI; Estimated using an emission factor
2018 | AR | Norfork | 196 | SPSO | SPP South | WAT | 80.4 |  | 159631 |  |  | 0 |  |  |  | 0
2018 | AR | Osceola (AR) | 172 | SRMV | SERC Mississippi Valley | DFO | 9.6 |  | 0
2018 | AR | Ozark | 6142 | SPSO | SPP South | WAT | 100 |  | 214488 |  |  | 0 |  |  |  | 0
2018 | AR | Ozarks Natural Energy Community Solar | 60924 | SPSO | SPP South | SUN | 1 |  | 1519 |  |  | 0 |  |  |  | 0
2018 | AR | Paragould | 192 | SPSO | SPP South | DFO | 4.1
2018 | AR | Paragould Reciprocating | 8015 | SPSO | SPP South | NG | 19.2 |  | 512.001 | 5117.001 | 0.0010799 | 0.0042183 | 0.00042208 | Estimated using an emission factor | 5117.001 | 0.0010799
2018 | AR | Paragould Turbine | 7283 | SPSO | SPP South | NG | 13.9 |  | 47 | 651 | 0.0017876 | 0.076067 | 0.0054918 | EPA/NEI; Estimated using an emission factor | 651 | 0.0017876
2018 | AR | Pine Bluff Mill | 10627 | SRMV | SERC Mississippi Valley | BLQ | 85 | 0.17798 | 393616 | 2246867.628 | 2.4856 | 0.01263 | 0.0022125 | EPA/NEI; Estimated using an emission factor | 12624419.832 | 13.9658
2018 | AR | Remmel | 174 | SRMV | SERC Mississippi Valley | WAT | 9 |  | 38312.001 |  |  | 0 |  |  |  | 0
2018 | AR | Riceland Foods Cogeneration Plant | 56079 | SRMV | SERC Mississippi Valley | OBS | 18 | 0.052814 | 20299 | 122036.083 | 0.83776 | 0.082542 | 0.01373 | NEI avg EF - PM, fuel type | 2310693.8 | 15.8624
2018 | AR | Robert E Ritchie | 173 | SRMV | SERC Mississippi Valley | NG | 923.1
2018 | AR | Scenic Hill Solar III | 61869 | SPSO | SPP South | SUN | 5 |  | 10497 |  |  | 0 |  |  |  | 0
2018 | AR | Searcy Solar | 62617 | SRMV | SERC Mississippi Valley |  | 110
2018 | AR | SR Camden | 59947 | SRMV | SERC Mississippi Valley | SUN | 12 |  | 26923 |  |  | 0 |  |  |  | 0
2018 | AR | Stuttgart Solar | 61262 | SRMV | SERC Mississippi Valley | SUN | 81 |  | 162934 |  |  | 0 |  |  |  | 0
2018 | AR | Two Pine Landfill Gas Recovery | 56523 | SRMV | SERC Mississippi Valley | LFG | 4.8 | 1 | 15892.002 | 190453.998 | 1.3998 | 0.17617 | 0.0147 | EPA/NEI; Estimated using an emission factor | 190453.998 | 1.3998
2018 | AR | UA Central Utility Plant | 60536 | SPSO | SPP South | NG | 5.6 | 0.9154 | 37894 | 412756.912 | 1.1317 | 0.059727 | 0.0054834 | NEI avg EF - PM, fuel type, firing type | 450903 | 1.2362
2018 | AR | Waste Management Eco Vista LFGTE | 57025 | SPSO | SPP South | LFG | 4 |  | 33183 | 393635 | 2.8932 | 0.17438 | 0.0147 | Estimated using an emission factor | 393635 | 2.8932
2018 | AR | Westside Wastewater Treatment Plant | 62683 | SPSO | SPP South |  | 11 | [6 empty] | EPA/NEI; Estimated using an emission factor
2018 | AR | Whillock | 7135 | SRMV | SERC Mississippi Valley | WAT | 32.4 |  | 162795 |  |  | 0 |  |  |  | 0
2018 | AR | White River Lock and Dam 1 | 57160 | SRMV | SERC Mississippi Valley | WAT | 4.3 |  | 16525 |  |  | 0 |  |  |  | 0
2018 | AR | White River Lock and Dam 2 | 57161 | SRMV | SERC Mississippi Valley | WAT | 3.5 |  | 15785 |  |  | 0 |  |  |  | 0
2018 | AR | White River Lock and Dam 3 | 57162 | SRMV | SERC Mississippi Valley | WAT | 4.3 |  | 17320 |  |  | 0 |  |  |  | 0
2018 | AR | Carl Bailey | 202 | SRMV | SERC Mississippi Valley | NG | 120 |  | 14199 | 190973 | 0.31982 | 0.045048 | 0.0033494 | EPA/NEI | 190973 | 0.31982
2018 | AR | City Water & Light - City of Jonesboro | 56505 | SPSO | SPP South | NG | 224.3 |  | 49980.001 | 478787 | 9.2071 | 0.36843 | 0.03846 | EPA/NEI | 478787 | 9.2071
2018 | AR | Dell Power Plant | 55340 | SRMW | SERC Midwest | NG | 679.1 |  | 2028650 | 15921718 | 40.6566 | 0.040082 | 0.0051071 | EPA/NEI | 15921718 | 40.6566
2018 | AR | Flint Creek Power Plant | 6138 | SPSO | SPP South | SUB | 558 |  | 2669748 | 28166588 | 8.3276 | 0.0062385 | 0.00059131 | EPA/NEI | 28166588 | 8.3276
2018 | AR | Fulton | 7825 | SPSO | SPP South | NG | 154.8 |  | 103733 | 1068286 | 0.82004 | 0.015811 | 0.0015352 | EPA/NEI | 1068286 | 0.82004
2018 | AR | Harry D. Mattison Power Plant | 56328 | SPSO | SPP South | NG | 349 |  | 48955 | 610601 | 2.133 | 0.087142 | 0.0069866 | EPA/NEI | 610601 | 2.133
2018 | AR | Hot Spring Energy Facility | 55418 | SRMV | SERC Mississippi Valley | NG | 1429.7 |  | 3433630 | 24369521 | 32.4115 | 0.018879 | 0.00266 | EPA/NEI | 24369521 | 32.4115
2018 | AR | Independence | 6641 | SRMV | SERC Mississippi Valley | SUB | 1800 |  | 9683174 | 100949027 | 334.3956 | 0.069067 | 0.006625 | EPA/NEI | 100949027 | 334.3956
2018 | AR | John W. Turk Jr. Power Plant | 56564 | SPSO | SPP South | SUB | 609 |  | 4187980 | 39622181 | 17.9257 | 0.0085606 | 0.00090483 | EPA/NEI | 39622181 | 17.9257
2018 | AR | Lake Catherine | 170 | SRMV | SERC Mississippi Valley | NG | 752 |  | 289084 | 3526214 | 13.124 | 0.090797 | 0.0074437 | EPA/NEI | 3526214 | 13.124
2018 | AR | Magnet Cove Generating Station | 55714 | SRMV | SERC Mississippi Valley | NG | 746 |  | 1834885 | 12970398 | 25.4 | 0.027686 | 0.0039166 | EPA/NEI | 12970398 | 25.4
2018 | AR | McClellan | 203 | SRMV | SERC Mississippi Valley | NG | 136 |  | 61046 | 777804 | 4.2591 | 0.13954 | 0.010952 | EPA/NEI | 777804 | 4.2591
2018 | AR | Oswald Generating Station | 55221 | SRMV | SERC Mississippi Valley | NG | 599.5 |  | 522540 | 4375672 | 7.5745 | 0.028991 | 0.0034621 | EPA/NEI | 4375672 | 7.5745
2018 | AR | Pine Bluff Energy Center | 55075 | SRMV | SERC Mississippi Valley | NG | 236 | 0.54017 | 1305210 | 7305626.524 | 0.69403 | 0.0010635 | 0.00019 | EPA/NEI | 13524750 | 1.2849
2018 | AR | Plum Point Energy Station | 56456 | SRMV | SERC Mississippi Valley | SUB | 720 |  | 5202634 | 55288792 | 273.2173 | 0.10503 | 0.0098833 | EPA/NEI | 55288792 | 273.2173
2018 | AR | Thomas Fitzhugh | 201 | SPSO | SPP South | NG | 185 |  | 272862 | 2543071 | 0.24159 | 0.0017708 | 0.00019 | EPA/NEI | 2543071 | 0.24159
2018 | AR | Union Power Station | 55380 | SRMV | SERC Mississippi Valley | NG | 2428 |  | 10305177 | 67352263 | 1032.4 | 0.20037 | 0.030657 | EPA/NEI | 67352263 | 1032.4
2018 | AR | White Bluff | 6009 | SRMV | SERC Mississippi Valley | SUB | 1800 |  | 8251967 | 88222644 | 672.6564 | 0.16303 | 0.015249 | EPA/NEI | 88222644 | 672.6564
2018 | AZ | Actus Lend Lease DMAFB | 58632 | AZNM | WECC Southwest | SUN | 3 |  | 4023 |  |  | 0 |  |  |  | 0
2018 | AZ | AES ES GILBERT | 61861 | AZNM | WECC Southwest | MWH | 10
2018 | AZ | Agua Caliente Solar Project | 57373 | CAMX | WECC California | SUN | 637.7 |  | 723324 |  |  | 0 |  | EPA/NEI; Estimated using an emission factor |  | 0
2018 | AZ | Amphitheater High School Solar | 60684 | AZNM | WECC Southwest | SUN | 1 |  | 2254 |  |  | 0 |  |  |  | 0
2018 | AZ | Apache Solar 1 | 60964 | AZNM | WECC Southwest | SUN | 20 |  | 49911 |  |  | 0 |  |  |  | 0
2018 | AZ | Arizona State University CHP | 58199 | AZNM | WECC Southwest | NG | 9.2 | 0.50918 | 49149 | 257485.971 | 0.054329 | 0.0022108 | 0.000422 | EPA/NEI; Estimated using an emission factor | 505688.482 | 0.1067
2018 | AZ | Arizona Western College PV | 57765 | AZNM | WECC Southwest | SUN | 5.7 |  | 8942 |  |  | 0 |  | EPA/NEI; Estimated using an emission factor |  | 0
2018 | AZ | Arlington Valley Solar Energy I | 57679 | AZNM | WECC Southwest | SUN | 127
2018 | AZ | Arlington Valley Solar Energy II | 57680 | AZNM | WECC Southwest | SUN | 129 |  | 335124 |  |  | 0 |  |  |  | 0
2018 | AZ | Arzon Solar UASTP Solar Power Station | 57930 | AZNM | WECC Southwest | SUN | 1.9 |  | 96 |  |  | 0 |  |  |  | 0
2018 | AZ | Avalon Solar | 59168 | AZNM | WECC Southwest | SUN | 29 |  | 77069 |  |  | 0 |  |  |  | 0
2018 | AZ | Avalon Solar II | 60062 | AZNM | WECC Southwest | SUN | 16 |  | 43262 |  |  | 0 |  |  |  | 0
2018 | AZ | Avra Valley Solar | 57657 | AZNM | WECC Southwest | SUN | 26.5 |  | 72166 |  |  | 0 |  |  |  | 0
2018 | AZ | AZ State University - Tempe Campus Solar | 62643 | AZNM | WECC Southwest | SUN | 2.3
2018 | AZ | Badger 1 | 58262 | AZNM | WECC Southwest | SUN | 14.8 |  | 40448 |  |  | 0 |  |  |  | 0
2018 | AZ | Black Mountain Solar LLC | 58042 | AZNM | WECC Southwest | SUN | 9 |  | 21080 |  |  | 0 |  |  |  | 0
2018 | AZ | Bonnybrooke PV | 60413 | AZNM | WECC Southwest | SUN | 50 |  | 138774 |  |  | 0 |  |  |  | 0
2018 | AZ | Buckeye Generation Center, LLC | 59471 | AZNM | WECC Southwest | NG | 652.2
2018 | AZ | Buckeye Union HS District 201 | 58037 | AZNM | WECC Southwest | SUN | 3.3 |  | 6972 |  |  | 0 |  |  |  | 0
2018 | AZ | Canyon Del Oro High School Solar | 60685 | AZNM | WECC Southwest | SUN | 1.5 |  | 2919 |  |  | 0 |  |  |  | 0
2018 | AZ | Childs | 112 | AZNM | WECC Southwest | WAT | 5.4
2018 | AZ | Chino Solar Valley | 57560 | AZNM | WECC Southwest | SUN | 19 |  | 44578 |  |  | 0 |  |  |  | 0
2018 | AZ | Cogeneration 1 | 56229 | AZNM | WECC Southwest | NG | 9 | 0.43546 | 56089.28 | 290266.156 | 0.061246 | 0.0021839 | 0.000422 | Estimated using an emission factor | 666566.036 | 0.14065
2018 | AZ | Cogeneration 2 | 59233 | AZNM | WECC Southwest | NG | 6 | 0.39553 | 35412.76 | 181849.247 | 0.03837 | 0.002167 | 0.000422 | Estimated using an emission factor | 459760.319 | 0.097009
2018 | AZ | Cogenra - TEP | 58832 | AZNM | WECC Southwest | SUN | 1 |  | 1920 |  |  | 0 |  |  |  | 0
2018 | AZ | Concord Blue Eagar, LLC | 60374 | AZNM | WECC Southwest | OBG | 1.2
2018 | AZ | Copper Crossing Energy Center | 58413 | AZNM | WECC Southwest | NG | 1678
2018 | AZ | Copper Crossing Solar LLC | 57318 | AZNM | WECC Southwest | SUN | 20 |  | 50089 |  |  | 0 |  |  |  | 0
2018 | AZ | Cotton Center Solar | 57561 | AZNM | WECC Southwest | SUN | 34 |  | 36792 |  |  | 0 |  | EPA/NEI; Estimated using an emission factor |  | 0
2018 | AZ | Crosscut | 143 | AZNM | WECC Southwest |  | 33
2018 | AZ | Davis Dam | 152 | AZNM | WECC Southwest | WAT | 254.8 |  | 1103310.998 |  |  | 0 |  |  |  | 0
2018 | AZ | Davis Monthan AFB (AZ) West Airfield | 59779 | AZNM | WECC Southwest | SUN | 12.6 |  | 2536 |  |  | 0 |  |  |  | 0
2018 | AZ | Dolan Springs | 57920 | AZNM | WECC Southwest | WND | 300
2018 | AZ | Douglas | 114 | AZNM | WECC Southwest | DFO | 26.1 |  | 141 | 3923 | 0.033854 | 0.4802 | 0.017259 | NEI avg EF - PM, fuel type, firing type | 3923 | 0.033854
2018 | AZ | Dry Lake Solar | 57922 | AZNM | WECC Southwest | SUN | 50
2018 | AZ | Dry Lake Wind II LLC | 57379 | AZNM | WECC Southwest | WND | 65.1 |  | 113527 |  |  | 0 |  |  |  | 0
2018 | AZ | Dry Lake Wind LLC | 57098 | AZNM | WECC Southwest | WND | 63 |  | 110551 |  |  | 0 |  |  |  | 0
2018 | AZ | East Line Solar | 62899 | AZNM | WECC Southwest | SUN | 100
2018 | AZ | Estrella Mountain PV | 60230 | AZNM | WECC Southwest | SUN | 1.8 |  | 0
2018 | AZ | FirstEnergy | 55711 | AZNM | WECC Southwest | NG | 1080
2018 | AZ | Foothills Solar Plant | 57997 | AZNM | WECC Southwest | SUN | 73 |  | 93025 |  |  | 0 |  | EPA/NEI; Estimated using an emission factor |  | 0
2018 | AZ | Fort Huachuca Solar PV Project | 58972 | AZNM | WECC Southwest | SUN | 17.7 |  | 35988 |  |  | 0 |  |  |  | 0
2018 | AZ | Gato Montes Solar, LLC | 58842 | AZNM | WECC Southwest | SUN | 5 |  | 8900 |  |  | 0 |  |  |  | 0
2018 | AZ | Gila Bend | 59020 | AZNM | WECC Southwest | SUN | 68 |  | 96214 |  |  | 0 |  | EPA/NEI; Estimated using an emission factor |  | 0
2018 | AZ | Gila Bend Power Generation Station | 55507 | AZNM | WECC Southwest | NG | 900
2018 | AZ | Gila River Power Block 2 | 60768 | AZNM | WECC Southwest | NG | 619 |  | 2248005 | 16900807.182 | 46.8745 | 0.041703 | 0.005547 | EPA/NEI; Estimated using an emission factor | 16900807.182 | 46.8745
2018 | AZ | Gilbert Solar Facility I, LLC | 58543 | AZNM | WECC Southwest | SUN | 2.5 |  | 4076 |  |  | 0 |  |  |  | 0
2018 | AZ | Gillespie 1 | 58501 | AZNM | WECC Southwest | SUN | 15 |  | 41594 |  |  | 0 |  |  |  | 0
2018 | AZ | Glen Canyon Dam | 153 | RMPA | WECC Rockies | WAT | 1312 |  | 3958503.002 |  |  | 0 |  |  |  | 0
2018 | AZ | Glendale Energy Power Plant | 57829 | AZNM | WECC Southwest | LFG | 2.8 |  | 14228 | 189673 | 1.3941 | 0.19597 | 0.0147 | Estimated using an emission factor | 189673 | 1.3941
2018 | AZ | Gray Hawk Solar | 61272 | AZNM | WECC Southwest | SUN | 55 |  | 76076 |  |  | 0 |  |  |  | 0
2018 | AZ | Headgate Rock | 7179 | AZNM | WECC Southwest | WAT | 19.5 |  | 67925.001 |  |  | 0 |  |  |  | 0
2018 | AZ | Hoover Dam (AZ) | 8902 | AZNM | WECC Southwest | WAT | 1039.4 |  | 1726548.003 |  |  | 0 |  |  |  | 0
2018 | AZ | Horse Mesa | 145 | AZNM | WECC Southwest | WAT | 129.5 |  | 50123.001 |  |  | 0 |  | EPA/NEI; Estimated using an emission factor |  | 0
2018 | AZ | Hyder II | 58383 | AZNM | WECC Southwest | SUN | 28 |  | 37062 |  |  | 0 |  | EPA/NEI; Estimated using an emission factor |  | 0
2018 | AZ | Hyder Solar | 57563 | AZNM | WECC Southwest | SUN | 38 |  | 37780 |  |  | 0 |  | EPA/NEI; Estimated using an emission factor |  | 0
2018 | AZ | Intel - Ocotillo Campus Solar | 60822 | AZNM | WECC Southwest | SUN | 4.2 |  | 4722 |  |  | 0 |  |  |  | 0
2018 | AZ | IRC Generator Facility | 56899 | NWPP | WECC Northwest | DFO | 3 |  | 6 | 203 | 0.03162 | 10.54 | 0.31153 | Estimated using an emission factor | 203 | 0.03162
2018 | AZ | Iron Horse Battery Storage | 60996 | AZNM | WECC Southwest | SUN | 12 |  | 2783 | 0 |  | 0 |  | EPA/NEI; Estimated using an emission factor | 0 | 0
2018 | AZ | Irving | 115 | AZNM | WECC Southwest | WAT | 1.6
2018 | AZ | Jacobson 5 MW Solar | 60603 | AZNM | WECC Southwest | SUN | 4.4 |  | 7790 |  |  | 0 |  |  |  | 0
2018 | AZ | Jewish Community Center PV | 58292 | AZNM | WECC Southwest | SUN | 1.1 |  | 2194 |  |  | 0 |  |  |  | 0
2018 | AZ | Kayenta Solar Project | 61268 | NWPP | WECC Northwest | SUN | 27.3 |  | 74615 |  |  | 0 |  |  |  | 0
2018 | AZ | Kingman 1 | 57775 | AZNM | WECC Southwest | WND | 10.5 |  | 24455 |  |  | 0 |  |  |  | 0
2018 | AZ | La Paz Solar Tower | 58652 | AZNM | WECC Southwest | SUN | 200
2018 | AZ | La Senita | 57556 | AZNM | WECC Southwest | SUN | 1 |  | 2188 |  |  | 0 |  |  |  | 0
2018 | AZ | Lake Pleasant WTP | 58539 | AZNM | WECC Southwest | SUN | 6.5 |  | 14787 |  |  | 0 |  |  |  | 0
2018 | AZ | Luke Solar | 57324 | AZNM | WECC Southwest | SUN | 15
2018 | AZ | Macys Goodyear | 57673 | AZNM | WECC Southwest | SUN | 3.5 |  | 5277 |  |  | 0 |  |  |  | 0
2018 | AZ | Mesa Solar Array | 58466 | AZNM | WECC Southwest | SUN | 4
2018 | AZ | Mesquite Solar 1 | 57707 | AZNM | WECC Southwest | SUN | 170 |  | 415004 |  |  | 0 |  |  |  | 0
2018 | AZ | Mesquite Solar 2, LLC | 60307 | CAMX | WECC California | SUN | 100 |  | 285023 |  |  | 0 |  |  |  | 0
2018 | AZ | Mesquite Solar 3, LLC | 60308 | CAMX | WECC California | SUN | 150 |  | 445789 |  |  | 0 |  |  |  | 0
2018 | AZ | Mohave Electric at Fort Mohave | 59819 | AZNM | WECC Southwest | SUN | 14.4 |  | 39871 |  |  | 0 |  |  |  | 0
2018 | AZ | Mormon Flat | 148 | AZNM | WECC Southwest | WAT | 63.5 |  | 17190 |  |  | 0 |  | EPA/NEI; Estimated using an emission factor |  | 0
2018 | AZ | North Loop | 6088 | AZNM | WECC Southwest | NG | 107.8 |  | 7897.999 | 124095.999 | 0.34024 | 0.086158 | 0.0054834 | NEI avg EF - PM, fuel type, firing type | 124095.999 | 0.34024
2018 | AZ | Northwest Regional | 57403 | AZNM | WECC Southwest | LFG | 3.2 |  | 23147 | 272027 | 1.9994 | 0.17276 | 0.0147 | Estimated using an emission factor | 272027 | 1.9994
2018 | AZ | Novo BioPower Plant | 56616 | AZNM | WECC Southwest | WDS | 27.2 |  | 181641 | 3039963.93 | 34.6741 | 0.38179 | 0.022812 | NEI avg EF - PM, fuel type | 3039963.93 | 34.6741
2018 | AZ | Palo Verde | 6008 | AZNM | WECC Southwest | NUC | 4209.6 |  | 31097259 |  |  | 0 |  |  |  | 0
2018 | AZ | Paloma Solar | 57562 | AZNM | WECC Southwest | SUN | 34.6 |  | 37861 |  |  | 0 |  | EPA/NEI; Estimated using an emission factor |  | 0
2018 | AZ | Paradise Valley H.S. PV | 58293 | AZNM | WECC Southwest | SUN | 1.3 |  | 2594 |  |  | 0 |  |  |  | 0
2018 | AZ | Perrin Ranch Wind LLC | 58155 | AZNM | WECC Southwest | WND | 99.2 |  | 212667 |  |  | 0 |  |  |  | 0
2018 | AZ | Phoenix Airport East Economy Lot | 58708 | AZNM | WECC Southwest | SUN | 1.1 |  | 1954 |  |  | 0 |  |  |  | 0
2018 | AZ | Phoenix Airport Rental Car Center | 58709 | AZNM | WECC Southwest | SUN | 1.6 |  | 6090 |  |  | 0 |  |  |  | 0
2018 | AZ | Picture Rocks Solar, LLC | 58486 | AZNM | WECC Southwest | SUN | 20 |  | 52539 |  |  | 0 |  |  |  | 0
2018 | AZ | Pima Community College | 62075 | AZNM | WECC Southwest | SUN | 1.1 |  | 2798
2018 | AZ | Pima Community College - East Campus | 61104 | AZNM | WECC Southwest | SUN | 1.3 |  | 0
2018 | AZ | Pima Energy Storage System | 61197 | AZNM | WECC Southwest | MWH | 10 |  | -514 | 0 |  | 0 |  |  | 0 | 0
2018 | AZ | Pinal Central Energy Center | 61678 | AZNM | WECC Southwest | SUN | 30 |  | 49279 | 0 |  | 0 |  | EPA/NEI; Estimated using an emission factor | 0 | 0
2018 | AZ | Prairie Fire | 58171 | AZNM | WECC Southwest | SUN | 4.5 |  | 8233 |  |  | 0 |  |  |  | 0
2018 | AZ | Prescott Airport | 56228 | AZNM | WECC Southwest | SUN | 9.1 |  | 5542 |  |  | 0 |  | EPA/NEI; Estimated using an emission factor |  | 0
2018 | AZ | Prescott Solar Plant | 58147 | AZNM | WECC Southwest | SUN | 10.8 |  | 14562 |  |  | 0 |  |  |  | 0
2018 | AZ | Punkin Center Battery Storage | 61913 | AZNM | WECC Southwest | MWH | 2 |  | 0
2018 | AZ | Queen Creek Solar Farm | 57883 | AZNM | WECC Southwest | SUN | 19 |  | 49557 |  |  | 0 |  |  |  | 0
2018 | AZ | RE Ajo 1 LLC | 57795 | AZNM | WECC Southwest | SUN | 4.5 |  | 10135 |  |  | 0 |  |  |  | 0
2018 | AZ | RE Bagdad Solar I LLC | 57790 | AZNM | WECC Southwest | SUN | 16.6 |  | 34344 |  |  | 0 |  |  |  | 0
2018 | AZ | Red Horse 2 | 58833 | AZNM | WECC Southwest | SUN | 81 |  | 226106 |  |  | 0 |  |  |  | 0
2018 | AZ | Red Horse III | 60285 | AZNM | WECC Southwest | SUN | 30 |  | 81228 |  |  | 0 |  |  |  | 0
2018 | AZ | Red Rock | 60467 | AZNM | WECC Southwest | SUN | 40 |  | 120005 |  |  | 0 |  |  |  | 0
2018 | AZ | Rio Rico Solar | 59044 | AZNM | WECC Southwest | SUN | 6 |  | 11252 |  |  | 0 |  |  |  | 0
2018 | AZ | Roger Road WWTP | 57524 | AZNM | WECC Southwest | SUN | 1.1 |  | 1422 |  |  | 0 |  |  |  | 0
2018 | AZ | Roosevelt | 149 | AZNM | WECC Southwest | WAT | 36 |  | 58274 |  |  | 0 |  |  |  | 0
2018 | AZ | Saddle Mountain Solar I | 58213 | AZNM | WECC Southwest | SUN | 15 |  | 34527 |  |  | 0 |  |  |  | 0
2018 | AZ | Sandstone Solar | 59634 | AZNM | WECC Southwest | SUN | 45 |  | 123177 |  |  | 0 |  |  |  | 0
2018 | AZ | Solana Generating Station | 56812 | AZNM | WECC Southwest | SUN | 280 |  | 776013 |  |  | 0 |  |  |  | 0
2018 | AZ | South Consolidated | 100 | AZNM | WECC Southwest | WAT | 1.4 |  | 0
2018 | AZ | SR85 | 59444 | AZNM | WECC Southwest | SUN | 10 |  | 29690 |  |  | 0 |  |  |  | 0
2018 | AZ | Stewart Mountain | 150 | AZNM | WECC Southwest | WAT | 13 |  | 25730 |  |  | 0 |  |  |  | 0
2018 | AZ | Sulphur Springs | 60381 | AZNM | WECC Southwest | SUN | 20 |  | 54435 |  |  | 0 |  |  |  | 0
2018 | AZ | Sun Streams, LLC | 60827 | CAMX | WECC California | SUN | 150
2018 | AZ | T0588 Phoenix - AZ | 61199 | AZNM | WECC Southwest | SUN | 1.2 |  | 2670 |  |  | 0 |  |  |  | 0
2018 | AZ | TAA Solar Facility | 57391 | AZNM | WECC Southwest | SUN | 2.8
2018 | AZ | Tech Park Solar | 59455 | AZNM | WECC Southwest | SUN | 5 |  | 13385 |  |  | 0 |  |  |  | 0
2018 | AZ | Tri Cities | 7998 | AZNM | WECC Southwest | LFG | 5
2018 | AZ | UASTP I | 57392 | AZNM | WECC Southwest | SUN | 1.2 |  | 2997 |  |  | 0 |  |  |  | 0
2018 | AZ | Union HS at Casa Grande | 58516 | AZNM | WECC Southwest | SUN | 1.6 |  | 3219 |  |  | 0 |  |  |  | 0
2018 | AZ | University of Arizona - Biosphere 2 | 54594 | AZNM | WECC Southwest | NG | 3.1 |  | 42 | 576 | 0.043308 | 2.0623 | 0.15037 | Estimated using an emission factor | 576 | 0.043308
2018 | AZ | Valencia | 6515 | AZNM | WECC Southwest | NG | 108 |  | 3042 | 38404.999 | 0.1053 | 0.069229 | 0.0054835 | NEI avg EF - PM, fuel type, firing type | 38404.999 | 0.1053
2018 | AZ | Valencia Solar | 59454 | AZNM | WECC Southwest | SUN | 10 |  | 24922 |  |  | 0 |  |  |  | 0
2018 | AZ | Vista Grande HS at Casa Grande | 58517 | AZNM | WECC Southwest | SUN | 1.8 |  | 3040 |  |  | 0 |  |  |  | 0
2018 | AZ | Waddell | 7164 | AZNM | WECC Southwest | WAT | 40 |  | -29888 |  |  | 0 |  |  |  | 0
2018 | AZ | Walmart Casa Grande | 57939 | AZNM | WECC Southwest | SUN | 2 |  | 1444 |  |  | 0 |  |  |  | 0
2018 | AZ | Western Renewable Energy | 56358 | AZNM | WECC Southwest | WDS | 3
2018 | AZ | White Wing Solar | 60572 | CAMX | WECC California | SUN | 200
2018 | AZ | Agua Fria Generating Station | 141 | AZNM | WECC Southwest | NG | 613.5 |  | 148612.001 | 1810489 | 0.38926 | 0.0052385 | 0.00043 | EPA/NEI; Estimated using an emission factor | 1810489 | 0.38926
2018 | AZ | Apache Station | 160 | AZNM | WECC Southwest | NG | 660.7 |  | 1773343 | 20877233 | 243.8501 | 0.27502 | 0.02336 | EPA/NEI | 20877233 | 243.8501
2018 | AZ | APS Saguaro Power Plant | 118 | AZNM | WECC Southwest | NG | 435.5 |  | 109364.999 | 895692 | 3.5001 | 0.064008 | 0.0078154 | EPA/NEI; Estimated using an emission factor | 895692 | 3.5001
2018 | AZ | APS West Phoenix Power Plant | 117 | AZNM | WECC Southwest | NG | 1326.9 |  | 2984982 | 17944124 | 28.4262 | 0.019046 | 0.0031683 | EPA/NEI | 17944124 | 28.4262
2018 | AZ | Arlington Valley Energy Facility | 55282 | AZNM | WECC Southwest | NG | 713 |  | 2120507 | 15413164 | 9.6481 | 0.0090998 | 0.0012519 | EPA/NEI | 15413164 | 9.6481
2018 | AZ | Black Mountain Generating Station | 56482 | AZNM | WECC Southwest | NG | 121 |  | 79795 | 808522 | 2.9116 | 0.072977 | 0.0072022 | EPA/NEI | 808522 | 2.9116
2018 | AZ | Cholla | 113 | AZNM | WECC Southwest | SUB | 1128.8 |  | 3615007 | 43525629 | 282.0873 | 0.15606 | 0.012962 | EPA/NEI | 43525629 | 282.0873
2018 | AZ | Coolidge Generating Station | 56948 | AZNM | WECC Southwest | NG | 726 |  | 155334 | 1559950 | 6.0958 | 0.078487 | 0.0078154 | NEI avg EF - PM, fuel type, firing type | 1559950 | 6.0958
2018 | AZ | Coronado Generating Station | 6177 | AZNM | WECC Southwest | RC | 821.8 |  | 3597872 | 43708941 | 556.6398 | 0.30943 | 0.02547 | EPA/NEI | 43708941 | 556.6398
2018 | AZ | De Moss Petrie Generating Station | 124 | AZNM | WECC Southwest | NG | 85 |  | 5154 | 78643 | 0.30731 | 0.11925 | 0.0078154 | NEI avg EF - PM, fuel type, firing type | 78643 | 0.30731
2018 | AZ | Desert Basin Generating Station | 55129 | AZNM | WECC Southwest | NG | 646.1 |  | 2335543 | 18453902 | 53.1143 | 0.045483 | 0.0057564 | NEI avg EF - PM, fuel type, firing type | 18453902 | 53.1143
2018 | AZ | Gila River Power Station | 55306 | AZNM | WECC Southwest | NG | 1857 |  | 6530008 | 68175790 | 87.439 | 0.026781 | 0.0025651 | EPA/NEI | 68175790 | 87.439
2018 | AZ | Griffith Energy Project | 55124 | AZNM | WECC Southwest | NG | 655 |  | 2071721 | 14957078 | 32.476 | 0.031352 | 0.0043426 | EPA/NEI | 14957078 | 32.476
2018 | AZ | Irvington Generating Station | 126 | AZNM | WECC Southwest | NG | 793.5 | 1 | 1412423 | 15830088 | 55.7375 | 0.078925 | 0.007042 | EPA/NEI | 15830088 | 55.7375
2018 | AZ | Kyrene Generating Station | 147 | AZNM | WECC Southwest | NG | 573.7 |  | 853210.001 | 6091569 | 23.514 | 0.055119 | 0.0077202 | EPA/NEI | 6091569 | 23.514
2018 | AZ | Mesquite Generating Station | 55481 | AZNM | WECC Southwest | NG | 1383.2 |  | 5792067 | 42276145 | 47.4075 | 0.01637 | 0.0022428 | EPA/NEI | 42276145 | 47.4075
2018 | AZ | Navajo Generating Station | 4941 | AZNM | WECC Southwest | BIT | 2409.3 |  | 13017437 | 148767379 | 2439.7851 | 0.37485 | 0.0328 | EPA/NEI | 148767379 | 2439.7851
2018 | AZ | New Harquahala Generating Company, LLC | 55372 | AZNM | WECC Southwest | NG | 1325.1 |  | 3815 | 36750 | 0.089 | 0.046658 | 0.0048435 | EPA/NEI | 36750 | 0.089
2018 | AZ | Ocotillo Power Plant | 116 | AZNM | WECC Southwest | NG | 1034 |  | 270759.998 | 3270036 | 9.3419 | 0.069005 | 0.0057136 | EPA/NEI; Estimated using an emission factor | 3270036 | 9.3419
2018 | AZ | Redhawk Generating Facility | 55455 | AZNM | WECC Southwest | NG | 1140.3 |  | 3591886 | 29589080 | 66.3225 | 0.036929 | 0.0044829 | EPA/NEI | 29589080 | 66.3225
2018 | AZ | Santan | 8068 | AZNM | WECC Southwest | NG | 1326 |  | 3752533 | 25189446 | 31.779 | 0.016937 | 0.0025232 | EPA/NEI | 25189446 | 31.779
2018 | AZ | South Point Energy Center, LLC | 55177 | AZNM | WECC Southwest | NG | 708 |  | 261151 | 2047200 | 5.8923 | 0.045125 | 0.0057564 | NEI avg EF - PM, fuel type, firing type | 2047200 | 5.8923
2018 | AZ | Springerville Generating Station | 8223 | AZNM | WECC Southwest | SUB | 2179.2 |  | 9961839.999 | 102553041 | 730.8179 | 0.14672 | 0.014252 | EPA/NEI; Estimated using an emission factor | 102553041 | 730.8179
2018 | AZ | Sundance Power Plant | 55522 | AZNM | WECC Southwest | NG | 695 |  | 364133.004 | 4249982 | 16.6077 | 0.091218 | 0.0078154 | NEI avg EF - PM, fuel type, firing type | 4249982 | 16.6077
2018 | AZ | Yucca Power Plant | 120 | AZNM | WECC Southwest | NG | 425 |  | 456777 | 5071184 | 16.6326 | 0.072826 | 0.0065596 | EPA/NEI | 5071184 | 16.6326
2018 | AZ | Yuma Cogeneration Associates | 54694 | AZNM | WECC Southwest | NG | 62.6 | 0.78024 | 41296 | 305442.392 | 1.008 | 0.048816 | 0.0066 | EPA/NEI | 391474 | 1.2919
2018 | CA | 1420 Coil Av #C | 57310 | CAMX | WECC California | SUN | 1.3 |  | 2139 |  |  | 0 |  |  |  | 0
2018 | CA | 2081 Terzian Solar Project | 58918 | CAMX | WECC California | SUN | 1.2 |  | 1466 |  |  | 0 |  |  |  | 0
2018 | CA | 2097 Helton Solar Project | 58920 | CAMX | WECC California | SUN | 1.5 |  | 2365 |  |  | 0 |  |  |  | 0
2018 | CA | 2127 Harris Solar Project | 58919 | CAMX | WECC California | SUN | 1.3 |  | 2662 |  |  | 0 |  |  |  | 0
2018 | CA | 2555 E Olympic Bl | 57871 | CAMX | WECC California | SUN | 1 |  | 1320 |  |  | 0 |  |  |  | 0
2018 | CA | 85 A | 52162 | CAMX | WECC California | WND | 14.1 |  | 15766 |  |  | 0 |  |  |  | 0
2018 | CA | 85 B | 52163 | CAMX | WECC California | WND | 21.2 |  | 18824 |  |  | 0 |  |  |  | 0
2018 | CA | A G Wishon | 293 | CAMX | WECC California | WAT | 12.8 |  | 25652 |  |  | 0 |  |  |  | 0
2018 | CA | ABEC #2 dba West-Star Dairy | 61501 | CAMX | WECC California | OBG | 1 |  | 7003 | 84169 | 0.61864 | 0.17668 | 0.0147 | Estimated using an emission factor | 84169 | 0.61864
2018 | CA | ABEC #3 dba Lakeview Dairy | 61502 | CAMX | WECC California | OBG | 1 |  | 6117 | 69171 | 0.50841 | 0.16623 | 0.0147 | Estimated using an emission factor | 69171 | 0.50841
2018 | CA | ABEC #4 dba CE&S Dairy | 61503 | CAMX | WECC California | OBG | 1 |  | 6982 | 70899 | 0.52111 | 0.14927 | 0.0147 | Estimated using an emission factor | 70899 | 0.52111
2018 | CA | ABEC Bidart-Old River LLC | 58699 | CAMX | WECC California | OBG | 2 |  | 11756 | 131277 | 0.96489 | 0.16415 | 0.0147 | Estimated using an emission factor | 131277 | 0.96489
2018 | CA | Acorn I Energy Storage LLC | 62874 | CAMX | WECC California | MWH | 2
2018 | CA | Adelanto Solar II, LLC | 59440 | CAMX | WECC California | SUN | 7 |  | 18853 |  |  | 0 |  |  |  | 0
2018 | CA | Adelanto Solar Project | 57305 | CAMX | WECC California | SUN | 10 |  | 15634 |  |  | 0 |  |  |  | 0
2018 | CA | Adelanto Solar, LLC | 59441 | CAMX | WECC California | SUN | 20 |  | 60037 |  |  | 0 |  |  |  | 0
2018 | CA | Adera Solar | 60027 | CAMX | WECC California | SUN | 20 |  | 42969 |  |  | 0 |  |  |  | 0
2018 | CA | Adobe San Jose | 57811 | CAMX | WECC California | NG | 1.2 |  | 8390 | 73816 | 0 | 0 | 0 | Estimated using an emission factor | 73816 | 0
2018 | CA | Adobe Solar | 57651 | CAMX | WECC California | SUN | 20 |  | 50262 |  |  | 0 |  |  |  | 0
2018 | CA | Aera San Ardo Cogen Facility | 55184 | CAMX | WECC California | NG | 6.2 | 0.37375 | 49041 | 273537.92 | 0.74996 | 0.030585 | 0.0054834 | NEI avg EF - PM, fuel type, firing type | 731882 | 2.0066
2018 | CA | Aera South Belridge Cogen Facility | 55185 | CAMX | WECC California | NG | 9
2018 | CA | Aerojet I | 57697 | CAMX | WECC California | SUN | 3 |  | 5028 |  |  | 0 |  |  |  | 0
2018 | CA | Aerojet II | 57698 | CAMX | WECC California | SUN | 2.7 |  | 3892 |  |  | 0 |  |  |  | 0
2018 | CA | Aerolease | 61718 | CAMX | WECC California | SUN | 1.5 |  | 568 |  |  | 0 |  |  |  | 0
2018 | CA | AES Alamitos Energy Center | 62115 | CAMX | WECC California | NG | 678
2018 | CA | AES ES ALAMITOS, LLC | 61204 | CAMX | WECC California | MWH | 100
2018 | CA | AES Huntington Beach Energy Project | 62116 | CAMX | WECC California | NG | 678
2018 | CA | Agnews Power Plant | 50748 | CAMX | WECC California | NG | 32 |  | 15801 | 151466.742 | 0.43595 | 0.055181 | 0.0057564 | EPA/NEI; Estimated using an emission factor | 151466.742 | 0.43595
2018 | CA | Aidlin Geothermal Power Plant | 52158 | CAMX | WECC California | GEO | 25 |  | 114165 |  |  | 0 |  |  |  | 0
2018 | CA | Alameda | 7450 | CAMX | WECC California | NG | 54.8 |  | 9563 | 143953 | 0.39468 | 0.082543 | 0.0054834 | NEI avg EF - PM, fuel type, firing type | 143953 | 0.39468
2018 | CA | Alamo | 905 | CAMX | WECC California | WAT | 19.6 |  | 52794 |  |  | 0 |  |  |  | 0
2018 | CA | Alamo Solar | 59469 | CAMX | WECC California | SUN | 20 |  | 52281 |  |  | 0 |  |  |  | 0
2018 | CA | Algonquin SKIC 10 Solar, LLC | 60242 | CAMX | WECC California | SUN | 10 | 1 | 21766 |  |  | 0 |  |  |  | 0
2018 | CA | Algonquin SKIC20 Solar LLC | 59412 | CAMX | WECC California | SUN | 20 |  | 48246 |  |  | 0 |  |  |  | 0
2018 | CA | Almond | 62546 | CAMX | WECC California | SUN | 19.9
2018 | CA | Alpaugh 50 | 58003 | CAMX | WECC California | SUN | 50 |  | 121792 |  |  | 0 |  |  |  | 0
2018 | CA | Alpaugh North | 58002 | CAMX | WECC California | SUN | 20 |  | 48608 |  |  | 0 |  |  |  | 0
2018 | CA | Alpine Solar | 57295 | CAMX | WECC California | SUN | 132 |  | 161643 |  |  | 0 |  | EPA/NEI; Estimated using an emission factor |  | 0
2018 | CA | Alta Mesa Project Phase IV | 55352 | CAMX | WECC California | WND | 40
2018 | CA | Alta Powerhouse | 214 | CAMX | WECC California | WAT | 2 |  | 3438 |  |  | 0 |  | EPA/NEI; Estimated using an emission factor |  | 0
2018 | CA | Alta Wind Energy Center I | 57282 | CAMX | WECC California | WND | 150 |  | 399302 |  |  | 0 |  |  |  | 0
2018 | CA | Alta Wind Energy Center II | 57291 | CAMX | WECC California | WND | 150 |  | 349772 |  |  | 0 |  |  |  | 0
2018 | CA | Alta Wind Energy Center III | 57292 | CAMX | WECC California | WND | 150 |  | 361029 |  |  | 0 |  |  |  | 0
2018 | CA | Alta Wind Energy Center IV | 57293 | CAMX | WECC California | WND | 102 |  | 178715 |  |  | 0 |  |  |  | 0
2018 | CA | Alta Wind Energy Center V | 57294 | CAMX | WECC California | WND | 168 |  | 284839 |  |  | 0 |  |  |  | 0
2018 | CA | Alta Wind VIII | 57835 | CAMX | WECC California | WND | 150 |  | 270077 |  |  | 0 |  |  |  | 0
2018 | CA | Alta Wind X | 58394 | CAMX | WECC California | WND | 138 |  | 373532 |  |  | 0 |  |  |  | 0
2018 | CA | Alta Wind XI | 58395 | CAMX | WECC California | WND | 90 |  | 261386 |  |  | 0 |  |  |  | 0
2018 | CA | AltaGas Pomona Energy Inc. | 50300 | CAMX | WECC California | MWH | 66 | 1 | -2468 | 0 |  | 0 |  |  | 0 | 0
2018 | CA | AltaGas Ripon Energy Inc. | 50299 | CAMX | WECC California | NG | 49.5 | 1 | 9868 | 99585 | 0.27303 | 0.055337 | 0.0054834 | NEI avg EF - PM, fuel type, firing type | 99585 | 0.27303
2018 | CA | Altamont Gas Recovery | 50571 | CAMX | WECC California | LFG | 8.6 |  | 40578 | 732497 | 7.911 | 0.38991 | 0.0216 | EPA/NEI; Estimated using an emission factor | 732497 | 7.911
2018 | CA | Altamont Midway Ltd | 50001 | CAMX | WECC California | WND | 10.9
2018 | CA | Altech III | 50485 | CAMX | WECC California | WND | 25.1 |  | 9160 |  |  | 0 |  |  |  | 0
2018 | CA | Alvarado Hydro Facility | 54242 | CAMX | WECC California | WAT | 2.1
2018 | CA | Amazon - Patterson PV | 61377 | CAMX | WECC California | SUN | 2.5 |  | 7234 |  |  | 0 |  |  |  | 0
2018 | CA | Amazon San Bernardino | 59800 | CAMX | WECC California | NG | 1.1 |  | 7166 | 51449 | 0 | 0 | 0 | Estimated using an emission factor | 51449 | 0
2018 | CA | Amedee Geothermal Venture I | 50964 | CAMX | WECC California | GEO | 3 |  | 0
2018 | CA | Ameresco Butte County | 57771 | CAMX | WECC California | LFG | 2.3 |  | 13521 | 122837 | 0.90285 | 0.13355 | 0.0147 | Estimated using an emission factor | 122837 | 0.90285
2018 | CA | Ameresco Chiquita Canyon | 56898 | CAMX | WECC California | LFG | 9.2 |  | 47566 | 678788 | 7.3309 | 0.30824 | 0.0216 | Estimated using an emission factor | 678788 | 7.3309
2018 | CA | Ameresco Forward | 58437 | CAMX | WECC California | LFG | 4.4 |  | 31755 | 307242 | 2.2582 | 0.14223 | 0.0147 | Estimated using an emission factor | 307242 | 2.2582
2018 | CA | Ameresco Johnson Canyon | 58397 | CAMX | WECC California | LFG | 1.4 |  | 10122 | 108236 | 0.79553 | 0.15719 | 0.0147 | Estimated using an emission factor | 108236 | 0.79553
2018 | CA | Ameresco Keller Canyon | 56897 | CAMX | WECC California | LFG | 3.8 |  | 29784 | 304432 | 2.2376 | 0.15025 | 0.0147 | Estimated using an emission factor | 304432 | 2.2376
2018 | CA | Ameresco Ox Mountain | 56895 | CAMX | WECC California | LFG | 11.4 |  | 85173 | 874738.998 | 6.4293 | 0.15097 | 0.0147 | Estimated using an emission factor | 874738.998 | 6.4293
2018 | CA | Ameresco San Joaquin | 58436 | CAMX | WECC California | LFG | 4.4 |  | 33077 | 329025 | 2.4183 | 0.14622 | 0.0147 | Estimated using an emission factor | 329025 | 2.4183
2018 | CA | Ameresco Santa Cruz Energy | 56428 | CAMX | WECC California | LFG | 3 |  | 18924.999 | 224976.999 | 1.6536 | 0.17475 | 0.0147 | Estimated using an emission factor | 224976.999 | 1.6536
2018 | CA | Ameresco Vasco Road | 58435 | CAMX | WECC California | LFG | 4.4 |  | 33699 | 336923 | 2.4764 | 0.14697 | 0.0147 | Estimated using an emission factor | 336923 | 2.4764
2018 | CA | American Canyon Solar | 62687 | CAMX | WECC California | SUN | 3
2018 | CA | American Kings Solar, LLC | 60777 | CAMX | WECC California | SUN | 123
2018 | CA | Ampersand Chowchilla Biomass LLC | 56706 | CAMX | WECC California | WDS | 12.5 |  | 67181 | 1224039.164 | 13.9615 | 0.41564 | 0.022812 | NEI avg EF - PM, fuel type | 1224039.164 | 13.9615
2018 | CA | Anaheim Solar Energy Plant | 59416 | CAMX | WECC California | SUN | 2.1 |  | 3332 |  |  | 0 |  |  |  | 0
2018 | CA | Angels | 215 | CAMX | WECC California | WAT | 1.4 |  | 5826 |  |  | 0 |  |  |  | 0
2018 | CA | Anheuser-Busch #2 | 59331 | CAMX | WECC California | WND | 1.6 |  | 3509 |  |  | 0 |  |  |  | 0
2018 | CA | Antelope Big Sky Ranch | 60279 | CAMX | WECC California | SUN | 20 |  | 57292 |  |  | 0 |  |  |  | 0
2018 | CA | Antelope DSR 1 | 60186 | CAMX | WECC California | SUN | 50 |  | 132459 |  |  | 0 |  |  |  | 0
2018 | CA | Antelope DSR 2 | 60187 | CAMX | WECC California | SUN | 5 |  | 14562 |  |  | 0 |  |  |  | 0
2018 | CA | Antelope DSR 3 | 61265 | CAMX | WECC California | SUN | 20
2018 | CA | Antelope Expansion 1B | 62320 | CAMX | WECC California | SUN | 17
2018 | CA | Antelope Expansion 2 | 61264 | CAMX | WECC California | SUN | 105 |  | 10259 |  |  | 0 |  |  |  | 0
2018 | CA | Antelope Expansion 3A | 62673 | CAMX | WECC California | SUN | 15
2018 | CA | Antelope Expansion 3B | 62674 | CAMX | WECC California | SUN | 5
2018 | CA | AP North Lake I, LP | 59610 | CAMX | WECC California | SUN | 20 |  | 46045 |  |  | 0 |  |  |  | 0
2018 | CA | APP Prune A-D | 62577 | CAMX | WECC California | NG | 4 |  | 0
2018 | CA | Apple Campus 2 Fuel Cell | 59557 | CAMX | WECC California | LFG | 4 |  | 30204 | 207440 | 0 | 0 | 0 | Estimated using an emission factor | 207440 | 0
2018 | CA | Apple Campus 2 PV | 59473 | CAMX | WECC California | SUN | 14.4 |  | 3688 |  |  | 0 |  |  |  | 0
2018 | CA | Aquamarine | 62547 | CAMX | WECC California | SUN | 250
2018 | CA | Argus Cogen Plant | 10684 | CAMX | WECC California | RC | 62.5 | 0.10769 | 295787 | 1649186.069 | 14.1815 | 0.09589 | 0.017198 | NEI avg EF - PM, fuel type | 15313997.364 | 131.6867
2018 | CA | Arrache 4006 | 58445 | CAMX | WECC California | SUN | 2 |  | 2771 |  |  | 0 |  |  |  | 0
2018 | CA | Arrache 4013 | 58446 | CAMX | WECC California | SUN | 1.5 |  | 4256 |  |  | 0 |  |  |  | 0
2018 | CA | Arrache 8083 | 58447 | CAMX | WECC California | SUN | 4 |  | 4272 |  |  | 0 |  |  |  | 0
2018 | CA | Aspiration G | 59737 | CAMX | WECC California | SUN | 9 |  | 22152 |  |  | 0 |  |  |  | 0
2018 | CA | ASTI | 58889 | CAMX | WECC California | SUN | 1 |  | 1419 |  |  | 0 |  |  |  | 0
2018 | CA | AT&T Anaheim | 61154 | CAMX | WECC California | NG | 1.3 |  | 10145 | 68732 | 0 | 0 | 0 | Estimated using an emission factor | 68732 | 0
2018 | CA | AT&T Holger | 61153 | CAMX | WECC California | NG | 1.3 |  | 10550 | 71727 | 0 | 0 | 0 | Estimated using an emission factor | 71727 | 0
2018 | CA | ATT Kelvin | 62573 | CAMX | WECC California | NG | 1 |  | 0
2018 | CA | ATT Van Nyus | 62574 | CAMX | WECC California | NG | 1 |  | 8256 | 55406 | 0 | 0 | 0 | Estimated using an emission factor | 55406 | 0
2018 | CA | Atwell Island | 58366 | CAMX | WECC California | SUN | 20.2 |  | 39778 |  |  | 0 |  |  |  | 0
2018 | CA | Atwell Island West Solar | 59414 | CAMX | WECC California | SUN | 20 |  | 55411 |  |  | 0 |  |  |  | 0
2018 | CA | AV Solar Ranch One | 57378 | CAMX | WECC California | SUN | 253 |  | 606235 |  |  | 0 |  |  |  | 0
2018 | CA | Avenal Park | 57359 | CAMX | WECC California | SUN | 6 |  | 10547 |  |  | 0 |  |  |  | 0
2018 | CA | AVS Lancaster 1 | 60085 | CAMX | WECC California | SUN | 3.7 |  | 8752 |  |  | 0 |  |  |  | 0
2018 | CA | Axium Modesto Solar | 58039 | CAMX | WECC California | SUN | 25 |  | 63929 |  |  | 0 |  |  |  | 0
2018 | CA | Azusa | 6449 | CAMX | WECC California | WAT | 3 |  | 0
2018 | CA | B Braun Medical | 50200 | CAMX | WECC California | NG | 6.1 | 0.34842 | 40066 | 218546.814 | 0.59919 | 0.02991 | 0.0054834 | NEI avg EF - PM, fuel type, firing type | 627252 | 1.7197
2018 | CA | Baker Creek Hydroelectric | 59428 | CAMX | WECC California | WAT | 1.5 |  | 3314 |  |  | 0 |  |  |  | 0
2018 | CA | Bakersfield 111 | 59948 | NWPP | WECC Northwest | SUN | 1.4 |  | 2973 |  |  | 0 |  |  |  | 0
2018 | CA | Bakersfield College Solar 01 | 57655 | CAMX | WECC California | SUN | 1.1 |  | 2056 |  |  | 0 |  |  |  | 0
2018 | CA | Bakersfield Industrial PV 1 | 61118 | CAMX | WECC California | SUN | 1 |  | 2147 |  |  | 0 |  |  |  | 0
2018 | CA | Bakersfield PV 1 | 61117 | CAMX | WECC California | SUN | 5.3 |  | 10813 |  |  | 0 |  |  |  | 0
2018 | CA | Balch 1 | 217 | CAMX | WECC California | WAT | 31 |  | 82440 |  |  | 0 |  |  |  | 0
2018 | CA | Balch 2 | 218 | CAMX | WECC California | WAT | 97.2 |  | 403455 |  |  | 0 |  |  |  | 0
2018 | CA | Bayshore Solar A, LLC | 60481 | CAMX | WECC California | SUN | 20 |  | 55219 |  |  | 0 |  |  |  | 0
2018 | CA | Bayshore Solar B, LLC | 60474 | CAMX | WECC California | SUN | 20 |  | 55574 |  |  | 0 |  |  |  | 0
2018 | CA | Bayshore Solar C, LLC | 60475 | CAMX | WECC California | SUN | 20 |  | 54085 |  |  | 0 |  |  |  | 0
2018 | CA | Beacon BESS 1 | 61431 | CAMX | WECC California | MWH | 20 |  | -331 | 0 |  | 0 |  |  | 0 | 0
2018 | CA | Beacon Solar Plant Site 2 | 59309 | CAMX | WECC California | SUN | 47.3 |  | 127915 |  |  | 0 |  |  |  | 0
2018 | CA | Beacon Solar Plant Site 5 | 59308 | CAMX | WECC California | SUN | 37.8 |  | 100039 |  |  | 0 |  |  |  | 0
2018 | CA | Bear Canyon Power Plant | 10469 | CAMX | WECC California | GEO | 24.4
2018 | CA | Bear Creek | 50156 | CAMX | WECC California | WAT | 3.2 |  | 3518 |  |  | 0 |  |  |  | 0
2018 | CA | Bear Creek Solar | 58508 | CAMX | WECC California | SUN | 1.5 |  | 3367 |  |  | 0 |  |  |  | 0
2018 | CA | Bear Valley | 457 | CAMX | WECC California | WAT | 1.4 |  | 133 |  |  | 0 |  |  |  | 0
2018 | CA | Bear Valley Power Plant | 56346 | CAMX | WECC California | NG | 8.4 |  | 56 | 7816.998 | 0.0016498 | 0.058922 | 0.00042211 | Estimated using an emission factor | 7816.998 | 0.0016498
2018 | CA | Beardsley | 414 | CAMX | WECC California | WAT | 10 |  | 53455 |  |  | 0 |  |  |  | 0
2018 | CA | Belden | 219 | CAMX | WECC California | WAT | 117.9 |  | 233801 |  |  | 0 |  |  |  | 0
2018 | CA | Beringer | 58890 | CAMX | WECC California | SUN | 1.2 |  | 1511 |  |  | 0 |  |  |  | 0
2018 | CA | Berry Cogen | 50170 | CAMX | WECC California | NG | 38.7 | 0.40918 | 293027 | 1591494.603 | 4.3634 | 0.029782 | 0.0054834 | NEI avg EF - PM, fuel type, firing type | 3889501 | 10.6638
2018 | CA | Berry Cogen Tanne Hills 18 | 50622 | CAMX | WECC California | NG | 17.6 | 0.33501 | 89956 | 587317.736 | 1.6102 | 0.035801 | 0.0054834 | NEI avg EF - PM, fuel type, firing type | 1753155 | 4.8066
2018 | CA | Berry NMW Cogens | 62176 | CAMX | WECC California | NG | 9.6 |  | 39305 | 526945 | 1.4447 | 0.073514 | 0.0054834 | NEI avg EF - PM, fuel type, firing type | 526945 | 1.4447
2018 | CA | Berry Placerita Cogen | 52096 | CAMX | WECC California | NG | 42.8 | 0.45638 | 295809 | 1657742.988 | 4.545 | 0.03073 | 0.0054834 | NEI avg EF - PM, fuel type, firing type | 3632354 | 9.9588
2018 | CA | Bidwell Ditch Project | 10880 | CAMX | WECC California | WAT | 1.8 |  | 11596 |  |  | 0 |  |  |  | 0
2018 | CA | Big Creek 1 | 317 | CAMX | WECC California | WAT | 88.4 |  | 344767 |  |  | 0 |  |  |  | 0
2018 | CA | Big Creek 2 | 318 | CAMX | WECC California | WAT | 66.6 |  | 321725 |  |  | 0 |  |  |  | 0
2018 | CA | Big Creek 2A | 322 | CAMX | WECC California | WAT | 110 |  | 447135 |  |  | 0 |  |  |  | 0
2018 | CA | Big Creek 3 | 319 | CAMX | WECC California | WAT | 174.5 |  | 678769.001 |  |  | 0 |  |  |  | 0
2018 | CA | Big Creek 4 | 320 | CAMX | WECC California | WAT | 100 |  | 279726 |  |  | 0 |  |  |  | 0
2018 | CA | Big Creek 8 | 321 | CAMX | WECC California | WAT | 75 |  | 245586 |  |  | 0 |  |  |  | 0
2018 | CA | Big Creek Water Works | 10282 | CAMX | WECC California | WAT | 5 |  | 6327 |  |  | 0 |  |  |  | 0
2018 | CA | Big Pine Creek | 391 | CAMX | WECC California | WAT | 3.2 |  | 12883 |  |  | 0 |  |  |  | 0
2018 | CA | Big Valley Power LLC | 10288 | CAMX | WECC California | WDS | 9.3
2018 | CA | Biola University | 54296 | CAMX | WECC California | NG | 5.5 | 0.44546 | 14268.001 | 74030.559 | 0.01562 | 0.0021896 | 0.000422 | EPA/NEI; Estimated using an emission factor | 166188 | 0.035066
2018 | CA | Bishop Creek 2 | 323 | CAMX | WECC California | WAT | 7.3 |  | 27938 |  |  | 0 |  |  |  | 0
2018 | CA | Bishop Creek 3 | 324 | CAMX | WECC California | WAT | 8.4 |  | 28121.001 |  |  | 0 |  |  |  | 0
2018 | CA | Bishop Creek 4 | 325 | CAMX | WECC California | WAT | 8.2 |  | 47531 |  |  | 0 |  |  |  | 0
2018 | CA | Bishop Creek 5 | 326 | CAMX | WECC California | WAT | 4.5 |  | 16272 |  |  | 0 |  |  |  | 0
2018 | CA | Bishop Creek 6 | 327 | CAMX | WECC California | WAT | 1.6 |  | 5870 |  |  | 0 |  |  |  | 0
2018 | CA | Black Butte | 7229 | CAMX | WECC California | WAT | 6.1 |  | 4339 |  |  | 0 |  |  |  | 0
2018 | CA | Black Rock I | 57477 | CAMX | WECC California | GEO | 70
2018 | CA | Black Rock II | 57478 | CAMX | WECC California | GEO | 70
2018 | CA | Black Rock III | 57479 | CAMX | WECC California | GEO | 70
2018 | CA | Blacksand Generating Facility | 56090 | CAMX | WECC California | PRG | 8 |  | 27284 | 440172 | 0.092876 | 0.0068081 | 0.000422 | Estimated using an emission factor | 440172 | 0.092876
2018 | CA | Blackwell Solar Park | 59524 | CAMX | WECC California | SUN | 20
2018 | CA | Blue Lake Power LLC | 10764 | CAMX | WECC California | WDS | 13.8 |  | 0 | 0 | 0 |  |  | NEI avg EF - PM, fuel type | 0 | 0
2018 | CA | Blue Shld Of Cal- El Dorado Hlls Mtr B | 62077 | CAMX | WECC California | SUN | 2.1 |  | 0
2018 | CA | Blythe Solar 110, LLC | 60093 | CAMX | WECC California | SUN | 109.8 |  | 298847.001 |  |  | 0 |  |  |  | 0
2018 | CA | Blythe Solar II, LLC | 60092 | CAMX | WECC California | SUN | 131.2 |  | 345086 |  |  | 0 |  | EPA/NEI; Estimated using an emission factor |  | 0
2018 | CA | Blythe Solar III, LLC | 60094 | CAMX | WECC California | SUN | 124.8
2018 | CA | Blythe Solar IV, LLC | 60095 | CAMX | WECC California | SUN | 124.8
2018 | CA | Bolthouse Farms Fuel Cell | 61845 | CAMX | WECC California | NG | 5
2018 | CA | Bolthouse S&P and Rowen Farms Solar | 56862 | CAMX | WECC California | SUN | 1.2 |  | 1886 |  |  | 0 |  |  |  | 0
2018 | CA | Borden Solar Farm | 59531 | CAMX | WECC California | SUN | 50
2018 | CA | Borel | 328 | CAMX | WECC California | WAT | 12 |  | -217 |  |  | 0 |  |  |  | 0
2018 | CA | Borrego Springs Energy Storage | 60565 | CAMX | WECC California | MWH | 1.5 |  | -32 | 0 |  | 0 |  |  | 0 | 0
2018 | CA | Bottle Rock Power | 902 | CAMX | WECC California | GEO | 55 |  | 0
2018 | CA | Bowerman Power LFG, LLC | 59461 | CAMX | WECC California | LFG | 23.8 |  | 152962.999 | 1588399.001 | 11.6747 | 0.15265 | 0.0147 | Estimated using an emission factor | 1588399.001 | 11.6747
2018 | CA | Bowman | 50546 | CAMX | WECC California | WAT | 3.6 |  | 13920 |  |  | 0 |  |  |  | 0
2018 | CA | Box Canyon Dam | 50179 | NWPP | WECC Northwest | WAT | 5 |  | 8754 |  |  | 0 |  |  |  | 0
2018 | CA | BP Carson Refinery | 50540 | CAMX | WECC California | OG | 13.5 |  | 0
2018 | CA | Brawley | 383 | AZNM | WECC Southwest | DFO | 23
2018 | CA | Brea Expansion Plant | 58007 | CAMX | WECC California | LFG | 35.7 |  | 248604.21 | 2345874.98 | 25.3354 | 0.20382 | 0.0216 | EPA/NEI; Estimated using an emission factor | 2345874.98 | 25.3354
2018 | CA | Britton Powerhouse | 56820 | CAMX | WECC California | WAT | 2.8
2018 | CA | Broadridge Cogen | 57580 | CAMX | WECC California | NG | 5 | 1 | 11302 | 124942 | 0.026363 | 0.0046651 | 0.000422 | Estimated using an emission factor | 124942 | 0.026363
2018 | CA | Broadway (CA) | 420 | CAMX | WECC California | NG | 167
2018 | CA | Brookfield Tehachapi 1 | 57962 | CAMX | WECC California | WND | 102 |  | 275149 |  |  | 0 |  |  |  | 0
2018 | CA | Buckeye Geothermal Power Plant | 57180 | CAMX | WECC California | GEO | 56.9
2018 | CA | Bucks Creek | 220 | CAMX | WECC California | WAT | 66 |  | 131028 |  |  | 0 |  |  |  | 0
2018 | CA | Buena Vista Biomass Power | 58472 | CAMX | WECC California | WDS | 22.5 |  | 0 | 0 | 0 |  |  | NEI avg EF - PM, fuel type | 0 | 0
2018 | CA | Buena Vista Energy LLC | 56446 | CAMX | WECC California | WND | 38 |  | 98294 |  |  | 0 |  |  |  | 0
2018 | CA | Buidling L | 60154 | CAMX | WECC California | SUN | 1 |  | 1734 |  |  | 0 |  |  |  | 0
2018 | CA | Building F | 60151 | CAMX | WECC California | SUN | 1.3 |  | 2387 |  |  | 0 |  |  |  | 0
2018 | CA | Building G | 60153 | CAMX | WECC California | SUN | 1.2 |  | 2226 |  |  | 0 |  |  |  | 0
2018 | CA | Burney Creek | 10706 | CAMX | WECC California | WAT | 3 |  | 3366 |  |  | 0 |  |  |  | 0
2018 | CA | Burney Forest Products | 10652 | CAMX | WECC California | WDS | 31 | 0.59136 | 202307 | 2249110.422 | 25.6536 | 0.25361 | 0.022812 | NEI avg EF - PM, fuel type | 3803260.09 | 43.3804
2018 | CA | Butt Valley | 221 | CAMX | WECC California | WAT | 40 |  | 58440 |  |  | 0 |  |  |  | 0
2018 | CA | Butte College Main Campus Solar | 57970 | CAMX | WECC California | SUN | 3.5 |  | 5529 |  |  | 0 |  |  |  | 0
2018 | CA | C P Kelco San Diego Plant | 52147 | CAMX | WECC California | NG | 28 | 0.45391 | 81590.001 | 459756.277 | 1.2605 | 0.030899 | 0.0054834 | NEI avg EF - PM, fuel type, firing type | 1012885 | 2.777
2018 | CA | C&H Sugar Plant | 58251 | CAMX | WECC California | PUR | 8 | 1 | 46111 | 420438 |  | 0 | 0 |  | 420438 | 0
2018 | CA | CA Dept of Public Health at Richmond | 60428 | CAMX | WECC California | SUN | 2.2 |  | 4230 |  |  | 0 |  |  |  | 0
2018 | CA | CA Flats Solar 130, LLC | 60033 | CAMX | WECC California | SUN | 130 |  | 361793 |  |  | 0 |  |  |  | 0
2018 | CA | CA Flats Solar 150, LLC | 60034 | CAMX | WECC California | SUN | 150
2018 | CA | Cabazon Wind Partners | 56011 | CAMX | WECC California | WND | 41 |  | 113364 |  |  | 0 |  |  |  | 0
2018 | CA | Calabasas Gas to Energy Facility | 57163 | CAMX | WECC California | LFG | 13.8 | 1 | 32679 | 509964 | 5.5076 | 0.33707 | 0.0216 | EPA/NEI; Estimated using an emission factor | 509964 | 5.5076
2018 | CA | California Institute of Technology | 10262 | CAMX | WECC California | NG | 24.3 | 0.42903 | 90067 | 480650.856 | 1.27 | 0.028202 | 0.0052846 | EPA/NEI; Estimated using an emission factor | 1120321.419 | 2.9602
2018 | CA | California PV Energy at ISD WWTP | 59283 | CAMX | WECC California | SUN | 1 |  | 2009 |  |  | 0 |  |  |  | 0
2018 | CA | California State University San Bernardi | 57544 | CAMX | WECC California | NG | 1.4 | 0.60816 | 8469 | 47314.864 | 0 | 0 | 0 | Estimated using an emission factor | 77800 | 0
2018 | CA | California Valley Solar Ranch | 57439 | CAMX | WECC California | SUN | 249.8 |  | 676632.999 |  |  | 0 |  |  |  | 0
2018 | CA | Calipatria Solar Farm | 59088 | AZNM | WECC Southwest | SUN | 20 |  | 41922 |  |  | 0 |  |  |  | 0
2018 | CA | Calistoga Power Plant | 50066 | CAMX | WECC California | GEO | 176.4 |  | 500756 |  |  | 0 |  |  |  | 0
2018 | CA | CalRenew-1 | 56768 | CAMX | WECC California | SUN | 5 |  | 9855 |  |  | 0 |  |  |  | 0
2018 | CA | Caltech Central | 57460 | CAMX | WECC California | OBG | 1.1 |  | 8303.999 | 56984.004 | 0 | 0 | 0 | Estimated using an emission factor | 56984.004 | 0
2018 | CA | Camanche | 537 | CAMX | WECC California | WAT | 10.8 |  | 24105.999 |  |  | 0 |  |  |  | 0
2018 | CA | Cameron Ridge LLC | 10586 | CAMX | WECC California | WND | 59.6 |  | 151385 |  |  | 0 |  |  |  | 0
2018 | CA | Camino | 430 | CAMX | WECC California | WAT | 157.8 |  | 291165 |  |  | 0 |  |  |  | 0
2018 | CA | Camp Far West | 531 | CAMX | WECC California | WAT | 7.2 |  | 25365 |  |  | 0 |  |  |  | 0
2018 | CA | Campo Verde Solar | 58467 | CAMX | WECC California | SUN | 147.4 |  | 326519 |  |  | 0 |  |  |  | 0
2018 | CA | Cantua Solar Station | 57522 | CAMX | WECC California | SUN | 20 |  | 42223 |  |  | 0 |  |  |  | 0
2018 | CA | Canyon Crest Academy | 60568 | CAMX | WECC California | MWH | 1 |  | -23 | 0 |  | 0 |  |  | 0 | 0
2018 | CA | Caribou 1 | 222 | CAMX | WECC California | WAT | 73.8 |  | 114369 |  |  | 0 |  |  |  | 0
2018 | CA | Caribou 2 | 223 | CAMX | WECC California | WAT | 117.9 |  | 358407 |  |  | 0 |  |  |  | 0
2018 | CA | Carlsbad Energy Center | 59002 | CAMX | WECC California | NG | 764.5 |  | 132598.999 | 1287534 | 3.53 | 0.053244 | 0.0054834 | EPA/NEI; Estimated using an emission factor | 1287534 | 3.53
2018 | CA | Cascade Energy Storage, LLC | 61801 | CAMX | WECC California | MWH | 25
2018 | CA | Cascade Solar | 58590 | CAMX | WECC California | SUN | 18.5 |  | 49260 |  |  | 0 |  |  |  | 0
2018 | CA | Castaic | 392 | CAMX | WECC California | WAT | 1682 |  | 232402.002 |  |  | 0 |  |  |  | 0
2018 | CA | Castle Rock Vineyards | 57870 | CAMX | WECC California | SUN | 1 |  | 1766 |  |  | 0 |  |  |  | 0
2018 | CA | Castor Solar | 60277 | CAMX | WECC California | SUN | 1.5 |  | 2637 |  |  | 0 |  |  |  | 0
2018 | CA | Catalina Solar 2, LLC | 59334 | CAMX | WECC California | SUN | 18 |  | 56028 |  |  | 0 |  |  |  | 0
2018 | CA | Catalina Solar LLC | 57708 | CAMX | WECC California | SUN | 110 |  | 265280 |  |  | 0 |  |  |  | 0
2018 | CA | CBS Studio Center | 58440 | CAMX | WECC California | NG | 2.4 |  | 8608.002 | 79849.002 | 0 | 0 | 0 | Estimated using an emission factor | 79849.002 | 0
2018 | CA | CBS Television City | 58253 | CAMX | WECC California | SUN | 1.6 |  | 1765 |  |  | 0 |  |  |  | 0
2018 | CA | CCCSD Wastewater Treatment Plnt | 57573 | CAMX | WECC California | NG | 3.5 | 0.37419 | 21790 | 129183.405 | 0.35418 | 0.032509 | 0.0054834 | NEI avg EF - PM, fuel type, firing type | 345235 | 0.94653
2018 | CA | CDCR (CA) - Corcoran State Prison | 61620 | CAMX | WECC California | SUN | 5 |  | 3067 |  |  | 0 |  |  |  | 0
2018 | CA | CDCR (CA) - Pleasant Valley State Prison | 59748 | CAMX | WECC California | SUN | 1.2 |  | 3066 |  |  | 0 |  |  |  | 0
2018 | CA | CDCR (CA) - Solano State Prison | 61619 | CAMX | WECC California | SUN | 1.1 |  | 2446 |  |  | 0 |  |  |  | 0
2018 | CA | CDCR (CA) - Wasco State Prison | 61621 | CAMX | WECC California | SUN | 1.5 |  | 3540 |  |  | 0 |  |  |  | 0
2018 | CA | CE Leathers | 10631 | AZNM | WECC Southwest | GEO | 45.5 |  | 328103 |  |  | 0 |  |  |  | 0
2018 | CA | CE Turbo LLC | 55984 | AZNM | WECC Southwest | GEO | 11.5 |  | 78683 |  |  | 0 |  |  |  | 0
2018 | CA | CE&P Imperial Valley 1 | 60670 | AZNM | WECC Southwest | OTH | 50
2018 | CA | CED Avenal | 60077 | CAMX | WECC California | SUN | 15.8 |  | 40727 |  |  | 0 |  |  |  | 0
2018 | CA | CED Ducor 1 | 60078 | CAMX | WECC California | SUN | 20 |  | 52444 |  |  | 0 |  |  |  | 0
2018 | CA | CED Ducor 2 | 60079 | CAMX | WECC California | SUN | 20 |  | 52276 |  |  | 0 |  |  |  | 0
2018 | CA | CED Ducor 3 | 60080 | CAMX | WECC California | SUN | 15 |  | 39207 |  |  | 0 |  |  |  | 0
2018 | CA | CED Ducor 4 | 60081 | CAMX | WECC California | SUN | 20 |  | 52343 |  |  | 0 |  |  |  | 0
2018 | CA | Centerville PH | 224 | CAMX | WECC California | WAT | 6.4
2018 | CA | Centinela Solar Energy | 58430 | CAMX | WECC California | SUN | 174.8 |  | 458799.998 |  |  | 0 |  |  |  | 0
2018 | CA | Central Antelope Dry Ranch B LLC | 60281 | CAMX | WECC California | SUN | 3 |  | 8397 |  |  | 0 |  |  |  | 0
2018 | CA | Central Antelope Dry Ranch C | 59963 | CAMX | WECC California | SUN | 20 |  | 39449 |  |  | 0 |  |  |  | 0
2018 | CA | Central Utilities Plant LAX | 10048 | CAMX | WECC California | NG | 8
2018 | CA | Central Utilities Plant LAX 2 | 58258 | CAMX | WECC California | NG | 9.2 | 0.38238 | 30616 | 156084.741 | 0.42794 | 0.027955 | 0.0054834 | NEI avg EF - PM, fuel type, firing type | 408195 | 1.1191
2018 | CA | Central Valley Ag Power | 58978 | CAMX | WECC California | OBG | 1.5 |  | 389 | 5959 | 0.043799 | 0.22519 | 0.0147 | Estimated using an emission factor | 5959 | 0.043799
2018 | CA | Century Generating Facility | 55934 | CAMX | WECC California | NG | 44.8 |  | 1266 | 20013 | 0.054867 | 0.086677 | 0.0054831 | NEI avg EF - PM, fuel type, firing type | 20013 | 0.054867
2018 | CA | CES Placerita Power Plant | 10677 | CAMX | WECC California | NG | 150
2018 | CA | CFW Solar X LLC - Vaughn | 62378 | CAMX | WECC California | SUN | 1.6 |  | 80 |  |  | 0 |  |  |  | 0
2018 | CA | Chaffey College Rancho Cucamonga Campus | 62150 | CAMX | WECC California | SUN | 4 |  | 6300 |  |  | 0 |  |  |  | 0
2018 | CA | Chalk Cliff Limited | 50003 | CAMX | WECC California | NG | 46 | 0.7536 | 15300 | 110118.998 | 0.30191 | 0.039466 | 0.0054834 | NEI avg EF - PM, fuel type, firing type | 146125 | 0.40063
2018 | CA | Chalk Mountain Powerhouse | 56821 | CAMX | WECC California | WAT | 2.2
2018 | CA | Chicago Park | 412 | CAMX | WECC California | WAT | 44 |  | 124022 |  |  | 0 |  |  |  | 0
2018 | CA | Childrens Hospital | 10175 | CAMX | WECC California | NG | 12.8 | 0.44243 | 26913.999 | 194126.065 | 0.54187 | 0.040266 | 0.0055826 | EPA/NEI; Estimated using an emission factor | 438776.001 | 1.2248
2018 | CA | Chili Bar | 225 | CAMX | WECC California | WAT | 7 |  | 27250 |  |  | 0 |  |  |  | 0
2018 | CA | Chowchilla II | 56185 | CAMX | WECC California | NG | 49.6 |  | 18428.992 | 191132 | 0.04033 | 0.0043768 | 0.00042201 | Estimated using an emission factor | 191132 | 0.04033
2018 | CA | Chuckawalla Solar | 58506 | CAMX | WECC California | SUN | 4 |  | 8752 |  |  | 0 |  |  |  | 0
2018 | CA | Chuckawalla Valley State Prison | 57011 | CAMX | WECC California | SUN | 1 |  | 1529 |  |  | 0 |  |  |  | 0
2018 | CA | CID Solar, LLC | 59183 | CAMX | WECC California | SUN | 20 |  | 52378 |  |  | 0 |  |  |  | 0
2018 | CA | Citizen B | 59738 | CAMX | WECC California | SUN | 5 |  | 11451 |  |  | 0 |  |  |  | 0
2018 | CA | Citizens Imperial Solar | 62052 | AZNM | WECC Southwest | SUN | 30
2018 | CA | City of Hayward WWTP | 58525 | CAMX | WECC California | OBG | 2.1 | 1 | 10731 | 81434 | 0.59854 | 0.11155 | 0.0147 | Estimated using an emission factor | 81434 | 0.59854
2018 | CA | City of Madera WWTP | 57682 | CAMX | WECC California | SUN | 1.2 |  | 1663 |  |  | 0 |  |  |  | 0
2018 | CA | City of Palo Alto | 57714 | CAMX | WECC California | NG | 4.4 |  | 31 | 398 | 8.44e-05 | 0.0054452 | 0.00042412 | Estimated using an emission factor | 398 | 8.44e-05
2018 | CA | City of Soledad Water Reclamation | 59329 | CAMX | WECC California | WND | 1 |  | 4127 |  |  | 0 |  |  |  | 0
2018 | CA | City of Tulare Water Facility | 59395 | CAMX | WECC California | SUN | 3 | 1 | 2115 |  |  |  |  | EPA/NEI; Estimated using an emission factor
2018 | CA | Civic Center | 10623 | CAMX | WECC California | NG | 34.5 | 0.37561 | 102962 | 561784.653 | 1.5219 | 0.029561 | 0.0054179 | EPA/NEI; Estimated using an emission factor | 1495669.514 | 4.0517
2018 | CA | Clear Lake Hydro Project | 50128 | CAMX | WECC California | WAT | 2.5
2018 | CA | Clearwater Power Plant | 56356 | CAMX | WECC California | NG | 49 | 0.79433 | 14932 | 105442.895 | 0.30349 | 0.040649 | 0.0057564 | EPA/NEI; Estimated using an emission factor | 132743.925 | 0.38207
2018 | CA | Cloverdale Solar Center | 60813 | CAMX | WECC California | SUN | 1
2018 | CA | Cloverdale Solar I | 58949 | CAMX | WECC California | SUN | 1.5 |  | 2620 |  |  | 0 |  |  |  | 0
2018 | CA | Coachella | 6060 | AZNM | WECC Southwest | NG | 92.4 |  | 2790 | 45944 | 0.12596 | 0.090297 | 0.0054834 | NEI avg EF - PM, fuel type, firing type | 45944 | 0.12596
2018 | CA | Coal Canyon | 226 | CAMX | WECC California | WAT | 1
2018 | CA | Coalinga 25D Cogen | 52086 | CAMX | WECC California | NG | 13.6 | 0.32829 | 71419 | 368548.126 | 1.0104 | 0.028296 | 0.0054834 | NEI avg EF - PM, fuel type, firing type | 1122624 | 3.0779
2018 | CA | Coalinga 6C Cogen | 52083 | CAMX | WECC California | NG | 6.8
2018 | CA | Coalinga Cogeneration Facility | 50750 | CAMX | WECC California | NG | 6.8 | 0.35352 | 48672 | 264229.517 | 0.72444 | 0.029768 | 0.0054834 | NEI avg EF - PM, fuel type, firing type | 747415 | 2.0492
2018 | CA | Coca Cola American Canyon | 57807 | CAMX | WECC California | NG | 1.1 |  | 1566 | 15255 | 0 | 0 | 0 | Estimated using an emission factor | 15255 | 0
2018 | CA | Cold Canyon 1 | 58379 | CAMX | WECC California | LFG | 1.5 |  | 10462 | 124964 | 0.91849 | 0.17559 | 0.0147 | Estimated using an emission factor | 124964 | 0.91849
2018 | CA | Coleman PH | 227 | CAMX | WECC California | WAT | 12.1 |  | 45303 |  |  | 0 |  |  |  | 0
2018 | CA | Colgate | 454 | CAMX | WECC California | WAT | 315 |  | 1090613 |  |  | 0 |  |  |  | 0
2018 | CA | Colgreen North Shore Solar Farm | 60825 | AZNM | WECC Southwest | SUN | 74.8 |  | 4983 |  |  | 0 |  |  |  | 0
2018 | CA | Collierville Powerhouse | 54555 | CAMX | WECC California | WAT | 253 |  | 365578 |  |  | 0 |  |  |  | 0
2018 | CA | Collins Pine Project | 10661 | CAMX | WECC California | WDS | 12 | 0.064872 | 8763 | 50622.806 | 0.57741 | 0.13178 | 0.022812 | NEI avg EF - PM, fuel type | 780351 | 8.9008
2018 | CA | Colon PV | 59798 | CAMX | WECC California | SUN | 1.3 |  | 1542 |  |  | 0 |  |  |  | 0
2018 | CA | Colton Solar One, LLC | 59597 | CAMX | WECC California | SUN | 2.5 |  | 4276 |  |  | 0 |  |  |  | 0
2018 | CA | Colton Solar Two, LLC | 59598 | CAMX | WECC California | SUN | 1 |  | 1788 |  |  | 0 |  |  |  | 0
2018 | CA | Columbia 3 | 58502 | CAMX | WECC California | SUN | 10 |  | 25180 |  |  | 0 |  |  |  | 0
2018 | CA | Columbia Solar Energy, LLC | 59979 | CAMX | WECC California | SUN | 19.2 |  | 39313 |  |  | 0 |  |  |  | 0
2018 | CA | Combie South | 846 | CAMX | WECC California | WAT | 1.5 |  | 5441.001 |  |  | 0 |  |  |  | 0
2018 | CA | Commerce Refuse To Energy | 10090 | CAMX | WECC California | MSW | 12 |  | 35992 | 549371.022 | 42.8509 | 2.3811 | 0.156 | Estimated using an emission factor | 549371.022 | 42.8509
2018 | CA | Community Solar 1 | 58545 | AZNM | WECC Southwest | SUN | 5.7 |  | 11730 |  |  | 0 |  |  |  | 0
2018 | CA | Con Dios Solar 11 | 59264 | CAMX | WECC California | SUN | 1.5
2018 | CA | Con Dios Solar 3 | 59263 | CAMX | WECC California | SUN | 1.5
2018 | CA | Control Gorge | 393 | CAMX | WECC California | WAT | 37.5 |  | 34985 |  |  | 0 |  |  |  | 0
2018 | CA | Coolwater | 329 | CAMX | WECC California | NG | 727.3
2018 | CA | Copco 1 | 294 | NWPP | WECC Northwest | WAT | 20 |  | 73916 |  |  | 0 |  |  |  | 0
2018 | CA | Copco 2 | 295 | NWPP | WECC Northwest | WAT | 27 |  | 92720 |  |  | 0 |  |  |  | 0
2018 | CA | Coram Energy LLC | 54299 | CAMX | WECC California | WND | 4.4 |  | 11560 |  |  | 0 |  | EPA/NEI; Estimated using an emission factor |  | 0
2018 | CA | Coram Energy LLC (ECT) | 54298 | CAMX | WECC California | WND | 10.8 |  | 26476 |  |  | 0 |  | EPA/NEI; Estimated using an emission factor |  | 0
2018 | CA | Coram Tehachapi | 54750 | CAMX | WECC California | WND | 6.5 |  | 12579 |  |  | 0 |  |  |  | 0
2018 | CA | Corcoran | 60450 | CAMX | WECC California | SUN | 1.1 |  | 1887 |  |  | 0 |  |  |  | 0
2018 | CA | Corcoran Solar | 58374 | CAMX | WECC California | SUN | 20 |  | 50546 |  |  | 0 |  |  |  | 0
2018 | CA | Corcoran Solar 2 | 59413 | CAMX | WECC California | SUN | 19.8 |  | 50282 |  |  | 0 |  |  |  | 0
2018 | CA | Corcoran Solar 3 | 59900 | CAMX | WECC California | SUN | 20 |  | 52557 |  |  | 0 |  |  |  | 0
2018 | CA | CoreSite Real Estate 1656 McCarthy, L.P. | 61475 | CAMX | WECC California | DFO | 5 |  | 0
2018 | CA | CoreSite Real Estate 2901 Coronado, L.P. | 61476 | CAMX | WECC California | DFO | 10 |  | 0
2018 | CA | CoreSite Real Estate 2972 Stender, L.P. | 61464 | CAMX | WECC California | DFO | 12 |  | 0
2018 | CA | CoreSite Real Estate 3032 Coronado, L.P. | 61482 | CAMX | WECC California | DFO | 30 |  | 0
2018 | CA | CoreSite Real Estate 55 S. Market Street | 61474 | CAMX | WECC California | DFO | 8 |  | 0
2018 | CA | Corona | 480 | CAMX | WECC California | WAT | 2.9 |  | 6533 |  |  | 0 |  |  |  | 0
2018 | CA | Corona Energy Partners, Ltd | 10635 | CAMX | WECC California | NG | 47
2018 | CA | Coronal Lost Hills | 59638 | CAMX | WECC California | SUN | 20 |  | 52630 |  |  | 0 |  |  |  | 0
2018 | CA | Coronus Adelanto West 1 | 59536 | CAMX | WECC California | SUN | 1.5 |  | 1219 |  |  | 0 |  |  |  | 0
2018 | CA | Coronus Adelanto West 2 | 59537 | CAMX | WECC California | SUN | 1.5 |  | 3123 |  |  | 0 |  |  |  | 0
2018 | CA | Coso Energy Developers | 10875 | CAMX | WECC California | GEO | 90 |  | 284810.001 |  |  | 0 |  |  |  | 0
2018 | CA | Coso Finance Partners | 10873 | CAMX | WECC California | GEO | 92.2 |  | 480839 |  |  | 0 |  |  |  | 0
2018 | CA | Coso Power Developers | 10874 | CAMX | WECC California | GEO | 90 |  | 410112.999 |  |  | 0 |  |  |  | 0
2018 | CA | Cottonwood | 394 | CAMX | WECC California | WAT | 1.6 |  | 2775 |  |  | 0 |  |  |  | 0
2018 | CA | Cottonwood Solar, LLC (City of Corcoran) | 59087 | CAMX | WECC California | SUN | 12 |  | 28711 |  |  | 0 |  |  |  | 0
2018 | CA | Cottonwood Solar, LLC (Goose Lake) | 59086 | CAMX | WECC California | SUN | 12 |  | 34260 |  |  | 0 |  |  |  | 0
2018 | CA | Cottonwood Solar, LLC Cottonwood Carport | 59703 | CAMX | WECC California | SUN | 1 |  | 1396 |  |  | 0 |  |  |  | 0
2018 | CA | County of San Diego SBRC | 62242 | CAMX | WECC California | SUN | 1.3 |  | 21 |  |  | 0 |  |  |  | 0
2018 | CA | Covanta Delano Energy | 10840 | CAMX | WECC California | WDS | 57 |  | 0 | 0 | 0 |  |  | NEI avg EF - PM, fuel type | 0 | 0
2018 | CA | Covanta Mendota | 10837 | CAMX | WECC California | WDS | 28 |  | 0 | 0 | 0 |  |  | NEI avg EF - PM, fuel type | 0 | 0
2018 | CA | Covanta Stanislaus Energy | 50632 | CAMX | WECC California | MSW | 24 |  | 150018 | 2889477.496 | 2.2538 | 0.030047 | 0.00156 | Estimated using an emission factor | 2889477.496 | 2.2538
2018 | CA | Cove Hydroelectric | 10707 | CAMX | WECC California | WAT | 5 |  | 9957 |  |  | 0 |  |  |  | 0
2018 | CA | Cow Creek | 229 | CAMX | WECC California | WAT | 1.4 |  | 3785 |  |  | 0 |  |  |  | 0
2018 | CA | Coyote Creek | 483 | CAMX | WECC California | WAT | 3.1 |  | 0
2018 | CA | Crafton Hills College Solar Farm | 58170 | CAMX | WECC California | SUN | 1.3 |  | 803 |  |  | 0 |  |  |  | 0
2018 | CA | Crazy Horse Solar Project | 61285 | CAMX | WECC California | SUN | 2
2018 | CA | Cresta | 231 | CAMX | WECC California | WAT | 73.8 |  | 190017 |  |  | 0 |  |  |  | 0
2018 | CA | Crockett Cogen Project | 55084 | CAMX | WECC California | NG | 247.4 | 0.65262 | 1372884 | 8221866.413 | 1.7348 | 0.0025273 | 0.000422 | Estimated using an emission factor | 12598202.472 | 2.6582
2018 | CA | Crown Cooling Facility | 58527 | AZNM | WECC Southwest | SUN | 1 |  | 652 |  |  | 0 |  |  |  | 0
2018 | CA | CSD 2 - Heritage High | 59130 | CAMX | WECC California | SUN | 1.3 |  | 2082 |  |  | 0 |  |  |  | 0
2018 | CA | CSD 2- Freedom High | 59129 | CAMX | WECC California | SUN | 1.1 |  | 1560 |  |  | 0 |  |  |  | 0
2018 | CA | CSU East Bay | 57042 | CAMX | WECC California | NG | 1.4 | 0.49074 | 4801 | 29075.534 | 0 | 0 | 0 | Estimated using an emission factor | 59248 | 0
2018 | CA | CSU Fresno Solar Project | 56813 | CAMX | WECC California | SUN | 1 |  | 1294 |  |  | 0 |  |  |  | 0
2018 | CA | CSU Long Beach Lots 7 & 14 | 62028 | CAMX | WECC California | SUN | 4.5 |  | 7677 |  |  | 0 |  |  |  | 0
2018 | CA | CSU Northridge Plant | 58422 | CAMX | WECC California | NG | 2.8 | 1 | 3978 | 29959 | 0 | 0 | 0 | EPA/NEI; Estimated using an emission factor | 29959 | 0
2018 | CA | CSUCI Site Authority | 50851 | CAMX | WECC California | NG | 31.1 | 0.72865 | 47506 | 327221.18 | 0.94181 | 0.03965 | 0.0057564 | EPA/NEI; Estimated using an emission factor | 449076.363 | 1.2925
2018 | CA | CSUF Nutwood Solar | 60979 | CAMX | WECC California | SUN | 1.9 |  | 3192 |  |  | 0 |  |  |  | 0
2018 | CA | CSUF State College | 60978 | CAMX | WECC California | SUN | 1 |  | 1576 |  |  | 0 |  |  |  | 0
2018 | CA | CSUF Trigeneration | 58169 | CAMX | WECC California | NG | 8.5 | 0.46921 | 34223 | 168246.35 | 0.46128 | 0.026957 | 0.0054834 | EPA/NEI; Estimated using an emission factor | 358572 | 0.9831
2018 | CA | CTV Power Purchase Contract Trust | 54300 | CAMX | WECC California | WND | 4.6 |  | 11812 |  |  | 0 |  |  |  | 0
2018 | CA | Cuyama Solar, LLC | 60043 | CAMX | WECC California | SUN | 40 |  | 116575 |  |  | 0 |  |  |  | 0
2018 | CA | Cymric 31X Cogen | 52081 | CAMX | WECC California | NG | 6.8 | 0.35243 | 44634 | 230758.45 | 0.63267 | 0.028349 | 0.0054834 | NEI avg EF - PM, fuel type, firing type | 654763 | 1.7952
2018 | CA | Cymric 36W Cogen | 52104 | CAMX | WECC California | NG | 12.4 | 0.31699 | 75190 | 399645.801 | 1.0957 | 0.029145 | 0.0054834 | NEI avg EF - PM, fuel type, firing type | 1260762 | 3.4566
2018 | CA | Cymric 6Z Cogen | 52082 | CAMX | WECC California | NG | 6.8 | 0.34423 | 45207 | 232650.721 | 0.63786 | 0.028219 | 0.0054834 | NEI avg EF - PM, fuel type, firing type | 675868 | 1.853
2018 | CA | De Sabla | 232 | CAMX | WECC California | WAT | 18.4 |  | 59657 |  |  | 0 |  |  |  | 0
2018 | CA | Deadwood Creek | 7507 | CAMX | WECC California | WAT | 2 |  | 1967 |  |  | 0 |  |  |  | 0
2018 | CA | Deer Creek PH | 233 | CAMX | WECC California | WAT | 5.5 |  | 21010 |  |  | 0 |  |  |  | 0
2018 | CA | Del Ranch Company | 10632 | AZNM | WECC Southwest | GEO | 45.5 |  | 335103 |  |  | 0 |  |  |  | 0
2018 | CA | Delano Land 1 | 61116 | CAMX | WECC California | SUN | 1 |  | 2046 |  |  | 0 |  |  |  | 0
2018 | CA | Depot Park Solar System | 58119 | CAMX | WECC California | SUN | 3 |  | 6084 |  |  | 0 |  |  |  | 0
2018 | CA | Dept of General Services -FTB | 60861 | CAMX | WECC California | SUN | 2.7 |  | 5321 |  |  | 0 |  |  |  | 0
2018 | CA | Desert Green Solar Farm LLC | 57959 | CAMX | WECC California | SUN | 6.3 |  | 13485 |  |  | 0 |  |  |  | 0
2018 | CA | Desert Harvest, LLC | 62177 | CAMX | WECC California | SUN | 150
2018 | CA | Desert Hot Springs Solar | 58514 | CAMX | WECC California | SUN | 2.3 |  | 6228 |  |  | 0 |  |  |  | 0
2018 | CA | Desert Quartzite | 59871 | CAMX | WECC California | SUN | 580
2018 | CA | Desert Sunlight 250, LLC | 58542 | CAMX | WECC California | SUN | 249.7 |  | 619921.002 |  |  | 0 |  |  |  | 0
2018 | CA | Desert Sunlight 300, LLC | 57993 | CAMX | WECC California | SUN | 313.7 |  | 724920 |  |  | 0 |  |  |  | 0
2018 | CA | Desert View Power | 10300 | AZNM | WECC Southwest | WDS | 55.5 |  | 329771 | 5292217.76 | 60.3636 | 0.36609 | 0.022812 | NEI avg EF - PM, fuel type | 5292217.76 | 60.3636
2018 | CA | DESI-1 Battery Energy Storage Facility | 60699 | CAMX | WECC California | MWH | 2.4 |  | 0
2018 | CA | DESI-2 Battery Storage Facility | 62460 | CAMX | WECC California | MWH | 1.4
2018 | CA | Devil Canyon | 436 | CAMX | WECC California | WAT | 276.2 |  | 787419 |  |  | 0 |  |  |  | 0
2018 | CA | DGS Central Utility Plant | 58593 | CAMX | WECC California | DFO | 3.9 | 0.48667 | 2 | 8.76 | 0.0013578 | 1.3578 | 0.31 | Estimated using an emission factor | 18 | 0.00279
2018 | CA | Diablo Canyon | 6099 | CAMX | WECC California | NUC | 2323 |  | 18213519 |  |  | 0 |  |  |  | 0
2018 | CA | Diablo Energy Storage | 62175 | CAMX | WECC California | MWH | 250
2018 | CA | Diablo Winds LLC | 56271 | CAMX | WECC California | WND | 18 |  | 63301 |  |  | 0 |  |  |  | 0
2018 | CA | Diamond Valley Lake | 7942 | CAMX | WECC California | WAT | 39.6 |  | 3725.001 |  |  | 0 |  | EPA/NEI; Estimated using an emission factor |  | 0
2018 | CA | Diamond Valley Solar Project | 59405 | CAMX | WECC California | SUN | 1.3 |  | 2396 |  |  | 0 |  |  |  | 0
2018 | CA | Difwind Farms Ltd I | 54681 | CAMX | WECC California | WND | 7.3 |  | 6996 |  |  | 0 |  |  |  | 0
2018 | CA | Difwind Farms Ltd II | 54682 | CAMX | WECC California | WND | 5.5 |  | 1398 |  |  | 0 |  |  |  | 0
2018 | CA | Difwind Farms Ltd V | 54685 | CAMX | WECC California | WND | 11.7 |  | 8793 |  |  | 0 |  |  |  | 0
2018 | CA | Difwind Farms Ltd VI | 54686 | CAMX | WECC California | WND | 27.1 |  | 34847 |  |  | 0 |  |  |  | 0
2018 | CA | Difwind Farms Ltd VII | 10815 | CAMX | WECC California | WND | 24
2018 | CA | Difwind Farms Ltd VIII | 54687 | CAMX | WECC California | WND | 15
2018 | CA | Dillon Wind LLC | 56791 | CAMX | WECC California | WND | 45 |  | 146670 |  |  | 0 |  |  |  | 0
2018 | CA | Dinosaur Point | 10005 | CAMX | WECC California | WND | 17.4 |  | 9474 |  |  | 0 |  |  |  | 0
2018 | CA | Dinuba Energy | 60100 | CAMX | WECC California | WDS | 11.5 |  | 0 | 0 | 0 |  |  | NEI avg EF - PM, fuel type | 0 | 0
2018 | CA | Dinuba Wastewater Treatment Plant | 57827 | CAMX | WECC California | SUN | 1 |  | 1812 |  |  | 0 |  |  |  | 0
2018 | CA | Dion R Holm | 380 | CAMX | WECC California | WAT | 156.8 |  | 248059 |  |  | 0 |  |  |  | 0
2018 | CA | Disney Prospect | 62571 | CAMX | WECC California | NG | 1 |  | 0
2018 | CA | Division | 300 | CAMX | WECC California | DFO | 16
2018 | CA | Division 1 | 59094 | CAMX | WECC California | SUN | 1.5 |  | 2764 |  |  | 0 |  |  |  | 0
2018 | CA | Division 2 | 59095 | CAMX | WECC California | SUN | 1 |  | 1947 |  |  | 0 |  |  |  | 0
2018 | CA | Division 3 | 59096 | CAMX | WECC California | SUN | 1 |  | 2063 |  |  | 0 |  |  |  | 0
2018 | CA | Dome Project | 54449 | CAMX | WECC California | NG | 6 | 0.27655 | 37921 | 239288.185 | 0.65606 | 0.034601 | 0.0054834 | NEI avg EF - PM, fuel type, firing type | 865268 | 2.3723
2018 | CA | Dominguez Plant | 52064 | CAMX | WECC California | WH | 5 | 1 | 12289 |  |  | 0 |  |  |  | 0
2018 | CA | Don Lee BESS 1 LLC | 62872 | CAMX | WECC California | MWH | 6.5
2018 | CA | Don Pedro | 439 | CAMX | WECC California | WAT | 170.8 |  | 293638.001 |  |  | 0 |  |  |  | 0
2018 | CA | Donnells | 415 | CAMX | WECC California | WAT | 72 |  | 129198 |  |  | 0 |  |  |  | 0
2018 | CA | Double C Generation Limited Partnership | 50493 | CAMX | WECC California | NG | 49.8 |  | 26465 | 273942 | 0.75107 | 0.056759 | 0.0054834 | NEI avg EF - PM, fuel type, firing type | 273942 | 0.75107
2018 | CA | Drews Generating Facility | 55935 | CAMX | WECC California | NG | 44.8 |  | 777 | 16686 | 0.045753 | 0.11777 | 0.0054841 | NEI avg EF - PM, fuel type, firing type | 16686 | 0.045753
2018 | CA | Drop 1 | 585 | AZNM | WECC Southwest | WAT | 5.7 |  | 1664.001 |  |  | 0 |  |  |  | 0
2018 | CA | Drop 2 (CA) | 385 | AZNM | WECC Southwest | WAT | 10 |  | 43434 |  |  | 0 |  |  |  | 0
2018 | CA | Drop 3 (CA) | 386 | AZNM | WECC Southwest | WAT | 9.2 |  | 41904 |  |  | 0 |  |  |  | 0
2018 | CA | Drop 4 | 387 | AZNM | WECC Southwest | WAT | 19.6 |  | 3283 |  |  | 0 |  |  |  | 0
2018 | CA | Drop 5 | 314 | AZNM | WECC Southwest | WAT | 4 |  | 11264 |  |  | 0 |  |  |  | 0
2018 | CA | Drum 1 | 235 | CAMX | WECC California | WAT | 49.2 |  | 85904 |  |  | 0 |  |  |  | 0
2018 | CA | Drum 2 | 236 | CAMX | WECC California | WAT | 53.1 |  | 231243 |  |  | 0 |  |  |  | 0
2018 | CA | DSH (CA) - Coalinga State Hospital | 59746 | CAMX | WECC California | SUN | 2 |  | 4901 |  |  | 0 |  |  |  | 0
2018 | CA | Dulles | 60182 | CAMX | WECC California | SUN | 2 |  | 3202 |  |  | 0 |  |  |  | 0
2018 | CA | Dutch Flat | 237 | CAMX | WECC California | WAT | 22 |  | 69559 |  |  | 0 |  |  |  | 0
2018 | CA | Dutch Flat 2 | 413 | CAMX | WECC California | WAT | 27.3 |  | 68557 |  |  | 0 |  |  |  | 0
2018 | CA | Dutch Wind Energy | 57301 | CAMX | WECC California | WND | 8 |  | 20903 |  |  | 0 |  |  |  | 0
2018 | CA | Dyer Road | 50818 | CAMX | WECC California | WND | 10.5
2018 | CA | Dynegy Oakland Power Plant | 6211 | CAMX | WECC California | JF | 223.5 |  | 3852 | 65556 | 0.27926 | 0.14499 | 0.0085197 | EPA/NEI; Estimated using an emission factor | 65556 | 0.27926
2018 | CA | E F Oxnard Energy Facility | 10776 | CAMX | WECC California | NG | 48.5 | 0.81957 | 157062 | 1188014.2 | 3.2572 | 0.041476 | 0.0054834 | NEI avg EF - PM, fuel type, firing type | 1449560 | 3.9743
2018 | CA | E&B Resources | 60446 | CAMX | WECC California | SUN | 1 |  | 2292 |  |  | 0 |  |  |  | 0
2018 | CA | EAFB - North Base | 59132 | CAMX | WECC California | SUN | 1.1 |  | 2535 |  |  | 0 |  |  |  | 0
2018 | CA | EAFB - South Base | 59133 | CAMX | WECC California | SUN | 1.1 |  | 2453 |  |  | 0 |  |  |  | 0
2018 | CA | East Highline | 586 | AZNM | WECC Southwest | WAT | 2.4 |  | 4047 |  |  | 0 |  |  |  | 0
2018 | CA | East Portal Generator | 50375 | CAMX | WECC California | WAT | 1.2 |  | 5559 |  |  | 0 |  |  |  | 0
2018 | CA | East Winds Project | 50820 | CAMX | WECC California | WND | 3 |  | 7425 |  |  | 0 |  |  |  | 0
2018 | CA | EDF Renewable Windfarm V Inc | 54453 | CAMX | WECC California | WND | 15.5 |  | 3484 |  |  | 0 |  |  |  | 0
2018 | CA | Edom Hills Project 1 LLC | 50553 | CAMX | WECC California | WND | 31 |  | 37618 |  |  | 0 |  | EPA/NEI; Estimated using an emission factor |  | 0
2018 | CA | EDPR CA Solar Park VI LLC (CA) | 62892 | CAMX | WECC California |  | 241
2018 | CA | Edward C Hyatt | 437 | CAMX | WECC California | WAT | 644.1 |  | 1291386.999 |  |  | 0 |  | EPA/NEI; Estimated using an emission factor |  | 0
2018 | CA | Edwards Air Force Base | 58076 | CAMX | WECC California | SUN | 3 |  | 2240.001 |  |  | 0 |  |  |  | 0
2018 | CA | El Cajon | 301 | CAMX | WECC California | NG | 18
2018 | CA | El Cajon Energy Storage | 60569 | CAMX | WECC California | MWH | 7.5 |  | -1164 | 0 |  | 0 |  |  | 0 | 0
2018 | CA | El Dorado | 238 | CAMX | WECC California | WAT | 20 |  | 59185 |  |  | 0 |  |  |  | 0
2018 | CA | El Nido Facility | 56707 | CAMX | WECC California | WDS | 12.5 |  | 63343 | 1153599.79 | 13.1581 | 0.41545 | 0.022812 | NEI avg EF - PM, fuel type | 1153599.79 | 13.1581
2018 | CA | El Segundo Cogen | 10213 | CAMX | WECC California | NG | 182.8 | 0.86236 | 1265325 | 13373578.053 | 36.3597 | 0.057471 | 0.0054375 | EPA/NEI; Estimated using an emission factor | 15508087.652 | 42.1629
2018 | CA | ELACC Photovoltaic Power Facility | 56814 | CAMX | WECC California | SUN | 1
2018 | CA | Eland 1 Solar Farm | 61168 | CAMX | WECC California |  | 350
2018 | CA | Eland 2 Solar Farm | 61169 | CAMX | WECC California |  | 350
2018 | CA | Electra | 239 | CAMX | WECC California | WAT | 102.5 |  | 316535.001 |  |  | 0 |  |  |  | 0
2018 | CA | Elevation Solar C | 59964 | CAMX | WECC California | SUN | 40 |  | 115937 |  |  | 0 |  |  |  | 0
2018 | CA | Elk Hills Cogen | 55950 | CAMX | WECC California | NG | 46.6 | 1 | 0
2018 | CA | Elkhorn Battery Energy Storage System | 62564 | CAMX | WECC California | MWH | 182.5
2018 | CA | Ellwood | 8076 | CAMX | WECC California | NG | 58 |  | 6212 | 89752 | 0.24607 | 0.079225 | 0.0054834 | NEI avg EF - PM, fuel type, firing type | 89752 | 0.24607
2018 | CA | Elmore Company | 10634 | AZNM | WECC Southwest | GEO | 45.5 |  | 308650 |  |  | 0 |  |  |  | 0
2018 | CA | Encina Water Pollution Control | 10026 | CAMX | WECC California | OBG | 4.7 | 1 | 14988 | 152604 | 1.1216 | 0.14967 | 0.0147 | EPA/NEI; Estimated using an emission factor | 152604 | 1.1216
2018 | CA | Energy Center | 58168 | CAMX | WECC California | NG | 2.4 | 1 | 2915 | 27685 | 0.0058415 | 0.0040079 | 0.000422 | EPA/NEI; Estimated using an emission factor | 27685 | 0.0058415
2018 | CA | Energy Nuevo Storage Farm | 60646 | CAMX | WECC California | MWH | 20
2018 | CA | Enerparc CA1 LLC | 59122 | CAMX | WECC California | SUN | 1.5 |  | 3664 |  |  | 0 |  |  |  | 0
2018 | CA | Enerparc CA2, LLC | 59978 | NWPP | WECC Northwest | SUN | 1.5 |  | 3448 |  |  | 0 |  |  |  | 0
2018 | CA | Equilon Los Angeles Refining | 50530 | CAMX | WECC California | PRG | 83 | 0.31851 | 383820.29 | 2174666.423 | 7.2505 | 0.037781 | 0.0066681 | EPA/NEI; Estimated using an emission factor | 6827708.338 | 22.764
2018 | CA | Equinix Caspian Dr. Fuel Cell | 62671 | CAMX | WECC California | NG | 4.8 |  | 0
2018 | CA | Equinix Douglas St. Fuel Cell | 62704 | CAMX | WECC California | NG | 1.5 |  | 0
2018 | CA | Equinix Great Oaks Blvd. Fuel Cell | 62702 | CAMX | WECC California | NG | 4.5 |  | 0
2018 | CA | Equinix Lundy Ave. Fuel Cell | 62703 | CAMX | WECC California | NG | 3.8 |  | 0
2018 | CA | Equinix Maple Ave. Fuel Cell | 62705 | CAMX | WECC California | NG | 2 |  | 0
2018 | CA | Equinix San Jose | 60223 | CAMX | WECC California | NG | 1.1 |  | 7872 | 54909 | 0 | 0 | 0 | Estimated using an emission factor | 54909 | 0
2018 | CA | Escondido Energy Storage | 60570 | CAMX | WECC California | MWH | 30 |  | -5662 | 0 |  | 0 |  |  | 0 | 0
2018 | CA | ESI Project | 50819 | CAMX | WECC California | WND | 1.2
2018 | CA | Etiwanda | 745 | CAMX | WECC California | WAT | 23.9 |  | 56038 |  |  | 0 |  |  |  | 0
2018 | CA | Exchequer | 409 | CAMX | WECC California | WAT | 94.5 |  | 240272 |  |  | 0 |  |  |  | 0
2018 | CA | Exeter Solar | 58306 | CAMX | WECC California | SUN | 3.5 |  | 6735.999 |  |  | 0 |  |  |  | 0
2018 | CA | Expressway Solar A | 58761 | CAMX | WECC California | SUN | 2 |  | 4934 |  |  | 0 |  |  |  | 0
2018 | CA | Expressway Solar B | 58762 | CAMX | WECC California | SUN | 2 |  | 4358 |  |  | 0 |  |  |  | 0
2018 | CA | Expressway Solar C2 | 58763 | CAMX | WECC California | SUN | 1.5 |  | 3713 |  |  | 0 |  |  |  | 0
2018 | CA | ExxonMobil Santa Ynez Facility | 50270 | CAMX | WECC California | NG | 49.3
2018 | CA | FAA NorCal TRACON | 58261 | CAMX | WECC California | SUN | 1 |  | 1630 |  |  | 0 |  |  |  | 0
2018 | CA | Fairhaven Power | 10052 | CAMX | WECC California | WDS | 18.8 |  | 39619 | 850838 | 9.7047 | 0.4899 | 0.022812 | NEI avg EF - PM, fuel type | 850838 | 9.7047
2018 | CA | Fall Creek | 296 | NWPP | WECC Northwest | WAT | 2.1 |  | 3931 |  |  | 0 |  |  |  | 0
2018 | CA | Fallbrook Energy Storage | 61365 | CAMX | WECC California | MWH | 40
2018 | CA | Farad | 6512 | NWPP | WECC Northwest | WAT | 2.8
2018 | CA | Farmersville | 59203 | CAMX | WECC California | SUN | 4.5 |  | 7976.001 |  |  | 0 |  |  |  | 0
2018 | CA | Five Points Solar Park | 59523 | CAMX | WECC California | SUN | 60 |  | 162129 |  |  | 0 |  |  |  | 0
2018 | CA | Five Points Solar Station | 57498 | CAMX | WECC California | SUN | 15 |  | 28699 |  |  | 0 |  |  |  | 0
2018 | CA | FLEX Gibraltar | 62575 | CAMX | WECC California | NG | 1 |  | 0
2018 | CA | Folsom | 441 | NWPP | WECC Northwest | WAT | 198.6 |  | 583368 |  |  | 0 |  |  |  | 0
2018 | CA | Folsom SP and CSP Sacramento | 61698 | CAMX | WECC California | SUN | 1.3
2018 | CA | Fontana | 332 | CAMX | WECC California | WAT | 3 |  | 2545 |  |  | 0 |  |  |  | 0
2018 | CA | Foothill | 396 | CAMX | WECC California | WAT | 10.1 |  | -8344 |  |  | 0 |  |  |  | 0
2018 | CA | Foothill Feeder | 6645 | CAMX | WECC California | WAT | 9 |  | 48539 |  |  | 0 |  |  |  | 0
2018 | CA | Foothill Solar Project | 59799 | CAMX | WECC California | SUN | 1.1
2018 | CA | Forbestown | 417 | CAMX | WECC California | WAT | 41.9 |  | 84275 |  |  | 0 |  |  |  | 0
2018 | CA | Forever 21 Retail, Inc. | 59651 | CAMX | WECC California | SUN | 1.6 |  | 1560 |  |  | 0 |  |  |  | 0
2018 | CA | Forks of Butte Hydro Project | 50350 | CAMX | WECC California | WAT | 14.5 |  | 29769 |  |  | 0 |  |  |  | 0
2018 | CA | Foster Wheeler Martinez | 10342 | CAMX | WECC California | NG | 113.5 | 0.56418 | 673306 | 3991295.19 | 11.4878 | 0.034124 | 0.0057564 | EPA/NEI; Estimated using an emission factor | 7074502.492 | 20.3619
2018 | CA | Foundation AB | 57791 | CAMX | WECC California | WND | 1.5 |  | 2581 |  |  | 0 |  |  |  | 0
2018 | CA | Foundation California Training Facility | 61442 | CAMX | WECC California | WND | 1.8 |  | 1146 |  |  | 0 |  |  |  | 0
2018 | CA | Foundation CDCR LAC | 61066 | CAMX | WECC California | WND | 1.9 |  | 4268 |  |  | 0 |  |  |  | 0
2018 | CA | Foundation Cemex BMQ | 58102 | CAMX | WECC California | WND | 3 |  | 3293 |  |  | 0 |  |  |  | 0
2018 | CA | Foundation Cemex Madison | 58112 | CAMX | WECC California | WND | 1 |  | 1701 |  |  | 0 |  |  |  | 0
2018 | CA | Foundation Cemex River Plant | 58101 | CAMX | WECC California | WND | 3.2 |  | 2939 |  |  | 0 |  |  |  | 0
2018 | CA | Foundation Dole Fresh Vegetables | 62654 | CAMX | WECC California | WND | 5.6
2018 | CA | Foundation IE | 57792 | CAMX | WECC California | WND | 1 |  | 395 |  |  | 0 |  |  |  | 0
2018 | CA | Foundation Mann Packing | 61443 | CAMX | WECC California | WND | 1.8
2018 | CA | Foundation NWNA | 58114 | CAMX | WECC California | WND | 5.1 |  | 12045.999 |  |  | 0 |  |  |  | 0
2018 | CA | Foundation RRM | 58113 | CAMX | WECC California | WND | 2 |  | 9589 |  |  | 0 |  |  |  | 0
2018 | CA | Foundation SaIinas Valley State Prison | 61444 | CAMX | WECC California | WND | 1.8 |  | 767 |  |  | 0 |  |  |  | 0
2018 | CA | Foundation Scheid Vineyards | 61067 | CAMX | WECC California | WND | 1.9 |  | 3812 |  |  | 0 |  |  |  | 0
2018 | CA | Foundation ST | 57626 | CAMX | WECC California | WND | 2 |  | 2662 |  |  | 0 |  |  |  | 0
2018 | CA | Foundation Superior Farms | 58104 | CAMX | WECC California | WND | 1 |  | 1592 |  |  | 0 |  |  |  | 0
2018 | CA | Foundation Wal-Mart Red Bluff | 58105 | CAMX | WECC California | WND | 1 |  | 1638 |  |  | 0 |  |  |  | 0
2018 | CA | Four Mile Hill | 55845 | CAMX | WECC California | GEO | 49.9
2018 | CA | FPL Energy Montezuma Winds LLC | 57201 | CAMX | WECC California | WND | 36.8 |  | 98264 |  |  | 0 |  |  |  | 0
2018 | CA | Francisco St. Solar | 62287 | CAMX | WECC California | SUN | 1.2 |  | 62 |  |  | 0 |  |  |  | 0
2018 | CA | Frankenheimer Power Plant | 50219 | CAMX | WECC California | WAT | 5.3 |  | 11587 |  |  | 0 |  |  |  | 0
2018 | CA | Franklin (CA) | 397 | CAMX | WECC California | WAT | 2 |  | -11 |  |  | 0 |  |  |  | 0
2018 | CA | Franklin Templeton San Mateo | 57809 | CAMX | WECC California | NG | 1.1 |  | 7098 | 60656 | 0 | 0 | 0 | Estimated using an emission factor | 60656 | 0
2018 | CA | Freeway Springs | 60183 | CAMX | WECC California | SUN | 2 |  | 3381 |  |  | 0 |  |  |  | 0
2018 | CA | French Meadows | 424 | CAMX | WECC California | WAT | 15.3 |  | 38058 |  |  | 0 |  |  |  | 0
2018 | CA | Fresno Solar | 60083 | CAMX | WECC California | SUN | 3 |  | 6226 |  |  | 0 |  |  |  | 0
2018 | CA | Friant Hydro Facility | 50393 | CAMX | WECC California | WAT | 37.5 |  | 125902 |  |  | 0 |  |  |  | 0
2018 | CA | Frito-Lay Cogen Plant | 10110 | CAMX | WECC California | NG | 6 | 0.53294 | 26593 | 187455.292 | 0.51395 | 0.038653 | 0.0054834 | NEI avg EF - PM, fuel type, firing type | 351740 | 0.96436
2018 | CA | Frontier HS Solar Project | 62275 | CAMX | WECC California | SUN | 1.4 |  | 70 |  |  | 0 |  |  |  | 0
2018 | CA | Frontier Solar LLC | 60039 | CAMX | WECC California | SUN | 20 |  | 53191 |  |  | 0 |  |  |  | 0
2018 | CA | FRV SI Transport Solar LP | 57506 | CAMX | WECC California | SUN | 1 |  | 1625 |  |  | 0 |  |  |  | 0
2018 | CA | Fullerton Mill CHP | 58083 | CAMX | WECC California | NG | 21 | 0.45303 | 75513 | 431332.763 | 1.2415 | 0.032881 | 0.0057564 | EPA/NEI; Estimated using an emission factor | 952114.545 | 2.7404
2018 | CA | G2 Energy Hay Rd | 58320 | CAMX | WECC California | LFG | 1.6 |  | 12912 | 134927 | 0.99171 | 0.15361 | 0.0147 | Estimated using an emission factor | 134927 | 0.99171
2018 | CA | G2 Energy Ostrom Road LLC | 57133 | CAMX | WECC California | LFG | 3.5 |  | 26889 | 289477 | 2.1277 | 0.15825 | 0.0147 | Estimated using an emission factor | 289477 | 2.1277
2018 | CA | Gap Pacific Distribution Center | 56909 | CAMX | WECC California | SUN | 1.2 |  | 1906 |  |  | 0 |  |  |  | 0
2018 | CA | Garnet Solar Generation Station I LLC | 58528 | CAMX | WECC California | SUN | 4 |  | 8410 |  |  | 0 |  |  |  | 0
2018 | CA | Garnet Wind Energy Center | 57302 | CAMX | WECC California | WND | 6.5 |  | 15862 |  |  | 0 |  |  |  | 0
2018 | CA | Gas Utilization Facility | 50492 | CAMX | WECC California | OBG | 6.1 | 0.35203 | 16293 | 120471.973 | 0.88547 | 0.10869 | 0.0147 | EPA/NEI; Estimated using an emission factor | 342222 | 2.5153
2018 | CA | Gates Peaker | 55875 | CAMX | WECC California | NG | 46.5
2018 | CA | Gates Solar Station | 57892 | CAMX | WECC California | SUN | 20 |  | 43311 |  |  | 0 |  |  |  | 0
2018 | CA | Gavilan District College Solar Project | 61993 | CAMX | WECC California | SUN | 1.9 |  | 350 |  |  | 0 |  | EPA/NEI; Estimated using an emission factor |  | 0
2018 | CA | Gaviota Oil Plant | 50623 | CAMX | WECC California | NG | 14 | 1 | 0
2018 | CA | GE - Tehachapi | 57566 | CAMX | WECC California | WND | 8.7 |  | 3878.999 |  |  | 0 |  |  |  | 0
2018 | CA | Genentech Vacaville Meter #1 | 60844 | CAMX | WECC California | SUN | 6.1 |  | 13088 |  |  | 0 |  |  |  | 0
2018 | CA | Genentech-Oceanside | 60231 | CAMX | WECC California | SUN | 6.5 |  | 7149 |  |  | 0 |  | EPA/NEI; Estimated using an emission factor |  | 0
2018 | CA | Genesis Solar Energy Project | 57394 | CAMX | WECC California | SUN | 250 |  | 623142 |  |  | 0 |  |  |  | 0
2018 | CA | Geo East Mesa II | 54038 | AZNM | WECC Southwest | GEO | 21.6 |  | 0
2018 | CA | Geo East Mesa III | 10763 | AZNM | WECC Southwest | GEO | 29.6 |  | 97553 |  |  | 0 |  |  |  | 0
2018 | CA | Geothermal 1 | 7368 | CAMX | WECC California | GEO | 110 |  | 433936 |  |  | 0 |  |  |  | 0
2018 | CA | Geothermal 2 | 7369 | CAMX | WECC California | GEO | 110 |  | 352294 |  |  | 0 |  |  |  | 0
2018 | CA | Geysers Unit 5-20 | 286 | CAMX | WECC California | GEO | 1273 |  | 4674308 |  |  | 0 |  | EPA/NEI; Estimated using an emission factor |  | 0
2018 | CA | Gianera | 7231 | CAMX | WECC California | NG | 64.6 |  | 8019 | 117278 | 0.32154 | 0.080195 | 0.0054834 | NEI avg EF - PM, fuel type, firing type | 117278 | 0.32154
2018 | CA | Giffen | 57521 | CAMX | WECC California | SUN | 20 |  | 18948 |  |  | 0 |  | EPA/NEI; Estimated using an emission factor |  | 0
2018 | CA | Giffen Solar Park | 59522 | CAMX | WECC California | SUN | 20 |  | 36960 |  |  | 0 |  |  |  | 0
2018 | CA | Glendale Battery Energy Storage System | 60974 | CAMX | WECC California | MWH | 2 |  | 90 | 0 |  | 0 |  |  | 0 | 0
2018 | CA | Golden Acorn Casino | 59328 | CAMX | WECC California | WND | 1 |  | 4112 |  |  | 0 |  |  |  | 0
2018 | CA | Golden Fields Solar I, LLC | 60590 | CAMX | WECC California | SUN | 54 |  | 152651 |  |  | 0 |  |  |  | 0
2018 | CA | Golden Hills North Wind Energy Center | 61222 | CAMX | WECC California | WND | 46 |  | 181456 |  |  | 0 |  |  |  | 0
2018 | CA | Golden Hills Wind | 60049 | CAMX | WECC California | WND | 85.9 |  | 306466 |  |  | 0 |  |  |  | 0
2018 | CA | Golden Springs Building C-1 | 57796 | CAMX | WECC California | SUN | 1.2 |  | 1796 |  |  | 0 |  |  |  | 0
2018 | CA | Golden Springs Building D | 57797 | CAMX | WECC California | SUN | 1.3 |  | 1938 |  |  | 0 |  |  |  | 0
2018 | CA | Gosselin Hydro Plant | 10128 | CAMX | WECC California | WAT | 2 |  | 4557 |  |  | 0 |  |  |  | 0
2018 | CA | GPS Cabazon Wind LLC | 50552 | CAMX | WECC California | WND | 38.9 |  | 63695 |  |  | 0 |  |  |  | 0
2018 | CA | Granger | 60516 | CAMX | WECC California | SUN | 3 |  | 7748 |  |  | 0 |  |  |  | 0
2018 | CA | Grassland 1&2 Solar Project | 58217 | CAMX | WECC California | SUN | 2.5 |  | 4746 |  |  | 0 |  |  |  | 0
2018 | CA | Grassland 3&4 Solar Project | 58204 | CAMX | WECC California | SUN | 2.5 |  | 4737 |  |  | 0 |  |  |  | 0
2018 | CA | Great Valley Solar Portfolio Holdings, LLC | 59940 | CAMX | WECC California | SUN | 305.3 |  | 532455 |  |  | 0 |  |  |  | 0
2018 | CA | Green Acres Solar Facility 1 | 57849 | CAMX | WECC California | SUN | 3 |  | 6354 |  |  | 0 |  |  |  | 0
2018 | CA | Green Acres Solar Facility 2 | 57850 | CAMX | WECC California | SUN | 1 |  | 2171 |  |  | 0 |  |  |  | 0
2018 | CA | Green Beanworks B PV | 61339 | CAMX | WECC California | SUN | 3 |  | 45 |  |  | 0 |  |  |  | 0
2018 | CA | Green Beanworks C PV | 61215 | CAMX | WECC California | SUN | 3 |  | 2654 |  |  | 0 |  |  |  | 0
2018 | CA | Green Beanworks D PV | 61216 | CAMX | WECC California | SUN | 3 |  | 2428 |  |  | 0 |  |  |  | 0
2018 | CA | Green Power I | 55396 | CAMX | WECC California | WND | 16.5 |  | 16676 |  |  | 0 |  |  |  | 0
2018 | CA | Greg Avenue | 6643 | CAMX | WECC California | WAT | 1 |  | 0
2018 | CA | Gridley Main | 58370 | CAMX | WECC California | SUN | 1 |  | 1957 |  |  | 0 |  |  |  | 0
2018 | CA | Gridley Main Two | 58371 | CAMX | WECC California | SUN | 2.5 |  | 3862 |  |  | 0 |  |  |  | 0
2018 | CA | Grizzly | 7338 | CAMX | WECC California | WAT | 22 |  | 19337 |  |  | 0 |  |  |  | 0
2018 | CA | Grossmont Hospital | 10115 | CAMX | WECC California | NG | 6.1 | 0.54541 | 29556 | 168981.562 | 0.4633 | 0.03135 | 0.0054834 | EPA/NEI; Estimated using an emission factor | 309823 | 0.84944
2018 | CA | GRS American Canyon | 10392 | CAMX | WECC California | LFG | 1.6
2018 | CA | GRS Newby I | 10388 | CAMX | WECC California | LFG | 2
2018 | CA | Guadalupe Solar Farm | 62690 | CAMX | WECC California | SUN | 1.7 |  | 1669 |  |  | 0 |  |  |  | 0
2018 | CA | Guernsey Solar Station | 57891 | CAMX | WECC California | SUN | 20 |  | 43717 |  |  | 0 |  |  |  | 0
2018 | CA | H. Gonzales | 56039 | CAMX | WECC California | NG | 11.8 |  | 3994 | 55101 | 0.15107 | 0.07565 | 0.0054835 | NEI avg EF - PM, fuel type, firing type | 55101 | 0.15107
2018 | CA | Haas | 240 | CAMX | WECC California | WAT | 135 |  | 361336 |  |  | 0 |  |  |  | 0
2018 | CA | Haiwee | 398 | CAMX | WECC California | WAT | 5.6 |  | 512 |  |  | 0 |  |  |  | 0
2018 | CA | Halsey | 241 | CAMX | WECC California | WAT | 13.6 |  | 38014 |  |  | 0 |  |  |  | 0
2018 | CA | Hamilton Branch | 242 | CAMX | WECC California | WAT | 5.3 |  | 4508 |  |  | 0 |  |  |  | 0
2018 | CA | Hanford 1 and 2 | 59300 | CAMX | WECC California | SUN | 3 |  | 5557 |  |  | 0 |  |  |  | 0
2018 | CA | Harbor Cogen | 50541 | CAMX | WECC California | NG | 107.4 | 1 | 0 | 0 | 0 |  |  | EPA/NEI; Estimated using an emission factor | 0 | 0
2018 | CA | Hat Creek 1 | 243 | CAMX | WECC California | WAT | 10 |  | 31285 |  |  | 0 |  |  |  | 0
2018 | CA | Hat Creek 2 | 244 | CAMX | WECC California | WAT | 10 |  | 41999 |  |  | 0 |  |  |  | 0
2018 | CA | Hatchet Creek Project | 10882 | CAMX | WECC California | WAT | 6.8 |  | 12892 |  |  | 0 |  |  |  | 0
2018 | CA | Hatchet Ridge Wind Project | 56654 | CAMX | WECC California | WND | 101.2 |  | 258503 |  |  | 0 |  |  |  | 0
2018 | CA | Haypress | 10253 | CAMX | WECC California | WAT | 10 |  | 16183 |  |  | 0 |  |  |  | 0
2018 | CA | Hayworth Solar | 59009 | CAMX | WECC California | SUN | 27 |  | 60864 |  |  | 0 |  |  |  | 0
2018 | CA | Heber Geothermal | 54689 | AZNM | WECC Southwest | GEO | 81.5 |  | 312351 |  |  | 0 |  |  |  | 0
2018 | CA | Heber Solar | 58398 | AZNM | WECC Southwest | SUN | 10.9 |  | 25648 |  |  | 0 |  |  |  | 0
2018 | CA | HEBT Irvine 1 | 61722 | CAMX | WECC California | MWH | 5.5 |  | 0
2018 | CA | HEBT Irvine 2 | 61723 | CAMX | WECC California | MWH | 5.8 |  | 0
2018 | CA | HEBT WLA 1 | 61721 | CAMX | WECC California | MWH | 27.8
2018 | CA | Hecate Energy Beacon Solar 1 | 59315 | CAMX | WECC California | SUN | 56 |  | 143041 |  |  | 0 |  |  |  | 0
2018 | CA | Hecate Energy Beacon Solar 3 | 59316 | CAMX | WECC California | SUN | 56 |  | 143037 |  |  | 0 |  |  |  | 0
2018 | CA | Hecate Energy Beacon Solar 4 | 59317 | CAMX | WECC California | SUN | 50 |  | 125337 |  |  | 0 |  |  |  | 0
2018 | CA | Hecate Energy Johanna Facility | 62889 | CAMX | WECC California | MWH | 15
2018 | CA | Heliocentric | 57831 | CAMX | WECC California | SUN | 1.5 |  | 2950 |  |  | 0 |  |  |  | 0
2018 | CA | Hellyer Solar Farm | 62689 | CAMX | WECC California | SUN | 2.2
2018 | CA | Helms Energy Center | 56955 | CAMX | WECC California | NG | 48
2018 | CA | Helms Pumped Storage | 6100 | CAMX | WECC California | WAT | 1053 |  | -412779.999 |  |  | 0 |  |  |  | 0
2018 | CA | Helzel & Schwarzhoff 86 | 56275 | CAMX | WECC California | WND | 2.4 |  | 3799 |  |  | 0 |  |  |  | 0
2018 | CA | Helzel & Schwarzhoff 88 Wind Farm | 52165 | CAMX | WECC California | WND | 1.8 |  | 1566 |  |  | 0 |  |  |  | 0
2018 | CA | Henrietta D Energy Storage LLC | 60641 | CAMX | WECC California | MWH | 10
2018 | CA | Henrietta Solar Project | 58975 | CAMX | WECC California | SUN | 102 |  | 254373 |  |  | 0 |  |  |  | 0
2018 | CA | Hesperia | 59182 | CAMX | WECC California | SUN | 1.5 |  | 3200 |  |  | 0 |  |  |  | 0
2018 | CA | Hickman | 162 | CAMX | WECC California | WAT | 1 |  | 4597 |  |  | 0 |  |  |  | 0
2018 | CA | High Sierra Cogeneration Plant | 57977 | CAMX | WECC California | NG | 6 | 0.59715 | 34849 | 219090.868 | 0.046228 | 0.0026531 | 0.000422 | Estimated using an emission factor | 366892 | 0.077414
2018 | CA | High Sierra Limited | 50495 | CAMX | WECC California | NG | 49.8 | 0.88268 | 28059 | 257518.598 | 0.70604 | 0.050325 | 0.0054834 | NEI avg EF - PM, fuel type, firing type | 291746 | 0.79988
2018 | CA | High Winds LLC | 56075 | CAMX | WECC California | WND | 162 |  | 345306 |  |  | 0 |  |  |  | 0
2018 | CA | HL Power | 10777 | CAMX | WECC California | WDS | 36.2 |  | 191170 | 2663470.39 | 30.3798 | 0.31783 | 0.022812 | NEI avg EF - PM, fuel type | 2663470.39 | 30.3798
2018 | CA | HL Solar | 62655 | CAMX | WECC California | SUN | 7.6
2018 | CA | Hoag Hospital Cogen Plant | 58223 | CAMX | WECC California | NG | 4.5 | 0.14456 | 5451.999 | 46494.87 | 0.0098104 | 0.0035988 | 0.000422 | Estimated using an emission factor | 321636.999 | 0.067865
2018 | CA | Hollister Solar LLC | 59268 | CAMX | WECC California | SUN | 1.5 |  | 4100 |  |  | 0 |  |  |  | 0
2018 | CA | Honda Torrance | 58300 | CAMX | WECC California | NG | 1.1 |  | 6954 | 51767 | 0 | 0 | 0 | Estimated using an emission factor | 51767 | 0
2018 | CA | Horn | 58452 | CAMX | WECC California | SUN | 1.5 |  | 4158 |  |  | 0 |  |  |  | 0
2018 | CA | Houweling Nurseries | 58432 | CAMX | WECC California | NG | 13.2 | 1 | 53349 | 493446 | 0.10412 | 0.0039032 | 0.000422 | Estimated using an emission factor | 493446 | 0.10412
2018 | CA | Hudson Ranch Power II LLC | 58211 | AZNM | WECC Southwest | GEO | 55
2018 | CA | Humboldt Bay | 246 | CAMX | WECC California | NG | 269.4 |  | 383862 | 3372675 | 0.71164 | 0.0037078 | 0.000422 | EPA/NEI; Estimated using an emission factor | 3372675 | 0.71164
2018 | CA | Humboldt Sawmill Company | 50049 | CAMX | WECC California | WDS | 32.5 | 1 | 110137 | 2770280.3 | 31.5981 | 0.5738 | 0.022812 | EPA/NEI; Estimated using an emission factor | 2770280.3 | 31.5981
2018 | CA | Hunters Point | 247 | CAMX | WECC California |  | 427.4
2018 | CA | Huron Solar Station | 57523 | CAMX | WECC California | SUN | 20 |  | 41313 |  |  | 0 |  |  |  | 0
2018 | CA | Hybrid Holdings 1 Capistrano | 62515 | CAMX | WECC California | MWH | 4
2018 | CA | Hyperion Treatment Plant CHP Plant | 60960 | CAMX | WECC California | OBG | 33 |  | 151098.999 | 1616643.999 | 17.4597 | 0.2311 | 0.0216 | Estimated using an emission factor | 1616643.999 | 17.4597
2018 | CA | IKEA Tejon 345 | 58028 | CAMX | WECC California | SUN | 1.5 |  | 2873 |  |  | 0 |  |  |  | 0
2018 | CA | Imperial Solar Energy Center South | 57490 | CAMX | WECC California | SUN | 128.9 |  | 274473 |  |  | 0 |  |  |  | 0
2018 | CA | Imperial Solar Energy Center West | 57491 | CAMX | WECC California | SUN | 148.7 |  | 377263 |  |  | 0 |  |  |  | 0
2018 | CA | Imperial Valley Solar Co (IVSC) 2, LLC | 59657 | AZNM | WECC Southwest | SUN | 20 |  | 48557 |  |  | 0 |  |  |  | 0
2018 | CA | Imperial Valley Solar Company 1 LLC | 58062 | AZNM | WECC Southwest | SUN | 23 |  | 43915 |  |  | 0 |  |  |  | 0
2018 | CA | Imperial Valley Solar, LLC | 56917 | CAMX | WECC California | SUN | 599.9 |  | 493285 |  |  | 0 |  | EPA/NEI; Estimated using an emission factor |  | 0
2018 | CA | Improvement Dst No. 4 | 57895 | CAMX | WECC California | SUN | 1.1 |  | 1469 |  |  | 0 |  |  |  | 0
2018 | CA | Indian Valley Dam Hydro Project | 50129 | CAMX | WECC California | WAT | 2.9 |  | 3477.001 |  |  | 0 |  |  |  | 0
2018 | CA | Industry MetroLink PV 1 | 57860 | CAMX | WECC California | SUN | 1.5 |  | 2853 |  |  | 0 |  |  |  | 0
2018 | CA | Industry Solar Power Generation Station 1 LLC | 58609 | CAMX | WECC California | SUN | 1.5 |  | 4158 |  |  | 0 |  |  |  | 0
2018 | CA | Ingredion Stockton | 52115 | CAMX | WECC California | NG | 10 |  | 51905 | 727771 | 1.9953 | 0.076884 | 0.0054834 | NEI avg EF - PM, fuel type, firing type | 727771 | 1.9953
2018 | CA | Inskip | 248 | CAMX | WECC California | WAT | 7.6 |  | 0
2018 | CA | Intel Folsom | 58086 | CAMX | WECC California | SUN | 1 |  | 1646 |  |  | 0 |  |  |  | 0
2018 | CA | Intel Folsom Phase 2 | 58954 | CAMX | WECC California | SUN | 1 |  | 1663 |  |  | 0 |  |  |  | 0
2018 | CA | Intel Folsom Phase 3 | 61152 | CAMX | WECC California | SUN | 5.2 |  | 9077 |  |  | 0 |  |  |  | 0
2018 | CA | Intel Santa Clara | 60224 | CAMX | WECC California | NG | 1.1 |  | 7413 | 53386 | 0 | 0 | 0 | Estimated using an emission factor | 53386 | 0
2018 | CA | Iron Gate | 297 | NWPP | WECC Northwest | WAT | 18 |  | 88987 |  |  | 0 |  |  |  | 0
2018 | CA | Ironwood Solar LLC | 58513 | CAMX | WECC California | SUN | 4 |  | 9475 |  |  | 0 |  |  |  | 0
2018 | CA | Isabella Hydro Project | 10139 | CAMX | WECC California | WAT | 11.8 |  | 18700 |  |  | 0 |  |  |  | 0
2018 | CA | ISH Solar Hospital Downey | 57841 | CAMX | WECC California | SUN | 1.1 |  | 1418 |  |  | 0 |  |  |  | 0
2018 | CA | ISH Solar Hospital SDMC | 57840 | CAMX | WECC California | SUN | 1.1 |  | 1389 |  |  | 0 |  |  |  | 0
2018 | CA | Ivanhoe Solar | 58307 | CAMX | WECC California | SUN | 3.5 |  | 6408.001 |  |  | 0 |  |  |  | 0
2018 | CA | IVC Solar | 61692 | AZNM | WECC Southwest | SUN | 3 |  | 3463 |  |  | 0 |  |  |  | 0
2018 | CA | J S Eastwood | 104 | CAMX | WECC California | WAT | 199.8 |  | 234070 |  |  | 0 |  |  |  | 0
2018 | CA | J&A-Santa Maria II LLC | 57101 | CAMX | WECC California | LFG | 1.4
2018 | CA | J.R. Simplot Company | 58216 | CAMX | WECC California | WH | 4 |  | 11371 |  |  | 0 |  |  |  | 0
2018 | CA | Jacumba Solar Farm | 60947 | CAMX | WECC California | SUN | 20 |  | 50245 |  |  | 0 |  |  |  | 0
2018 | CA | James B Black | 249 | CAMX | WECC California | WAT | 168.6 |  | 543811 |  |  | 0 |  |  |  | 0
2018 | CA | Jaybird | 431 | CAMX | WECC California | WAT | 161.6 |  | 394703 |  |  | 0 |  |  |  | 0
2018 | CA | John L. Featherstone Plant | 57475 | AZNM | WECC Southwest | GEO | 55 |  | 415994 |  |  | 0 |  |  |  | 0
2018 | CA | Jones Fork | 534 | CAMX | WECC California | WAT | 10 |  | 14250 |  |  | 0 |  |  |  | 0
2018 | CA | Judge F Carr | 442 | NWPP | WECC Northwest | WAT | 154.4 |  | 209392 |  |  | 0 |  |  |  | 0
2018 | CA | Juniper Networks Sunnyvale | 58301 | CAMX | WECC California | NG | 1.1 |  | 7364 | 54601 | 0 | 0 | 0 | Estimated using an emission factor | 54601 | 0
2018 | CA | Kaiser Deer Valley Rd. Fuel Cell | 62699 | CAMX | WECC California | NG | 1.4 |  | 0
2018 | CA | Kaiser Downey | 58128 | CAMX | WECC California | LFG | 1 |  | 7950 | 56057 | 0 | 0 | 0 | Estimated using an emission factor | 56057 | 0
2018 | CA | Kaiser East La Palma Ave. Fuel Cell | 62698 | CAMX | WECC California | NG | 1.5 |  | 0
2018 | CA | Kaiser Napa Valley Corporate Dr Fuel Cell | 62701 | CAMX | WECC California | NG | 4.8 |  | 0
2018 | CA | Kaiser Ontario | 58132 | CAMX | WECC California | OBG | 1 |  | 8065 | 56105 | 0 | 0 | 0 | Estimated using an emission factor | 56105 | 0
2018 | CA | Kaiser Owens Dr. Fuel Cell | 62700 | CAMX | WECC California | NG | 1 |  | 0
2018 | CA | Kanaka | 54653 | CAMX | WECC California | WAT | 1.1 |  | 0
2018 | CA | Karen Avenue Wind Farm | 10718 | CAMX | WECC California | WND | 11.7 |  | 31227 |  |  | 0 |  |  |  | 0
2018 | CA | Kaweah 1 | 337 | CAMX | WECC California | WAT | 2.3 |  | 4464 |  |  | 0 |  |  |  | 0
2018 | CA | Kaweah 2 | 336 | CAMX | WECC California | WAT | 1.8 |  | 6046 |  |  | 0 |  |  |  | 0
2018 | CA | Kaweah 3 | 338 | CAMX | WECC California | WAT | 4.8 |  | 11794 |  |  | 0 |  |  |  | 0
2018 | CA | Kaweah Delta District Hospital | 10042 | CAMX | WECC California | NG | 5.2 | 1 | 19060 | 329942 | 0.9046 | 0.094921 | 0.0054834 | EPA/NEI; Estimated using an emission factor | 329942 | 0.9046
2018 | CA | Kearny | 303 | CAMX | WECC California | NG | 161.5
2018 | CA | Kearny Mesa Storage LLC | 62441 | CAMX | WECC California | MWH | 1
2018 | CA | Kekawaka Power House | 54654 | CAMX | WECC California | WAT | 4.9 |  | 7587 |  |  | 0 |  |  |  | 0
2018 | CA | Kellogg's - San Jose | 59280 | CAMX | WECC California | NG | 1.1 |  | 6390 | 48900 | 0 | 0 | 0 | Estimated using an emission factor | 48900 | 0
2018 | CA | Kelly Ridge | 418 | CAMX | WECC California | WAT | 10 |  | 31487 |  |  | 0 |  |  |  | 0
2018 | CA | Kerckhoff | 250 | CAMX | WECC California | WAT | 33.9 |  | 0
2018 | CA | Kerckhoff 2 | 682 | CAMX | WECC California | WAT | 139.5 |  | 326621 |  |  | 0 |  |  |  | 0
2018 | CA | Kern Canyon | 7911 | CAMX | WECC California | WAT | 9.5 |  | 0
2018 | CA | Kern Front Limited | 50494 | CAMX | WECC California | NG | 49.8 |  | 18945 | 197327 | 0.54101 | 0.057114 | 0.0054834 | NEI avg EF - PM, fuel type, firing type | 197327 | 0.54101
2018 | CA | Kern Oil & Refining Co | 58100 | CAMX | WECC California | NG | 4.5 |  | 31436 | 444123 | 1.2177 | 0.077469 | 0.0054834 | NEI avg EF - PM, fuel type, firing type | 444123 | 1.2177
2018 | CA | Kern River 1 | 340 | CAMX | WECC California | WAT | 26.4 |  | 160352 |  |  | 0 |  |  |  | 0
2018 | CA | Kern River 3 | 339 | CAMX | WECC California | WAT | 40.3 |  | 120120 |  |  | 0 |  |  |  | 0
2018 | CA | Kern River Cogeneration | 10496 | CAMX | WECC California | NG | 300 | 0.47174 | 729451 | 4241375.674 | 11.6286 | 0.031883 | 0.0054834 | NEI avg EF - PM, fuel type, firing type | 8990991 | 24.6506
2018 | CA | Kern River Eastridge Cogen | 52107 | CAMX | WECC California | NG | 48.8 | 0.42286 | 212906 | 1062669.149 | 2.9135 | 0.027369 | 0.0054834 | NEI avg EF - PM, fuel type, firing type | 2513076 | 6.8901
2018 | CA | Kern River Fee A Cogen | 52094 | CAMX | WECC California | NG | 7.4
2018 | CA | Kern River Fee B Cogen | 52092 | CAMX | WECC California | NG | 3.7
2018 | CA | Kern River Fee C Cogen | 52095 | CAMX | WECC California | NG | 7.9
2018 | CA | Keswick | 443 | NWPP | WECC Northwest | WAT | 117 |  | 325206 |  |  | 0 |  |  |  | 0
2018 | CA | Kettering Solar 1 | 59098 | CAMX | WECC California | SUN | 1 |  | 2024 |  |  | 0 |  |  |  | 0
2018 | CA | Kettering Solar 2 | 59099 | CAMX | WECC California | SUN | 1 |  | 2042 |  |  | 0 |  |  |  | 0
2018 | CA | Kettleman Solar | 57921 | CAMX | WECC California | SUN | 22
2018 | CA | Kettleman Solar -Centaurus | 59633 | CAMX | WECC California | SUN | 20 |  | 53909 |  |  | 0 |  |  |  | 0
2018 | CA | Kettleman Solar Project | 58510 | CAMX | WECC California | SUN | 1 |  | 2231 |  |  | 0 |  |  |  | 0
2018 | CA | Kiefer Landfill | 55766 | CAMX | WECC California | LFG | 9 |  | 69342 | 943328.001 | 6.9335 | 0.19998 | 0.0147 | Estimated using an emission factor | 943328.001 | 6.9335
2018 | CA | Kilarc | 253 | CAMX | WECC California | WAT | 3 |  | 8351 |  |  | 0 |  | EPA/NEI; Estimated using an emission factor |  | 0
2018 | CA | Kilroy Solar | 61628 | CAMX | WECC California | SUN | 1.1 |  | 1869 |  |  | 0 |  |  |  | 0
2018 | CA | King City Peaking | 55811 | CAMX | WECC California | NG | 47.3 |  | 8584 | 96422 | 0.26436 | 0.061594 | 0.0054834 | NEI avg EF - PM, fuel type, firing type | 96422 | 0.26436
2018 | CA | Kingbird A Solar LLC | 59868 | CAMX | WECC California | SUN | 20 |  | 60695 |  |  | 0 |  |  |  | 0
2018 | CA | Kingbird B Solar, LLC | 60091 | CAMX | WECC California | SUN | 20 |  | 59150 |  |  | 0 |  |  |  | 0
2018 | CA | Kings Beach | 6518 | NWPP | WECC Northwest | DFO | 31.2 |  | 274.002 | 3391.002 | 0.52545 | 3.8354 | 0.30991 | EPA/NEI; Estimated using an emission factor | 3391.002 | 0.52545
2018 | CA | Kings River PH | 254 | CAMX | WECC California | WAT | 48.6 |  | 134174 |  |  | 0 |  |  |  | 0
2018 | CA | Kingsburg Solar | 58304 | CAMX | WECC California | SUN | 3.7 |  | 7037 |  |  | 0 |  |  |  | 0
2018 | CA | Kingston Energy Storage, LLC | 61802 | CAMX | WECC California | MWH | 50
2018 | CA | Kohls San Bernardino Solar Facility | 57009 | CAMX | WECC California | SUN | 1 |  | 1014 |  |  | 0 |  |  |  | 0
2018 | CA | Kumeyaay Wind | 56295 | CAMX | WECC California | WND | 50 |  | 155655 |  |  | 0 |  |  |  | 0
2018 | CA | Kyocera America Project | 10720 | CAMX | WECC California | NG | 3.8 | 1 | 11518 | 134670 | 0.028415 | 0.0049341 | 0.000422 | Estimated using an emission factor | 134670 | 0.028415
2018 | CA | L-8 Solar Project | 57836 | CAMX | WECC California | SUN | 1.5 |  | 2790 |  |  | 0 |  |  |  | 0
2018 | CA | La Grange | 440 | CAMX | WECC California | WAT | 4.5 |  | 8374 |  |  | 0 |  |  |  | 0
2018 | CA | La Joya Del Sol | 58118 | CAMX | WECC California | SUN | 1.5 |  | 3111 |  |  | 0 |  |  |  | 0
2018 | CA | Laguna Water Reclamation Facility | 58960 | CAMX | WECC California | OBG | 4.4 | 0.59105 | 13921 | 81287.726 | 0.59747 | 0.085838 | 0.0147 | Estimated using an emission factor | 137530 | 1.0109
2018 | CA | Lake Hodges Hydroelectric Facility | 57729 | CAMX | WECC California | WAT | 42 |  | -15257 |  |  | 0 |  |  |  | 0
2018 | CA | Lake Mathews | 6644 | CAMX | WECC California | WAT | 4.9 |  | 24337 |  |  | 0 |  |  |  | 0
2018 | CA | Lake Mendocino | 7489 | CAMX | WECC California | WAT | 3.5 |  | 5928 |  |  | 0 |  |  |  | 0
2018 | CA | Lake Perris Solar | 60973 | CAMX | WECC California | SUN | 1.5
2018 | CA | Lancaster | 62056 | CAMX | WECC California | SUN | 3 |  | 0
2018 | CA | Lancaster Baptist Church | 58634 | CAMX | WECC California | SUN | 1 |  | 2052 |  |  | 0 |  |  |  | 0
2018 | CA | Lancaster Dry Farm Ranch B | 58750 | CAMX | WECC California | SUN | 5 |  | 12892 |  |  | 0 |  |  |  | 0
2018 | CA | Lancaster Little Rock | 59262 | CAMX | WECC California | SUN | 5 |  | 13013 |  |  | 0 |  |  |  | 0
2018 | CA | Lancaster Solar 1 | 59167 | CAMX | WECC California | SUN | 1.5 |  | 3527 |  |  | 0 |  |  |  | 0
2018 | CA | Lancaster Solar 2 | 59169 | CAMX | WECC California | SUN | 1.5 |  | 3596 |  |  | 0 |  |  |  | 0
2018 | CA | Lancaster WAD B | 59739 | CAMX | WECC California | SUN | 5 |  | 8227 |  |  | 0 |  |  |  | 0
2018 | CA | Las Virgenes Municipal Water District | 58963 | CAMX | WECC California | SUN | 1 |  | 1669 |  |  | 0 |  |  |  | 0
2018 | CA | LATTC South Campus Solar | 57312 | CAMX | WECC California | SUN | 1.1
2018 | CA | Lavio Solar | 61792 | CAMX | WECC California | SUN | 1 |  | 2009 |  |  | 0 |  |  |  | 0
2018 | CA | Lemoore 1 | 60142 | CAMX | WECC California | SUN | 1.5 |  | 3572 |  |  | 0 |  |  |  | 0
2018 | CA | Liberty HS Solar Project | 62274 | CAMX | WECC California | SUN | 1.5 |  | 71 |  |  | 0 |  |  |  | 0
2018 | CA | Life Technologies - Pleasanton | 59279 | CAMX | WECC California | NG | 1.1 |  | 7543 | 57127 | 0 | 0 | 0 | Estimated using an emission factor | 57127 | 0
2018 | CA | Life Technologies Carlsbad | 58302 | CAMX | WECC California | NG | 1.1 |  | 7045 | 52424 | 0 | 0 | 0 | Estimated using an emission factor | 52424 | 0
2018 | CA | Lime Saddle | 255 | CAMX | WECC California | WAT | 2 |  | 3030 |  |  | 0 |  |  |  | 0
2018 | CA | Lincoln Landfill | 57988 | CAMX | WECC California | LFG | 4.8 |  | 24717 | 282562.998 | 2.0768 | 0.16805 | 0.0147 | Estimated using an emission factor | 282562.998 | 2.0768
2018 | CA | Lindberg FIeld Solar | 60060 | CAMX | WECC California | SUN | 3.2 |  | 3252.999 |  |  | 0 |  |  |  | 0
2018 | CA | Lindberg Field Solar 2 | 60984 | CAMX | WECC California | SUN | 1.9 |  | 1462 |  |  | 0 |  |  |  | 0
2018 | CA | Linde Wilmington | 50148 | CAMX | WECC California | NG | 31 | 1 | 0 | 0 | 0 |  |  |  | 0 | 0
2018 | CA | Lindsay Solar | 58308 | CAMX | WECC California | SUN | 4 |  | 7238 |  |  | 0 |  |  |  | 0
2018 | CA | Little Bear 3 | 62463 | CAMX | WECC California | SUN | 20
2018 | CA | Little Bear 4 | 62464 | CAMX | WECC California | SUN | 50
2018 | CA | Little Bear 5 | 62465 | CAMX | WECC California | SUN | 50
2018 | CA | Little Bear Solar 1, LLC | 59870 | CAMX | WECC California | SUN | 40
2018 | CA | Little Bear Solar 2, LLC | 59885 | CAMX | WECC California | SUN | 20
2018 | CA | Little Rock Pham Solar | 60026 | CAMX | WECC California | SUN | 3 |  | 8522 |  |  | 0 |  |  |  | 0
2018 | CA | Lockheed Martin Sunnyvale | 57808 | CAMX | WECC California | NG | 1.1 |  | 6847 | 60524 | 0 | 0 | 0 | Estimated using an emission factor | 60524 | 0
2018 | CA | Lodi | 7451 | CAMX | WECC California | NG | 27.4 |  | 3492 | 56217 | 0.15413 | 0.088276 | 0.0054834 | NEI avg EF - PM, fuel type, firing type | 56217 | 0.15413
2018 | CA | Loma Linda University Cogen | 10206 | CAMX | WECC California | NG | 14.3 | 0.386 | 69101 | 416982.413 | 1.1432 | 0.033089 | 0.0054834 | EPA/NEI; Estimated using an emission factor | 1080265 | 2.9618
2018 | CA | Loma Rica Hydroelectric Powerhouse | 60988 | CAMX | WECC California | WAT | 1.4
2018 | CA | Lone Valley Solar Park I LLC | 58417 | CAMX | WECC California | SUN | 10 |  | 24116 |  |  | 0 |  |  |  | 0
2018 | CA | Lone Valley Solar Park II LLC | 59237 | CAMX | WECC California | SUN | 20 |  | 51332 |  |  | 0 |  |  |  | 0
2018 | CA | Longboat Solar, LLC | 60485 | CAMX | WECC California | SUN | 20 |  | 60361 |  |  | 0 |  |  |  | 0
2018 | CA | Loon Lake | 432 | CAMX | WECC California | WAT | 74.1 |  | 54595 |  |  | 0 |  |  |  | 0
2018 | CA | Lopez Canyon | 57730 | CAMX | WECC California | LFG | 1.5
2018 | CA | Los Angeles Harbor College | 57314 | CAMX | WECC California | SUN | 1.2 |  | 2794 |  |  | 0 |  |  |  | 0
2018 | CA | Los Angeles Refinery Wilmington | 54451 | CAMX | WECC California | OG | 68.5 | 0.40954 | 412117 | 2176212.756 | 12.5349 | 0.060832 | 0.01152 | EPA/NEI; Estimated using an emission factor | 5313784 | 30.6071
2018 | CA | Lost Creek I | 10708 | CAMX | WECC California | WAT | 1.1 |  | 5551 |  |  | 0 |  |  |  | 0
2018 | CA | Lost Hills Cogeneration Plant | 52077 | CAMX | WECC California | NG | 10.5 | 0.39624 | 36954 | 246079.241 | 0.67467 | 0.036514 | 0.0054834 | NEI avg EF - PM, fuel type, firing type | 621042 | 1.7027
2018 | CA | Lost Hills/Blackwell | 58711 | CAMX | WECC California | SUN | 32 |  | 90251 |  |  | 0 |  |  |  | 0
2018 | CA | Lower Tule River | 365 | CAMX | WECC California | WAT | 2.6 |  | -102 |  |  | 0 |  |  |  | 0
2018 | CA | Lundy | 342 | CAMX | WECC California | WAT | 3 |  | 9035 |  |  | 0 |  |  |  | 0
2018 | CA | Ma | 58451 | CAMX | WECC California | SUN | 1.5 |  | 4343 |  |  | 0 |  |  |  | 0
2018 | CA | Maclay Solar Project | 57308 | CAMX | WECC California | SUN | 2.2 |  | 1180 |  |  | 0 |  |  |  | 0
2018 | CA | Madelyn Solar, LLC | 59409 | CAMX | WECC California | SUN | 1 |  | 2903 |  |  | 0 |  |  |  | 0
2018 | CA | Madera 1 PV | 61421 | CAMX | WECC California | SUN | 1.5 |  | 2861 |  |  | 0 |  |  |  | 0
2018 | CA | Madera Community Hospital | 58522 | CAMX | WECC California | SUN | 1 |  | 2092 |  |  | 0 |  |  |  | 0
2018 | CA | Magnolia | 375 | CAMX | WECC California | NG | 87.6
2018 | CA | Malech Solar Farm | 62688 | CAMX | WECC California | SUN | 3.1
2018 | CA | Mammoth Pacific I | 10480 | CAMX | WECC California | GEO | 10 |  | 56845 |  |  | 0 |  |  |  | 0
2018 | CA | Mammoth Pacific II | 10481 | CAMX | WECC California | GEO | 30 |  | 62421 |  |  | 0 |  | EPA/NEI; Estimated using an emission factor |  | 0
2018 | CA | Mammoth Pool | 344 | CAMX | WECC California | WAT | 190 |  | 443429 |  |  | 0 |  |  |  | 0
2018 | CA | Manteca Land PV | 61115 | CAMX | WECC California | SUN | 1 |  | 1895 |  |  | 0 |  |  |  | 0
2018 | CA | Manzana Wind LLC | 57484 | CAMX | WECC California | WND | 189 |  | 513851 |  |  | 0 |  |  |  | 0
2018 | CA | Margarita Energy Center | 56676 | CAMX | WECC California | NG | 48.2
2018 | CA | Mariani Packing Vacaville Solar | 57005 | CAMX | WECC California | SUN | 1 |  | 1386 |  |  | 0 |  |  |  | 0
2018 | CA | Maricopa West Solar PV, LLC | 59607 | CAMX | WECC California | SUN | 20 |  | 49449 |  |  | 0 |  |  |  | 0
2018 | CA | Marin Clean Energy Solar One | 61013 | CAMX | WECC California | SUN | 10.5 |  | 20236 |  |  | 0 |  |  |  | 0
2018 | CA | Marina Landfill Gas | 10748 | CAMX | WECC California | LFG | 9 |  | 23515 | 249515.001 | 1.8339 | 0.15598 | 0.0147 | EPA/NEI; Estimated using an emission factor | 249515.001 | 1.8339
2018 | CA | Martinez Refining | 54912 | CAMX | WECC California | NG | 100 | 0.45355 | 810838 | 4973028.423 | 10.9584 | 0.02703 | 0.0044071 | EPA/NEI; Estimated using an emission factor | 10964726.811 | 24.1615
2018 | CA | Martinez Sulfuric Acid Regeneration Plt | 52063 | CAMX | WECC California | WH | 4 | 1 | 10550 |  |  | 0 |  |  |  | 0
2018 | CA | Maverick Solar, LLC | 62178 | CAMX | WECC California | SUN | 225
2018 | CA | Maxim | 59802 | CAMX | WECC California | NG | 1.1 |  | 7215 | 54101 | 0 | 0 | 0 | Estimated using an emission factor | 54101 | 0
2018 | CA | MCAGCC Cogen Plant | 58914 | CAMX | WECC California | NG | 16.4 | 0.0448 | 81816 | 461313.975 | 1.2648 | 0.030918 | 0.0054834 | NEI avg EF - PM, fuel type, firing type | 10297172.001 | 28.2317
2018 | CA | McClellan (CA) | 535 | CAMX | WECC California | NG | 77 |  | 7088 | 89438 | 0.24521 | 0.069191 | 0.0054834 | NEI avg EF - PM, fuel type, firing type | 89438 | 0.24521
2018 | CA | McClure | 151 | CAMX | WECC California | DFO | 142.4 |  | 2958 | 53761 | 0.30567 | 0.20668 | 0.011372 | NEI avg EF - PM, fuel type, firing type | 53761 | 0.30567
2018 | CA | McCoy Solar Energy Project | 58462 | CAMX | WECC California | SUN | 270.6 |  | 700907.001 |  |  | 0 |  | EPA/NEI; Estimated using an emission factor |  | 0
2018 | CA | McKittrick Cogen | 52076 | CAMX | WECC California | NG | 21.6 | 0.92768 | 79176 | 911356.762 | 2.4987 | 0.063117 | 0.0054834 | EPA/NEI; Estimated using an emission factor | 982409 | 2.6935
2018 | CA | McSwain | 410 | CAMX | WECC California | WAT | 9 |  | 29383 |  |  | 0 |  |  |  | 0
2018 | CA | Merced 1 PV | 61420 | CAMX | WECC California | SUN | 3 |  | 4336 |  |  | 0 |  |  |  | 0
2018 | CA | Merced Falls | 258 | CAMX | WECC California | WAT | 3.4 |  | 9677 |  |  | 0 |  |  |  | 0
2018 | CA | Merced Solar LLC | 59265 | CAMX | WECC California | SUN | 1.5 |  | 2731 |  |  | 0 |  |  |  | 0
2018 | CA | Meridian Vineyards | 57982 | CAMX | WECC California | SUN | 1.1 |  | 1663 |  |  | 0 |  |  |  | 0
2018 | CA | Mesa Wind Power Corp | 50535 | CAMX | WECC California | WND | 29.9 |  | 5055 |  |  | 0 |  |  |  | 0
2018 | CA | Mesquite Lake Energy Park Plant 2 | 50363 | AZNM | WECC Southwest | WDS | 21
2018 | CA | Mesquite Lake Water & Power Plant 1 | 57154 | AZNM | WECC Southwest | WDS | 18.1
2018 | CA | Metro Support Services Center Solar | 57313 | CAMX | WECC California | SUN | 1.2 |  | 1489 |  |  | 0 |  |  |  | 0
2018 | CA | Micro Santa Clara | 62459 | CAMX | WECC California | NG | 2 |  | 5368 | 3298 | 0 | 0 | 0 | Estimated using an emission factor | 3298 | 0
2018 | CA | Middle Fork | 425 | CAMX | WECC California | WAT | 122.4 |  | 451504 |  |  | 0 |  |  |  | 0
2018 | CA | Middle Gorge | 401 | CAMX | WECC California | WAT | 37.5 |  | 75380 |  |  | 0 |  |  |  | 0
2018 | CA | Mid-Set Cogeneration | 10501 | CAMX | WECC California | NG | 39.1 | 1 | 0
2018 | CA | Midway Solar Farm 1 | 60336 | AZNM | WECC Southwest | SUN | 50 |  | 140843 |  |  | 0 |  |  |  | 0
2018 | CA | Midway Solar Farm II | 60237 | AZNM | WECC Southwest | SUN | 30 |  | 86782 |  |  | 0 |  |  |  | 0
2018 | CA | Midway Solar Farm III | 60315 | AZNM | WECC Southwest | SUN | 20 |  | 11888 |  |  | 0 |  |  |  | 0
2018 | CA | Midway Sunset Cogen | 52169 | CAMX | WECC California | NG | 234 | 0.42484 | 850068.999 | 4354406.63 | 11.9385 | 0.028088 | 0.0054834 | NEI avg EF - PM, fuel type, firing type | 10249620.999 | 28.1013
2018 | CA | Mill Creek 3 | 7147 | CAMX | WECC California | WAT | 3 |  | 7572.999 |  |  | 0 |  |  |  | 0
2018 | CA | MillerCoors Irwindale Brewery | 58056 | CAMX | WECC California | NG | 13.9 |  | 16470 | 153937 | 0.71167 | 0.086421 | 0.0092463 | EPA/NEI; Estimated using an emission factor | 153937 | 0.71167
2018 | CA | Millikan BESS | 60760 | CAMX | WECC California | MWH | 2 |  | -350 | 0 |  | 0 |  |  | 0 | 0
2018 | CA | Mira Loma | 58698 | CAMX | WECC California | SUN | 3 |  | 3280 |  |  | 0 |  |  |  | 0
2018 | CA | Mira Loma Energy Storage Facility | 60661 | CAMX | WECC California | MWH | 20 |  | 0
2018 | CA | Miramar | 305 | CAMX | WECC California | NG | 49
2018 | CA | Mission College Blvd. Fuel Cell | 62697 | CAMX | WECC California | NG | 5 |  | 0
2018 | CA | Mission Rock Energy Center | 60650 | CAMX | WECC California |  | 300
2018 | CA | Mission Solar LLC | 59267 | CAMX | WECC California | SUN | 1.5 |  | 2731 |  |  | 0 |  |  |  | 0
2018 | CA | Mitchell Solar, LLC | 59411 | CAMX | WECC California | SUN | 1.5 |  | 3943 |  |  | 0 |  |  |  | 0
2018 | CA | MM Lopez Energy | 55161 | CAMX | WECC California | LFG | 6 |  | 20263 | 202912 | 1.4914 | 0.1472 | 0.0147 | EPA/NEI; Estimated using an emission factor | 202912 | 1.4914
2018 | CA | MM San Diego-Miramar | 55094 | CAMX | WECC California | LFG | 6.4 | 0.76287 | 50835 | 465531.103 | 3.4217 | 0.13462 | 0.0147 | Estimated using an emission factor | 610236 | 4.4852
2018 | CA | MM San Diego-North City | 55602 | CAMX | WECC California | LFG | 3.6 |  | 28974 | 304104 | 2.2352 | 0.15429 | 0.0147 | Estimated using an emission factor | 304104 | 2.2352
2018 | CA | MM Tulare Energy | 55160 | CAMX | WECC California | LFG | 1.8 |  | 6456 | 83200 | 0.61152 | 0.18944 | 0.0147 | Estimated using an emission factor | 83200 | 0.61152
2018 | CA | MM West Covina | 54015 | CAMX | WECC California | LFG | 11.7 |  | 44143 | 743479 | 1.078 | 0.048843 | 0.0029 | EPA/NEI; Estimated using an emission factor | 743479 | 1.078
2018 | CA | MM Yolo Power | 54567 | CAMX | WECC California | LFG | 2.8 |  | 18151 | 187733.999 | 1.3799 | 0.15204 | 0.0147 | Estimated using an emission factor | 187733.999 | 1.3799
2018 | CA | Mobile GT | 6212 | CAMX | WECC California | DFO | 39.9
2018 | CA | Moccasin | 381 | CAMX | WECC California | WAT | 100 |  | 330257 |  |  | 0 |  |  |  | 0
2018 | CA | Moccasin Low Head Hydro Project | 751 | CAMX | WECC California | WAT | 2.9 |  | 0
2018 | CA | Mojave 16 | 50821 | CAMX | WECC California | WND | 48 |  | 62516 |  |  | 0 |  |  |  | 0
2018 | CA | Mojave 18 | 50823 | CAMX | WECC California | WND | 40.5 |  | 58346 |  |  | 0 |  |  |  | 0
2018 | CA | Mojave 3 | 52143 | CAMX | WECC California | WND | 23.5 |  | 59211 |  |  | 0 |  |  |  | 0
2018 | CA | Mojave 4 | 52142 | CAMX | WECC California | WND | 29 |  | 62891 |  |  | 0 |  |  |  | 0
2018 | CA | Mojave 5 | 52144 | CAMX | WECC California | WND | 22.5 |  | 55605 |  |  | 0 |  |  |  | 0
2018 | CA | Mojave Siphon | 7072 | CAMX | WECC California | WAT | 32.7 |  | 42807 |  |  | 0 |  |  |  | 0
2018 | CA | Mojave Solar Project | 57331 | CAMX | WECC California | SUN | 280 |  | 605180 |  |  | 0 |  |  |  | 0
2018 | CA | Monterey One Water | 54951 | CAMX | WECC California | OBG | 1.8 | 0.41219 | 8706 | 48857.516 | 0.3591 | 0.082495 | 0.0147 | Estimated using an emission factor | 118533 | 0.87122
2018 | CA | Monterey Regional Water Pollution Contro | 58633 | CAMX | WECC California | SUN | 1 |  | 1390 |  |  | 0 |  |  |  | 0
2018 | CA | Montezuma Wind II | 57701 | CAMX | WECC California | WND | 78.2 |  | 220285 |  |  | 0 |  |  |  | 0
2018 | CA | Montgomery Creek Hydro | 55009 | CAMX | WECC California | WAT | 2.6 |  | 6352 |  |  | 0 |  |  |  | 0
2018 | CA | Monticello Dam | 7646 | CAMX | WECC California | WAT | 11.5 |  | 32913 |  |  | 0 |  |  |  | 0
2018 | CA | Morelos del Sol | 60007 | CAMX | WECC California | SUN | 15 |  | 38754 |  |  | 0 |  |  |  | 0
2018 | CA | Morgan Lancaster 1 | 59942 | CAMX | WECC California | SUN | 1.5 |  | 3813 |  |  | 0 |  |  |  | 0
2018 | CA | Mount Signal Solar 2 | 61353 | CAMX | WECC California | SUN | 153.5
2018 | CA | Mount Signal Solar Farm V | 61202 | CAMX | WECC California | SUN | 252.3 |  | 79767 |  |  | 0 |  |  |  | 0
2018 | CA | Mountain View I&2 | 55719 | CAMX | WECC California | WND | 66.6 |  | 197485 |  |  | 0 |  |  |  | 0
2018 | CA | Mountain View III | 56112 | CAMX | WECC California | WND | 22.4 |  | 68955 |  |  | 0 |  |  |  | 0
2018 | CA | Mountain View IV | 57459 | CAMX | WECC California | WND | 49 |  | 171876 |  |  | 0 |  |  |  | 0
2018 | CA | Mt Poso Cogeneration | 54626 | CAMX | WECC California | WDS | 62 | 0.97846 | 255054 | 3920945.884 | 44.7227 | 0.35069 | 0.022812 | NEI avg EF - PM, fuel type | 4007273.426 | 45.7074
2018 | CA | Muck Valley Hydroelectric | 10458 | CAMX | WECC California | WAT | 29.9 |  | 47996 |  |  | 0 |  |  |  | 0
2018 | CA | Municipal Cogen Plant | 50674 | CAMX | WECC California | NG | 2.6 | 1 | 4410 | 48778 | 0.010292 | 0.0046676 | 0.000422 | EPA/NEI; Estimated using an emission factor | 48778 | 0.010292
2018 | CA | Munro Valley Solar | 60412 | CAMX | WECC California | SUN | 4 |  | 10596 |  |  | 0 |  |  |  | 0
2018 | CA | Murphys | 261 | CAMX | WECC California | WAT | 3.6 |  | 14187 |  |  | 0 |  |  |  | 0
2018 | CA | Mustang Hills LLC | 57833 | CAMX | WECC California | WND | 150 |  | 303482 |  |  | 0 |  |  |  | 0
2018 | CA | Mustang Two | 62015 | CAMX | WECC California | SUN | 150
2018 | CA | Nacimiento Hydro Project | 50352 | CAMX | WECC California | WAT | 4.4 |  | 8107 |  |  | 0 |  |  |  | 0
2018 | CA | Narrows 2 | 455 | CAMX | WECC California | WAT | 46.7 |  | 191540 |  |  | 0 |  |  |  | 0
2018 | CA | Narrows PH | 262 | CAMX | WECC California | WAT | 10.2 |  | 22883 |  |  | 0 |  |  |  | 0
2018 | CA | National Raisin | 61894 | CAMX | WECC California | SUN | 2.9 |  | 5220 |  |  | 0 |  |  |  | 0
2018 | CA | Navajo Solar Power Generation Station 1 LLC | 58610 | CAMX | WECC California | SUN | 1.5 |  | 3965 |  |  | 0 |  |  |  | 0
2018 | CA | Naval Air Weapons Station China Lake | 57764 | CAMX | WECC California | SUN | 11.1 |  | 26825 |  |  | 0 |  |  |  | 0
2018 | CA | Naval Hospital Medical Center | 50963 | CAMX | WECC California | NG | 7.7 | 0.46773 | 23370 | 155194.651 | 0.4255 | 0.036414 | 0.0054834 | EPA/NEI; Estimated using an emission factor | 331802 | 0.9097
2018 | CA | Naval Station | 306 | CAMX | WECC California | NG | 26
2018 | CA | Naval Station Energy Facility | 10811 | CAMX | WECC California | NG | 55.2 |  | 42162.99 | 439299.08 | 1.2644 | 0.059977 | 0.0057564 | NEI avg EF - PM, fuel type | 439299.08 | 1.2644
2018 | CA | Naval Training Center | 6707 | CAMX | WECC California | NG | 16
2018 | CA | Neenach Solar Center | 60826 | CAMX | WECC California | SUN | 1.5
2018 | CA | Nelson Creek | 50223 | CAMX | WECC California | WAT | 1.2 |  | 986 |  |  | 0 |  |  |  | 0
2018 | CA | New Hogan Power Plant | 50755 | CAMX | WECC California | WAT | 3 |  | 6849 |  |  | 0 |  |  |  | 0
2018 | CA | New Melones | 6158 | CAMX | WECC California | WAT | 300 |  | 472100 |  |  | 0 |  |  |  | 0
2018 | CA | Newberry Solar 1 LLC | 58226 | CAMX | WECC California | SUN | 1.5 |  | 2974 |  |  | 0 |  |  |  | 0
2018 | CA | Newcastle | 632 | CAMX | WECC California | WAT | 12.7 |  | 10963 |  |  | 0 |  |  |  | 0
2018 | CA | New-Indy Ontario Mill | 10427 | CAMX | WECC California | NG | 67 | 0.39566 | 227147.001 | 1306517.133 | 3.5821 | 0.03154 | 0.0054834 |  | 3302145 | 9.0535
2018 | CA | NextEra Westside PV | 60981 | CAMX | WECC California | SUN | 20 |  | 53757 |  |  | 0 |  |  |  | 0
2018 | CA | Nickel 1 Solar Facility | 58034 | CAMX | WECC California | SUN | 1.5 |  | 2865 |  |  | 0 |  |  |  | 0
2018 | CA | Nicolis Solar PV Plant | 59600 | CAMX | WECC California | SUN | 20 |  | 49884 |  |  | 0 |  |  |  | 0
2018 | CA | Nimbus | 444 | NWPP | WECC Northwest | WAT | 13.4 |  | 59462 |  |  | 0 |  |  |  | 0
2018 | CA | Nordhoff Place | 59652 | CAMX | WECC California | SUN | 1.2 |  | 1271 |  |  | 0 |  |  |  | 0
2018 | CA | North Bay Solar 1 | 58748 | CAMX | WECC California | SUN | 1 |  | 2003 |  |  | 0 |  |  |  | 0
2018 | CA | North Brawley Geothermal Plant | 56832 | AZNM | WECC Southwest | GEO | 64 |  | 55668 |  |  | 0 |  |  |  | 0
2018 | CA | North City Cogeneration Facility | 60571 | CAMX | WECC California | LFG | 1.6 |  | 6322 | 72595 | 0.53357 | 0.1688 | 0.0147 | Estimated using an emission factor | 72595 | 0.53357
2018 | CA | North Fork Community Power | 60192 | CAMX | WECC California | OBG | 2
2018 | CA | North Hollywood | 57854 | CAMX | WECC California | WAT | 9 |  | 0
2018 | CA | North Island | 307 | CAMX | WECC California |  | 37
2018 | CA | North Island Energy Facility | 10812 | CAMX | WECC California | NG | 40.3 |  | 32905 | 334662.47 | 0.96323 | 0.058546 | 0.0057564 | NEI avg EF - PM, fuel type | 334662.47 | 0.96323
2018 | CA | North Lancaster Ranch | 59962 | CAMX | WECC California | SUN | 20 |  | 38558 |  |  | 0 |  |  |  | 0
2018 | CA | North Midway Cogen | 52078 | CAMX | WECC California | NG | 10.5
2018 | CA | North Palm Springs 1A | 57743 | CAMX | WECC California | SUN | 2.5 |  | 2868 |  |  | 0 |  |  |  | 0
2018 | CA | North Palm Springs 4A | 57722 | CAMX | WECC California | SUN | 4 |  | 4120 |  |  | 0 |  |  |  | 0
2018 | CA | North Rosamond Solar LLC | 59879 | CAMX | WECC California | SUN | 151
2018 | CA | North Sky River Energy LLC | 58154 | CAMX | WECC California | WND | 162 |  | 455093 |  |  | 0 |  |  |  | 0
2018 | CA | North Star Solar | 58713 | CAMX | WECC California | SUN | 62.5 |  | 155621 |  |  | 0 |  |  |  | 0
2018 | CA | Nove Power Plant | 50831 | CAMX | WECC California | LFG | 3 |  | 618.999 | 16278 | 0.11964 | 0.38657 | 0.0147 | Estimated using an emission factor | 16278 | 0.11964
2018 | CA | NRG Energy San Diego | 54337 | CAMX | WECC California | NG | 1.6 | 0.41583 | 1907 | 11391.288 | 0.0024036 | 0.0025208 | 0.000422 | Estimated using an emission factor | 27394 | 0.0057801
2018 | CA | NRG Solar Blythe LLC | 56939 | CAMX | WECC California | SUN | 21 |  | 42291 |  |  | 0 |  |  |  | 0
2018 | CA | NRG Solar Borrego I | 57455 | CAMX | WECC California | SUN | 26 |  | 68512 |  |  | 0 |  |  |  | 0
2018 | CA | NRG Solar Oasis LLC | 59528 | CAMX | WECC California | SUN | 20 |  | 57119 |  |  | 0 |  |  |  | 0
2018 | CA | NTC/MCRD Energy Facility | 10810 | CAMX | WECC California | NG | 25.6 |  | 20681 | 215654.866 | 0.6207 | 0.060026 | 0.0057564 | NEI avg EF - PM, fuel type | 215654.866 | 0.6207
2018 | CA | Nunn | 58448 | CAMX | WECC California | SUN | 1 |  | 2635 |  |  | 0 |  |  |  | 0
2018 | CA | Oak Creek Energy Systems I | 50754 | CAMX | WECC California | WND | 34.5 |  | 64995 |  |  | 0 |  |  |  | 0
2018 | CA | Oak Flat | 626 | CAMX | WECC California | WAT | 1.4 |  | 2363 |  |  | 0 |  |  |  | 0
2018 | CA | Oakley Generating Station | 57552 | CAMX | WECC California | NG | 672.3
2018 | CA | Oakley Solar Project | 58376 | CAMX | WECC California | SUN | 1.5 |  | 2272 |  |  | 0 |  |  |  | 0
2018 | CA | Oasis Wind | 56302 | CAMX | WECC California | WND | 59 |  | 171892 |  |  | 0 |  |  |  | 0
2018 | CA | Occidental College Solar Project | 57311 | CAMX | WECC California | SUN | 1 |  | 1833 |  |  | 0 |  |  |  | 0
2018 | CA | Ocotillo Express LLC | 57514 | CAMX | WECC California | WND | 265.4 |  | 575875 |  |  | 0 |  |  |  | 0
2018 | CA | Olinda Landfill Gas Recovery Plant | 10648 | CAMX | WECC California | LFG | 5.4
2018 | CA | Olive View Medical Center | 10884 | CAMX | WECC California | NG | 5.6 | 0.26981 | 15221 | 85476.424 | 0.23435 | 0.030793 | 0.0054834 | NEI avg EF - PM, fuel type, firing type | 316807 | 0.86859
2018 | CA | OLS Energy Chino | 50850 | CAMX | WECC California | NG | 30.8 | 0.6778 | 24709 | 167777.726 | 0.4829 | 0.039087 | 0.0057564 | EPA/NEI; Estimated using an emission factor | 247533.396 | 0.71245
2018 | CA | Olsen | 50180 | CAMX | WECC California | WAT | 5 |  | 6106 |  |  | 0 |  |  |  | 0
2018 | CA | Oltmans SCE at Champagne | 58581 | CAMX | WECC California | SUN | 1 |  | 1887 |  |  | 0 |  |  |  | 0
2018 | CA | Oltmans SCE at Jurupa | 58582 | CAMX | WECC California | SUN | 1.5 |  | 3058 |  |  | 0 |  |  |  | 0
2018 | CA | One Market Plaza | 58607 | CAMX | WECC California | NG | 1.5 | 0.38276 | 2496 | 13959.208 | 0.0029455 | 0.0023602 | 0.00042201 | Estimated using an emission factor | 36470.001 | 0.0076954
2018 | CA | One Ten Partners PV | 61419 | CAMX | WECC California | SUN | 2 |  | 6130 |  |  | 0 |  |  |  | 0
2018 | CA | ONeill | 446 | CAMX | WECC California | WAT | 25.2 |  | -61489.002 |  |  | 0 |  |  |  | 0
2018 | CA | Orange County Energy Storage 2 | 62497 | CAMX | WECC California | MWH | 9
2018 | CA | Orange County Energy Storage 3 | 62499 | CAMX | WECC California | MWH | 6
2018 | CA | Ord Mountain Solar | 61372 | CAMX | WECC California | SUN | 60
2018 | CA | Orion Solar I | 58718 | CAMX | WECC California | SUN | 12 |  | 25633 |  |  | 0 |  |  |  | 0
2018 | CA | Orion Solar II | 58721 | CAMX | WECC California | SUN | 8 |  | 17577 |  |  | 0 |  |  |  | 0
2018 | CA | Ormesa I | 50766 | AZNM | WECC Southwest | GEO | 55.2 |  | 83024 |  |  | 0 |  | EPA/NEI; Estimated using an emission factor |  | 0
2018 | CA | Ormesa IE | 50764 | AZNM | WECC Southwest | GEO | 14.4
2018 | CA | Ormesa IH | 50762 | AZNM | WECC Southwest | GEO | 14.4
2018 | CA | Ormesa II | 54724 | AZNM | WECC Southwest | GEO | 48 |  | 87176 |  |  | 0 |  | EPA/NEI; Estimated using an emission factor |  | 0
2018 | CA | ORNI 34 LLC | 62801 | CAMX | WECC California | MWH | 10
2018 | CA | Oro Loma | 59915 | CAMX | WECC California | SUN | 20 |  | 52717 |  |  | 0 |  |  |  | 0
2018 | CA | Oroville Cogeneration LP | 54477 | CAMX | WECC California | NG | 7.7 | 0.32789 | 156.002 | 857.098 | 0.00018064 | 0.0023159 | 0.00042152 | Estimated using an emission factor | 2614.003 | 0.00055092
2018 | CA | Ortega Highway Energy Storage | 60567 | CAMX | WECC California | MWH | 2 |  | -4 | 0 |  | 0 |  |  | 0 | 0
2018 | CA | Otay Landfill Gas, LLC | 52204 | CAMX | WECC California | LFG | 10.5 |  | 35881.001 | 429392 | 3.156 | 0.17592 | 0.0147 | Estimated using an emission factor | 429392 | 3.156
2018 | CA | Otoe Solar Power Generation Station 1 LL | 58612 | CAMX | WECC California | SUN | 1.5 |  | 3623 |  |  | 0 |  |  |  | 0
2018 | CA | Owens Valley Solar Project 11 | 60953 | CAMX | WECC California | SUN | 1 |  | 2984 |  |  | 0 |  |  |  | 0
2018 | CA | Oxbow (CA) | 426 | CAMX | WECC California | WAT | 6.1 |  | 26068 |  |  | 0 |  |  |  | 0
2018 | CA | Oxnard | 50464 | CAMX | WECC California | NG | 68.7 | 0.66277 | 557802 | 3676687.888 | 10.0804 | 0.036143 | 0.0054834 | NEI avg EF - PM, fuel type, firing type | 5547498 | 15.2096
2018 | CA | Oxnard Paper Mill | 57585 | CAMX | WECC California | NG | 29 | 0.49691 | 189038 | 1058326.69 | 2.9016 | 0.030699 | 0.0054834 | NEI avg EF - PM, fuel type, firing type | 2129815 | 5.8393
2018 | CA | Oxnard Wastewater Treatment Plant | 50224 | CAMX | WECC California | OBG | 1.5 | 0.59715 | 6150.999 | 44661.653 | 0.32826 | 0.10673 | 0.0147 | Estimated using an emission factor | 74790.999 | 0.54971
2018 | CA | P Plant | 59456 | CAMX | WECC California | NG | 9.2 | 0.60494 | 37962 | 251547.81 | 0.68967 | 0.036335 | 0.0054834 | NEI avg EF - PM, fuel type, firing type | 415820 | 1.1401
2018 | CA | Pacific Cruise Ship Terminals Berth 93 | 57309 | CAMX | WECC California | SUN | 1.1 |  | 26 |  |  | 0 |  |  |  | 0
2018 | CA | Pacific Ethanol Madera Solar Array | 61989 | CAMX | WECC California | SUN | 4.3 |  | 1973 |  |  | 0 |  |  |  | 0
2018 | CA | Pacific Ethanol Stockton Cogen Plant | 61027 | CAMX | WECC California | NG | 4.8 |  | 2214 | 31196 | 0.08553 | 0.077263 | 0.0054834 | NEI avg EF - PM, fuel type, firing type | 31196 | 0.08553
2018 | CA | Pacific Rim Dairy Digester | 59447 | CAMX | WECC California | OBG | 1 |  | 2262 | 31250 | 0.22969 | 0.20308 | 0.0147 | Estimated using an emission factor | 31250 | 0.22969
2018 | CA | Pacific Union College BESS | 61795 | CAMX | WECC California | MWH | 1
2018 | CA | Pacific Wind LLC | 57757 | CAMX | WECC California | WND | 151.7 |  | 312028 |  |  | 0 |  |  |  | 0
2018 | CA | Pacific-Ultrapower Chinese Station | 50560 | CAMX | WECC California | WDS | 25 |  | 140508 | 2246133.75 | 25.6196 | 0.36467 | 0.022812 | NEI avg EF - PM, fuel type | 2246133.75 | 25.6196
2018 | CA | Painted Hills Wind Park | 50533 | CAMX | WECC California | WND | 19 |  | 29908 |  |  | 0 |  |  |  | 0
2018 | CA | Painter Energy Storage | 62729 | CAMX | WECC California | MWH | 10
2018 | CA | Pala Energy Storage Yard | 60566 | CAMX | WECC California | MWH | 1.5 |  | -7 | 0 |  | 0 |  |  | 0 | 0
2018 | CA | Palo Verde College | 57773 | CAMX | WECC California | SUN | 1.2 |  | 2150 |  |  | 0 |  |  |  | 0
2018 | CA | Palos Verdes Gas to Energy | 10473 | CAMX | WECC California | LFG | 13
2018 | CA | Panoche Valley Solar Farm | 57340 | CAMX | WECC California | SUN | 140 |  | 212405 |  |  | 0 |  |  |  | 0
2018 | CA | Paramount Refinery | 58058 | CAMX | WECC California | NG | 6.7
2018 | CA | Pardee | 376 | CAMX | WECC California | WAT | 23.6 |  | 101490 |  |  | 0 |  |  |  | 0
2018 | CA | Park Meridian #1 | 59539 | CAMX | WECC California | SUN | 1.5 |  | 2389 |  |  | 0 |  |  |  | 0
2018 | CA | Parker | 428 | CAMX | WECC California | WAT | 2.7 |  | 5209 |  |  | 0 |  |  |  | 0
2018 | CA | Parker Dam | 447 | AZNM | WECC Southwest | WAT | 120 |  | 436366 |  |  | 0 |  |  |  | 0
2018 | CA | Parnassus Central Utility Plant | 58198 | CAMX | WECC California | NG | 13.4 | 0.42673 | 72055 | 419827.395 | 1.1143 | 0.030929 | 0.0053083 | EPA/NEI; Estimated using an emission factor | 983834.582 | 2.6113
2018 | CA | Patterson Pass | 56213 | CAMX | WECC California | WND | 21.9
2018 | CA | PE Berkeley | 50849 | CAMX | WECC California | NG | 28.5 | 0.46775 | 152957 | 867010.716 | 2.154 | 0.028165 | 0.0049688 | EPA/NEI; Estimated using an emission factor | 1853560.178 | 4.6049
2018 | CA | Peak Valley Solar Farm | 61167 | CAMX | WECC California | SUN | 200
2018 | CA | Pebbly Beach | 6704 | CAMX | WECC California | DFO | 12.9 |  | 29495.999 | 302523.011 | 45.0791 | 3.0566 | 0.29802 | EPA/NEI; Estimated using an emission factor | 302523.011 | 45.0791
2018 | CA | Perris | 481 | CAMX | WECC California | WAT | 7.9 |  | 14812 |  |  | 0 |  |  |  | 0
2018 | CA | PFMG Solar Grossmont Helix LLC | 62611 | CAMX | WECC California | SUN | 1.2 |  | 1355 |  |  | 0 |  |  |  | 0
2018 | CA | Phillips 66 Carbon Plant | 50388 | CAMX | WECC California | PC | 27.3 | 1 | 126783 | 1156007 | 3.6436 | 0.057477 | 0.0063037 | NEI avg EF - PM, fuel type | 1156007 | 3.6436
2018 | CA | Phillips 66 Rodeo Refinery | 50119 | CAMX | WECC California | OG | 54.9 | 0.29954 | 390018.999 | 2086698.712 | 12.0193 | 0.061634 | 0.01152 | NEI avg EF - PM, fuel type | 6966279 | 40.1254
2018 | CA | Phoenix | 264 | CAMX | WECC California | WAT | 1.6 |  | 5669 |  |  | 0 |  |  |  | 0
2018 | CA | Phoenix Wind Power LLC | 55339 | CAMX | WECC California | WND | 2.1
2018 | CA | Pierce College | 58248 | CAMX | WECC California | SUN | 1.9 |  | 3017 |  |  | 0 |  |  |  | 0
2018 | CA | Pilot Knob | 388 | AZNM | WECC Southwest | WAT | 33 |  | 31763 |  |  | 0 |  |  |  | 0
2018 | CA | Pine Flat | 7907 | CAMX | WECC California | WAT | 165 |  | 340080.999 |  |  | 0 |  |  |  | 0
2018 | CA | Pine Tree Solar Project | 57306 | CAMX | WECC California | SUN | 8.5 |  | 14661 |  |  | 0 |  |  |  | 0
2018 | CA | Pine Tree Wind Power Project | 56433 | CAMX | WECC California | WND | 135 |  | 285293 |  |  | 0 |  |  |  | 0
2018 | CA | Pinyon Pine I | 57834 | CAMX | WECC California | WND | 168 |  | 339370 |  |  | 0 |  |  |  | 0
2018 | CA | Pinyon Pine II | 57837 | CAMX | WECC California | WND | 132 |  | 244263 |  |  | 0 |  |  |  | 0
2018 | CA | Pit 1 | 265 | CAMX | WECC California | WAT | 69.2 |  | 227077 |  |  | 0 |  |  |  | 0
2018 | CA | Pit 3 | 266 | CAMX | WECC California | WAT | 80.1 |  | 257820.999 |  |  | 0 |  |  |  | 0
2018 | CA | Pit 4 | 267 | CAMX | WECC California | WAT | 103.4 |  | 397187 |  |  | 0 |  |  |  | 0
2018 | CA | Pit 5 | 268 | CAMX | WECC California | WAT | 141.6 |  | 612859 |  |  | 0 |  |  |  | 0
2018 | CA | Pit 6 | 269 | CAMX | WECC California | WAT | 79.2 |  | 268511 |  |  | 0 |  |  |  | 0
2018 | CA | Pit 7 | 270 | CAMX | WECC California | WAT | 109.8 |  | 361008 |  |  | 0 |  |  |  | 0
2018 | CA | Pitchess Cogen Station | 10478 | CAMX | WECC California | NG | 28.3 |  | 133821 | 1293804.194 | 3.7238 | 0.055654 | 0.0057564 | NEI avg EF - PM, fuel type | 1293804.194 | 3.7238
2018 | CA | Pixar - Emeryville | 59803 | CAMX | WECC California | NG | 1.1 |  | 7604 | 55025 | 0 | 0 | 0 | Estimated using an emission factor | 55025 | 0
2018 | CA | Plant No 1 Orange County | 50696 | CAMX | WECC California | OBG | 7.5 | 0.84376 | 42510 | 416195.367 | 3.059 | 0.14392 | 0.0147 | Estimated using an emission factor | 493262.001 | 3.6255
2018 | CA | Plant No 2 Orange County | 52099 | CAMX | WECC California | OBG | 16 | 0.76309 | 49200 | 453401.051 | 3.3325 | 0.13547 | 0.0147 | EPA/NEI; Estimated using an emission factor | 594162 | 4.3671
2018 | CA | Pleasant Valley Hydro | 402 | CAMX | WECC California | WAT | 3.2 |  | 7290 |  |  | 0 |  |  |  | 0
2018 | CA | Ples I | 10479 | CAMX | WECC California | GEO | 15 |  | 85773.999 |  |  | 0 |  |  |  | 0
2018 | CA | Poe | 272 | CAMX | WECC California | WAT | 142.8 |  | 446263 |  |  | 0 |  |  |  | 0
2018 | CA | Pomerado Energy Storage, LLC | 61390 | CAMX | WECC California | MWH | 6
2018 | CA | Ponderosa Bailey Creek | 10709 | CAMX | WECC California | WAT | 1.1 |  | 1771 |  |  | 0 |  |  |  | 0
2018 | CA | Poole | 353 | CAMX | WECC California | WAT | 11.3 |  | 14157 |  |  | 0 |  |  |  | 0
2018 | CA | Port of LA Solar FiT Project | 61319 | CAMX | WECC California | SUN | 1.1 |  | 1938 |  |  | 0 |  |  |  | 0
2018 | CA | Portal | 354 | CAMX | WECC California | WAT | 10.8 |  | 9717 |  |  | 0 |  |  |  | 0
2018 | CA | Portal Ridge Solar A, LLC | 60309 | CAMX | WECC California | SUN | 18.5
2018 | CA | Portal Ridge Solar B, LLC | 60310 | CAMX | WECC California | SUN | 20 |  | 55137 |  |  | 0 |  |  |  | 0
2018 | CA | Portal Ridge Solar C, LLC | 60311 | CAMX | WECC California | SUN | 11.4 |  | 30239 |  |  | 0 |  |  |  | 0
2018 | CA | Porterville 6 and 7 | 59219 | CAMX | WECC California | SUN | 3 |  | 5795 |  |  | 0 |  |  |  | 0
2018 | CA | Porterville Solar | 58309 | CAMX | WECC California | SUN | 3.5 |  | 6714.999 |  |  | 0 |  |  |  | 0
2018 | CA | Portola | 6524 | NWPP | WECC Northwest | DFO | 6
2018 | CA | Potrero Hills Energy Producers | 59952 | CAMX | WECC California | LFG | 8 |  | 63239 | 679789 | 4.9965 | 0.15802 | 0.0147 | Estimated using an emission factor | 679789 | 4.9965
2018 | CA | Potter Valley | 274 | CAMX | WECC California | WAT | 9.4 |  | 13113 |  |  | 0 |  |  |  | 0
2018 | CA | Power Generation Station (PGS) 2 | 57696 | CAMX | WECC California | OBG | 4.6 | 0.48944 | 27795 | 168685.407 | 1.8218 | 0.13109 | 0.0216 | Estimated using an emission factor | 344649 | 3.7222
2018 | CA | Powhatan Solar Power Generation Station 1 LLC | 58611 | CAMX | WECC California | SUN | 1.5 |  | 4453 |  |  | 0 |  |  |  | 0
2018 | CA | PRC-Desoto Intl/PPG Aerospace | 58085 | CAMX | WECC California | DFO | 1.5 |  | 0
2018 | CA | Preferred Freezer San Leandro | 62578 | CAMX | WECC California | SUN | 2 |  | 6368 |  |  | 0 |  |  |  | 0
2018 | CA | Prima Plant | 55601 | CAMX | WECC California | LFG | 6 |  | 45616 | 513131 | 3.7715 | 0.16536 | 0.0147 | Estimated using an emission factor | 513131 | 3.7715
2018 | CA | Puente Hills Energy Recovery | 10472 | CAMX | WECC California | LFG | 62.7 |  | 247533 | 3101462.449 | 4.4971 | 0.036336 | 0.0029 | EPA/NEI; Estimated using an emission factor | 3101462.449 | 4.4971
2018 | CA | Pumpjack Solar I | 59322 | CAMX | WECC California | SUN | 20 |  | 50444 |  |  | 0 |  |  |  | 0
2018 | CA | Putah Creek Solar Farm | 59550 | CAMX | WECC California | SUN | 2 |  | 4713 |  |  | 0 |  |  |  | 0
2018 | CA | PVN Milliken, LLC | 60790 | CAMX | WECC California | SUN | 3 |  | 4543 |  |  | 0 |  |  |  | 0
2018 | CA | Q Plant | 59457 | CAMX | WECC California | NG | 4.6 | 0.52474 | 35625 | 193623.548 | 0.53086 | 0.029803 | 0.0054834 | NEI avg EF - PM, fuel type, firing type | 368991 | 1.0117
2018 | CA | Quinto Solar PV Project | 59339 | CAMX | WECC California | SUN | 108 |  | 283800 |  |  | 0 |  |  |  | 0
2018 | CA | R C Kirkwood | 382 | CAMX | WECC California | WAT | 115.5 |  | 437411 |  |  | 0 |  |  |  | 0
2018 | CA | R E Badger Filtration Plant | 50147 | CAMX | WECC California | WAT | 1.4 |  | 0
2018 | CA | Radiance Solar 4 | 58354 | CAMX | WECC California | SUN | 1.5 |  | 3310 |  |  | 0 |  |  |  | 0
2018 | CA | Radiance Solar 5 | 58355 | CAMX | WECC California | SUN | 1.5 |  | 3332 |  |  | 0 |  |  |  | 0
2018 | CA | Ralston | 427 | CAMX | WECC California | WAT | 79.2 |  | 324725 |  |  | 0 |  |  |  | 0
2018 | CA | Ramona 1 | 58909 | CAMX | WECC California | SUN | 2 |  | 3704 |  |  | 0 |  |  |  | 0
2018 | CA | Ramona 2 | 58911 | CAMX | WECC California | SUN | 5 |  | 9258 |  |  | 0 |  |  |  | 0
2018 | CA | Ramona Solar Energy | 60995 | CAMX | WECC California | SUN | 4.3 |  | 7774 |  |  | 0 |  |  |  | 0
2018 | CA | Rancho Cucamonga Dist #1 | 59540 | CAMX | WECC California | SUN | 1.8 |  | 3315 |  |  | 0 |  |  |  | 0
2018 | CA | Rancho Penasquitos | 56615 | CAMX | WECC California | WAT | 4.6 |  | 11041 |  |  | 0 |  |  |  | 0
2018 | CA | Rancho Seco Solar | 529 | CAMX | WECC California | SUN | 2
2018 | CA | Rancho Seco Solar, LLC | 60226 | CAMX | WECC California | SUN | 10.8 |  | 24240 |  |  | 0 |  |  |  | 0
2018 | CA | Ratkovich Alhambra | 62458 | CAMX | WECC California | NG | 1 |  | 236 | 4587 | 0 | 0 | 0 | Estimated using an emission factor | 4587 | 0
2018 | CA | RCWD PV Project | 60426 | CAMX | WECC California | SUN | 5 |  | 10647 |  |  | 0 |  |  |  | 0
2018 | CA | RCWMD Badlands Landfill Gas Project | 55820 | CAMX | WECC California | LFG | 2.5
2018 | CA | RE Adams East, LLC | 58984 | CAMX | WECC California | SUN | 19 |  | 51000 |  |  | 0 |  |  |  | 0
2018 | CA | RE Astoria | 59976 | CAMX | WECC California | SUN | 100 |  | 287883 |  |  | 0 |  |  |  | 0
2018 | CA | RE Astoria 2 | 59977 | CAMX | WECC California | SUN | 75 |  | 229290 |  |  | 0 |  |  |  | 0
2018 | CA | RE Barren Ridge 1 | 60389 | CAMX | WECC California | SUN | 60 |  | 177061 |  |  | 0 |  |  |  | 0
2018 | CA | RE Bruceville 1 | 57783 | CAMX | WECC California | SUN | 5 |  | 11418 |  |  | 0 |  |  |  | 0
2018 | CA | RE Bruceville 2 | 57784 | CAMX | WECC California | SUN | 5 |  | 11913 |  |  | 0 |  |  |  | 0
2018 | CA | RE Bruceville 3 | 57785 | CAMX | WECC California | SUN | 5 |  | 11879 |  |  | 0 |  |  |  | 0
2018 | CA | RE Camelot LLC | 58983 | CAMX | WECC California | SUN | 45 |  | 130206 |  |  | 0 |  |  |  | 0
2018 | CA | RE Columbia Two, LLC | 58990 | CAMX | WECC California | SUN | 15 |  | 41080 |  |  | 0 |  |  |  | 0
2018 | CA | RE Dillard 1 | 57777 | CAMX | WECC California | SUN | 3 |  | 5732 |  |  | 0 |  |  |  | 0
2018 | CA | RE Dillard 2 | 57779 | CAMX | WECC California | SUN | 3 |  | 4228 |  |  | 0 |  |  |  | 0
2018 | CA | RE Dillard 3 | 57781 | CAMX | WECC California | SUN | 3 |  | 6052 |  |  | 0 |  |  |  | 0
2018 | CA | RE Dillard 4 | 57806 | CAMX | WECC California | SUN | 0.4
2018 | CA | RE Garland | 60233 | CAMX | WECC California | SUN | 185 |  | 526335 |  |  | 0 |  |  |  | 0
2018 | CA | RE Garland A | 60386 | CAMX | WECC California | SUN | 20 |  | 74122 |  |  | 0 |  |  |  | 0
2018 | CA | RE Gaskell West 1 LLC | 61445 | CAMX | WECC California | SUN | 20 |  | 51319 |  |  | 0 |  |  |  | 0
2018 | CA | RE Gaskell West 2 LLC | 61446 | CAMX | WECC California | SUN | 45
2018 | CA | RE Gaskell West 3 LLC | 61447 | CAMX | WECC California | SUN | 20
2018 | CA | RE Gaskell West 4 LLC | 61448 | CAMX | WECC California | SUN | 20
2018 | CA | RE Gaskell West 5 LLC | 61449 | CAMX | WECC California | SUN | 20
2018 | CA | RE Kammerer 1 | 57778 | CAMX | WECC California | SUN | 5 |  | 11786 |  |  | 0 |  |  |  | 0
2018 | CA | RE Kammerer 2 | 57780 | CAMX | WECC California | SUN | 5 |  | 12212 |  |  | 0 |  |  |  | 0
2018 | CA | RE Kammerer 3 | 57782 | CAMX | WECC California | SUN | 5 |  | 12054 |  |  | 0 |  |  |  | 0
2018 | CA | RE Kansas Solar, LLC | 58985 | CAMX | WECC California | SUN | 20 |  | 52552 |  |  | 0 |  |  |  | 0
2018 | CA | RE Kansas South LLC | 58148 | CAMX | WECC California | SUN | 20 |  | 49091 |  |  | 0 |  |  |  | 0
2018 | CA | RE Kent South, LLC | 58991 | CAMX | WECC California | SUN | 20 |  | 51990 |  |  | 0 |  |  |  | 0
2018 | CA | RE McKenzie 1 | 57816 | CAMX | WECC California | SUN | 5 |  | 11750 |  |  | 0 |  |  |  | 0
2018 | CA | RE McKenzie 2 | 57817 | CAMX | WECC California | SUN | 5 |  | 12381 |  |  | 0 |  |  |  | 0
2018 | CA | RE McKenzie 3 | 57818 | CAMX | WECC California | SUN | 5 |  | 12485 |  |  | 0 |  |  |  | 0
2018 | CA | RE McKenzie 4 | 57819 | CAMX | WECC California | SUN | 5 |  | 12313 |  |  | 0 |  |  |  | 0
2018 | CA | RE McKenzie 5 | 57820 | CAMX | WECC California | SUN | 5 |  | 12458 |  |  | 0 |  |  |  | 0
2018 | CA | RE McKenzie 6 | 57821 | CAMX | WECC California | SUN | 5 |  | 12345 |  |  | 0 |  |  |  | 0
2018 | CA | RE Mustang LLC | 59150 | CAMX | WECC California | SUN | 100 |  | 259071 |  |  | 0 |  |  |  | 0
2018 | CA | RE Old River One, LLC | 58986 | CAMX | WECC California | SUN | 20 |  | 49959 |  |  | 0 |  |  |  | 0
2018 | CA | RE Tranquillity | 59939 | CAMX | WECC California | SUN | 205.3 |  | 501819 |  |  | 0 |  |  |  | 0
2018 | CA | RE Victor Phelan Solar One LLC | 58202 | CAMX | WECC California | SUN | 20 |  | 47193 |  |  | 0 |  |  |  | 0
2018 | CA | Red Bluff | 56184 | CAMX | WECC California | NG | 46.4 |  | 13845.008 | 142989.008 | 0.030171 | 0.0043584 | 0.00042201 | Estimated using an emission factor | 142989.008 | 0.030171
2018 | CA | Red Mountain | 484 | CAMX | WECC California | WAT | 5.9 |  | 19925 |  |  | 0 |  |  |  | 0
2018 | CA | Redcrest Solar Farm | 58831 | CAMX | WECC California | SUN | 16.6 |  | 38510 |  |  | 0 |  |  |  | 0
2018 | CA | Redwood 4 Solar Farm | 60490 | CAMX | WECC California | SUN | 20 |  | 101965 |  |  | 0 |  |  |  | 0
2018 | CA | Regional Wastewater Control Facility | 56134 | CAMX | WECC California | DFO | 4.8 | 0.80137 | 7529.001 | 99840.13 | 6.2619 | 1.6634 | 0.12544 | Estimated using an emission factor | 124586.001 | 7.8139
2018 | CA | Regulus Solar Project | 57650 | CAMX | WECC California | SUN | 60 |  | 162555 |  |  | 0 |  |  |  | 0
2018 | CA | Renew Solar ABC Sacramento LLC | 62545 | CAMX | WECC California | SUN | 1.7
2018 | CA | Richard J Donovan Correctional Facility | 54936 | CAMX | WECC California | NG | 2.6 | 1 | 0
2018 | CA | Richmond Cogen | 52109 | CAMX | WECC California | NG | 198.6 | 0.38866 | 868496 | 4482635.893 | 10.2511 | 0.023607 | 0.0045737 | EPA/NEI; Estimated using an emission factor | 11533623.77 | 26.3757
2018 | CA | Richmond Refinery TG800 | 52105 | CAMX | WECC California | OG | 21
2018 | CA | Ridgetop | 54931 | CAMX | WECC California | WND | 46.8 |  | 137760 |  |  | 0 |  |  |  | 0
2018 | CA | Ridgetop Energy LLC | 10597 | CAMX | WECC California | WND | 29 |  | 45134 |  |  | 0 |  |  |  | 0
2018 | CA | Rio Bravo Fresno | 10767 | CAMX | WECC California | WDS | 28 |  | 188677 | 2855393.153 | 32.5689 | 0.34523 | 0.022812 | NEI avg EF - PM, fuel type | 2855393.153 | 32.5689
2018 | CA | Rio Bravo Hydro Project | 50037 | CAMX | WECC California | WAT | 14 |  | 24192 |  |  | 0 |  |  |  | 0
2018 | CA | Rio Bravo Rocklin | 10772 | CAMX | WECC California | WDS | 27.9 |  | 176414 | 2729864.69 | 31.1371 | 0.353 | 0.022812 | NEI avg EF - PM, fuel type | 2729864.69 | 31.1371
2018 | CA | Rio Bravo Solar 1 LLC | 59249 | CAMX | WECC California | SUN | 20 |  | 52316 |  |  | 0 |  |  |  | 0
2018 | CA | Rio Bravo Solar II LLC | 59250 | CAMX | WECC California | SUN | 20 |  | 51987 |  |  | 0 |  |  |  | 0
2018 | CA | Rio Grande Solar | 58500 | CAMX | WECC California | SUN | 5 |  | 11414 |  |  | 0 |  |  |  | 0
2018 | CA | Rio Hondo | 482 | CAMX | WECC California | WAT | 1.9 |  | 3063 |  |  | 0 |  |  |  | 0
2018 | CA | Rising Tree Wind Farm | 57621 | CAMX | WECC California | WND | 79.2 |  | 266019 |  |  | 0 |  |  |  | 0
2018 | CA | Rising Tree Wind Farm II | 59235 | CAMX | WECC California | WND | 19.8 |  | 57864 |  |  | 0 |  |  |  | 0
2018 | CA | Rising Tree Wind Farm III | 59236 | CAMX | WECC California | WND | 99 |  | 354105 |  |  | 0 |  |  |  | 0
2018 | CA | Riverside RWQCP Fuel Cell | 59877 | CAMX | WECC California | OBG | 1.4 | 1 | 9152 | 84353 | 0 | 0 | 0 | Estimated using an emission factor | 84353 | 0
2018 | CA | Roaring Creek Water Power | 10881 | CAMX | WECC California | WAT | 2 |  | 3735 |  |  | 0 |  |  |  | 0
2018 | CA | Robbs Peak | 433 | CAMX | WECC California | WAT | 25.5 |  | 28690 |  |  | 0 |  |  |  | 0
2018 | CA | Robert O Schulz Solar Farm | 57579 | CAMX | WECC California | SUN | 1.3 |  | 2761 |  |  | 0 |  |  |  | 0
2018 | CA | Rock Creek | 275 | CAMX | WECC California | WAT | 126 |  | 331932 |  |  | 0 |  |  |  | 0
2018 | CA | Rock Creek Dam | 56822 | CAMX | WECC California | WAT | 3.6
2018 | CA | Rock Creek LP | 50892 | CAMX | WECC California | WAT | 3 |  | 1469 |  |  | 0 |  |  |  | 0
2018 | CA | Rockwood | 7824 | AZNM | WECC Southwest | NG | 49.8 |  | 1092 | 15997 | 0.090959 | 0.16659 | 0.011372 | NEI avg EF - PM, fuel type, firing type | 15997 | 0.090959
2018 | CA | Rodeo Solar C2 | 58751 | CAMX | WECC California | SUN | 1.5 |  | 3791 |  |  | 0 |  |  |  | 0
2018 | CA | Rodeo Solar D2 | 58752 | CAMX | WECC California | SUN | 1.5 |  | 3826 |  |  | 0 |  |  |  | 0
2018 | CA | Rohr Inc., a Collins Aerospace Company | 57713 | CAMX | WECC California | NG | 9.6 |  | 14598.999 | 166614.999 | 0.035156 | 0.0048162 | 0.000422 | Estimated using an emission factor | 166614.999 | 0.035156
2018 | CA | Roll Delano | 58297 | CAMX | WECC California | NG | 1.1 |  | 8434 | 63404 | 0 | 0 | 0 | Estimated using an emission factor | 63404 | 0
2018 | CA | Roll Delano 2 | 58296 | CAMX | WECC California | NG | 1 |  | 8434 | 73066 | 0 | 0 | 0 | Estimated using an emission factor | 73066 | 0
2018 | CA | Roll Lost Hills | 58298 | CAMX | WECC California | NG | 1.1 |  | 6499 | 50525 | 0 | 0 | 0 | Estimated using an emission factor | 50525 | 0
2018 | CA | Rollins | 34 | CAMX | WECC California | WAT | 12.1 |  | 61318 |  |  | 0 |  |  |  | 0
2018 | CA | Rosamond One | 58498 | CAMX | WECC California | SUN | 20 |  | 59791 |  |  | 0 |  |  |  | 0
2018 | CA | Rosamond Two | 58499 | CAMX | WECC California | SUN | 20 |  | 49073 |  |  | 0 |  |  |  | 0
2018 | CA | Roseburg Forest Products Biomass | 56469 | NWPP | WECC Northwest | WDS | 13.4 | 0.23563 | 56150 | 310353.125 | 3.5399 | 0.12609 | 0.022812 | NEI avg EF - PM, fuel type | 1317143.2 | 15.0235
2018 | CA | Roseville | 7452 | CAMX | WECC California | NG | 54.8 |  | 2955 | 45029 | 0.12346 | 0.083559 | 0.0054835 | NEI avg EF - PM, fuel type, firing type | 45029 | 0.12346
2018 | CA | Roseville Solar | 62114 | CAMX | WECC California | SUN | 1 |  | 0
2018 | CA | RPI Fuel Cell LLC | 57419 | CAMX | WECC California | OBG | 3 | 1 | 0
2018 | CA | Rudy Solar, LLC | 59410 | CAMX | WECC California | SUN | 1.5 |  | 4210 |  |  | 0 |  |  |  | 0
2018 | CA | Rugged Solar LLC | 57960 | CAMX | WECC California | SUN | 80
2018 | CA | Rush Creek | 357 | CAMX | WECC California | WAT | 13.1 |  | 21955 |  |  | 0 |  |  |  | 0
2018 | CA | Rutan | 58449 | CAMX | WECC California | SUN | 4 |  | 3987 |  |  | 0 |  |  |  | 0
2018 | CA | Sacramento (SMUD) | 59323 | CAMX | WECC California | SUN | 1.5 |  | 2242 |  |  | 0 |  |  |  | 0
2018 | CA | Sacramento Fairbain Water Treatment Plan | 58636 | CAMX | WECC California | SUN | 1 |  | 1229 |  |  | 0 |  |  |  | 0
2018 | CA | Sacramento Regional County Sanitation PV | 61209 | CAMX | WECC California | SUN | 3.5 |  | 7239 |  |  | 0 |  |  |  | 0
2018 | CA | Sacramento Soleil LLC | 56875 | CAMX | WECC California | SUN | 1 |  | 1537 |  |  | 0 |  |  |  | 0
2018 | CA | Saint Agnes Medical Center | 54800 | CAMX | WECC California | NG | 7.7 | 0.32913 | 27211 | 140813.657 | 0.38607 | 0.028376 | 0.0054834 | EPA/NEI; Estimated using an emission factor | 427838 | 1.173
2018 | CA | Saint Johns Health Center | 50610 | CAMX | WECC California | NG | 1.2
2018 | CA | Salt Springs | 279 | CAMX | WECC California | WAT | 42 |  | 125733 |  |  | 0 |  |  |  | 0
2018 | CA | Salton Sea Power Gen Co - Unit 2 | 10879 | AZNM | WECC Southwest | GEO | 20 |  | 107436 |  |  | 0 |  |  |  | 0
2018 | CA | Salton Sea Power Gen Co - Unit 3 | 10759 | AZNM | WECC Southwest | GEO | 53.9 |  | 332819 |  |  | 0 |  |  |  | 0
2018 | CA | Salton Sea Power Gen Co - Unit 4 | 54996 | AZNM | WECC Southwest | GEO | 47.5 |  | 299435 |  |  | 0 |  |  |  | 0
2018 | CA | Salton Sea Power Gen Co Unit 1 | 10878 | AZNM | WECC Southwest | GEO | 10 |  | 77570 |  |  | 0 |  |  |  | 0
2018 | CA | Salton Sea Power LLC - Unit 5 | 55983 | AZNM | WECC Southwest | GEO | 58.3 |  | 361180 |  |  | 0 |  |  |  | 0
2018 | CA | San Antonio Regional Hospital | 50234 | CAMX | WECC California | NG | 2.7 | 0.79789 | 11474.001 | 135781.288 | 0.02865 | 0.0049938 | 0.000422 | Estimated using an emission factor | 170175.999 | 0.035907
2018 | CA | San Antonio West Solar Rooftop | 57904 | CAMX | WECC California | SUN | 1.5 |  | 2827 |  |  | 0 |  |  |  | 0
2018 | CA | San Diego International Airport BESS | 62754 | CAMX | WECC California | MWH | 2
2018 | CA | San Diego State University | 50061 | CAMX | WECC California | NG | 17.6 | 0.54326 | 56717 | 357096.919 | 1.0278 | 0.036243 | 0.0057564 | EPA/NEI; Estimated using an emission factor | 657326 | 1.8919
2018 | CA | San Dimas | 6646 | CAMX | WECC California | WAT | 9.9 |  | 27059 |  |  | 0 |  |  |  | 0
2018 | CA | San Dimas Wash Generating Station | 50233 | CAMX | WECC California | WAT | 1 |  | 1192 |  |  | 0 |  |  |  | 0
2018 | CA | San Fernando | 403 | CAMX | WECC California | WAT | 5.6 |  | 18086 |  |  | 0 |  |  |  | 0
2018 | CA | San Francisco Electric Reliability Proj | 56305 | CAMX | WECC California | NG | 151.5
2018 | CA | San Francisco Intl Airport Ct Project | 56306 | CAMX | WECC California | NG | 48
2018 | CA | San Francisquito 1 | 6479 | CAMX | WECC California | WAT | 65.5 |  | 186067 |  |  | 0 |  |  |  | 0
2018 | CA | San Francisquito 2 | 6480 | CAMX | WECC California | WAT | 46 |  | 77812 |  |  | 0 |  |  |  | 0
2018 | CA | San Gabriel Hydro Project | 54017 | CAMX | WECC California | WAT | 5 |  | 0
2018 | CA | San Gorgonio 1 | 7148 | CAMX | WECC California | WAT | 1.5
2018 | CA | San Gorgonio Farms Wind Farm | 50281 | CAMX | WECC California | WND | 31 |  | 91854 |  |  | 0 |  |  |  | 0
2018 | CA | San Gorgonio Westwinds II LLC | 50690 | CAMX | WECC California | WND | 43.4 |  | 120084 |  |  | 0 |  |  |  | 0
2018 | CA | San Gorgonio Windplant WPP1993 | 54454 | CAMX | WECC California | WND | 84 |  | 184919 |  |  | 0 |  | EPA/NEI; Estimated using an emission factor |  | 0
2018 | CA | San Jacinto Solar | 60972 | CAMX | WECC California | SUN | 1.5
2018 | CA | San Joaquin 2 | 276 | CAMX | WECC California | WAT | 2.8 |  | 355 |  |  | 0 |  |  |  | 0
2018 | CA | San Joaquin 3 | 277 | CAMX | WECC California | WAT | 4 |  | 0
2018 | CA | San Joaquin Solar | 60678 | CAMX | WECC California | SUN | 21.3 |  | 11317 |  |  | 0 |  |  |  | 0
2018 | CA | San Jose Cogeneration | 10548 | CAMX | WECC California | NG | 6 | 0.48553 | 30770 | 224892.924 | 0.61659 | 0.040077 | 0.0054834 | NEI avg EF - PM, fuel type, firing type | 463191 | 1.2699
2018 | CA | San Onofre Nuclear Generating Station | 360 | CAMX | WECC California | NUC | 2254
2018 | CA | San Pablo Raceway | 62004 | CAMX | WECC California | SUN | 100
2018 | CA | Sand Bar Power Plant | 50400 | CAMX | WECC California | WAT | 16.2 |  | 73943 |  |  | 0 |  |  |  | 0
2018 | CA | Sand Drag LLC | 57361 | CAMX | WECC California | SUN | 19 |  | 35372 |  |  | 0 |  |  |  | 0
2018 | CA | Santa Ana 1 | 361 | CAMX | WECC California | WAT | 3.2 |  | 558 |  |  | 0 |  |  |  | 0
2018 | CA | Santa Ana 3 | 363 | CAMX | WECC California | WAT | 3.1 |  | 2917 |  |  | 0 |  |  |  | 0
2018 | CA | Santa Clara (85C) | 50534 | CAMX | WECC California | WND | 18
2018 | CA | Santa Clara Cogen | 7232 | CAMX | WECC California | NG | 7.8 | 0.55868 | 45419 | 412024.652 | 1.1296 | 0.049743 | 0.0054834 | NEI avg EF - PM, fuel type, firing type | 737492 | 2.022
2018 | CA | Santa Cruz Energy | 57876 | CAMX | WECC California | LFG | 1.6 |  | 9853 | 115817 | 0.85125 | 0.17279 | 0.0147 | Estimated using an emission factor | 115817 | 0.85125
2018 | CA | Santa Fe Springs Rooftop Solar BLDG H | 58913 | CAMX | WECC California | SUN | 1.5 |  | 2637 |  |  | 0 |  |  |  | 0
2018 | CA | Santa Fe Springs Rooftop Solar BLDG M | 58912 | CAMX | WECC California | SUN | 1.8 |  | 3103 |  |  | 0 |  |  |  | 0
2018 | CA | Santa Felicia Dam | 50076 | CAMX | WECC California | WAT | 1.3 |  | 82 |  |  | 0 |  |  |  | 0
2018 | CA | Santa Maria Cogen Plant | 10733 | CAMX | WECC California | NG | 9
2018 | CA | Santa Maria EPG | 56284 | CAMX | WECC California | PRG | 5.5 |  | 1274 | 28772 | 0.82776 | 1.2995 | 0.057539 | NEI avg EF - PM, fuel type | 28772 | 0.82776
2018 | CA | Santa Maria LFG Power Plant | 57100 | CAMX | WECC California | LFG | 1.1
2018 | CA | Santa Paula Energy Storage | 60946 | CAMX | WECC California | MWH | 5
2018 | CA | Santa Rita Jail | 58625 | CAMX | WECC California | NG | 6.7 | 1 | 13128 | 79048 | 0 | 0 | 0 | EPA/NEI; Estimated using an emission factor | 79048 | 0
2018 | CA | Santa Rita Jail Fuel Cell | 60385 | CAMX | WECC California | NG | 1.4 | 1 | 9930 | 83806 | 0 | 0 | 0 | Estimated using an emission factor | 83806 | 0
2018 | CA | Santa Rosa Junior College Petaluma Solar | 62039 | CAMX | WECC California | SUN | 1.2 |  | 1298 |  |  | 0 |  |  |  | 0
2018 | CA | SC 1 Data Center, Phase 2 | 59074 | CAMX | WECC California | DFO | 92.7 |  | 172.012 | 2385.007 | 0.36998 | 4.3019 | 0.31026 | Estimated using an emission factor | 2385.007 | 0.36998
2018 | CA | SCDA Solar 1 | 61006 | CAMX | WECC California | SUN | 7 |  | 2339 |  |  | 0 |  |  |  | 0
2018 | CA | SCE-Snowline-Duncan Road (North) | 59359 | CAMX | WECC California | SUN | 1.5 |  | 3820 |  |  | 0 |  |  |  | 0
2018 | CA | SCE-Snowline-Duncan Road (South) | 59360 | CAMX | WECC California | SUN | 1 |  | 2581 |  |  | 0 |  |  |  | 0
2018 | CA | SCE-Snowline-White Rd (Central) | 59423 | CAMX | WECC California | SUN | 1.5 |  | 4119 |  |  | 0 |  |  |  | 0
2018 | CA | SCE-Snowline-White Road (North) | 59422 | CAMX | WECC California | SUN | 1.5 |  | 4069 |  |  | 0 |  |  |  | 0
2018 | CA | SCE-Snowline-White Road (South) | 59421 | CAMX | WECC California | SUN | 1.5 |  | 3972 |  |  | 0 |  |  |  | 0
2018 | CA | Scott Flat | 839 | CAMX | WECC California | WAT | 1 |  | 4412 |  |  | 0 |  |  |  | 0
2018 | CA | SDCCD - Miramar | 59138 | CAMX | WECC California | SUN | 1.1 |  | 1366 |  |  | 0 |  |  |  | 0
2018 | CA | SDCWA - Twin Oaks | 59139 | CAMX | WECC California | SUN | 1.1 |  | 691 |  |  | 0 |  |  |  | 0
2018 | CA | SeaWorld Aquatica | 61843 | CAMX | WECC California | SUN | 1 |  | 1355 |  |  | 0 |  |  |  | 0
2018 | CA | Second Imperial Geothermal | 54111 | AZNM | WECC Southwest | GEO | 80 |  | 226700 |  |  | 0 |  |  |  | 0
2018 | CA | SEGS III | 10439 | CAMX | WECC California | NG | 34.2 |  | 43849 | 0 | 0 | 0 |  | NEI avg EF - PM, fuel type | 0 | 0
2018 | CA | SEGS IV | 10440 | CAMX | WECC California | NG | 34.2 |  | 44406 | 0 | 0 | 0 |  | NEI avg EF - PM, fuel type | 0 | 0
2018 | CA | SEGS IX | 10446 | CAMX | WECC California | NG | 92 |  | 152022 | 191816.467 | 0.77229 | 0.01016 | 0.0080524 | NEI avg EF - PM, fuel type | 191816.467 | 0.77229
2018 | CA | SEGS V | 10441 | CAMX | WECC California | NG | 34.2 |  | 47383 | 0 | 0 | 0 |  | NEI avg EF - PM, fuel type | 0 | 0
2018 | CA | SEGS VI | 10442 | CAMX | WECC California | NG | 35 |  | 43423 | 130050.495 | 0.52361 | 0.024117 | 0.0080524 | NEI avg EF - PM, fuel type | 130050.495 | 0.52361
2018 | CA | SEGS VII | 10443 | CAMX | WECC California | NG | 35 |  | 39662 | 149084.716 | 0.60025 | 0.030268 | 0.0080525 | NEI avg EF - PM, fuel type | 149084.716 | 0.60025
2018 | CA | SEGS VIII | 10444 | CAMX | WECC California | NG | 92 |  | 148275 | 216464.921 | 0.87154 | 0.011756 | 0.0080524 | NEI avg EF - PM, fuel type | 216464.921 | 0.87154
2018 | CA | Sepulveda Canyon | 316 | CAMX | WECC California | WAT | 8.5 |  | 0
2018 | CA | SEPV 1 | 58073 | CAMX | WECC California | SUN | 2 |  | 5307 |  |  | 0 |  |  |  | 0
2018 | CA | SEPV 18 | 59730 | CAMX | WECC California | SUN | 2 |  | 5678 |  |  | 0 |  |  |  | 0
2018 | CA | SEPV 2 | 58074 | CAMX | WECC California | SUN | 2 |  | 4979 |  |  | 0 |  |  |  | 0
2018 | CA | SEPV 8 | 58234 | CAMX | WECC California | SUN | 12 |  | 34047 |  |  | 0 |  |  |  | 0
2018 | CA | SEPV Imperial Dixieland East | 60745 | AZNM | WECC Southwest | SUN | 2 |  | 5673 |  |  | 0 |  |  |  | 0
2018 | CA | SEPV Imperial Dixieland West | 60744 | AZNM | WECC Southwest | SUN | 3 |  | 9026 |  |  | 0 |  |  |  | 0
2018 | CA | SEPV Mojave West | 59740 | CAMX | WECC California | SUN | 20 |  | 57242 |  |  | 0 |  |  |  | 0
2018 | CA | SEPV Palmdale East | 59273 | CAMX | WECC California | SUN | 10 |  | 27019 |  |  | 0 |  |  |  | 0
2018 | CA | SEPV9 Power Plant | 58227 | CAMX | WECC California | SUN | 9 |  | 24604 |  |  | 0 |  |  |  | 0
2018 | CA | Seville 1 | 59722 | AZNM | WECC Southwest | SUN | 20 |  | 52417 |  |  | 0 |  |  |  | 0
2018 | CA | Seville 2 | 59723 | AZNM | WECC Southwest | SUN | 30 |  | 89273 |  |  | 0 |  |  |  | 0
2018 | CA | SF Southeast Cogen Plant | 57971 | CAMX | WECC California | OBG | 2.1 |  | 3799 | 49862 | 0.36649 | 0.19294 | 0.0147 | Estimated using an emission factor | 49862 | 0.36649
2018 | CA | SF State University | 57043 | CAMX | WECC California | NG | 1.6 | 0.65344 | 11119 | 63237.092 | 0 | 0 | 0 | Estimated using an emission factor | 96776 | 0
2018 | CA | SFDK Solar | 62649 | CAMX | WECC California | SUN | 6.3
2018 | CA | Shafter Solar LLC | 59408 | CAMX | WECC California | SUN | 20 |  | 52040 |  |  | 0 |  |  |  | 0
2018 | CA | Shasta | 445 | NWPP | WECC Northwest | WAT | 714 |  | 1739164.001 |  |  | 0 |  |  |  | 0
2018 | CA | Shasta Solar Farm | 58814 | CAMX | WECC California | SUN | 3 |  | 6945 |  |  | 0 |  |  |  | 0
2018 | CA | Shelter Creek Condominiums Solar | 62806 | CAMX | WECC California | SUN | 2.5
2018 | CA | Shiloh I Wind Project | 56362 | CAMX | WECC California | WND | 150 |  | 387675 |  |  | 0 |  |  |  | 0
2018 | CA | Shiloh III Wind Project LLC | 57586 | CAMX | WECC California | WND | 102.5 |  | 284463 |  |  | 0 |  |  |  | 0
2018 | CA | Shiloh IV Wind Project LLC | 57725 | CAMX | WECC California | WND | 102.5 |  | 300265 |  |  | 0 |  |  |  | 0
2018 | CA | Shiloh Wind Project 2 LLC | 56874 | CAMX | WECC California | WND | 150 |  | 400140 |  |  | 0 |  |  |  | 0
2018 | CA | Sierra Energy Storage, LLC | 61803 | CAMX | WECC California | MWH | 10
2018 | CA | Sierra Nevada Brewing Co | 58585 | CAMX | WECC California | NG | 5.2 | 0.46343 | 9555 | 48296.423 | 0.13241 | 0.027716 | 0.0054834 | EPA/NEI; Estimated using an emission factor | 104216 | 0.28573
2018 | CA | Sierra Pacific Anderson Facility | 55049 | CAMX | WECC California | WDS | 4
2018 | CA | Sierra Pacific Burney Facility | 50110 | CAMX | WECC California | WDS | 20 | 0.22402 | 78369 | 432581.075 | 4.9341 | 0.12592 | 0.022812 | NEI avg EF - PM, fuel type | 1931004 | 22.0252
2018 | CA | Sierra Pacific Lincoln Facility | 10144 | CAMX | WECC California | WDS | 32.2 | 0.21562 | 93168 | 516543.096 | 5.8917 | 0.12648 | 0.022812 | EPA/NEI; Estimated using an emission factor | 2395638 | 27.3249
2018 | CA | Sierra Pacific Loyalton Facility | 50111 | NWPP | WECC Northwest | WDS | 20 |  | 45591 | 760299.5 | 8.6721 | 0.38043 | 0.022812 | NEI avg EF - PM, fuel type | 760299.5 | 8.6721
2018 | CA | Sierra Pacific Quincy Facility | 50112 | CAMX | WECC California | WDS | 62.7 | 0.49673 | 79209.001 | 1574376.272 | 17.9575 | 0.45342 | 0.022812 | NEI avg EF - PM, fuel type | 3169476 | 36.1514
2018 | CA | Sierra Pacific Sonora | 54517 | CAMX | WECC California | WDS | 15 | 0.38384 | 29478 | 1015497.374 | 11.5829 | 0.78587 | 0.022812 | EPA/NEI; Estimated using an emission factor | 2645628 | 30.1763
2018 | CA | Sierra Solar Greenworks | 59431 | CAMX | WECC California | SUN | 20 |  | 45038 |  |  | 0 |  |  |  | 0
2018 | CA | Sierra SunTower Solar Gen Station | 57323 | CAMX | WECC California | SUN | 7.5
2018 | CA | Signal Hill West Unit | 57702 | CAMX | WECC California | PRG | 5.7 |  | 39258 | 522765 | 0.1103 | 0.0056194 | 0.000422 | Estimated using an emission factor | 522765 | 0.1103
2018 | CA | Silicon Valley Clean Water | 60249 | CAMX | WECC California | OBG | 1.2 | 0.4798 | 7385 | 42325.804 | 0.31109 | 0.08425 | 0.0147 | EPA/NEI; Estimated using an emission factor | 88216 | 0.64839
2018 | CA | Silver Gate | 309 | CAMX | WECC California | DFO | 247
2018 | CA | Siphon Drop Power Plant | 57364 | AZNM | WECC Southwest | WAT | 4.4 |  | 11332 |  |  | 0 |  |  |  | 0
2018 | CA | Site 980 65 | 50322 | CAMX | WECC California | WAT | 2.1 |  | 3915 |  |  | 0 |  |  |  | 0
2018 | CA | SJ/SC WPCP | 56080 | CAMX | WECC California | NG | 28.4 | 0.30989 | 32551.001 | 214681.231 | 0.045298 | 0.0027832 | 0.000422 | EPA/NEI; Estimated using an emission factor | 692777.001 | 0.14618
2018 | CA | Sky River LLC | 50536 | CAMX | WECC California | WND | 76.9 |  | 121860 |  |  | 0 |  |  |  | 0
2018 | CA | Slate Creek | 50961 | NWPP | WECC Northwest | WAT | 4.2 |  | 2458 |  |  | 0 |  |  |  | 0
2018 | CA | Sly Creek | 776 | CAMX | WECC California | WAT | 12.1 |  | 19515 |  |  | 0 |  |  |  | 0
2018 | CA | SMUD at Fleshman | 57671 | CAMX | WECC California | SUN | 2.9 |  | 5513 |  |  | 0 |  |  |  | 0
2018 | CA | SMUD at Grundman | 57669 | CAMX | WECC California | SUN | 17 |  | 33140 |  |  | 0 |  |  |  | 0
2018 | CA | SMUD at Lawrence | 57753 | CAMX | WECC California | SUN | 1 |  | 1796 |  |  | 0 |  |  |  | 0
2018 | CA | SMUD at Van Conett | 57670 | CAMX | WECC California | SUN | 2.9 |  | 5561 |  |  | 0 |  |  |  | 0
2018 | CA | Soboba Community Solar Project | 61834 | CAMX | WECC California | SUN | 1 |  | 1915 |  |  | 0 |  |  |  | 0
2018 | CA | Sol Orchard El Centro PV | 58621 | AZNM | WECC Southwest | SUN | 20 |  | 48258 |  |  | 0 |  |  |  | 0
2018 | CA | Solano County Cogen Plant | 50985 | CAMX | WECC California | NG | 2.8 | 0.75017 | 14556 | 101371.016 | 0.021389 | 0.0029389 | 0.000422 | Estimated using an emission factor | 135131 | 0.028513
2018 | CA | Solano Wind | 7526 | CAMX | WECC California | WND | 228.2 |  | 564781 |  |  | 0 |  |  |  | 0
2018 | CA | Solar Blythe 2 | 60558 | CAMX | WECC California | SUN | 20 |  | 50106 |  |  | 0 |  |  |  | 0
2018 | CA | Solar Gen 2 | 58592 | CAMX | WECC California | SUN | 155.1 |  | 385067.001 |  |  | 0 |  |  |  | 0
2018 | CA | Solar Photovoltaic Project #01 | 56976 | CAMX | WECC California | SUN | 2
2018 | CA | Solar Photovoltaic Project #02 | 56996 | CAMX | WECC California | SUN | 1 |  | 365 |  |  | 0 |  |  |  | 0
2018 | CA | Solar Photovoltaic Project #03 | 57217 | CAMX | WECC California | SUN | 1 |  | 1089 |  |  | 0 |  |  |  | 0
2018 | CA | Solar Photovoltaic Project #04 | 57218 | CAMX | WECC California | SUN | 1.5
2018 | CA | Solar Photovoltaic Project #05 | 57219 | CAMX | WECC California | SUN | 2.5 |  | 2338 |  |  | 0 |  |  |  | 0
2018 | CA | Solar Photovoltaic Project #06 | 57220 | CAMX | WECC California | SUN | 2 |  | 2968 |  |  | 0 |  |  |  | 0
2018 | CA | Solar Photovoltaic Project #07 | 57221 | CAMX | WECC California | SUN | 2.5 |  | 3853 |  |  | 0 |  |  |  | 0
2018 | CA | Solar Photovoltaic Project #08 | 57222 | CAMX | WECC California | SUN | 2.5 |  | 2545 |  |  | 0 |  | EPA/NEI; Estimated using an emission factor |  | 0
2018 | CA | Solar Photovoltaic Project #09 | 57223 | CAMX | WECC California | SUN | 1.5 |  | 827.001 |  |  | 0 |  | EPA/NEI; Estimated using an emission factor |  | 0
2018 | CA | Solar Photovoltaic Project #10 | 57224 | CAMX | WECC California | SUN | 2 |  | 814 |  |  | 0 |  | EPA/NEI; Estimated using an emission factor |  | 0
2018 | CA | Solar Photovoltaic Project #11 | 57225 | CAMX | WECC California | SUN | 3.5 |  | 6366.003 |  |  | 0 |  |  |  | 0
2018 | CA | Solar Photovoltaic Project #12 | 57226 | CAMX | WECC California | SUN | 1
2018 | CA | Solar Photovoltaic Project #13 | 57227 | CAMX | WECC California | SUN | 3.5 |  | 4838.001 |  |  | 0 |  |  |  | 0
2018 | CA | Solar Photovoltaic Project #14 | 57228 | CAMX | WECC California | SUN | 1.5
2018 | CA | Solar Photovoltaic Project #15 | 57229 | CAMX | WECC California | SUN | 3.5 |  | 4219.999 |  |  | 0 |  |  |  | 0
2018 | CA | Solar Photovoltaic Project #16 | 57230 | CAMX | WECC California | SUN | 1.5 |  | 356.001 |  |  | 0 |  |  |  | 0
2018 | CA | Solar Photovoltaic Project #17 | 57231 | CAMX | WECC California | SUN | 4 |  | 3839.997 |  |  | 0 |  | EPA/NEI; Estimated using an emission factor |  | 0
2018 | CA | Solar Photovoltaic Project #18 | 57232 | CAMX | WECC California | SUN | 2 |  | 2273 |  |  | 0 |  | EPA/NEI; Estimated using an emission factor |  | 0
2018 | CA | Solar Photovoltaic Project #19 | 57233 | CAMX | WECC California | SUN | 5
2018 | CA | Solar Photovoltaic Project #20 | 57234 | CAMX | WECC California | SUN | 3.5
2018 | CA | Solar Photovoltaic Project #21 | 57235 | CAMX | WECC California | SUN | 2.5
2018 | CA | Solar Photovoltaic Project #22 | 57237 | CAMX | WECC California | SUN | 2 |  | 2547 |  |  | 0 |  |  |  | 0
2018 | CA | Solar Photovoltaic Project #23 | 57236 | CAMX | WECC California | SUN | 3 |  | 4305 |  |  | 0 |  | EPA/NEI; Estimated using an emission factor |  | 0
2018 | CA | Solar Photovoltaic Project #24 | 57127 | CAMX | WECC California | SUN | 4
2018 | CA | Solar Photovoltaic Project #25 | 57528 | CAMX | WECC California | SUN | 4.5
2018 | CA | Solar Photovoltaic Project #26 | 57245 | CAMX | WECC California | SUN | 6 |  | 7518 |  |  | 0 |  |  |  | 0
2018 | CA | Solar Photovoltaic Project #27 | 57246 | CAMX | WECC California | SUN | 3 |  | 2837 |  |  | 0 |  | EPA/NEI; Estimated using an emission factor |  | 0
2018 | CA | Solar Photovoltaic Project #28 | 57247 | CAMX | WECC California | SUN | 4 |  | 5016.998 |  |  | 0 |  | EPA/NEI; Estimated using an emission factor |  | 0
2018 | CA | Solar Photovoltaic Project #30 | 57532 | CAMX | WECC California | SUN | 1.5
2018 | CA | Solar Photovoltaic Project #31 | 57533 | CAMX | WECC California | SUN | 1
2018 | CA | Solar Photovoltaic Project #32 | 57534 | CAMX | WECC California | SUN | 1.5 |  | 2244.999 |  |  | 0 |  |  |  | 0
2018 | CA | Solar Photovoltaic Project #33 | 57535 | CAMX | WECC California | SUN | 1 |  | 1552 |  |  | 0 |  |  |  | 0
2018 | CA | Solar Photovoltaic Project #40 | 57538 | CAMX | WECC California | SUN | 10
2018 | CA | Solar Photovoltaic Project #41 | 57539 | CAMX | WECC California | SUN | 10
2018 | CA | Solar Photovoltaic Project #42 | 57441 | CAMX | WECC California | SUN | 5 |  | 7420 |  |  | 0 |  |  |  | 0
2018 | CA | Solar Photovoltaic Project #44 | 57540 | CAMX | WECC California | SUN | 8 |  | 9615.008 |  |  | 0 |  |  |  | 0
2018 | CA | Solar Photovoltaic Project #45 | 57541 | CAMX | WECC California | SUN | 6
2018 | CA | Solar Photovoltaic Project #47 | 57543 | CAMX | WECC California | SUN | 1
2018 | CA | Solar Photovoltaic Project #48 | 57900 | CAMX | WECC California | SUN | 5 |  | 7852 |  |  | 0 |  |  |  | 0
2018 | CA | Solar Star 1 | 58388 | CAMX | WECC California | SUN | 318 |  | 906340.999 |  |  | 0 |  |  |  | 0
2018 | CA | Solar Star 2 | 58389 | CAMX | WECC California | SUN | 279 |  | 790089.999 |  |  | 0 |  |  |  | 0
2018 | CA | Solar Star California II LLC | 57933 | CAMX | WECC California | SUN | 2 |  | 1882 |  |  | 0 |  |  |  | 0
2018 | CA | Solar Star California, XLI, LLC | 60591 | CAMX | WECC California | SUN | 54 |  | 156857 |  |  | 0 |  |  |  | 0
2018 | CA | Solar Star California, XLIV, LLC | 60869 | CAMX | WECC California | SUN | 9.5 |  | 25027 |  |  | 0 |  |  |  | 0
2018 | CA | Solar Star Palo Alto I, LLC | 62732 | CAMX | WECC California | SUN | 1.3
2018 | CA | Solverde 1 | 60185 | CAMX | WECC California | SUN | 85 |  | 223914 |  |  | 0 |  |  |  | 0
2018 | CA | Sonoma California Geothermal | 510 | CAMX | WECC California | GEO | 78 |  | 439167 |  |  | 0 |  |  |  | 0
2018 | CA | Sonoma Central Landfill Phase I | 55752 | CAMX | WECC California | LFG | 3.2 |  | 7307 | 96760 | 0.71119 | 0.19466 | 0.0147 | Estimated using an emission factor | 96760 | 0.71119
2018 | CA | Sonoma Central Landfill Phase II | 55753 | CAMX | WECC California | LFG | 3.2 |  | 13965 | 159618 | 1.1732 | 0.16802 | 0.0147 | Estimated using an emission factor | 159618 | 1.1732
2018 | CA | Sonoma Central Landfill Phase III | 55880 | CAMX | WECC California | LFG | 1.6 |  | 1828 | 32976 | 0.24237 | 0.26518 | 0.0147 | Estimated using an emission factor | 32976 | 0.24237
2018 | CA | Sonoma County Fuel Cell | 57793 | CAMX | WECC California | NG | 1.4 | 0.71637 | 10605 | 65981.406 | 0 | 0 | 0 | Estimated using an emission factor | 92105 | 0
2018 | CA | Sonora 1 | 58578 | CAMX | WECC California | SUN | 1.5 |  | 3657 |  |  | 0 |  |  |  | 0
2018 | CA | South | 280 | CAMX | WECC California | WAT | 6.7 |  | 25089 |  |  | 0 |  |  |  | 0
2018 | CA | South Bay Fuel Cell Plant | 57770 | CAMX | WECC California | OBG | 1.5 |  | 8188 | 83599 | 0 | 0 | 0 | Estimated using an emission factor | 83599 | 0
2018 | CA | South Belridge Cogeneration Facility | 50752 | CAMX | WECC California | NG | 94.2 | 0.48077 | 439356 | 2550547.474 | 6.9928 | 0.031832 | 0.0054834 | NEI avg EF - PM, fuel type, firing type | 5305134 | 14.5451
2018 | CA | Southeast Kern River Cogen | 50751 | CAMX | WECC California | NG | 30.8 | 0.45659 | 121221 | 662713.06 | 1.817 | 0.029978 | 0.0054834 | NEI avg EF - PM, fuel type, firing type | 1451453 | 3.9794
2018 | CA | Southeast Resource Recovery | 50837 | CAMX | WECC California | MSW | 35.6 | 0.83031 | 170039 | 2939375.227 | 0.22927 | 0.0026967 | 0.000156 | Estimated using an emission factor | 3540087.64 | 0.27613
2018 | CA | Southern Owens Valley Solar Ranch | 57304 | CAMX | WECC California | SUN | 200
2018 | CA | Spadra Landfill Gas to Energy | 10471 | CAMX | WECC California | LFG | 10.6
2018 | CA | Spaulding 1 | 281 | CAMX | WECC California | WAT | 7 |  | 4496 |  |  | 0 |  |  |  | 0
2018 | CA | Spaulding 2 | 282 | CAMX | WECC California | WAT | 3.7 |  | 8907 |  |  | 0 |  |  |  | 0
2018 | CA | Spaulding 3 | 283 | CAMX | WECC California | WAT | 6.6 |  | 31 |  |  | 0 |  |  |  | 0
2018 | CA | SPI Anderson 2 | 59658 | CAMX | WECC California | WDS | 30.2 | 0.27077 | 150437 | 815939.257 | 9.3067 | 0.12373 | 0.022812 | NEI avg EF - PM, fuel type | 3013431 | 34.3715
2018 | CA | Spicer Meadow Project | 54554 | CAMX | WECC California | WAT | 5.9 |  | 14332 |  |  | 0 |  |  |  | 0
2018 | CA | Spreckels Sugar Company | 57916 | AZNM | WECC Southwest | NG | 8.9 | 0.10678 | 20012.07 | 111441.662 | 0.44869 | 0.044842 | 0.0080524 | NEI avg EF - PM, fuel type | 1043636 | 4.2019
2018 | CA | Spring Creek | 450 | NWPP | WECC Northwest | WAT | 180 |  | 129101 |  |  | 0 |  |  |  | 0
2018 | CA | Spring Gap | 284 | CAMX | WECC California | WAT | 6 |  | 29980 |  |  | 0 |  |  |  | 0
2018 | CA | Springbok 3 Solar Farm | 60491 | CAMX | WECC California | SUN | 90 | [6 empty] | EPA/NEI; Estimated using an emission factor
2018 | CA | Springbok Solar Farm 1 | 59532 | CAMX | WECC California | SUN | 105 |  | 297993 |  |  | 0 |  |  |  | 0
2018 | CA | Springbok Solar Farm 2 | 59840 | CAMX | WECC California | SUN | 155 |  | 406986 |  |  | 0 |  |  |  | 0
2018 | CA | Springs Generating Station | 56144 | CAMX | WECC California | NG | 40 |  | 465 | 6529 | 0.017898 | 0.07698 | 0.0054826 | NEI avg EF - PM, fuel type, firing type | 6529 | 0.017898
2018 | CA | Springville Hydroelectric | 56125 | CAMX | WECC California | WAT | 1 |  | 1291 |  |  | 0 |  |  |  | 0
2018 | CA | SPVP #35 | 57537 | CAMX | WECC California | SUN | 7
2018 | CA | SPVP #46 | 57545 | CAMX | WECC California | SUN | 3.5
2018 | CA | SRI International Cogen Project | 50537 | CAMX | WECC California | NG | 6 | 0.374 | 28860 | 172031.198 | 0.47166 | 0.032686 | 0.0054834 | NEI avg EF - PM, fuel type, firing type | 459974 | 1.2611
2018 | CA | Stage Gulch Solar | 61791 | CAMX | WECC California | SUN | 1 |  | 1862 |  |  | 0 |  |  |  | 0
2018 | CA | Stampede | 7066 | NWPP | WECC Northwest | WAT | 3.6 |  | 9610 |  |  | 0 |  |  |  | 0
2018 | CA | Stanford Campus Solar | 62020 | CAMX | WECC California | SUN | 3.4 |  | 6799 |  |  | 0 |  |  |  | 0
2018 | CA | Stanislaus | 285 | CAMX | WECC California | WAT | 81.9 |  | 333260 |  |  | 0 |  |  |  | 0
2018 | CA | Stanton Energy Reliability Center | 60698 | CAMX | WECC California | NG | 121
2018 | CA | Staples La Mirada, CA | 57683 | CAMX | WECC California | SUN | 1.1 |  | 1572 |  |  | 0 |  |  |  | 0
2018 | CA | Starbucks - Evolution Fresh | 59804 | CAMX | WECC California | NG | 1.1 |  | 7167 | 52505 | 0 | 0 | 0 | Estimated using an emission factor | 52505 | 0
2018 | CA | Stateline Solar | 58646 | CAMX | WECC California | SUN | 299.5 |  | 667521.998 |  |  | 0 |  |  |  | 0
2018 | CA | Stenner Creek Solar | 61607 | CAMX | WECC California | SUN | 4.5 |  | 6780 |  |  | 0 |  |  |  | 0
2018 | CA | Stony Gorge | 7151 | CAMX | WECC California | WAT | 5 |  | 4343 |  |  | 0 |  |  |  | 0
2018 | CA | Strata Roof 1 | 60219 | CAMX | WECC California | SUN | 1 |  | 1475 |  |  | 0 |  |  |  | 0
2018 | CA | Strauss Wind Farm | 62113 | CAMX | WECC California | WND | 98.8
2018 | CA | Stroud Solar Station | 57497 | CAMX | WECC California | SUN | 20 |  | 37339 |  |  | 0 |  |  |  | 0
2018 | CA | Summer North Solar | 58757 | CAMX | WECC California | SUN | 6.5 |  | 16245 |  |  | 0 |  |  |  | 0
2018 | CA | Summer Solar A2 | 58753 | CAMX | WECC California | SUN | 1.5 |  | 3841 |  |  | 0 |  |  |  | 0
2018 | CA | Summer Solar B2 | 58754 | CAMX | WECC California | SUN | 1.5 |  | 3832 |  |  | 0 |  |  |  | 0
2018 | CA | Summer Solar C2 | 58755 | CAMX | WECC California | SUN | 1.5 |  | 3863 |  |  | 0 |  |  |  | 0
2018 | CA | Summer Solar D2 | 58756 | CAMX | WECC California | SUN | 1 |  | 2300 |  |  | 0 |  |  |  | 0
2018 | CA | Summer Solar LLC | 60280 | CAMX | WECC California | SUN | 20 |  | 57081 |  |  | 0 |  |  |  | 0
2018 | CA | Sun City Project LLC | 57360 | CAMX | WECC California | SUN | 20 |  | 37136 |  |  | 0 |  |  |  | 0
2018 | CA | Sun Harvest Solar NDP1 | 59687 | CAMX | WECC California | SUN | 1.5 |  | 3070 |  |  | 0 |  |  |  | 0
2018 | CA | SunAnza | 60791 | CAMX | WECC California | SUN | 2 |  | 5020 |  |  | 0 |  |  |  | 0
2018 | CA | SunE- E Philadelphia Ontario | 59916 | CAMX | WECC California | SUN | 1 |  | 1890 |  |  | 0 |  |  |  | 0
2018 | CA | SunE Rochester | 60032 | CAMX | WECC California | SUN | 1 |  | 1679 |  |  | 0 |  |  |  | 0
2018 | CA | SunEdison Anheuser Busch Fairfield | 57010 | CAMX | WECC California | SUN | 1 |  | 1699 |  |  | 0 |  |  |  | 0
2018 | CA | SunEdison Ironwood State Prison | 57007 | CAMX | WECC California | SUN | 1 |  | 2215 |  |  | 0 |  |  |  | 0
2018 | CA | SunEdison Procter & Gamble Oxnard | 57008 | CAMX | WECC California | SUN | 1 |  | 1629 |  |  | 0 |  |  |  | 0
2018 | CA | SunEdison Walgreens Moreno Valley | 57004 | CAMX | WECC California | SUN | 1 |  | 1681 |  |  | 0 |  |  |  | 0
2018 | CA | SunEdison Walmart Apple Valley DC | 57012 | CAMX | WECC California | SUN | 1 |  | 2330 |  |  | 0 |  |  |  | 0
2018 | CA | Sunnyvale City of WPCP | 57557 | CAMX | WECC California | LFG | 1.6 | 1 | 8961 | 103860 | 0.76337 | 0.17038 | 0.0147 | Estimated using an emission factor | 103860 | 0.76337
2018 | CA | Sunray 2 | 10437 | CAMX | WECC California | SUN | 33.8 |  | 59838 |  |  | 0 |  | EPA/NEI; Estimated using an emission factor |  | 0
2018 | CA | Sunray 3 | 10438 | CAMX | WECC California | SUN | 43.8 |  | 37303 |  |  | 0 |  | EPA/NEI; Estimated using an emission factor |  | 0
2018 | CA | SunSelect1 | 61754 | CAMX | WECC California | NG | 6.6 | 1 | 8160 | 75405 | 0.015911 | 0.0038997 | 0.00042201 | Estimated using an emission factor | 75405 | 0.015911
2018 | CA | Sunset Reservoir North Basin | 57559 | CAMX | WECC California | SUN | 4.5 |  | 6905 |  |  | 0 |  |  |  | 0
2018 | CA | Sunshine Gas Producers | 58429 | CAMX | WECC California | LFG | 23 |  | 148740 | 1897947 | 20.4978 | 0.27562 | 0.0216 | Estimated using an emission factor | 1897947 | 20.4978
2018 | CA | Swanmill Windfarm I | 54650 | CAMX | WECC California | WND | 18.7 |  | 15365 |  |  | 0 |  |  |  | 0
2018 | CA | Sycamore Cogeneration | 50134 | CAMX | WECC California | NG | 300 | 0.48137 | 1368124 | 8212092.018 | 22.5151 | 0.032914 | 0.0054834 | NEI avg EF - PM, fuel type, firing type | 17059703 | 46.7725
2018 | CA | Sycamore Energy 1 | 10387 | CAMX | WECC California | LFG | 7.2 |  | 18523 | 409211 | 4.4195 | 0.47719 | 0.0216 | EPA/NEI; Estimated using an emission factor | 409211 | 4.4195
2018 | CA | TA-Acacia, LLC | 59443 | CAMX | WECC California | SUN | 20 |  | 38876 |  |  | 0 |  |  |  | 0
2018 | CA | Taft 26C Cogen | 52085 | CAMX | WECC California | NG | 12.4 | 0.33544 | 77245 | 401807.811 | 1.1016 | 0.028523 | 0.0054834 | NEI avg EF - PM, fuel type, firing type | 1197853 | 3.2841
2018 | CA | TA-High Desert LLC | 58149 | CAMX | WECC California | SUN | 20 |  | 56152 |  |  | 0 |  |  |  | 0
2018 | CA | Tahquitz High School | 58232 | CAMX | WECC California | SUN | 1 |  | 1758 |  |  | 0 |  |  |  | 0
2018 | CA | Tajiguas Plant | 55603 | CAMX | WECC California | LFG | 3 |  | 24673 | 271831 | 1.998 | 0.16195 | 0.0147 | Estimated using an emission factor | 271831 | 1.998
2018 | CA | Target Shafter | 61824 | CAMX | WECC California | SUN | 3 |  | 5805 |  |  | 0 |  |  |  | 0
2018 | CA | Target Woodland Solar Project | 62246 | CAMX | WECC California | SUN | 2.3 |  | 101 |  |  | 0 |  |  |  | 0
2018 | CA | Taylor Farms | 59330 | CAMX | WECC California | WND | 1 |  | 3870 |  |  | 0 |  |  |  | 0
2018 | CA | Taylor Farms Salinas | 58303 | CAMX | WECC California | NG | 1.1 |  | 5838 | 41328 | 0 | 0 | 0 | Estimated using an emission factor | 41328 | 0
2018 | CA | Tehachapi Energy Storage Project | 59661 | CAMX | WECC California | MWH | 8 |  | 0
2018 | CA | Tehachapi Spindle | 58291 | CAMX | WECC California | MWH | 20
2018 | CA | Tehachapi Wind Resource I | 10191 | CAMX | WECC California | WND | 9.3 |  | 14337 |  |  | 0 |  | EPA/NEI; Estimated using an emission factor |  | 0
2018 | CA | Tehachapi Wind Resource II | 54909 | CAMX | WECC California | WND | 37.4 |  | 48422 |  |  | 0 |  | EPA/NEI; Estimated using an emission factor |  | 0
2018 | CA | Teichert Materials-Teichert Vernalis | 57594 | CAMX | WECC California | WND | 1 |  | 1920 |  |  | 0 |  |  |  | 0
2018 | CA | Telephone Flat | 55846 | CAMX | WECC California | GEO | 49.9
2018 | CA | Temescal | 479 | CAMX | WECC California | WAT | 2.9 |  | 4998 |  |  | 0 |  |  |  | 0
2018 | CA | Temescal Canyon RV, LLC | 57656 | CAMX | WECC California | SUN | 1.5 |  | 2201 |  |  | 0 |  |  |  | 0
2018 | CA | Tequesquite Landfill Solar PV Project | 60035 | CAMX | WECC California | SUN | 7.3 |  | 14850 |  |  | 0 |  |  |  | 0
2018 | CA | Terminus Hydroelectric Project | 54343 | CAMX | WECC California | WAT | 20.1 |  | 28348 |  |  | 0 |  |  |  | 0
2018 | CA | Terra Francesco | 59541 | CAMX | WECC California | SUN | 1.5 |  | 2428 |  |  | 0 |  |  |  | 0
2018 | CA | Terra-Gen 251 Wind LLC | 52161 | CAMX | WECC California | WND | 18.4 |  | 20381 |  |  | 0 |  |  |  | 0
2018 | CA | Terra-Gen VG Wind LLC | 56570 | CAMX | WECC California | WND | 7.4 |  | 11114 |  |  | 0 |  |  |  | 0
2018 | CA | TESLA Power Project | 55937 | CAMX | WECC California | NG | 1322
2018 | CA | Tesoro Wilmington Calciner | 10601 | CAMX | WECC California | WH | 34 | 1 | 206935 |  |  | 0 |  |  |  | 0
2018 | CA | Thermal Energy Development Part LP | 10502 | CAMX | WECC California | WDS | 23 |  | 0 | 0 | 0 |  |  | NEI avg EF - PM, fuel type | 0 | 0
2018 | CA | Thermalito | 438 | CAMX | WECC California | WAT | 115.1
2018 | CA | Thermalito Diverson Dam | 7129 | CAMX | WECC California | WAT | 3.4 |  | 20461 |  |  | 0 |  |  |  | 0
2018 | CA | Thomas M Knott Cogen Facility | 58190 | CAMX | WECC California | NG | 1.4
2018 | CA | Three Forks Water Power Project | 54308 | CAMX | WECC California | WAT | 1.3 |  | 5594 |  |  | 0 |  |  |  | 0
2018 | CA | THUMS | 56051 | CAMX | WECC California | NG | 57.4 |  | 349699 | 3664413 | 10.0467 | 0.057459 | 0.0054834 | NEI avg EF - PM, fuel type, firing type | 3664413 | 10.0467
2018 | CA | Tierra Bonita Solar | 57923 | CAMX | WECC California | SUN | 22
2018 | CA | Tiger Creek | 287 | CAMX | WECC California | WAT | 52.2 |  | 227447 |  |  | 0 |  |  |  | 0
2018 | CA | Toadtown | 714 | CAMX | WECC California | WAT | 1.8 |  | 3534 |  |  | 0 |  |  |  | 0
2018 | CA | Top Gun Energy Storage | 61366 | CAMX | WECC California | MWH | 30
2018 | CA | Topaz Solar Farm | 57695 | CAMX | WECC California | SUN | 585.9 |  | 1335727 |  |  | 0 |  |  |  | 0
2018 | CA | Torrance Refining Company, LLC | 50624 | CAMX | WECC California | PRG | 49.3 | 0.44467 | 222961 | 1041613.763 | 0.21978 | 0.0019715 | 0.000422 | Estimated using an emission factor | 2342424 | 0.49425
2018 | CA | Total Energy Facilities | 10091 | CAMX | WECC California | OBG | 58.2 | 0.98273 | 158002 | 1644373.261 | 17.7592 | 0.2248 | 0.0216 | EPA/NEI; Estimated using an emission factor | 1673266.08 | 18.0713
2018 | CA | TPC Windfarms LLC | 54647 | CAMX | WECC California | WND | 28.7 |  | 64439 |  |  | 0 |  |  |  | 0
2018 | CA | Transamerica Pyramid | 58619 | CAMX | WECC California | NG | 1 | 0.049665 | 3098 | 17582.553 | 0.0037099 | 0.002395 | 0.000422 | Estimated using an emission factor | 354024 | 0.074699
2018 | CA | Tres Vaqueros Wind Farms LLC | 50826 | CAMX | WECC California | WND | 28.3
2018 | CA | Trinity | 451 | NWPP | WECC Northwest | WAT | 140 |  | 275421 |  |  | 0 |  |  |  | 0
2018 | CA | Tropico Solar PV Plant | 59599 | CAMX | WECC California | SUN | 14 |  | 35195 |  |  | 0 |  |  |  | 0
2018 | CA | Tulare 1 and 2 | 58642 | CAMX | WECC California | SUN | 3 |  | 5326 |  |  | 0 |  |  |  | 0
2018 | CA | Tulare Success Power Project | 10222 | CAMX | WECC California | WAT | 1.4 |  | 490 |  |  | 0 |  |  |  | 0
2018 | CA | Tulare WWTP BioMat Fuel Cell | 61846 | CAMX | WECC California | OBG | 2.8
2018 | CA | Tule River | 289 | CAMX | WECC California | WAT | 8.4 |  | 1 |  |  | 0 |  |  |  | 0
2018 | CA | Tule Wind LLC | 57913 | CAMX | WECC California | WND | 143 |  | 312977 |  |  | 0 |  |  |  | 0
2018 | CA | Tulloch | 416 | CAMX | WECC California | WAT | 24.2 |  | 112929.001 |  |  | 0 |  |  |  | 0
2018 | CA | Turlock Irrigation District Fuel Cell | 56631 | CAMX | WECC California | OBG | 1.2
2018 | CA | Turlock Lake | 161 | CAMX | WECC California | WAT | 3.3 |  | 8837.001 |  |  | 0 |  |  |  | 0
2018 | CA | UC Davis South Campus | 59872 | CAMX | WECC California | SUN | 13 |  | 30821 |  |  | 0 |  |  |  | 0
2018 | CA | UC Merced Solar | 61995 | CAMX | WECC California | SUN | 5 |  | 220 | 0 |  | 0 |  | EPA/NEI; Estimated using an emission factor | 0 | 0
2018 | CA | UC Riverside Lots 30 & 32 | 62016 | CAMX | WECC California | SUN | 4 |  | 6924 |  |  | 0 |  |  |  | 0
2018 | CA | UCI Facilities Management Central Plant | 57122 | CAMX | WECC California | NG | 19 | 0.43412 | 100495 | 556069.122 | 1.6005 | 0.031852 | 0.0057564 | EPA/NEI; Estimated using an emission factor | 1280911.5 | 3.6867
2018 | CA | UCI Fuel Cell | 60120 | CAMX | WECC California | NG | 1.4 | 0.69456 | 8284 | 53548.854 | 0 | 0 | 0 | Estimated using an emission factor | 77097 | 0
2018 | CA | UCLA So Campus Cogen Project | 52073 | CAMX | WECC California | NG | 43 | 0.40186 | 289734 | 1530001.151 | 3.0106 | 0.020782 | 0.0039354 | EPA/NEI; Estimated using an emission factor | 3807329.732 | 7.4917
2018 | CA | UCSD Fuel Cell Plant | 57735 | CAMX | WECC California | NG | 3 |  | 19731 | 182462 | 0 | 0 | 0 | Estimated using an emission factor | 182462 | 0
2018 | CA | Union Valley | 6612 | CAMX | WECC California | WAT | 38.6 |  | 88432 |  |  | 0 |  |  |  | 0
2018 | CA | Univ of Calif Santa Cruz Cogeneration | 50064 | CAMX | WECC California | NG | 7.2 | 0.57023 | 31321 | 191928.316 | 0.52621 | 0.033601 | 0.0054834 | EPA/NEI; Estimated using an emission factor | 336581 | 0.9228
2018 | CA | Univ of California San Diego Solar | 57856 | CAMX | WECC California | SUN | 1.2 |  | 3492 |  |  | 0 |  |  |  | 0
2018 | CA | Univ of San Francisco Cogen | 50089 | CAMX | WECC California | NG | 1.5 | 0.53718 | 3928 | 28225.988 | 0.0059557 | 0.0030324 | 0.000422 | Estimated using an emission factor | 52545 | 0.011087
2018 | CA | University of California San Diego | 57584 | CAMX | WECC California | NG | 35.5 | 0.55124 | 206380 | 1257833.878 | 3.6203 | 0.035084 | 0.0057564 | EPA/NEI; Estimated using an emission factor | 2281842.44 | 6.5676
2018 | CA | Upper Dawson | 489 | CAMX | WECC California | WAT | 4.4 |  | 11126 |  |  | 0 |  |  |  | 0
2018 | CA | Upper Gorge | 407 | CAMX | WECC California | WAT | 37.5 |  | 75414 |  |  | 0 |  |  |  | 0
2018 | CA | US Borax | 50115 | CAMX | WECC California | NG | 48.2 | 0.40687 | 282302 | 1522893.829 | 4.1753 | 0.02958 | 0.0054834 | NEI avg EF - PM, fuel type, firing type | 3742979 | 10.2621
2018 | CA | US GSA - Sacramento | 60846 | CAMX | WECC California | SUN | 1.1 |  | 1827 |  |  | 0 |  |  |  | 0
2018 | CA | USG 1 | 61682 | AZNM | WECC Southwest | SUN | 1 |  | 1643 |  |  | 0 |  |  |  | 0
2018 | CA | USG 2 | 61683 | AZNM | WECC Southwest | SUN | 1 |  | 1725 |  |  | 0 |  |  |  | 0
2018 | CA | USPS PV | 61250 | CAMX | WECC California | SUN | 10.7 |  | 16925 |  |  | 0 |  |  |  | 0
2018 | CA | US-TOPCO (Soccer Center) | 60086 | CAMX | WECC California | SUN | 3 |  | 10896 |  |  | 0 |  |  |  | 0
2018 | CA | UTS SJ1 LLC | 57420 | CAMX | WECC California | NG | 1.5 | 1 | 0
2018 | CA | VA Sepulveda Ambulatory Care Center | 58249 | CAMX | WECC California | SUN | 3.5 |  | 4318 |  |  | 0 |  |  |  | 0
2018 | CA | Vaca Dixon Battery Storage System | 59256 | CAMX | WECC California | MWH | 2 |  | -1167 | 0 |  | 0 |  |  | 0 | 0
2018 | CA | Vaca Dixon Solar Station | 57041 | CAMX | WECC California | SUN | 2 |  | 4069 |  |  | 0 |  |  |  | 0
2018 | CA | Vacaville | 59058 | CAMX | WECC California | SUN | 1 |  | 1500 |  |  | 0 |  |  |  | 0
2018 | CA | Valencia 1 Solar CA | 61418 | AZNM | WECC Southwest | SUN | 3 |  | 6677 |  |  | 0 |  |  |  | 0
2018 | CA | Valentine Solar, LLC | 62288 | CAMX | WECC California | SUN | 111.2
2018 | CA | Valero Refinery Cogeneration Unit 1 | 55851 | CAMX | WECC California | NG | 51 | 0.51235 | 362289 | 1847088.189 | 5.0642 | 0.027956 | 0.0054834 | NEI avg EF - PM, fuel type, firing type | 3605144 | 9.8842
2018 | CA | Valero Refinery Cogeneration Unit 2 | 55852 | CAMX | WECC California | OG | 51
2018 | CA | Valley Center | 60509 | CAMX | WECC California | SUN | 3 |  | 5975 |  |  | 0 |  |  |  | 0
2018 | CA | Valley Center 1 | 58906 | CAMX | WECC California | SUN | 2.5 |  | 5622 |  |  | 0 |  |  |  | 0
2018 | CA | Valley Center 2 | 58907 | CAMX | WECC California | SUN | 5 |  | 11382 |  |  | 0 |  |  |  | 0
2018 | CA | Valley Sanitary District WTP Solar | 60824 | CAMX | WECC California | SUN | 1 |  | 1879 |  |  | 0 |  |  |  | 0
2018 | CA | Valley View | 487 | CAMX | WECC California | WAT | 4.1 |  | 0
2018 | CA | Van Norman Bypass Solar Project | 57307 | CAMX | WECC California | SUN | 2
2018 | CA | Vanadium Redox Flow Battery Plant | 61107 | CAMX | WECC California | MWH | 2 |  | -1453 | 0 |  | 0 |  |  | 0 | 0
2018 | CA | Vandenberg Solar Project | 61463 | CAMX | WECC California | SUN | 22.5 |  | 45665 |  |  | 0 |  |  |  | 0
2018 | CA | Vasco Winds | 57700 | CAMX | WECC California | WND | 78.2 |  | 241332 |  |  | 0 |  |  |  | 0
2018 | CA | Vega Solar | 59555 | CAMX | WECC California | SUN | 20 |  | 51426 |  |  | 0 |  |  |  | 0
2018 | CA | Venable Solar 1 | 58289 | CAMX | WECC California | SUN | 1.5 |  | 3440 |  |  | 0 |  |  |  | 0
2018 | CA | Venable Solar 2 | 58290 | CAMX | WECC California | SUN | 1.5 |  | 3426 |  |  | 0 |  |  |  | 0
2018 | CA | Venice Hydro | 72 | CAMX | WECC California | WAT | 10.1 |  | 0
2018 | CA | Verizon-Torrance | 59261 | CAMX | WECC California | NG | 1 |  | 6993 | 51477 | 0 | 0 | 0 | Estimated using an emission factor | 51477 | 0
2018 | CA | Vernon | 7436 | CAMX | WECC California | DFO | 30
2018 | CA | Verwey-Hanford Dairy Digester #1 | 60918 | CAMX | WECC California | OBG | 1 |  | 7228 | 109515 | 0.80494 | 0.22273 | 0.0147 | Estimated using an emission factor | 109515 | 0.80494
2018 | CA | Verwey-Hanford Dairy Digester #2 | 62418 | CAMX | WECC California | OBG | 1
2018 | CA | Verwey-Hanford Dairy Digester #3 | 62419 | CAMX | WECC California | OBG | 1
2018 | CA | Victor Dry Farm Ranch A | 58418 | CAMX | WECC California | SUN | 5 |  | 10079 |  |  | 0 |  |  |  | 0
2018 | CA | Victor Dry Farm Ranch B | 58419 | CAMX | WECC California | SUN | 5 |  | 10163 |  |  | 0 |  |  |  | 0
2018 | CA | Victor Mesa Linda B2 | 59269 | CAMX | WECC California | SUN | 1.5 |  | 3791 |  |  | 0 |  |  |  | 0
2018 | CA | Victor Mesa Linda C2 | 59270 | CAMX | WECC California | SUN | 1.5 |  | 3823 |  |  | 0 |  |  |  | 0
2018 | CA | Victor Mesa Linda D2 | 59271 | CAMX | WECC California | SUN | 1.5 |  | 3822 |  |  | 0 |  |  |  | 0
2018 | CA | Victor Mesa Linda E2 | 59272 | CAMX | WECC California | SUN | 1.5 |  | 3767 |  |  | 0 |  |  |  | 0
2018 | CA | Victor Valley CC CPV Solar | 57254 | CAMX | WECC California | SUN | 1 |  | 1115 |  |  | 0 |  |  |  | 0
2018 | CA | Victorville Energy Center, LLC (CA) | 62726 | CAMX | WECC California | WH | 19.9
2018 | CA | Victory Garden (Tehachapi) | 50532 | CAMX | WECC California | WND | 18.8 |  | 22219 |  |  | 0 |  |  |  | 0
2018 | CA | Victory Garden Phase IV LLC | 52160 | CAMX | WECC California | WND | 22 |  | 29020 |  |  | 0 |  |  |  | 0
2018 | CA | Vinam | 58450 | CAMX | WECC California | SUN | 1.5 |  | 4156 |  |  | 0 |  |  |  | 0
2018 | CA | Vintner Solar | 58509 | CAMX | WECC California | SUN | 1.5 |  | 3708 |  |  | 0 |  |  |  | 0
2018 | CA | Vista Energy Storage System | 61661 | CAMX | WECC California | MWH | 40 |  | -2034 | 0 |  | 0 |  |  | 0 | 0
2018 | CA | Vitro Flat Glass LLC | 58053 | CAMX | WECC California | DFO | 3.3 |  | 0
2018 | CA | Volta 1 | 290 | CAMX | WECC California | WAT | 8.5 |  | 49310 |  |  | 0 |  |  |  | 0
2018 | CA | Volta 2 | 180 | CAMX | WECC California | WAT | 1 |  | 5328 |  |  | 0 |  |  |  | 0
2018 | CA | Voyager Wind I | 60594 | CAMX | WECC California | WND | 131.1
2018 | CA | Voyager Wind II | 61582 | CAMX | WECC California | WND | 128.7 |  | 12868 |  |  | 0 |  |  |  | 0
2018 | CA | Voyager Wind III | 61583 | CAMX | WECC California | WND | 43.2 |  | 1098 |  |  | 0 |  |  |  | 0
2018 | CA | Voyager Wind IV | 61584 | CAMX | WECC California | WND | 21.6 |  | 1572 |  |  | 0 |  |  |  | 0
2018 | CA | Vulcan-BN Geothermal Power Company | 50210 | AZNM | WECC Southwest | GEO | 39.6 |  | 273968 |  |  | 0 |  |  |  | 0
2018 | CA | W E Warne | 6196 | CAMX | WECC California | WAT | 74.2 |  | 231047 |  |  | 0 |  |  |  | 0
2018 | CA | W Plant | 59458 | CAMX | WECC California | NG | 4.6 | 0.55387 | 34706 | 204220.692 | 0.55991 | 0.032266 | 0.0054834 | NEI avg EF - PM, fuel type, firing type | 368714 | 1.0109
2018 | CA | W R Gianelli | 448 | CAMX | WECC California | WAT | 424 |  | -125520 |  |  | 0 |  |  |  | 0
2018 | CA | Wadham Energy LP | 50293 | CAMX | WECC California | AB | 29.1 |  | 166216 | 2287576.242 | 1.1461 | 0.01379 | 0.001002 | Estimated using an emission factor | 2287576.242 | 1.1461
2018 | CA | Wagner Wind LLC | 58233 | CAMX | WECC California | WND | 6 |  | 13714 |  |  | 0 |  |  |  | 0
2018 | CA | Walgreens Woodland Distribution Center | 57006 | CAMX | WECC California | SUN | 1 |  | 832 |  |  | 0 |  |  |  | 0
2018 | CA | Walnut | 4256 | CAMX | WECC California | NG | 49.8 |  | 10 | 10420 | 0.028568 | 5.7137 | 0.0054834 | NEI avg EF - PM, fuel type, firing type | 10420 | 0.028568
2018 | CA | Warm Springs Hydro Project | 54261 | CAMX | WECC California | WAT | 2.7 |  | 3162 |  |  | 0 |  |  |  | 0
2018 | CA | Waste Management Tri-Cities LFGTE | 57164 | CAMX | WECC California | LFG | 4.8
2018 | CA | Waste Mangement Redwood LFGTE | 59299 | CAMX | WECC California | LFG | 4 |  | 28524 | 322489 | 2.3703 | 0.1662 | 0.0147 | Estimated using an emission factor | 322489 | 2.3703
2018 | CA | Waterman Turnout Hydroelectric | 60466 | CAMX | WECC California | WAT | 1
2018 | CA | Watkins Manufacturing Co. | 57715 | CAMX | WECC California | NG | 2 |  | 3608 | 74579 | 0.015736 | 0.008723 | 0.00042201 | Estimated using an emission factor | 74579 | 0.015736
2018 | CA | Watson Cogeneration | 50216 | CAMX | WECC California | NG | 499.2 | 0.47186 | 2988696 | 16739653.782 | 44.325 | 0.029662 | 0.0052958 | EPA/NEI; Estimated using an emission factor | 35475842.665 | 93.9365
2018 | CA | Watts 3115 | 58454 | CAMX | WECC California | SUN | 2 |  | 3854 |  |  | 0 |  |  |  | 0
2018 | CA | Welport Lease Project | 54447 | CAMX | WECC California | NG | 5 | 0.3693 | 26303 | 164714.775 | 0.4516 | 0.034338 | 0.0054834 | NEI avg EF - PM, fuel type, firing type | 446023 | 1.2229
2018 | CA | West Ford Flat Power Plant | 10199 | CAMX | WECC California | GEO | 38
2018 | CA | West Gates Solar Station | 58206 | CAMX | WECC California | SUN | 10 |  | 21699 |  |  | 0 |  |  |  | 0
2018 | CA | West Point PH | 291 | CAMX | WECC California | WAT | 13.6 |  | 69038 |  |  | 0 |  |  |  | 0
2018 | CA | West Valley High School Solar | 58244 | CAMX | WECC California | SUN | 1 |  | 1406 |  |  | 0 |  |  |  | 0
2018 | CA | Westend Facility | 10685 | CAMX | WECC California | NG | 20
2018 | CA | Western Antelope Blue Sky B | 59961 | CAMX | WECC California | SUN | 20 |  | 57215 |  |  | 0 |  |  |  | 0
2018 | CA | Western Antelope Blue Sky Ranch A | 58626 | CAMX | WECC California | SUN | 20 |  | 53209 |  |  | 0 |  |  |  | 0
2018 | CA | Western Antelope Dry Ranch | 58627 | CAMX | WECC California | SUN | 10 |  | 26416 |  |  | 0 |  |  |  | 0
2018 | CA | Western Power & Steam Inc | 54410 | CAMX | WECC California | NG | 36 | 0.61576 | 148922 | 1078123.469 | 2.9559 | 0.039697 | 0.0054834 | EPA/NEI; Estimated using an emission factor | 1750887 | 4.8004
2018 | CA | Westlands Solar PV Farm | 58616 | CAMX | WECC California | SUN | 18 |  | 43992 |  |  | 0 |  |  |  | 0
2018 | CA | Westmont 300A | 61249 | CAMX | WECC California | SUN | 2.9 |  | 5265 |  |  | 0 |  |  |  | 0
2018 | CA | Westmont 300B | 60914 | CAMX | WECC California | SUN | 3 |  | 4157 |  |  | 0 |  |  |  | 0
2018 | CA | Westmont 301 | 61593 | CAMX | WECC California | SUN | 1.8 |  | 3152 |  |  | 0 |  |  |  | 0
2018 | CA | Westmont 400A | 61348 | CAMX | WECC California | SUN | 2.3 |  | 3451 |  |  | 0 |  |  |  | 0
2018 | CA | Westmont 400B | 61349 | CAMX | WECC California | SUN | 2.2 |  | 3692 |  |  | 0 |  |  |  | 0
2018 | CA | Westmont 401 | 61594 | CAMX | WECC California | SUN | 2.9 |  | 4923 |  |  | 0 |  |  |  | 0
2018 | CA | Westside Solar Power PV1 | 60275 | CAMX | WECC California | SUN | 2 |  | 4817 |  |  | 0 |  |  |  | 0
2018 | CA | Westside Solar Station | 57499 | CAMX | WECC California | SUN | 15 |  | 28708 |  |  | 0 |  |  |  | 0
2018 | CA | Westwind Trust | 54258 | CAMX | WECC California | WND | 31.6
2018 | CA | Weymouth Solar Plant | 60255 | CAMX | WECC California | SUN | 3 |  | 5700 |  |  | 0 |  |  |  | 0
2018 | CA | Wheelabrator Lassen | 50298 | CAMX | WECC California | NG | 38.8
2018 | CA | Wheelabrator Martell | 50950 | CAMX | WECC California | WDS | 23
2018 | CA | Wheelabrator Norwalk Energy | 50876 | CAMX | WECC California | NG | 30.7 | 1 | 0 | 0 | 0 |  |  | NEI avg EF - PM, fuel type | 0 | 0
2018 | CA | Wheelabrator Shasta | 50881 | CAMX | WECC California | WDS | 62.7 |  | 279805 | 5043543 | 57.5272 | 0.41119 | 0.022812 | NEI avg EF - PM, fuel type | 5043543 | 57.5272
2018 | CA | Whiskeytown | 7189 | CAMX | WECC California | WAT | 3.5 |  | 18633 |  |  | 0 |  |  |  | 0
2018 | CA | White River Solar | 58373 | CAMX | WECC California | SUN | 20 |  | 51875 |  |  | 0 |  |  |  | 0
2018 | CA | White River Solar 2 | 58973 | CAMX | WECC California | SUN | 19.8 |  | 49689 |  |  | 0 |  |  |  | 0
2018 | CA | White Rock/Slab Creek | 435 | CAMX | WECC California | WAT | 269.2 |  | 389163.001 |  |  | 0 |  | EPA/NEI; Estimated using an emission factor |  | 0
2018 | CA | Whitethorn Solar LLC | 60193 | CAMX | WECC California | SUN | 3.3 |  | 6177 |  |  | 0 |  |  |  | 0
2018 | CA | Whitewater Hill Wind Partners | 56012 | CAMX | WECC California | WND | 61.5 |  | 159463 |  |  | 0 |  |  |  | 0
2018 | CA | Whitewater Hydro Plant | 10162 | CAMX | WECC California | WAT | 1.3 |  | 2827 |  |  | 0 |  |  |  | 0
2018 | CA | Whitney Point Solar | 60975 | CAMX | WECC California | SUN | 20 |  | 52778 |  |  | 0 |  |  |  | 0
2018 | CA | Whittier LFG Power Plant #1 | 57102 | CAMX | WECC California | LFG | 2.2
2018 | CA | Wild Horse Power Plant | 57181 | CAMX | WECC California | GEO | 48
2018 | CA | Wildcat I Energy Storage LLC | 62875 | CAMX | WECC California | MWH | 3
2018 | CA | Wildwood Solar I, LLC | 59380 | CAMX | WECC California | SUN | 19.5 |  | 49870 |  |  | 0 |  |  |  | 0
2018 | CA | Wildwood Solar II | 59253 | CAMX | WECC California | SUN | 15 |  | 41053 |  |  | 0 |  |  |  | 0
2018 | CA | Willow Spring Solar 3, LLC | 60325 | CAMX | WECC California | SUN | 75
2018 | CA | Willow Spring Solar, LLC | 60324 | CAMX | WECC California | SUN | 100
2018 | CA | Wilmington Hydrogen Plant | 55557 | CAMX | WECC California | WH | 31.9 | 1 | 199063 |  |  | 0 |  |  |  | 0
2018 | CA | Windhub Solar A LLC | 59878 | CAMX | WECC California | SUN | 20
2018 | CA | Windhub Solar B, LLC | 59969 | CAMX | WECC California | SUN | 20
2018 | CA | Windland | 50386 | CAMX | WECC California | WND | 15.3 |  | 32591 |  |  | 0 |  |  |  | 0
2018 | CA | Windpark Unlimited 1 | 10027 | CAMX | WECC California | WND | 9.4 |  | 13869 |  |  | 0 |  |  |  | 0
2018 | CA | Windpark Unlimited 2 | 60321 | CAMX | WECC California | WND | 16.1 |  | 29172 |  |  | 0 |  |  |  | 0
2018 | CA | Windsor Floating Solar | 62902 | CAMX | WECC California | SUN | 1.5
2018 | CA | Windstar 1 | 57774 | CAMX | WECC California | WND | 120 |  | 290314 |  |  | 0 |  |  |  | 0
2018 | CA | Wintec Energy Ltd | 50276 | CAMX | WECC California | WND | 5.9 |  | 358 |  |  | 0 |  |  |  | 0
2018 | CA | Wise | 292 | CAMX | WECC California | WAT | 16.4 |  | 65607 |  |  | 0 |  |  |  | 0
2018 | CA | Wistaria Ranch Solar | 61750 | CAMX | WECC California | SUN | 106.7 |  | 15374 |  |  | 0 |  |  |  | 0
2018 | CA | Woodland Biomass Power Ltd | 10836 | CAMX | WECC California | WDS | 28 |  | 187736 | 3357423 | 38.2951 | 0.40797 | 0.022812 | NEI avg EF - PM, fuel type | 3357423 | 38.2951
2018 | CA | Woodleaf | 419 | CAMX | WECC California | WAT | 67.2 |  | 137044 |  |  | 0 |  |  |  | 0
2018 | CA | Woodmere Solar Farm | 59008 | CAMX | WECC California | SUN | 15 |  | 35084 |  |  | 0 |  |  |  | 0
2018 | CA | Woodward Power Plant | 50218 | CAMX | WECC California | WAT | 2.8 |  | 2674 |  |  | 0 |  |  |  | 0
2018 | CA | Wright Solar Park | 59525 | CAMX | WECC California | SUN | 200
2018 | CA | WWTP Power Generation Station | 56036 | CAMX | WECC California | OBG | 6.6 | 0.47024 | 25320.999 | 144313.473 | 1.0607 | 0.083781 | 0.0147 | Estimated using an emission factor | 306893.001 | 2.2557
2018 | CA | Xebec 1 | 62286 | CAMX | WECC California | SUN | 1.9 |  | 71 |  |  | 0 |  |  |  | 0
2018 | CA | Xilinx San Jose | 58299 | CAMX | WECC California | NG | 1.1 |  | 7704 | 52245 | 0 | 0 | 0 | Estimated using an emission factor | 52245 | 0
2018 | CA | Yahoo! - HQ | 59805 | CAMX | WECC California | NG | 1.1 |  | 7471 | 54916 | 0 | 0 | 0 | Estimated using an emission factor | 54916 | 0
2018 | CA | Yerba Buena | 59257 | CAMX | WECC California | MWH | 4 |  | -4399 | 0 |  | 0 |  |  | 0 | 0
2018 | CA | Yolo County Solar Project | 57422 | CAMX | WECC California | SUN | 1 |  | 1869 |  |  | 0 |  |  |  | 0
2018 | CA | Yorba Linda | 6647 | CAMX | WECC California | WAT | 5.1 |  | 20630 |  |  | 0 |  |  |  | 0
2018 | CA | Yuba City Cogen Partners | 52186 | CAMX | WECC California | NG | 49 | 0.76586 | 10599 | 80083.076 | 0.21956 | 0.041431 | 0.0054834 | NEI avg EF - PM, fuel type, firing type | 104566 | 0.28669
2018 | CA | Yuba City Energy Center | 55813 | CAMX | WECC California | NG | 47.3 |  | 32148 | 374248 | 1.0261 | 0.063834 | 0.0054834 | NEI avg EF - PM, fuel type, firing type | 374248 | 1.0261
2018 | CA | ZCO | 56276 | CAMX | WECC California | WND | 1.6 |  | 1877 |  |  | 0 |  |  |  | 0
2018 | CA | Zero Waste Energy Development Co LLC | 60220 | CAMX | WECC California | OBG | 1.6 | 0.22042 | 4446 | 25686.788 | 0.1888 | 0.08493 | 0.0147 | Estimated using an emission factor | 116537 | 0.85655
2018 | CA | AES Alamitos | 315 | CAMX | WECC California | NG | 2055 |  | 958300 | 12712766 | 37.4752 | 0.078212 | 0.0058957 | EPA/NEI; Estimated using an emission factor | 12712766 | 37.4752
2018 | CA | AES Huntington Beach | 335 | CAMX | WECC California | NG | 1021 |  | 319522 | 3762509 | 7.5408 | 0.0472 | 0.0040084 | EPA/NEI; Estimated using an emission factor | 3762509 | 7.5408
2018 | CA | AES Redondo Beach | 356 | CAMX | WECC California | NG | 1316.4 |  | 274507 | 3596623 | 2.4 | 0.017486 | 0.0013346 | EPA/NEI | 3596623 | 2.4
2018 | CA | Agua Mansa Power | 55951 | CAMX | WECC California | NG | 60.5 |  | 7862 | 86481 | 0.33794 | 0.085969 | 0.0078154 | NEI avg EF - PM, fuel type, firing type | 86481 | 0.33794
2018 | CA | Algonquin Power Sanger | 57564 | CAMX | WECC California | NG | 74 | 1 | 176139 | 1263196 | 4.9984 | 0.056755 | 0.0079139 | EPA/NEI | 1263196 | 4.9984
2018 | CA | Almond Power Plant | 7315 | CAMX | WECC California | NG | 223.5 |  | 169771.001 | 1765606 | 4.3368 | 0.05109 | 0.0049125 | EPA/NEI | 1765606 | 4.3368
2018 | CA | Anaheim Combustion Turbine | 7693 | CAMX | WECC California | NG | 49.2 |  | 38770 | 350281 | 5.3667 | 0.27685 | 0.030642 | EPA/NEI | 350281 | 5.3667
2018 | CA | Badger Creek Limited | 10650 | CAMX | WECC California | NG | 46 | 0.71647 | 7556 | 51435.355 | 0.08831 | 0.023375 | 0.0034338 | EPA/NEI | 71790 | 0.12326
2018 | CA | Barre Generating Station | 56474 | CAMX | WECC California | NG | 49.8 |  | 33130 | 337032 | 1.317 | 0.079507 | 0.0078154 | NEI avg EF - PM, fuel type, firing type | 337032 | 1.317
2018 | CA | Bear Mountain Limited | 10649 | CAMX | WECC California | NG | 46 | 0.78439 | 35766 | 241830.154 | 0.024788 | 0.0013861 | 0.000205 | EPA/NEI | 308302 | 0.031601
2018 | CA | Blythe Energy | 55295 | CAMX | WECC California | NG | 591 |  | 2695876 | 20194857 | 41.0639 | 0.030464 | 0.0040668 | EPA/NEI | 20194857 | 41.0639
2018 | CA | Cabrillo Power I Encina Power Station | 302 | CAMX | WECC California | NG | 999.6 |  | 299121 | 5218992 | 4.5215 | 0.030232 | 0.0017327 | EPA/NEI | 5218992 | 4.5215
2018 | CA | CalPeak Power - Border | 55510 | CAMX | WECC California | NG | 60.5 |  | 11381 | 125147 | 2.9066 | 0.51077 | 0.04645 | EPA/NEI; Estimated using an emission factor | 125147 | 2.9066
2018 | CA | CalPeak Power - Enterprise | 55513 | CAMX | WECC California | NG | 58.9 |  | 12241 | 132502 | 3.2339 | 0.52838 | 0.048813 | EPA/NEI; Estimated using an emission factor | 132502 | 3.2339
2018 | CA | CalPeak Power - Panoche | 55508 | CAMX | WECC California | NG | 110.4 |  | 25513 | 155337 | 0.055887 | 0.0043811 | 0.00071956 | EPA/NEI; Estimated using an emission factor | 155337 | 0.055887
2018 | CA | CalPeak Power - Vaca Dixon | 55499 | CAMX | WECC California | NG | 60.5 |  | 11340 | 123147 | 0.33932 | 0.059844 | 0.0055107 | EPA/NEI; Estimated using an emission factor | 123147 | 0.33932
2018 | CA | Calpine Gilroy Cogen, LP | 10034 | CAMX | WECC California | NG | 130 | 0.82456 | 102682 | 733435.343 | 2.7924 | 0.054389 | 0.0076145 | EPA/NEI | 889490 | 3.3865
2018 | CA | Calpine Sutter Energy Center | 55112 | CAMX | WECC California | NG | 636 |  | 589517 | 4395613 | 12.6515 | 0.042922 | 0.0057564 | NEI avg EF - PM, fuel type, firing type | 4395613 | 12.6515
2018 | CA | Canyon Power Plant | 57027 | CAMX | WECC California | NG | 200 |  | 181871 | 1946308 | 2.7478 | 0.030217 | 0.0028236 | EPA/NEI | 1946308 | 2.7478
2018 | CA | Carson Cogeneration | 7527 | CAMX | WECC California | NG | 125.5 | 0.85426 | 368117 | 2840319.343 | 0.31178 | 0.0016939 | 0.00021954 | EPA/NEI | 3324881 | 0.36497
2018 | CA | Carson Cogeneration Company | 10169 | CAMX | WECC California | NG | 55.8 | 1 | 0
2018 | CA | Center Generating Station | 56475 | CAMX | WECC California | NG | 59.8 |  | 14862 | 180653 | 0.70594 | 0.095 | 0.0078154 | NEI avg EF - PM, fuel type, firing type | 180653 | 0.70594
2018 | CA | Chula Vista Energy Center | 55540 | CAMX | WECC California | NG | 44 |  | 3070 | 59918 | 0.26 | 0.16938 | 0.0086785 | EPA/NEI | 59918 | 0.26
2018 | CA | Coalinga Cogeneration Facility | 50131 | CAMX | WECC California | NG | 38.4 | 1 | 0
2018 | CA | Colusa Generating Station | 56532 | CAMX | WECC California | NG | 712.4 |  | 2986301 | 21559402 | 22.8739 | 0.015319 | 0.0021219 | EPA/NEI | 21559402 | 22.8739
2018 | CA | Cosumnes Power Plant | 55970 | CAMX | WECC California | OG | 530 |  | 3398778 | 24413670 | 17.0087 | 0.010009 | 0.0013934 | EPA/NEI | 24413670 | 17.0087
2018 | CA | Creed Energy Center | 55625 | CAMX | WECC California | NG | 47 |  | 12968 | 166726 | 0.31134 | 0.048016 | 0.0037347 | EPA/NEI | 166726 | 0.31134
2018 | CA | Cuyamaca Peak Energy | 55512 | CAMX | WECC California | NG | 48.7 |  | 14888 | 169052 | 2.0634 | 0.27718 | 0.024411 | EPA/NEI; Estimated using an emission factor | 169052 | 2.0634
2018 | CA | Delano Energy Center, LLC | 58122 | CAMX | WECC California | NG | 48.5 |  | 5455 | 66417 | 0.25954 | 0.095156 | 0.0078154 | NEI avg EF - PM, fuel type, firing type | 66417 | 0.25954
2018 | CA | Delta Energy Center, LLC | 55333 | CAMX | WECC California | NG | 943.5 |  | 3081664 | 22068576 | 22.3976 | 0.014536 | 0.0020298 | EPA/NEI | 22068576 | 22.3976
2018 | CA | Donald Von Raesfeld | 56026 | CAMX | WECC California | NG | 154 |  | 861341 | 6842142 | 2.3149 | 0.0053752 | 0.00067667 | EPA/NEI | 6842142 | 2.3149
2018 | CA | DTE Stockton | 54238 | CAMX | WECC California | WDS | 54 | 0.44962 | 371195 | 2602289.699 | 3.5603 | 0.019183 | 0.0027363 | EPA/NEI | 5787775 | 7.9185
2018 | CA | El Cajon Energy Center | 57001 | CAMX | WECC California | NG | 49.9 |  | 16736 | 187778 | 0.73378 | 0.087689 | 0.0078154 | NEI avg EF - PM, fuel type, firing type | 187778 | 0.73378
2018 | CA | El Centro | 389 | AZNM | WECC Southwest | NG | 438.3 |  | 750463 | 6034150 | 12.036 | 0.032076 | 0.0039893 | EPA/NEI; Estimated using an emission factor | 6034150 | 12.036
2018 | CA | El Segundo | 330 | CAMX | WECC California | NG | 1533.8 |  | 1054778 | 8998111 | 4.1466 | 0.0078624 | 0.00092165 | EPA/NEI | 8998111 | 4.1466
2018 | CA | Elk Hills Power | 55400 | CAMX | WECC California | NG | 623 | 0.89615 | 3797551 | 21301027.849 | 78.2371 | 0.041204 | 0.0073459 | EPA/NEI | 23769589 | 87.304
2018 | CA | Escondido Energy Center, LLC | 55538 | CAMX | WECC California | NG | 93.9 |  | 25261 | 265347 | 0.10912 | 0.0086394 | 0.00082247 | EPA/NEI | 265347 | 0.10912
2018 | CA | Etiwanda Generating Station | 331 | CAMX | WECC California | NG | 1050.1 |  | 0 |  | 5.53 |  |  | EPA/NEI |  | 5.53
2018 | CA | Feather River Energy Center | 55847 | CAMX | WECC California | NG | 47 |  | 33113 | 408083 | 0.39779 | 0.024026 | 0.0019496 | EPA/NEI | 408083 | 0.39779
2018 | CA | Fresno Cogeneration Partners, LP | 10156 | CAMX | WECC California | NG | 104.9 | 0.35781 | 5887 | 13445.451 | 0.22061 | 0.074949 | 0.032816 | EPA/NEI | 37577 | 0.61656
2018 | CA | Gateway Generating Station | 56476 | CAMX | WECC California | NG | 619.7 |  | 2929751 | 21564198 | 16.8789 | 0.011522 | 0.0015655 | EPA/NEI | 21564198 | 16.8789
2018 | CA | Gilroy Energy Center, LLC | 55810 | CAMX | WECC California | NG | 135 |  | 25659 | 303222 | 0.12239 | 0.0095397 | 0.00080726 | EPA/NEI | 303222 | 0.12239
2018 | CA | Glenarm | 422 | CAMX | WECC California | NG | 265.6 |  | 107233.32 | 784284 | 2.7001 | 0.05036 | 0.0068856 | NEI avg EF - PM, fuel type, firing type | 784284 | 2.7001
2018 | CA | Goal Line | 54749 | CAMX | WECC California | NG | 51.4 | 0.77756 | 18142 | 134213.31 | 16.6455 | 1.835 | 0.24805 | EPA/NEI | 172608 | 21.4074
2018 | CA | Goose Haven Energy Center | 55627 | CAMX | WECC California | NG | 47 |  | 12447 | 150843 | 0.3354 | 0.053893 | 0.004447 | EPA/NEI | 150843 | 0.3354
2018 | CA | Grapeland Generating Station | 56472 | CAMX | WECC California | NG | 59.8 |  | 9892 | 126815 | 0.49556 | 0.10019 | 0.0078154 | NEI avg EF - PM, fuel type, firing type | 126815 | 0.49556
2018 | CA | Grayson Power Plant | 377 | CAMX | WECC California | NG | 353.9 |  | 140780 | 1837480 | 6.6496 | 0.094467 | 0.0072377 | NEI avg EF - PM, fuel type, firing type | 1837480 | 6.6496
2018 | CA | Greenleaf One | 10350 | CAMX | WECC California | NG | 66 | 0.8536 | 67014 | 456064.833 | 0.16089 | 0.0048016 | 0.00070554 | EPA/NEI | 534283 | 0.18848
2018 | CA | Hanford Energy Park Peaker | 55698 | CAMX | WECC California | NG | 92.2 |  | 15605 | 182360 | 0.30709 | 0.039357 | 0.0033679 | EPA/NEI | 182360 | 0.30709
2018 | CA | Harbor Generating Station | 399 | CAMX | WECC California | NG | 595.1 |  | 37140 | 547205 | 0.92311 | 0.04971 | 0.0033739 | EPA/NEI; Estimated using an emission factor | 547205 | 0.92311
2018 | CA | Haynes Generating Station | 400 | CAMX | WECC California | NG | 2885.1 |  | 3131592.998 | 23193980 | 18.2938 | 0.011683 | 0.0015775 | EPA/NEI | 23193980 | 18.2938
2018 | CA | Henrietta Peaker Plant | 55807 | CAMX | WECC California | NG | 98 |  | 32903 | 344940 | 0.64269 | 0.039066 | 0.0037264 | EPA/NEI | 344940 | 0.64269
2018 | CA | High Desert Power Project | 55518 | CAMX | WECC California | NG | 852 |  | 3019302 | 22601955 | 65.3 | 0.043255 | 0.0057783 | EPA/NEI | 22601955 | 65.3
2018 | CA | Indigo Generation Facility | 55541 | CAMX | WECC California | NG | 149.7 |  | 33375.999 | 358003 | 2.3907 | 0.14326 | 0.013356 | EPA/NEI | 358003 | 2.3907
2018 | CA | Inland Empire Energy Center | 55853 | CAMX | WECC California | NG | 819 |  | 201502 | 1465754 | 3.7597 | 0.037317 | 0.00513 | EPA/NEI; Estimated using an emission factor | 1465754 | 3.7597
2018 | CA | Ivanpah 1 | 57074 | CAMX | WECC California | SUN | 133 |  | 242476 | 449235 | 1.5279 | 0.012602 | 0.0068021 | EPA/NEI; Estimated using an emission factor | 449235 | 1.5279
2018 | CA | Ivanpah 2 | 57073 | CAMX | WECC California | SUN | 133.4 |  | 277054 | 509848 | 1.734 | 0.012518 | 0.0068021 | EPA/NEI; Estimated using an emission factor | 509848 | 1.734
2018 | CA | Ivanpah 3 | 57075 | CAMX | WECC California | SUN | 133.4 |  | 276326 | 383462 | 1.3042 | 0.0094394 | 0.0068021 | EPA/NEI; Estimated using an emission factor | 383462 | 1.3042
2018 | CA | King City Power Plant | 10294 | CAMX | WECC California | NG | 133.2 | 0.88789 | 374693 | 87149.354 | 0.0088079 | 4.7014e-05 | 0.00020213 | EPA/NEI; Estimated using an emission factor | 98153 | 0.00992
2018 | CA | Kingsburg Cogen Facility | 10405 | CAMX | WECC California | NG | 36.2 | 0.84847 | 4964 | 48665.524 | 0.026842 | 0.010815 | 0.0011031 | EPA/NEI | 57357 | 0.031636
2018 | CA | La Paloma Generating Plant | 55151 | CAMX | WECC California | NG | 1200 |  | 1059098 | 7975035 | 58.7833 | 0.11101 | 0.014742 | EPA/NEI | 7975035 | 58.7833
2018 | CA | Lake | 7987 | CAMX | WECC California | NG | 60.5 |  | 11806 | 133594 | 0.52205 | 0.088438 | 0.0078154 | NEI avg EF - PM, fuel type, firing type | 133594 | 0.52205
2018 | CA | Lambie Energy Center | 55626 | CAMX | WECC California | NG | 47 |  | 13299 | 162123 | 0.32063 | 0.048219 | 0.0039554 | EPA/NEI | 162123 | 0.32063
2018 | CA | Larkspur Energy Faciity | 55542 | CAMX | WECC California | NG | 99.8 |  | 44783 | 463259 | 5.1683 | 0.23082 | 0.022313 | EPA/NEI | 463259 | 5.1683
2018 | CA | Live Oak Limited | 54768 | CAMX | WECC California | NG | 46 | 0.76965 | 22188 | 157161.421 | 0.017129 | 0.001544 | 0.00021798 | EPA/NEI | 204198 | 0.022255
2018 | CA | Lodi Energy Center | 57978 | CAMX | WECC California | NG | 288.9 |  | 1406540 | 9981572 | 11.0277 | 0.015681 | 0.0022096 | EPA/NEI | 9981572 | 11.0277
2018 | CA | Long Beach Generating Station | 341 | CAMX | WECC California | NG | 587.4 |  | 22511 | 397997 | 1.5475 | 0.13749 | 0.0077765 | EPA/NEI | 397997 | 1.5475
2018 | CA | Los Esteros Critical Energy Facility | 55748 | CAMX | WECC California | NG | 306.1 |  | 356431 | 2994753 | 0.084364 | 0.00047338 | 5.6341e-05 | EPA/NEI | 2994753 | 0.084364
2018 | CA | Los Medanos Energy Center, LLC | 55217 | CAMX | WECC California | NG | 678.3 | 0.86957 | 3274740 | 21676202.324 | 15.8901 | 0.0097046 | 0.0014661 | EPA/NEI | 24927485 | 18.2735
2018 | CA | Magnolia | 56046 | CAMX | WECC California | NG | 387.6 |  | 1531144 | 11267009 | 32.4289 | 0.042359 | 0.0057564 | NEI avg EF - PM, fuel type, firing type | 11267009 | 32.4289
2018 | CA | Malaga Power | 56239 | CAMX | WECC California | NG | 121 |  | 27660 | 290913 | 0.34517 | 0.024958 | 0.002373 | EPA/NEI | 290913 | 0.34517
2018 | CA | Malburg Generating Station | 56041 | CAMX | WECC California | NG | 130 |  | 479363 | 3974356 | 10.0593 | 0.041969 | 0.0050621 | EPA/NEI | 3974356 | 10.0593
2018 | CA | Mandalay Generating Station | 345 | CAMX | WECC California | NG | 574 |  | 30
2018 | CA | Mariposa Energy Project | 57483 | CAMX | WECC California | NG | 199.6 |  | 112210 | 1210217 | 4.7292 | 0.084292 | 0.0078154 | NEI avg EF - PM, fuel type, firing type | 1210217 | 4.7292
2018 | CA | Marsh Landing Generating Station | 57267 | CAMX | WECC California | NG | 828 |  | 219407 | 2580259 | 0.4466 | 0.004071 | 0.00034617 | EPA/NEI | 2580259 | 0.4466
2018 | CA | McGrath Generating Station | 56471 | CAMX | WECC California | NG | 49.8 |  | 23962 | 240390 | 0.93938 | 0.078406 | 0.0078154 | NEI avg EF - PM, fuel type, firing type | 240390 | 0.93938
2018 | CA | McKittrick Limited | 50612 | CAMX | WECC California | NG | 46 | 0.74431 | 21742 | 134039.698 | 0.52379 | 0.048182 | 0.0078154 | NEI avg EF - PM, fuel type, firing type | 180086 | 0.70373
2018 | CA | Metcalf Energy Center | 55393 | CAMX | WECC California | NG | 635 |  | 2079832 | 15267785 | 6.9604 | 0.0066933 | 0.00091178 | EPA/NEI | 15267785 | 6.9604
2018 | CA | Midway Peaking | 56639 | CAMX | WECC California | NG | 139.8 |  | 49354 | 560156 | 0.25781 | 0.010448 | 0.00092051 | EPA/NEI | 560156 | 0.25781
2018 | CA | Mira Loma Generating Station | 56473 | CAMX | WECC California | NG | 49.8 |  | 24008 | 244322 | 0.95474 | 0.079535 | 0.0078154 | NEI avg EF - PM, fuel type, firing type | 244322 | 0.95474
2018 | CA | Miramar Energy Facility | 56232 | CAMX | WECC California | NG | 106 |  | 92448 | 933507 | 0.10912 | 0.0023607 | 0.00023379 | EPA/NEI | 933507 | 0.10912
2018 | CA | Moss Landing | 260 | CAMX | WECC California | NG | 3102 |  | 4178781.84 | 30387455 | 2.8868 | 0.0013817 | 0.00019 | EPA/NEI | 30387455 | 2.8868
2018 | CA | Mountainview Generating Station | 358 | CAMX | WECC California | NG | 1167.4 |  | 2091874.84 | 15211441 | 79.8064 | 0.076301 | 0.010493 | EPA/NEI | 15211441 | 79.8064
2018 | CA | NCPA Combustion Turbine Project #2 | 7449 | CAMX | WECC California | NG | 50 |  | 11838 | 102050 | 0.15056 | 0.025436 | 0.0029506 | EPA/NEI | 102050 | 0.15056
2018 | CA | Niland Gas Turbine Plant | 56569 | AZNM | WECC Southwest | NG | 121 |  | 70203 | 661387 | 0.91249 | 0.025996 | 0.0027593 | EPA/NEI | 661387 | 0.91249
2018 | CA | Olive | 6013 | CAMX | WECC California | NG | 171.9 |  | 0
2018 | CA | Orange Grove Project | 56914 | CAMX | WECC California | NG | 118 |  | 33879 | 377585 | 0.78368 | 0.046263 | 0.004151 | EPA/NEI | 377585 | 0.78368
2018 | CA | Ormond Beach Generating Station | 350 | CAMX | WECC California | NG | 1612 |  | 186015 | 2169947 | 3.3752 | 0.03629 | 0.0031109 | EPA/NEI | 2169947 | 3.3752
2018 | CA | Otay Mesa Energy Center, LLC | 55345 | CAMX | WECC California | NG | 688.5 |  | 493151 | 3730859 | 85.7088 | 0.3476 | 0.045946 | EPA/NEI | 3730859 | 85.7088
2018 | CA | Palomar Energy Center | 55985 | CAMX | WECC California | NG | 559 |  | 1925066 | 13919861 | 8.3725 | 0.0086984 | 0.001203 | EPA/NEI | 13919861 | 8.3725
2018 | CA | Panoche Energy Center | 56803 | CAMX | WECC California | NG | 432 |  | 615796 | 5763441 | 6.713 | 0.021803 | 0.0023295 | EPA/NEI | 5763441 | 6.713
2018 | CA | Pastoria Energy Facility | 55656 | CAMX | WECC California | NG | 779 |  | 4325910 | 30991125 | 18.6726 | 0.0086329 | 0.001205 | EPA/NEI | 30991125 | 18.6726
2018 | CA | Pio Pico Energy Center LLC | 57555 | CAMX | WECC California | NG | 395.4 |  | 150057 | 1492667 | 5.8329 | 0.077743 | 0.0078154 | NEI avg EF - PM, fuel type, firing type | 1492667 | 5.8329
2018 | CA | Redding Power Plant | 7307 | CAMX | WECC California | NG | 183.1 |  | 244990 | 2040969 | 2.2455 | 0.018331 | 0.0022004 | EPA/NEI | 2040969 | 2.2455
2018 | CA | Ripon Generation Station | 56135 | CAMX | WECC California | NG | 121 |  | 24760 | 283617 | 1.6568 | 0.13382 | 0.011683 | EPA/NEI | 283617 | 1.6568
2018 | CA | Riverside Energy Resource Center | 56143 | CAMX | WECC California | NG | 196 |  | 86351 | 941003 | 3.247 | 0.075206 | 0.0069012 | EPA/NEI; Estimated using an emission factor | 941003 | 3.247
2018 | CA | Riverview Energy Center | 55963 | CAMX | WECC California | NG | 47 |  | 18001 | 207847 | 0.066625 | 0.0074024 | 0.0006411 | EPA/NEI | 207847 | 0.066625
2018 | CA | Roseville Energy Park | 56298 | CAMX | WECC California | NG | 164 |  | 247650 | 2081563 | 0.16966 | 0.0013701 | 0.00016301 | EPA/NEI | 2081563 | 0.16966
2018 | CA | Russell City Energy Company LLC | 56467 | CAMX | WECC California | NG | 655 |  | 1010425 | 7403064 | 3.1876 | 0.0063094 | 0.00086115 | EPA/NEI | 7403064 | 3.1876
2018 | CA | Sacramento Power Authority Cogen | 7552 | CAMX | WECC California | NG | 173.9 | 0.96612 | 758363 | 6120630.132 | 4.1468 | 0.010936 | 0.001355 | EPA/NEI | 6335264 | 4.2922
2018 | CA | Salinas River Cogeneration Facility | 50865 | CAMX | WECC California | NG | 38.9 | 0.47907 | 301448 | 1969500.269 | 1.1168 | 0.0074094 | 0.0011341 | EPA/NEI | 4111064 | 2.3311
2018 | CA | Sargent Canyon Cogen Facility | 50864 | CAMX | WECC California | NG | 38.2 | 1 | 0
2018 | CA | SCA Cogen II | 7551 | CAMX | WECC California | NG | 193.4 | 0.7794 | 775384 | 5210397.956 | 3.5099 | 0.0090533 | 0.0013473 | EPA/NEI | 6685164 | 4.5033
2018 | CA | Scattergood Generating Station | 404 | CAMX | WECC California | NG | 1718.8 |  | 1786840 | 13507520 | 12.2257 | 0.013684 | 0.0018102 | EPA/NEI; Estimated using an emission factor | 13507520 | 12.2257
2018 | CA | Sentinel Energy Center, LLC | 57482 | CAMX | WECC California | NG | 800 |  | 485658 | 4979187 | 4.5533 | 0.018751 | 0.0018289 | EPA/NEI | 4979187 | 4.5533
2018 | CA | Sunrise Power Company | 55182 | CAMX | WECC California | NG | 605.4 |  | 2671368 | 18695393 | 53.4579 | 0.040023 | 0.0057188 | EPA/NEI | 18695393 | 53.4579
2018 | CA | Tracy Combined Cycle Power Plant | 55933 | CAMX | WECC California | NG | 336.1 |  | 868383 | 7202852 | 6.4523 | 0.014861 | 0.0017916 | EPA/NEI | 7202852 | 6.4523
2018 | CA | Valley Generating Station | 408 | CAMX | WECC California | NG | 1236.1 |  | 1491978 | 11151261 | 12.3881 | 0.016606 | 0.0022218 | EPA/NEI | 11151261 | 12.3881
2018 | CA | Walnut Creek Energy Park | 57515 | CAMX | WECC California | NG | 500 |  | 382025 | 3763553 | 1.4186 | 0.0074265 | 0.00075384 | EPA/NEI | 3763553 | 1.4186
2018 | CA | Walnut Energy Center | 56078 | CAMX | WECC California | NG | 300.6 |  | 1229721 | 10279657 | 30.6003 | 0.049768 | 0.0059536 | EPA/NEI | 10279657 | 30.6003
2018 | CA | Wolfskill Energy Center | 55855 | CAMX | WECC California | NG | 47 |  | 9388 | 112922 | 1.0345 | 0.22039 | 0.018322 | EPA/NEI | 112922 | 1.0345
2018 | CA | Woodland Generation Station | 7266 | CAMX | WECC California | NG | 199 | 1 | 515019.002 | 3747571 | 7.4944 | 0.029104 | 0.0039996 | EPA/NEI | 3747571 | 7.4944
2018 | CA | Yuba City Energy Center | 10349 | CAMX | WECC California | NG | 49.5 | 0.74075 | 226368 | 272777.298 | 0.29466 | 0.0026034 | 0.0021605 | EPA/NEI | 368246 | 0.39779
2018 | CO | Adams Community Solar Garden III LLC | 59850 | RMPA | WECC Rockies | SUN | 1.2 |  | 874 |  |  | 0 |  |  |  | 0
2018 | CO | Adams Community Solar Garden LLC | 59849 | RMPA | WECC Rockies | SUN | 1.2 |  | 2530 |  |  | 0 |  |  |  | 0
2018 | CO | AFA Solar Farm | 57554 | RMPA | WECC Rockies | SUN | 5.5 |  | 11799 |  |  | 0 |  |  |  | 0
2018 | CO | Airport 1 Solar (DIA) | 59807 | RMPA | WECC Rockies | SUN | 1.5 |  | 2507 |  |  | 0 |  |  |  | 0
2018 | CO | Airport Industrial | 7995 | RMPA | WECC Rockies | DFO | 10 |  | -239 | 772 | 0.11966 | 0 | 0.31 | Estimated using an emission factor | 772 | 0.11966
2018 | CO | Alamosa | 464 | RMPA | WECC Rockies | NG | 53.2 |  | 8794 | 138780 | 0.38049 | 0.086535 | 0.0054834 | NEI avg EF - PM, fuel type, firing type | 138780 | 0.38049
2018 | CO | Amazon Denver DEN3 | 62877 | RMPA | WECC Rockies | SUN | 4.6
2018 | CO | American Gypsum Cogeneration | 54630 | RMPA | WECC Rockies | NG | 9.6 | 0.94382 | 18823 | 323349.899 | 0.95321 | 0.10128 | 0.0058958 | EPA/NEI; Estimated using an emission factor | 342596 | 1.0099
2018 | CO | Ames Hydro | 6207 | RMPA | WECC Rockies | WAT | 3.6 |  | 2295 |  |  | 0 |  |  |  | 0
2018 | CO | Arapahoe | 465 | RMPA | WECC Rockies | SUB | 240.5
2018 | CO | Arapahoe 3 Community Solar Array | 60724 | RMPA | WECC Rockies | SUN | 1.8 |  | 2767 |  |  | 0 |  |  |  | 0
2018 | CO | Bar D | 61886 | RMPA | WECC Rockies | SUN | 4 |  | 0
2018 | CO | Basalt | 7458 | RMPA | WECC Rockies | WAT | 5 |  | 15869 |  |  | 0 |  |  |  | 0
2018 | CO | BHE Pueblo 2 Community Solar Array | 60801 | RMPA | WECC Rockies | SUN | 1.5 |  | 1729 |  |  | 0 |  |  |  | 0
2018 | CO | Big Thompson | 515 | RMPA | WECC Rockies | WAT | 4.5 |  | 1251 |  |  | 0 |  |  |  | 0
2018 | CO | Bison Solar LLC | 60351 | RMPA | WECC Rockies | SUN | 30 |  | 64356 |  |  | 0 |  |  |  | 0
2018 | CO | Blue Mesa | 512 | RMPA | WECC Rockies | WAT | 86.4 |  | 238129 |  |  | 0 |  |  |  | 0
2018 | CO | Boulder Canyon Hydro | 466 | RMPA | WECC Rockies | WAT | 25 |  | 12281 |  |  | 0 |  | EPA/NEI; Estimated using an emission factor |  | 0
2018 | CO | Boulder City Betasso Hydro Plant | 54680 | RMPA | WECC Rockies | WAT | 3 |  | 6574 |  |  | 0 |  |  |  | 0
2018 | CO | Boulder City Lakewood Hydro | 54679 | RMPA | WECC Rockies | WAT | 3.5 |  | 6574 |  |  | 0 |  |  |  | 0
2018 | CO | Boulder City Silver Lake Hydro | 55931 | RMPA | WECC Rockies | WAT | 3.3 |  | 8357 |  |  | 0 |  |  |  | 0
2018 | CO | Brighton PV Solar Plant | 59144 | RMPA | WECC Rockies | SUN | 1.8 |  | 3442 |  |  | 0 |  |  |  | 0
2018 | CO | Burlington (CO) | 6619 | RMPA | WECC Rockies | DFO | 129.4 |  | 3674 | 49350 | 0.42587 | 0.23183 | 0.017259 | NEI avg EF - PM, fuel type, firing type | 49350 | 0.42587
2018 | CO | Busch Ranch II Wind Farm | 62445 | RMPA | WECC Rockies | WND | 59.4
2018 | CO | Busch Ranch Wind Energy Farm | 57980 | RMPA | WECC Rockies | WND | 29 |  | 93615 |  |  | 0 |  |  |  | 0
2018 | CO | Cabin Creek | 467 | RMPA | WECC Rockies | WAT | 300 |  | -127491 |  |  | 0 |  |  |  | 0
2018 | CO | Cameo | 468 | RMPA | WECC Rockies | BIT | 75
2018 | CO | Carousel Wind Farm LLC | 59975 | RMPA | WECC Rockies | WND | 150 |  | 654325 |  |  | 0 |  |  |  | 0
2018 | CO | Carson Solar I | 57509 | RMPA | WECC Rockies | SUN | 2 |  | 1645 |  |  | 0 |  |  |  | 0
2018 | CO | Carter Hydro | 58622 | RMPA | WECC Rockies | WAT | 2.6 |  | 7806 |  |  | 0 |  |  |  | 0
2018 | CO | Castle Creek Hydroplant | 56566 | RMPA | WECC Rockies | WAT | 1.2
2018 | CO | Cedar Creek II | 57210 | RMPA | WECC Rockies | WND | 248.3 |  | 713611 |  |  | 0 |  |  |  | 0
2018 | CO | Cedar Creek Wind | 56371 | RMPA | WECC Rockies | WND | 300.5 |  | 813126 |  |  | 0 |  |  |  | 0
2018 | CO | Cedar Point Wind | 57315 | RMPA | WECC Rockies | WND | 252 |  | 726656 |  |  | 0 |  |  |  | 0
2018 | CO | Center | 491 | RMPA | WECC Rockies | DFO | 1.5 |  | 0
2018 | CO | City & County of Denver at Denver Int'l | 57645 | RMPA | WECC Rockies | SUN | 3.4 |  | 7034 |  |  | 0 |  |  |  | 0
2018 | CO | City of Boulder WWTP | 57681 | RMPA | WECC Rockies | SUN | 1 |  | 1279 |  |  | 0 |  |  |  | 0
2018 | CO | Clear Spring Ranch PV Project | 60511 | RMPA | WECC Rockies | SUN | 10 |  | 27238 |  |  | 0 |  |  |  | 0
2018 | CO | Cogentrix of Alamosa | 57368 | RMPA | WECC Rockies | SUN | 30 |  | 59148 |  |  | 0 |  |  |  | 0
2018 | CO | Colorado Energy Nations Company | 10003 | RMPA | WECC Rockies | NG | 35.4 | 0.21143 | 172515.019 | 986296.122 | 3.971 | 0.046037 | 0.0080524 | NEI avg EF - PM, fuel type | 4664908.745 | 18.7819
2018 | CO | Colorado Green Holdings LLC | 56173 | RMPA | WECC Rockies | WND | 162 |  | 305678 |  |  | 0 |  |  |  | 0
2018 | CO | Colorado Highlands Wind | 57174 | RMPA | WECC Rockies | WND | 115.8 |  | 368030 |  |  | 0 |  | EPA/NEI; Estimated using an emission factor |  | 0
2018 | CO | Comanche Solar | 59656 | RMPA | WECC Rockies | SUN | 120 |  | 297860 |  |  | 0 |  |  |  | 0
2018 | CO | Conejos 1 Community Solar Array | 60723 | RMPA | WECC Rockies | SUN | 1.5 |  | 3620 |  |  | 0 |  |  |  | 0
2018 | CO | Coyote Ridge Community Solar | 61425 | RMPA | WECC Rockies | SUN | 1.5 |  | 3046 |  |  | 0 |  |  |  | 0
2018 | CO | Crossing Trails Wind Farm | 62489 | RMPA | WECC Rockies | WND | 104
2018 | CO | Crystal | 6159 | RMPA | WECC Rockies | WAT | 28 |  | 180823 |  |  | 0 |  |  |  | 0
2018 | CO | CSU Pueblo | 58481 | RMPA | WECC Rockies | SUN | 1 |  | 1849 |  |  | 0 |  |  |  | 0
2018 | CO | DADS Gas Recovery | 56530 | RMPA | WECC Rockies | LFG | 3.2 |  | 22395 | 267929 | 1.9693 | 0.17587 | 0.0147 | Estimated using an emission factor | 267929 | 1.9693
2018 | CO | Denver Int Airport | 56815 | RMPA | WECC Rockies | SUN | 1.9 |  | 2539 |  |  | 0 |  |  |  | 0
2018 | CO | Denver Intl Airport IV Solar | 59462 | RMPA | WECC Rockies | SUN | 1.5 |  | 3000 |  |  | 0 |  |  |  | 0
2018 | CO | Denver Metro Solar | 61563 | RMPA | WECC Rockies | SUN | 1.6 |  | 3707 |  |  | 0 |  |  |  | 0
2018 | CO | Dillon Hydro Plant | 10421 | RMPA | WECC Rockies | WAT | 1.8 |  | 411 |  |  | 0 |  |  |  | 0
2018 | CO | DOE Golden NREL Main Campus | 57694 | RMPA | WECC Rockies | SUN | 3.3 |  | 2801.999 |  |  | 0 |  |  |  | 0
2018 | CO | DOE Golden NWTC Load Side | 57692 | RMPA | WECC Rockies | SUN | 1.1 |  | 0
2018 | CO | DOE Golden NWTC Turbine Side | 57693 | RMPA | WECC Rockies | WND | 8.8 |  | 83 |  |  | 0 |  | EPA/NEI; Estimated using an emission factor |  | 0
2018 | CO | Drop 5 | 61191 | RMPA | WECC Rockies | WAT | 2.4 |  | 8830 |  |  | 0 |  |  |  | 0
2018 | CO | Eagle Springs Solar LLC | 59239 | RMPA | WECC Rockies | SUN | 1 |  | 1545 |  |  | 0 |  |  |  | 0
2018 | CO | Eagle Valley Clean Energy LLC Biomass | 58574 | RMPA | WECC Rockies | WDS | 12.6 |  | 88639 | 1240422 | 14.1484 | 0.31924 | 0.022812 | NEI avg EF - PM, fuel type | 1240422 | 14.1484
2018 | CO | Estes | 513 | RMPA | WECC Rockies | WAT | 45 |  | 125148 |  |  | 0 |  |  |  | 0
2018 | CO | Flatiron | 518 | RMPA | WECC Rockies | WAT | 94.5 |  | 199991 |  |  | 0 |  | EPA/NEI; Estimated using an emission factor |  | 0
2018 | CO | Foothills Hydro Plant | 10070 | RMPA | WECC Rockies | WAT | 3.1 |  | 5982 |  |  | 0 |  |  |  | 0
2018 | CO | Fort Lupton | 8067 | RMPA | WECC Rockies | NG | 100.8 |  | 2737 | 45863 | 0.12575 | 0.091885 | 0.0054835 | NEI avg EF - PM, fuel type, firing type | 45863 | 0.12575
2018 | CO | Front Range Project | 59143 | RMPA | WECC Rockies | LFG | 4.8 |  | 21526 | 253741 | 1.865 | 0.17328 | 0.0147 | EPA/NEI; Estimated using an emission factor | 253741 | 1.865
2018 | CO | Fruita | 471 | RMPA | WECC Rockies | NG | 26.6
2018 | CO | George Birdsall | 493 | RMPA | WECC Rockies | NG | 61.1 |  | 3984 | 63761.478 | 0.25672 | 0.12888 | 0.0080525 | NEI avg EF - PM, fuel type | 63761.478 | 0.25672
2018 | CO | Georgetown Hydro | 472 | RMPA | WECC Rockies | WAT | 1.2 |  | 2921 |  |  | 0 |  |  |  | 0
2018 | CO | Gilcrest Solar | 62663 | RMPA | WECC Rockies | SUN | 1.5 |  | 231 |  |  | 0 |  |  |  | 0
2018 | CO | Golden West Power Partners LLC | 59974 | RMPA | WECC Rockies | WND | 250 |  | 869041 |  |  | 0 |  |  |  | 0
2018 | CO | Granby Hydro | 60119 | RMPA | WECC Rockies | WAT | 1.2 |  | 5296 |  |  | 0 |  |  |  | 0
2018 | CO | Grand Valley Project Power Plant | 473 | RMPA | WECC Rockies | WAT | 3 |  | 5836 |  |  | 0 |  | EPA/NEI; Estimated using an emission factor |  | 0
2018 | CO | Grazing Yak Solar | 62376 | RMPA | WECC Rockies | SUN | 35
2018 | CO | Greater Sandhill I | 57377 | RMPA | WECC Rockies | SUN | 19 |  | 47439 |  |  | 0 |  |  |  | 0
2018 | CO | Green Mountain | 516 | RMPA | WECC Rockies | WAT | 26 |  | 32034 |  |  | 0 |  |  |  | 0
2018 | CO | Gross Hydro Plant | 10424 | RMPA | WECC Rockies | WAT | 7.8 |  | 17499 |  |  | 0 |  |  |  | 0
2018 | CO | Highland Park Project | 59659 | RMPA | WECC Rockies | WND | 181
2018 | CO | Hillcrest Pump Station | 54142 | RMPA | WECC Rockies | WAT | 2 |  | 4747 |  |  | 0 |  |  |  | 0
2018 | CO | Holly | 502 | RMPA | WECC Rockies | DFO | 5.5 |  | 11 | 195.999 | 0.03038 | 5.5236 | 0.31 | EPA/NEI; Estimated using an emission factor | 195.999 | 0.03038
2018 | CO | Hooper Solar | 60008 | RMPA | WECC Rockies | SUN | 52 |  | 127547 |  |  | 0 |  |  |  | 0
2018 | CO | Huerfano River Wind | 58548 | RMPA | WECC Rockies | WND | 8 |  | 17105 |  |  | 0 |  |  |  | 0
2018 | CO | I25 Battery Storage | 62373 | RMPA | WECC Rockies | MWH | 4
2018 | CO | Imboden Solar Garden | 61753 | RMPA | WECC Rockies | SUN | 3 |  | 1683 |  |  | 0 |  |  |  | 0
2018 | CO | Jeffco Community Solar Gardens LLC | 60320 | RMPA | WECC Rockies | SUN | 1.2 |  | 2576 |  |  | 0 |  |  |  | 0
2018 | CO | Julesburg | 504 | RMPA | WECC Rockies | DFO | 3.7 |  | 0
2018 | CO | Kit Carson Windpower | 57244 | RMPA | WECC Rockies | WND | 51 |  | 178574 |  |  | 0 |  |  |  | 0
2018 | CO | La Junta | 506 | RMPA | WECC Rockies | DFO | 19 |  | -1001 | 24.998 | 0.00372 | 0 | 0.29762 | EPA/NEI; Estimated using an emission factor | 24.998 | 0.00372
2018 | CO | Lafayette Horizon Solar CSG LLC | 62667 | RMPA | WECC Rockies | SUN | 1.6
2018 | CO | Lamar Plant | 508 | RMPA | WECC Rockies | WND | 63.7 |  | 10596 |  |  | 0 |  | EPA/NEI; Estimated using an emission factor |  | 0
2018 | CO | Las Animas | 507 | RMPA | WECC Rockies | DFO | 5.6 |  | 0
2018 | CO | Limon III Wind LLC | 59083 | RMPA | WECC Rockies | WND | 200.6 |  | 798806 |  |  | 0 |  |  |  | 0
2018 | CO | Limon Wind I | 58126 | RMPA | WECC Rockies | WND | 200 |  | 711321 |  |  | 0 |  |  |  | 0
2018 | CO | Limon Wind II | 58127 | RMPA | WECC Rockies | WND | 200 |  | 602542 |  |  | 0 |  |  |  | 0
2018 | CO | Logan 1 Community Solar Array | 60722 | RMPA | WECC Rockies | SUN | 1.7 |  | 2777 |  |  | 0 |  |  |  | 0
2018 | CO | Logan Wind Energy | 56613 | RMPA | WECC Rockies | WND | 201 |  | 493865 |  |  | 0 |  |  |  | 0
2018 | CO | Lower Molina | 520 | RMPA | WECC Rockies | WAT | 5.6 |  | 8390 |  |  | 0 |  |  |  | 0
2018 | CO | Manitou Springs | 494 | RMPA | WECC Rockies | WAT | 5.6 |  | 15614.001 |  |  | 0 |  |  |  | 0
2018 | CO | Marys Lake | 517 | RMPA | WECC Rockies | WAT | 8.1 |  | 44046 |  |  | 0 |  |  |  | 0
2018 | CO | McPhee | 7372 | RMPA | WECC Rockies | WAT | 1.2 |  | 2683 |  |  | 0 |  |  |  | 0
2018 | CO | Mesa CSG 1 Murdock | 62719 | RMPA | WECC Rockies | SUN | 1.5
2018 | CO | Mesa CSG 2 Massicotte | 62718 | RMPA | WECC Rockies | SUN | 1.5
2018 | CO | Mesa PV1 | 59199 | RMPA | WECC Rockies | SUN | 1.6 |  | 3303 |  |  | 0 |  |  |  | 0
2018 | CO | Metro Wastewater Reclamation District | 10180 | RMPA | WECC Rockies | OBG | 15 | 0.40069 | 32136 | 224466.795 | 2.4109 | 0.15005 | 0.021481 | Estimated using an emission factor | 560205 | 6.017
2018 | CO | Morrow Point | 514 | RMPA | WECC Rockies | WAT | 173.2 |  | 321447 |  |  | 0 |  |  |  | 0
2018 | CO | Mount Elbert | 6208 | RMPA | WECC Rockies | WAT | 200 |  | -95756 |  |  | 0 |  |  |  | 0
2018 | CO | Mountain Breeze Wind, LLC | 62840 | RMPA | WECC Rockies | WND | 170
2018 | CO | North Fork Hydro Plant | 10423 | RMPA | WECC Rockies | WAT | 5.5 |  | 17345 |  |  | 0 |  |  |  | 0
2018 | CO | Northern Colorado Wind LLC | 57290 | RMPA | WECC Rockies | WND | 174.3 |  | 403903 |  |  | 0 |  |  |  | 0
2018 | CO | Oak Leaf Solar XXI (CSG) | 62243 | RMPA | WECC Rockies | SUN | 1.5 |  | 0
2018 | CO | Oak Leaf Solar XXII LLC (CSG) | 62252 | RMPA | WECC Rockies | SUN | 1.5
2018 | CO | Oak Leaf Solar XXIII LLC (CSG) | 62256 | RMPA | WECC Rockies | SUN | 1.5
2018 | CO | Oak Leaf Solar XXIV LLC (CSG) | 62253 | RMPA | WECC Rockies | SUN | 1.5
2018 | CO | Oak Leaf Solar XXV LLC (CSG) | 62245 | RMPA | WECC Rockies | SUN | 1.5 |  | 0
2018 | CO | Oak Leaf Solar XXVI LLC | 62254 | RMPA | WECC Rockies | SUN | 1.5
2018 | CO | Oak Leaf Solar XXVII LLC | 62224 | RMPA | WECC Rockies | SUN | 1.5 |  | 0
2018 | CO | Oak Leaf Solar XXVIII LLC (CSG) | 62255 | RMPA | WECC Rockies | SUN | 1.5
2018 | CO | Oak Leaf Solar XXX LLC (CSG) | 62239 | RMPA | WECC Rockies | SUN | 1.5 |  | 0
2018 | CO | Oak Leaf Solar XXXI LLC (CSG) | 62244 | RMPA | WECC Rockies | SUN | 1.5 |  | 0
2018 | CO | Oak Leaf Solar XXXII (CSG) | 62251 | RMPA | WECC Rockies | SUN | 1.5
2018 | CO | OREG 4 Peetz | 57134 | RMPA | WECC Rockies | WH | 4.5 |  | 17674 |  |  | 0 |  |  |  | 0
2018 | CO | Palmer Solar | 62495 | RMPA | WECC Rockies | SUN | 60
2018 | CO | Panasonic Carport Solar | 61439 | RMPA | WECC Rockies | SUN | 2.3 |  | 2202 | 0 |  | 0 |  | EPA/NEI; Estimated using an emission factor | 0 | 0
2018 | CO | Peak View Wind Farm | 60143 | RMPA | WECC Rockies | WND | 60.8 |  | 209308 |  |  | 0 |  |  |  | 0
2018 | CO | Peetz Table Wind Energy | 56563 | RMPA | WECC Rockies | WND | 199.5 |  | 548243 |  |  | 0 |  |  |  | 0
2018 | CO | Pikes Peak Solar Garden 1 LLC | 59848 | RMPA | WECC Rockies | SUN | 2 |  | 3960 |  |  | 0 |  |  |  | 0
2018 | CO | Pioneer Solar (CO), LLC | 61991 | RMPA | WECC Rockies | SUN | 80
2018 | CO | Plains End | 55650 | RMPA | WECC Rockies | NG | 114 |  | 6672 | 67061 | 0.01415 | 0.0042415 | 0.00042199 | Estimated using an emission factor | 67061 | 0.01415
2018 | CO | Plains End II LLC | 56516 | RMPA | WECC Rockies | NG | 117.6 |  | 10611.006 | 95741.002 | 0.020202 | 0.0038078 | 0.00042202 | Estimated using an emission factor | 95741.002 | 0.020202
2018 | CO | Pole Hill | 519 | RMPA | WECC Rockies | WAT | 38.2 |  | 173248 |  |  | 0 |  |  |  | 0
2018 | CO | Ponnequin | 7937 | RMPA | WECC Rockies | WND | 26.5
2018 | CO | Ponnequin Phase 1 | 55203 | RMPA | WECC Rockies | WND | 5.2
2018 | CO | Pueblo | 460 | RMPA | WECC Rockies | DFO | 30.5 |  | -120 | 463 | 0.07192 | 0 | 0.31067 | EPA/NEI; Estimated using an emission factor | 463 | 0.07192
2018 | CO | Quincy II Solar Garden | 61752 | RMPA | WECC Rockies | SUN | 1.5 |  | 2335 |  |  | 0 |  |  |  | 0
2018 | CO | Quincy Solar | 62664 | RMPA | WECC Rockies | SUN | 1.5 |  | 0
2018 | CO | Redlands Water & Power | 50267 | RMPA | WECC Rockies | WAT | 1.4 |  | 7575 |  |  | 0 |  |  |  | 0
2018 | CO | Ridge Crest Wind Partners | 55741 | RMPA | WECC Rockies | WND | 29.7 |  | 67749 |  |  | 0 |  |  |  | 0
2018 | CO | Rifle Generating Station | 10755 | RMPA | WECC Rockies | NG | 84 |  | 7156 | 60328.905 | 0.17364 | 0.04853 | 0.0057564 | EPA/NEI; Estimated using an emission factor | 60328.905 | 0.17364
2018 | CO | Rocky Ford | 6516 | RMPA | WECC Rockies | DFO | 12 |  | -166.998 | 1830 | 0.28365 | 0 | 0.31 | EPA/NEI; Estimated using an emission factor | 1830 | 0.28365
2018 | CO | Rush Creek Wind | 60619 | RMPA | WECC Rockies | WND | 600 |  | 194543 |  |  | 0 |  |  |  | 0
2018 | CO | Ruxton Park | 495 | RMPA | WECC Rockies | WAT | 1 |  | 0
2018 | CO | RV CSU Power II LLC | 57507 | RMPA | WECC Rockies | SUN | 3 |  | 4419 |  |  | 0 |  |  |  | 0
2018 | CO | RV CSU Power LLC | 57141 | RMPA | WECC Rockies | SUN | 1.9 |  | 3391 |  |  | 0 |  |  |  | 0
2018 | CO | Salida | 474 | RMPA | WECC Rockies | WAT | 1.4 |  | 1956 |  |  | 0 |  | EPA/NEI; Estimated using an emission factor |  | 0
2018 | CO | San Isabel Solar, LLC | 60304 | RMPA | WECC Rockies | SUN | 30 |  | 75417 |  |  | 0 |  |  |  | 0
2018 | CO | San Luis Solar Garden | 61472 | RMPA | WECC Rockies | SUN | 1.2 |  | 3348 |  |  | 0 |  |  |  | 0
2018 | CO | San Luis Valley Solar Array | 61605 | RMPA | WECC Rockies | SUN | 2.7 |  | 6473 |  |  | 0 |  |  |  | 0
2018 | CO | San Luis Valley Solar Ranch | 57317 | RMPA | WECC Rockies | SUN | 35 |  | 77687 |  |  | 0 |  |  |  | 0
2018 | CO | SECC | 7730 | RMPA | WECC Rockies | DFO | 1.5
2018 | CO | Shavano Falls Hydro | 61189 | RMPA | WECC Rockies | WAT | 2.8 |  | 10657 |  |  | 0 |  |  |  | 0
2018 | CO | Shavano Falls Hydro Drop 4 | 61190 | RMPA | WECC Rockies | WAT | 4.8 |  | 20785 |  |  | 0 |  |  |  | 0
2018 | CO | Shoshone (CO) | 476 | RMPA | WECC Rockies | WAT | 14.4 |  | 84738 |  |  | 0 |  |  |  | 0
2018 | CO | Skylark | 60248 | RMPA | WECC Rockies | SUN | 4 |  | 9195 |  |  | 0 |  |  |  | 0
2018 | CO | SMPA Solar 1 Community Solar | 58547 | RMPA | WECC Rockies | SUN | 1 |  | 1957 |  |  | 0 |  |  |  | 0
2018 | CO | South Canal Hydro-1 | 58783 | RMPA | WECC Rockies | WAT | 4 |  | 17101 |  |  | 0 |  |  |  | 0
2018 | CO | South Canal Hydro-3 | 58784 | RMPA | WECC Rockies | WAT | 3.5 |  | 12670 |  |  | 0 |  |  |  | 0
2018 | CO | Spanish Peaks Solar | 62379 | RMPA | WECC Rockies | SUN | 100
2018 | CO | Spring Canyon | 56320 | RMPA | WECC Rockies | WND | 60 |  | 177387 |  |  | 0 |  |  |  | 0
2018 | CO | Spring Canyon Expansion Wind Energy Ctr | 58769 | RMPA | WECC Rockies | WND | 62.6 |  | 235745 |  |  | 0 |  |  |  | 0
2018 | CO | Springfield (CO) | 8100 | RMPA | WECC Rockies | DFO | 2.7 |  | 0
2018 | CO | SR Jenkins Ft Lupton | 60023 | RMPA | WECC Rockies | SUN | 13 |  | 31290 |  |  | 0 |  |  |  | 0
2018 | CO | SR Kersey | 61314 | RMPA | WECC Rockies | SUN | 3.5 |  | 8423 |  |  | 0 |  |  |  | 0
2018 | CO | SR Mavericks | 60283 | RMPA | WECC Rockies | SUN | 7.8 |  | 14696 |  |  | 0 |  |  |  | 0
2018 | CO | SR Platte Solar Farm | 61462 | RMPA | WECC Rockies | SUN | 16 |  | 38754 |  |  | 0 |  |  |  | 0
2018 | CO | SR Skylark B | 60497 | RMPA | WECC Rockies | SUN | 2 |  | 4548 |  |  | 0 |  |  |  | 0
2018 | CO | Sterling PV 3 | 59198 | RMPA | WECC Rockies | SUN | 1.6 |  | 4445 |  |  | 0 |  |  |  | 0
2018 | CO | Strontia Springs Hydro Plant | 10081 | RMPA | WECC Rockies | WAT | 1 |  | 6682 |  |  | 0 |  |  |  | 0
2018 | CO | Sugarloaf Hydro Plant | 50435 | RMPA | WECC Rockies | WAT | 2.5 |  | 4955 |  |  | 0 |  |  |  | 0
2018 | CO | SunE Alamosa | 56481 | RMPA | WECC Rockies | SUN | 8.2 |  | 15939 |  |  | 0 |  |  |  | 0
2018 | CO | Sunnyside Ranch Community Solar Array | 59742 | RMPA | WECC Rockies | SUN | 1.5 |  | 3205 |  |  | 0 |  |  |  | 0
2018 | CO | Tacoma | 6206 | RMPA | WECC Rockies | WAT | 8.1 |  | 3583 |  |  | 0 |  | EPA/NEI; Estimated using an emission factor |  | 0
2018 | CO | Taylor Draw Hydroelectric Facility | 54729 | NWPP | WECC Northwest | WAT | 2.3 |  | 8549 |  |  | 0 |  |  |  | 0
2018 | CO | Tesla | 7233 | RMPA | WECC Rockies | WAT | 26.6 |  | 75469 |  |  | 0 |  |  |  | 0
2018 | CO | Thermo Greeley | 50709 | RMPA | WECC Rockies | NG | 37
2018 | CO | Titan Solar | 61811 | RMPA | WECC Rockies | SUN | 50 |  | 2399 |  |  | 0 |  |  |  | 0
2018 | CO | Towaoc | 7373 | RMPA | WECC Rockies | WAT | 11.4 |  | 11192 |  |  | 0 |  |  |  | 0
2018 | CO | Tri-County Water Hydropower Project | 58901 | RMPA | WECC Rockies | WAT | 8 |  | 10142 |  |  | 0 |  |  |  | 0
2018 | CO | Trinidad (CO) | 511 | RMPA | WECC Rockies | NG | 12.9 |  | 30.999 | 288.999 | 0.02653 | 1.7117 | 0.1836 | EPA/NEI; Estimated using an emission factor | 288.999 | 0.02653
2018 | CO | Trishe Wind Colorado | 58928 | RMPA | WECC Rockies | WND | 30
2018 | CO | Trout Creek Solar | 62260 | RMPA | WECC Rockies | SUN | 2 |  | 0
2018 | CO | Twin Buttes II Wind | 61040 | RMPA | WECC Rockies | WND | 75 |  | 290922 |  |  | 0 |  |  |  | 0
2018 | CO | Twin Buttes Wind Project | 56460 | RMPA | WECC Rockies | WND | 75 |  | 257254 |  |  | 0 |  |  |  | 0
2018 | CO | University of Colorado | 54372 | RMPA | WECC Rockies | NG | 33 | 0.36273 | 861.36 | 4985.042 | 0.014348 | 0.033315 | 0.0057564 | EPA/NEI; Estimated using an emission factor | 13742.97 | 0.039555
2018 | CO | Upper Molina | 521 | RMPA | WECC Rockies | WAT | 9.9 |  | 14406 |  |  | 0 |  |  |  | 0
2018 | CO | Vallecito Hydroelectric | 50206 | RMPA | WECC Rockies | WAT | 5.8 |  | 18804.999 |  |  | 0 |  |  |  | 0
2018 | CO | Valley View Solar | 60247 | RMPA | WECC Rockies | SUN | 4 |  | 7881 |  |  | 0 |  |  |  | 0
2018 | CO | Valmont | 477 | RMPA | WECC Rockies | NG | 251 |  | 2717 | 68383 | 1.2475 | 0.91828 | 0.036485 | EPA/NEI; Estimated using an emission factor | 68383 | 1.2475
2018 | CO | Vestas Towers America, Inc. | 57643 | RMPA | WECC Rockies | WND | 4.8 |  | 3122 |  |  | 0 |  | EPA/NEI; Estimated using an emission factor |  | 0
2018 | CO | Victory Solar LLC | 60764 | RMPA | WECC Rockies | SUN | 12.8 |  | 29678 |  |  | 0 |  |  |  | 0
2018 | CO | Vilas Solar Array | 61606 | RMPA | WECC Rockies | SUN | 4 |  | 7326 |  |  | 0 |  |  |  | 0
2018 | CO | W N Clark | 462 | RMPA | WECC Rockies | BIT | 43.7
2018 | CO | Weld 1 Community Solar Array | 60720 | RMPA | WECC Rockies | SUN | 1.5 |  | 2192 |  |  | 0 |  |  |  | 0
2018 | CO | Western Sugar Coop- Ft Morgan | 58081 | RMPA | WECC Rockies | SUB | 3 | 0.043079 | 11939 | 67327.178 | 0.57848 | 0.096906 | 0.017184 | NEI avg EF - PM, fuel type | 1562871 | 13.4284
2018 | CO | Williams Fork Hydro Plant | 10422 | RMPA | WECC Rockies | WAT | 3.5 |  | 5202 |  |  | 0 |  |  |  | 0
2018 | CO | Williams Ignacio Natural Gas Plant | 50205 | RMPA | WECC Rockies | WH | 6.1 | 1 | 41646 |  |  | 0 |  |  |  | 0
2018 | CO | WWRF Solar Plant | 56922 | RMPA | WECC Rockies | SUN | 1.5 |  | 2960 |  |  | 0 |  |  |  | 0
2018 | CO | Xcel Adams 1 Community Solar Array | 60726 | RMPA | WECC Rockies | SUN | 1.8 |  | 3604 |  |  | 0 |  |  |  | 0
2018 | CO | Xcel Adams 2 Community Solar Array | 60725 | RMPA | WECC Rockies | SUN | 1.5 |  | 2756 |  |  | 0 |  |  |  | 0
2018 | CO | Arapahoe Combustion Turbine Facility | 55200 | RMPA | WECC Rockies | NG | 194 |  | 250560 | 2269238 | 8.2251 | 0.065654 | 0.0072492 | EPA/NEI | 2269238 | 8.2251
2018 | CO | Blue Spruce Energy Center | 55645 | RMPA | WECC Rockies | NG | 397.8 |  | 210818 | 2792751 | 9.1033 | 0.086362 | 0.0065192 | EPA/NEI | 2792751 | 9.1033
2018 | CO | Brush Power Projects | 10682 | RMPA | WECC Rockies | NG | 297.2 |  | 136591 | 1006175 | 2.26 | 0.033091 | 0.0044923 | EPA/NEI | 1006175 | 2.26
2018 | CO | Cherokee | 469 | RMPA | WECC Rockies | NG | 1426.9 |  | 3841878 | 32248887 | 193.0995 | 0.10052 | 0.011976 | EPA/NEI | 32248887 | 193.0995
2018 | CO | Comanche (470) | 470 | RMPA | WECC Rockies | SUB | 1635.3 |  | 9761647 | 98305160 | 113.783 | 0.023312 | 0.0023149 | EPA/NEI | 98305160 | 113.783
2018 | CO | Craig | 6021 | RMPA | WECC Rockies | SUB | 1427.6 |  | 7342832 | 79641895 | 87.7 | 0.023887 | 0.0022024 | EPA/NEI | 79641895 | 87.7
2018 | CO | Fort St. Vrain | 6112 | RMPA | WECC Rockies | NG | 1148.5 |  | 3569204 | 27967412 | 4.6117 | 0.0025841 | 0.00032979 | EPA/NEI | 27967412 | 4.6117
2018 | CO | Fountain Valley Power Plant | 55453 | RMPA | WECC Rockies | NG | 228 |  | 130057.998 | 1545411 | 0.14681 | 0.0022577 | 0.00019 | EPA/NEI | 1545411 | 0.14681
2018 | CO | Frank Knutson Station | 55505 | RMPA | WECC Rockies | NG | 154.2 |  | 39650 | 509328 | 0.31004 | 0.015639 | 0.0012175 | EPA/NEI | 509328 | 0.31004
2018 | CO | Front Range Power Plant | 55283 | RMPA | WECC Rockies | NG | 554.3 |  | 2652638 | 21023727 | 1.9973 | 0.0015059 | 0.00019 | EPA/NEI | 21023727 | 1.9973
2018 | CO | Hayden | 525 | RMPA | WECC Rockies | BIT | 465.4 |  | 2323596 | 26588786 | 296.0661 | 0.25483 | 0.02227 | EPA/NEI | 26588786 | 296.0661
2018 | CO | J M Shafer | 50707 | RMPA | WECC Rockies | NG | 396.9 | 1 | 784004 | 6206485 | 12.48 | 0.031837 | 0.0040216 | EPA/NEI | 6206485 | 12.48
2018 | CO | Limon Generating Station | 55504 | RMPA | WECC Rockies | NG | 154.2 |  | 37685 | 478861 | 1.1398 | 0.060492 | 0.0047605 | EPA/NEI | 478861 | 1.1398
2018 | CO | Manchief Generating Station | 55127 | RMPA | WECC Rockies | NG | 300 |  | 300300 | 3226169 | 3.76 | 0.025042 | 0.002331 | EPA/NEI | 3226169 | 3.76
2018 | CO | Martin Drake | 492 | RMPA | WECC Rockies | SUB | 257.3 |  | 921772 | 11247890 | 25.4371 | 0.055192 | 0.004523 | EPA/NEI | 11247890 | 25.4371
2018 | CO | Nucla | 527 | RMPA | WECC Rockies | BIT | 113.8 |  | 61553 | 979719 | 5.6677 | 0.18416 | 0.01157 | EPA/NEI | 979719 | 5.6677
2018 | CO | Pawnee | 6248 | RMPA | WECC Rockies | SUB | 552.3 |  | 3279923 | 38215309 | 227.9543 | 0.139 | 0.01193 | EPA/NEI | 38215309 | 227.9543
2018 | CO | Pueblo Airport Generating Station | 56998 | RMPA | WECC Rockies | NG | 540 |  | 1236251.999 | 11130637 | 38.7187 | 0.062639 | 0.0069571 | EPA/NEI; Estimated using an emission factor | 11130637 | 38.7187
2018 | CO | Rawhide Energy Station | 6761 | RMPA | WECC Rockies | SUB | 800.4 |  | 1870848.998 | 18646620 | 130.1258 | 0.13911 | 0.013957 | EPA/NEI | 18646620 | 130.1258
2018 | CO | Ray D Nixon | 8219 | RMPA | WECC Rockies | SUB | 282.6 |  | 1133636 | 10921903 | 65.1275 | 0.1149 | 0.011926 | EPA/NEI | 10921903 | 65.1275
2018 | CO | Rocky Mountain Energy Center | 55835 | RMPA | WECC Rockies | NG | 685.1 |  | 2315659 | 19930155 | 12.51 | 0.010805 | 0.0012554 | EPA/NEI | 19930155 | 12.51
2018 | CO | Spindle Hill Energy Center | 56445 | RMPA | WECC Rockies | NG | 420 |  | 331463 | 3684914 | 2.92 | 0.017619 | 0.0015848 | EPA/NEI | 3684914 | 2.92
2018 | CO | Valmont Combustion Turbine Facility | 55207 | RMPA | WECC Rockies | NG | 142.2 | 1 | 0
2018 | CT | Adams Solar | 62026 | NEWE | NPCC New England | SUN | 1 |  | 1208 |  |  | 0 |  |  |  | 0
2018 | CT | Advance Stores Company, Inc | 59788 | NEWE | NPCC New England | SUN | 1 |  | 994 |  |  | 0 |  |  |  | 0
2018 | CT | ALDI DC 2 | 62615 | NEWE | NPCC New England | SUN | 1.2 |  | 2271 |  |  | 0 |  |  |  | 0
2018 | CT | Antares-GRE 314 East Lyme LLC | 59495 | NEWE | NPCC New England | SUN | 4 |  | 4137 |  |  | 0 |  |  |  | 0
2018 | CT | Backus Microgrid Project | 59415 | NEWE | NPCC New England | DFO | 10.4 |  | 962 | 9726 | 1.5078 | 3.1348 | 0.31006 | Estimated using an emission factor | 9726 | 1.5078
2018 | CT | Barrett Farm Solar - Phase I | 61728 | NEWE | NPCC New England | SUN | 1.7 |  | 2489 |  |  | 0 |  |  |  | 0
2018 | CT | Bradley Energy Center | 58327 | NEWE | NPCC New England | NG | 5.8 | 0.41408 | 15318 | 96977.435 | 0.020462 | 0.0026717 | 0.000422 | Estimated using an emission factor | 234200 | 0.049416
2018 | CT | Bridge Street 1 & 2 | 57598 | NEWE | NPCC New England | DFO | 5.2 |  | 507 | 5146 | 0.79763 | 3.1465 | 0.31 | Estimated using an emission factor | 5146 | 0.79763
2018 | CT | Bridgeport Fuel Cell Park | 58551 | NEWE | NPCC New England | NG | 16.6 |  | 94061 | 815149 | 0 | 0 | 0 | Estimated using an emission factor | 815149 | 0
2018 | CT | Bristol Myers Squibb Wallingford | 58948 | NEWE | NPCC New England | NG | 7.7 |  | 17738 | 258521 | 0.79436 | 0.089565 | 0.0061454 | NEI avg EF - PM, fuel type, firing type | 258521 | 0.79436
2018 | CT | Bulls Bridge | 541 | NEWE | NPCC New England | WAT | 7.2 |  | 48036 |  |  | 0 |  |  |  | 0
2018 | CT | Candlewood Solar | 61517 | NEWE | NPCC New England | SUN | 25
2018 | CT | Canis Major Solar Farm | 61398 | NEWE | NPCC New England | SUN | 2 |  | 3352 |  |  | 0 |  |  |  | 0
2018 | CT | Canis Minor Solar Farm | 61408 | NEWE | NPCC New England | SUN | 1 |  | 1576 |  |  | 0 |  |  |  | 0
2018 | CT | CCSU Co-Gen-STBY Gen | 58224 | NEWE | NPCC New England | NG | 3.6 | 0.53757 | 7787.999 | 36718.497 | 1.5866 | 0.40744 | 0.086418 | Estimated using an emission factor | 68304.999 | 2.9514
2018 | CT | CCSU Fuel Cell Project | 58237 | NEWE | NPCC New England | NG | 1.4 | 0.77787 | 11286 | 75554.194 | 0 | 0 | 0 | Estimated using an emission factor | 97130 | 0
2018 | CT | Cellu Tissue | 58116 | NEWE | NPCC New England | NG | 3 |  | 13542 | 144848 | 0.030563 | 0.0045138 | 0.000422 | Estimated using an emission factor | 144848 | 0.030563
2018 | CT | CJTS Energy Center | 58365 | NEWE | NPCC New England | NG | 1.6
2018 | CT | CMEEC - Bozrah | 60225 | NEWE | NPCC New England | SUN | 2.5 |  | 3390 |  |  | 0 |  |  |  | 0
2018 | CT | CMEEC - Hollyhock Solar | 60606 | NEWE | NPCC New England | SUN | 6
2018 | CT | CMEEC - Navy NE Trident | 60608 | NEWE | NPCC New England | SUN | 1 |  | 1244 |  |  | 0 |  |  |  | 0
2018 | CT | CMEEC - Norwich Stott St Solar | 60609 | NEWE | NPCC New England | SUN | 4.3 |  | 4385 |  |  | 0 |  | EPA/NEI; Estimated using an emission factor |  | 0
2018 | CT | CMEEC - Polaris Park Solar | 60607 | NEWE | NPCC New England | SUN | 4.3 |  | 2161 |  |  | 0 |  | EPA/NEI; Estimated using an emission factor |  | 0
2018 | CT | CMEEC - Rogers Rd Solar | 60605 | NEWE | NPCC New England | SUN | 1.5 |  | 1662 |  |  | 0 |  |  |  | 0
2018 | CT | Colebrook Hydroelectric | 54301 | NEWE | NPCC New England | WAT | 3 |  | 6824 |  |  | 0 |  |  |  | 0
2018 | CT | Conn Mun Electric Energy Coop | 60228 | NEWE | NPCC New England | SUN | 1 |  | 1295 |  |  | 0 |  |  |  | 0
2018 | CT | Covanta Bristol Energy | 50648 | NEWE | NPCC New England | MSW | 16.3 |  | 89723 | 1786612.737 | 0.13936 | 0.0031064 | 0.000156 | Estimated using an emission factor | 1786612.737 | 0.13936
2018 | CT | Covanta Southeastern Connecticut Company | 10646 | NEWE | NPCC New England | MSW | 18.3 |  | 129856 | 2568681.33 | 0.60107 | 0.0092575 | 0.000468 | Estimated using an emission factor | 2568681.33 | 0.60107
2018 | CT | CT Resource Rec Authority Facility | 54945 | NEWE | NPCC New England | MSW | 90 |  | 220464 | 4616898.672 | 0.72024 | 0.0065338 | 0.000312 | Estimated using an emission factor | 4616898.672 | 0.72024
2018 | CT | Danbury Hospital Cogen Plant | 58152 | NEWE | NPCC New England | NG | 4.3 | 0.40653 | 29781 | 158400.075 | 0.43429 | 0.029165 | 0.0054834 | NEI avg EF - PM, fuel type, firing type | 389635 | 1.0683
2018 | CT | Derby Fuel Cell | 62588 | NEWE | NPCC New England | NG | 14
2018 | CT | Derby Hydro | 10063 | NEWE | NPCC New England | WAT | 8.6 |  | 32395 |  |  | 0 |  |  |  | 0
2018 | CT | Digital Fairfield | 62455 | NEWE | NPCC New England | NG | 2 |  | 10488 | 66989 | 0 | 0 | 0 | Estimated using an emission factor | 66989 | 0
2018 | CT | DWW Solar ll | 62657 | NEWE | NPCC New England | SUN | 36.9
2018 | CT | Fairfield University CHP Plant | 56928 | NEWE | NPCC New England | NG | 4.5 | 0.66186 | 24303 | 155286.727 | 0.42575 | 0.035037 | 0.0054834 | NEI avg EF - PM, fuel type, firing type | 234622 | 0.64326
2018 | CT | Falls Village | 560 | NEWE | NPCC New England | WAT | 9 |  | 45222.999 |  |  | 0 |  |  |  | 0
2018 | CT | Fort Hill 1, 2, 3 & 4 | 57599 | NEWE | NPCC New England | DFO | 10.4 |  | 915 | 9179 | 1.4229 | 3.1102 | 0.31003 | Estimated using an emission factor | 9179 | 1.4229
2018 | CT | Foxwoods CoGen | 57666 | NEWE | NPCC New England | NG | 16.2 | 0.5431 | 125724.61 | 696266.054 | 2.004 | 0.031879 | 0.0057564 | EPA/NEI; Estimated using an emission factor | 1282028.8 | 3.69
2018 | CT | Franklin Solar | 62021 | NEWE | NPCC New England | SUN | 1 |  | 1198 |  |  | 0 |  |  |  | 0
2018 | CT | Frito Lay Incorporated | 58664 | NEWE | NPCC New England | NG | 4.6 |  | 23375 | 370788 | 1.0166 | 0.086981 | 0.0054834 | NEI avg EF - PM, fuel type, firing type | 370788 | 1.0166
2018 | CT | Fusion Solar Center LLC | 58876 | NEWE | NPCC New England | SUN | 20 |  | 28266 |  |  | 0 |  |  |  | 0
2018 | CT | Gary Court 1 & 2 | 57601 | NEWE | NPCC New England | DFO | 5.2 |  | 465 | 4883 | 0.75702 | 3.256 | 0.31006 | Estimated using an emission factor | 4883 | 0.75702
2018 | CT | GenConn Devon LLC | 57070 | NEWE | NPCC New England | KER | 242 |  | 10008 | 97077 | 1.3195 | 0.26369 | 0.027185 | NEI avg EF - PM, fuel type | 97077 | 1.3195
2018 | CT | Goodwin Hydroelectric | 54302 | NEWE | NPCC New England | WAT | 3.2 |  | 16744 |  |  | 0 |  |  |  | 0
2018 | CT | Hamilton Solar | 62025 | NEWE | NPCC New England | SUN | 1 |  | 1202 |  |  | 0 |  |  |  | 0
2018 | CT | Hartford Hospital Cogeneration | 52061 | NEWE | NPCC New England | NG | 11.8 | 0.30591 | 52108 | 204386.586 | 0.4995 | 0.019172 | 0.0048878 | EPA/NEI; Estimated using an emission factor | 668116.297 | 1.6328
2018 | CT | Hartford Landfill Solar EGF | 60909 | NEWE | NPCC New England | SUN | 1 |  | 1467 |  |  | 0 |  |  |  | 0
2018 | CT | HSCo CHP | 57179 | NEWE | NPCC New England | NG | 4 | 0.37687 | 26942 | 142391.869 | 0.3904 | 0.02898 | 0.0054834 | NEI avg EF - PM, fuel type, firing type | 377831 | 1.0359
2018 | CT | IBM Southbury | 59801 | NEWE | NPCC New England | NG | 1.1 |  | 6978 | 50257 | 0 | 0 | 0 | Estimated using an emission factor | 50257 | 0
2018 | CT | IKEA New Haven Rooftop PV & Fuel Cell | 61820 | NEWE | NPCC New England | NG | 1.1 |  | 2867 | 11107 | 0 | 0 | 0 | Estimated using an emission factor | 11107 | 0
2018 | CT | Jefferson Solar | 62024 | NEWE | NPCC New England | SUN | 1 |  | 1201 |  |  | 0 |  |  |  | 0
2018 | CT | Jewett City 1 | 57602 | NEWE | NPCC New England | DFO | 2.6 |  | 243 | 2443 | 0.37867 | 3.1166 | 0.31 | Estimated using an emission factor | 2443 | 0.37867
2018 | CT | John Street 1, 3, 4 & 5 | 56256 | NEWE | NPCC New England | DFO | 7.2
2018 | CT | Killingly Energy Center | 61239 | NEWE | NPCC New England | NG | 813.8
2018 | CT | Kimberly Clark-Unit 1,2,3 | 58084 | NEWE | NPCC New England | NG | 36.3 | 0.47075 | 236596 | 1258207.134 | 3.5382 | 0.029909 | 0.0056241 | EPA/NEI; Estimated using an emission factor | 2672795.913 | 7.5161
2018 | CT | Kinneytown New Old | 54385 | NEWE | NPCC New England | WAT | 2.3 |  | 3201 |  |  | 0 |  |  |  | 0
2018 | CT | Lebanon Pines 1 & 2 | 57604 | NEWE | NPCC New England | DFO | 5.2 |  | 504 | 4895 | 0.75888 | 3.0114 | 0.31006 | Estimated using an emission factor | 4895 | 0.75888
2018 | CT | Lebanon Solar 1 | 59991 | NEWE | NPCC New England | SUN | 2
2018 | CT | Lebanon Solar 2 | 59992 | NEWE | NPCC New England | SUN | 2
2018 | CT | LNG 1 & 2 | 57603 | NEWE | NPCC New England | DFO | 5.2 |  | 548 | 5488 | 0.85064 | 3.1045 | 0.31 | Estimated using an emission factor | 5488 | 0.85064
2018 | CT | Manchester Community College East | 62639 | NEWE | NPCC New England | SUN | 1 |  | 222 |  |  | 0 |  |  |  | 0
2018 | CT | Manchester Community College North | 62640 | NEWE | NPCC New England | SUN | 1 |  | 247 |  |  | 0 |  |  |  | 0
2018 | CT | Millstone | 566 | NEWE | NPCC New England | NUC | 2162.9 |  | 16881492 |  |  | 0 |  |  |  | 0
2018 | CT | MM Hartford Energy | 55163 | NEWE | NPCC New England | LFG | 2.7 |  | 2532 | 34800 | 0.25578 | 0.20204 | 0.0147 | Estimated using an emission factor | 34800 | 0.25578
2018 | CT | Naval Sub Base New London Fuel Cell | 61743 | NEWE | NPCC New England | NG | 7.4
2018 | CT | New Milford Gas Recovery | 50564 | NEWE | NPCC New England | LFG | 5.4 |  | 7617.999 | 93828 | 0.68964 | 0.18105 | 0.0147 | EPA/NEI; Estimated using an emission factor | 93828 | 0.68964
2018 | CT | Norden 1-3 | 57689 | NEWE | NPCC New England | DFO | 6 |  | 72.999 | 720 | 0.1116 | 3.0576 | 0.31 | Estimated using an emission factor | 720 | 0.1116
2018 | CT | Norwich WWTP | 57624 | NEWE | NPCC New England | DFO | 2 |  | 43 | 528 | 0.08184 | 3.8065 | 0.31 | Estimated using an emission factor | 528 | 0.08184
2018 | CT | Pawcatuck Solar Center, LLC | 62318 | NEWE | NPCC New England | SUN | 15
2018 | CT | Pepperidge Farm Bloomfield | 59967 | NEWE | NPCC New England | NG | 2.6 | 0.69913 | 16927 | 100524.944 | 0 | 0 | 0 | Estimated using an emission factor | 143786 | 0
2018 | CT | Pfizer Groton Fuel Cell | 60392 | NEWE | NPCC New England | NG | 5.6 | 1 | 43975 | 389700 | 0 | 0 | 0 | Estimated using an emission factor | 389700 | 0
2018 | CT | Pfizer Groton Plant | 54236 | NEWE | NPCC New England | NG | 42.5 | 0.28483 | 87018 | 465280.945 | 1.6411 | 0.03772 | 0.0070544 | EPA/NEI; Estimated using an emission factor | 1633555.964 | 5.7619
2018 | CT | Plainfield Renewable Energy LLC | 56847 | NEWE | NPCC New England | WDS | 43 |  | 261723 | 3164315.2 | 36.0925 | 0.27581 | 0.022812 | NEI avg EF - PM, fuel type | 3164315.2 | 36.0925
2018 | CT | Quinebaug Lower Project | 55860 | NEWE | NPCC New England | WAT | 2.5 |  | 9490 |  |  | 0 |  |  |  | 0
2018 | CT | Rainbow (CT) | 559 | NEWE | NPCC New England | WAT | 8 |  | 38791 |  |  | 0 |  |  |  | 0
2018 | CT | Rand Whitney CHP Plant | 58184 | NEWE | NPCC New England | NG | 14.6 | 0.37271 | 120205 | 617691.93 | 1.6935 | 0.028177 | 0.0054834 | NEI avg EF - PM, fuel type, firing type | 1657315 | 4.5439
2018 | CT | Rocky River (CT) | 539 | NEWE | NPCC New England | WAT | 31 |  | 3471 |  |  | 0 |  |  |  | 0
2018 | CT | Scotland Dam | 551 | NEWE | NPCC New England | WAT | 2 |  | 8223 |  |  | 0 |  |  |  | 0
2018 | CT | Shepaug | 552 | NEWE | NPCC New England | WAT | 86.4 |  | 187815 |  |  | 0 |  | EPA/NEI; Estimated using an emission factor |  | 0
2018 | CT | Sikorsky Aircraft CHP | 61703 | NEWE | NPCC New England | NG | 9.3 | 0.77062 | 65866 | 674015.912 | 1.8479 | 0.056112 | 0.0054834 | EPA/NEI; Estimated using an emission factor | 874637 | 2.398
2018 | CT | Somers Solar Center, LLC | 58554 | NEWE | NPCC New England | SUN | 5 |  | 9144 |  |  | 0 |  |  |  | 0
2018 | CT | Stafford MS Ground Mount Community Solar | 60880 | NEWE | NPCC New England | SUN | 2 |  | 2657 |  |  | 0 |  |  |  | 0
2018 | CT | Stevenson | 553 | NEWE | NPCC New England | WAT | 30.5 |  | 138076.001 |  |  | 0 |  |  |  | 0
2018 | CT | Subase Microgrid Project | 59701 | NEWE | NPCC New England |  | 18.8
2018 | CT | Taftville | 554 | NEWE | NPCC New England | WAT | 1.6 |  | 7192.998 |  |  | 0 |  |  |  | 0
2018 | CT | Tenth Street | 583 | NEWE | NPCC New England | WAT | 1.4 |  | 2618 |  |  | 0 |  |  |  | 0
2018 | CT | Town of Branford | 62076 | NEWE | NPCC New England | SUN | 1.1 |  | 381 |  |  | 0 |  |  |  | 0
2018 | CT | Town of Rocky Hill | 61541 | NEWE | NPCC New England | SUN | 3 |  | 1152 |  |  | 0 |  |  |  | 0
2018 | CT | Trinity College Fuel Cell | 61786 | NEWE | NPCC New England | NG | 1.4 |  | 6403 | 19861 | 0 | 0 | 0 | Estimated using an emission factor | 19861 | 0
2018 | CT | TRS Fuel Cell | 60683 | NEWE | NPCC New England | NG | 3.7 |  | 2373
2018 | CT | UCONN Cogen Facility | 58159 | NEWE | NPCC New England | NG | 25.7 | 0.4654 | 122037 | 711654.295 | 1.8601 | 0.030484 | 0.0052275 | EPA/NEI; Estimated using an emission factor | 1529137.979 | 3.9967
2018 | CT | UDR Glastonbury Fuel Cell | 60109 | NEWE | NPCC New England | NG | 3.4 |  | 22300 | 182761 | 0 | 0 | 0 | Estimated using an emission factor | 182761 | 0
2018 | CT | UI RCP Bridgeport Seaside | 60054 | NEWE | NPCC New England | NG | 5 |  | 22355 | 167347 | 0 | 0 | 0 | Estimated using an emission factor | 167347 | 0
2018 | CT | UI RCP New Haven Fuel Cell | 60040 | NEWE | NPCC New England | NG | 2.8 |  | 18774 | 177036 | 0 | 0 | 0 | Estimated using an emission factor | 177036 | 0
2018 | CT | UI RCP Woodbridge FC | 60593 | NEWE | NPCC New England | NG | 2.8 |  | 17886 | 153748 | 0 | 0 | 0 | Estimated using an emission factor | 153748 | 0
2018 | CT | Water Treatment 1 & 2 | 57605 | NEWE | NPCC New England | DFO | 5.2 |  | 551 | 5499 | 0.8525 | 3.0944 | 0.31006 | Estimated using an emission factor | 5499 | 0.8525
2018 | CT | Wesleyan University Cogen 1 | 58158 | NEWE | NPCC New England | NG | 2.4 | 0.73136 | 14625 | 105101.449 | 0.022176 | 0.0030327 | 0.000422 | Estimated using an emission factor | 143706 | 0.030322
2018 | CT | Wheelabrator Bridgeport | 50883 | NEWE | NPCC New England | MSW | 67 |  | 420625 | 7750382.14 | 18.1359 | 0.086233 | 0.00468 | Estimated using an emission factor | 7750382.14 | 18.1359
2018 | CT | Wheelabrator Lisbon | 54758 | NEWE | NPCC New England | MSW | 14.6 |  | 95421 | 1908848.144 | 0.14889 | 0.0031207 | 0.000156 | Estimated using an emission factor | 1908848.144 | 0.14889
2018 | CT | Wilson Solar | 62023 | NEWE | NPCC New England | SUN | 1 |  | 1251 |  |  | 0 |  |  |  | 0
2018 | CT | Wind Colebrook South | 60700 | NEWE | NPCC New England | WND | 5 |  | 12295 |  |  | 0 |  |  |  | 0
2018 | CT | Woods Hill Solar | 61736 | NEWE | NPCC New England | SUN | 20 |  | 22782 |  |  | 0 |  |  |  | 0
2018 | CT | Alfred L Pierce Generating Station | 6635 | NEWE | NPCC New England | NG | 106.5 |  | 3520 | 34845 | 0.15956 | 0.090661 | 0.0091584 | EPA/NEI | 34845 | 0.15956
2018 | CT | Algonquin Power Windsor Locks, LLC | 10567 | NEWE | NPCC New England | NG | 71 | 0.5271 | 162121.92 | 234892.791 | 0.81731 | 0.010083 | 0.006959 | EPA/NEI | 445633 | 1.5506
2018 | CT | Branford | 540 | NEWE | NPCC New England | KER | 21.8 |  | 361 | 6905 | 0.00021454 | 0.0011886 | 6.2141e-05 | EPA/NEI | 6905 | 0.00021454
2018 | CT | Bridgeport Energy | 55042 | NEWE | NPCC New England | NG | 520 |  | 3675286 | 25942983 | 20.9077 | 0.011377 | 0.0016118 | EPA/NEI | 25942983 | 20.9077
2018 | CT | Bridgeport Harbor Station | 568 | NEWE | NPCC New England | SUB | 1157.9 |  | 332995 | 3752351 | 1.6521 | 0.0099224 | 0.00088055 | EPA/NEI; Estimated using an emission factor | 3752351 | 1.6521
2018 | CT | Capitol District Energy Center | 50498 | NEWE | NPCC New England | NG | 70.5 | 1 | 53254 | 501991 | 1.6548 | 0.062147 | 0.006593 | EPA/NEI | 501991 | 1.6548
2018 | CT | Cos Cob | 542 | NEWE | NPCC New England | KER | 115 |  | 3102 | 43485 | 0.26429 | 0.1704 | 0.012155 | EPA/NEI | 43485 | 0.26429
2018 | CT | CPV Towantic Energy Center | 56047 | NEWE | NPCC New England | NG | 841.5 |  | 2948775 | 20181039 | 9.749 | 0.0066123 | 0.00096616 | EPA/NEI | 20181039 | 9.749
2018 | CT | Devon | 544 | NEWE | NPCC New England | NG | 429.6 |  | 11843.001 | 246241 | 1.2618 | 0.21309 | 0.010249 | EPA/NEI | 246241 | 1.2618
2018 | CT | EmpireCo Sterling Energy Facility | 50736 | NEWE | NPCC New England | TDF | 31.3 |  |  |  | 0 |  |  | EPA/NEI |  | 0
2018 | CT | Franklin Drive | 561 | NEWE | NPCC New England | KER | 21.8 |  | 374 | 7175 | 0.00021751 | 0.0011631 | 6.0629e-05 | EPA/NEI | 7175 | 0.00021751
2018 | CT | Kleen Energy Systems Project | 56798 | NEWE | NPCC New England | NG | 693 |  | 2579553 | 18699891 | 9.5272 | 0.0073867 | 0.001019 | EPA/NEI | 18699891 | 9.5272
2018 | CT | Lake Road Generating Company | 55149 | NEWE | NPCC New England | NG | 840 |  | 5211758 | 38286634 | 52.3069 | 0.020073 | 0.0027324 | EPA/NEI | 38286634 | 52.3069
2018 | CT | Middletown | 562 | NEWE | NPCC New England | NG | 1097.4 |  | 382861 | 4444548 | 17.3111 | 0.09043 | 0.0077898 | EPA/NEI | 4444548 | 17.3111
2018 | CT | Milford Power Company LLC | 55126 | NEWE | NPCC New England | NG | 578 |  | 3669750 | 26019682 | 31.9616 | 0.017419 | 0.0024567 | EPA/NEI | 26019682 | 31.9616
2018 | CT | Montville | 546 | NEWE | NPCC New England | RFO | 495.3 |  | 75609 | 1079348 | 10.1899 | 0.26954 | 0.018882 | EPA/NEI | 1079348 | 10.1899
2018 | CT | New Haven Harbor | 6156 | NEWE | NPCC New England | RFO | 641.5 |  | 31998.999 | 735169 | 0.73417 | 0.045887 | 0.0019973 | EPA/NEI | 735169 | 0.73417
2018 | CT | Norwich | 581 | NEWE | NPCC New England | DFO | 19 |  | 228 | 6872 | 0.033428 | 0.29323 | 0.0097289 | EPA/NEI | 6872 | 0.033428
2018 | CT | Pratt & Whitney, East Hartford | 54605 | NEWE | NPCC New England | NG | 25.8 | 0.42103 | 80917 | 428480.286 | 1.4061 | 0.034755 | 0.0065633 | EPA/NEI | 1017691 | 3.3397
2018 | CT | South Meadow Station | 563 | NEWE | NPCC New England | DFO | 167.2 |  | 1005 | 20921 | 0.45297 | 0.90144 | 0.043303 | EPA/NEI | 20921 | 0.45297
2018 | CT | Torrington Terminal | 565 | NEWE | NPCC New England | KER | 21.8 |  | 347 | 6440 | 0.00019274 | 0.0011109 | 5.9857e-05 | EPA/NEI | 6440 | 0.00019274
2018 | CT | Tunnel | 557 | NEWE | NPCC New England | WAT | 20.5 |  | 10974 | 6325 | 0.015025 | 0.0027383 | 0.004751 | EPA/NEI; Estimated using an emission factor | 6325 | 0.015025
2018 | CT | Wallingford Energy, LLC | 55517 | NEWE | NPCC New England | NG | 350 |  | 151653.999 | 1412090 | 4.2127 | 0.055557 | 0.0059667 | EPA/NEI | 1412090 | 4.2127
2018 | CT | Waterbury Generation | 56629 | NEWE | NPCC New England | NG | 96 |  | 18246 | 151175 | 0.87246 | 0.095633 | 0.011542 | EPA/NEI | 151175 | 0.87246
2018 | CT | Waterside Power, LLC | 56189 | NEWE | NPCC New England | DFO | 139.2 |  | 1377.999 | 35209 | 0.085667 | 0.12434 | 0.0048662 | EPA/NEI | 35209 | 0.085667
2018 | DC | DC Water CHP | 59012 | RFCE | RFC East | OBG | 25.1 | 0.46824 | 56561.001 | 435745.612 | 2.9205 | 0.10327 | 0.013405 | Estimated using an emission factor | 930597.999 | 6.2372
2018 | DC | JBAB - Washington DC | 62374 | RFCE | RFC East | SUN | 5.9
2018 | DC | Nationals | 62710 | RFCE | RFC East | SUN | 1
2018 | DC | US GSA Heating and Transmission | 57788 | RFCE | RFC East | NG | 10.8 | 0.37543 | 18328 | 281179.965 | 0.77091 | 0.084124 | 0.0054834 | NEI avg EF - PM, fuel type, firing type | 748962 | 2.0534
2018 | DE | Ameresco Delaware Central | 56430 | RFCE | RFC East | LFG | 5 |  | 23986 | 264992 | 1.9477 | 0.1624 | 0.0147 | Estimated using an emission factor | 264992 | 1.9477
2018 | DE | Ameresco Delaware South | 56429 | RFCE | RFC East | LFG | 5 |  | 22616 | 250808 | 1.8435 | 0.16302 | 0.0147 | Estimated using an emission factor | 250808 | 1.8435
2018 | DE | Brookside Newark | 58110 | RFCE | RFC East | NG | 3.1 |  | 22137 | 169500 | 0 | 0 | 0 | Estimated using an emission factor | 169500 | 0
2018 | DE | Bruce A Henry Solar Farm | 58473 | RFCE | RFC East | SUN | 4 |  | 6212 |  |  | 0 |  |  |  | 0
2018 | DE | Croda Atlas Point CHP | 59783 | RFCE | RFC East | LFG | 4.2 | 0.50303 | 12499 | 64322.378 | 0.47277 | 0.07565 | 0.0147 | EPA/NEI; Estimated using an emission factor | 127869 | 0.93984
2018 | DE | DD Hay Road Solar 23 LLC | 59715 | RFCE | RFC East | SUN | 1.2 |  | 1249 |  |  | 0 |  |  |  | 0
2018 | DE | DG AMP Solar Smyrna | 61800 | RFCE | RFC East | SUN | 1.2 |  | 1164 |  |  | 0 |  |  |  | 0
2018 | DE | Dover Sun Park | 57337 | RFCE | RFC East | SUN | 10 |  | 16164 |  |  | 0 |  |  |  | 0
2018 | DE | ESS Lewes | 60216 | RFCE | RFC East | MWH | 8
2018 | DE | Kent County Wastewater Treatment Solar | 57330 | RFCE | RFC East | SUN | 1.2 |  | 1426 |  |  | 0 |  |  |  | 0
2018 | DE | Milford Solar Farm | 58228 | RFCE | RFC East | SUN | 11.8 |  | 18732 |  |  | 0 |  |  |  | 0
2018 | DE | Onyx - Allen Harim | 61206 | RFCE | RFC East | SUN | 1.2 |  | 1989 |  |  | 0 |  |  |  | 0
2018 | DE | Perdue Bridgeville Photovoltaic | 57772 | RFCE | RFC East | SUN | 1.3 |  | 1447 |  |  | 0 |  |  |  | 0
2018 | DE | Red Lion Energy Center | 58433 | RFCE | RFC East | NG | 27 |  | 203117.001 | 1566479.001 | 0 | 0 | 0 | Estimated using an emission factor | 1566479.001 | 0
2018 | DE | Seaford Delaware Plant | 10793 | RFCE | RFC East |  | 30
2018 | DE | South Campus Solar | 59922 | RFCE | RFC East | SUN | 3.1 |  | 596 |  |  | 0 |  | EPA/NEI; Estimated using an emission factor |  | 0
2018 | DE | University of Delaware Wind Turbine | 57176 | RFCE | RFC East | WND | 2 |  | 5207 |  |  | 0 |  |  |  | 0
2018 | DE | WHA Southbridge Solar Park | 61934 | RFCE | RFC East | SUN | 1 |  | 810 |  |  | 0 |  |  |  | 0
2018 | DE | Christiana Substation | 591 | RFCE | RFC East | DFO | 52 |  | 836 | 27372 | 0.37504 | 0.89723 | 0.027403 | EPA/NEI | 27372 | 0.37504
2018 | DE | Delaware City | 592 | RFCE | RFC East | DFO | 18.5 |  | 8 | 1447 | 0.021219 | 5.3047 | 0.029328 | EPA/NEI | 1447 | 0.021219
2018 | DE | Delaware City Refinery | 52193 | RFCE | RFC East | PRG | 325.2 | 0.28516 | 1060949 | 3524811.598 | 143.8057 | 0.27109 | 0.081596 | EPA/NEI; Estimated using an emission factor | 12360949.999 | 504.3037
2018 | DE | Edge Moor | 593 | RFCE | RFC East | RFO | 710.3 |  | 312965 | 3824853 | 10.2288 | 0.065367 | 0.0053486 | EPA/NEI | 3824853 | 10.2288
2018 | DE | Garrison Energy Center | 57349 | RFCE | RFC East | NG | 361 |  | 1335402.19 | 9384841 | 23.14 | 0.034656 | 0.0049314 | EPA/NEI | 9384841 | 23.14
2018 | DE | Hay Road | 7153 | RFCE | RFC East | DFO | 1193 |  | 2751210 | 23061589 | 57.5397 | 0.041829 | 0.0049901 | EPA/NEI | 23061589 | 57.5397
2018 | DE | Indian River | 594 | RFCE | RFC East | BIT | 804.1 |  | 279740 | 3066135 | 22.8703 | 0.16351 | 0.014918 | EPA/NEI | 3066135 | 22.8703
2018 | DE | McKee Run | 599 | RFCE | RFC East | NG | 151.2 |  | 28704 | 326741 | 0.30281 | 0.021099 | 0.0018535 | EPA/NEI | 326741 | 0.30281
2018 | DE | NRG Energy Center Dover | 10030 | RFCE | RFC East | NG | 118 | 0.80976 | 93314 | 662059.3 | 1.8358 | 0.039346 | 0.0055456 | EPA/NEI | 817598 | 2.267
2018 | DE | Van Sant | 7318 | RFCE | RFC East | DFO | 45.1 |  | 6817 | 91741 | 0.58382 | 0.17128 | 0.012728 | EPA/NEI | 91741 | 0.58382
2018 | DE | Warren F. Sam Beasley Pwr Station | 7962 | RFCE | RFC East | NG | 96 |  | 30699 | 339935 | 1.72 | 0.11206 | 0.01012 | EPA/NEI | 339935 | 1.72
2018 | DE | West Substation | 597 | RFCE | RFC East | DFO | 20 |  | 649 | 8501 | 0.154 | 0.47459 | 0.036232 | EPA/NEI | 8501 | 0.154
2018 | FL | ACE-Stanton A PV | 61247 | FRCC | FRCC All | SUN | 4.1 |  | 8126 |  |  | 0 |  |  |  | 0
2018 | FL | ACE-Stanton PV | 61246 | FRCC | FRCC All | SUN | 4.8 |  | 9918 |  |  | 0 |  |  |  | 0
2018 | FL | AEP Jacksonville Solar Project | 61388 | FRCC | FRCC All | SUN | 7.1 |  | 10066 |  |  | 0 |  |  |  | 0
2018 | FL | Alafia Solar | 61653 | FRCC | FRCC All | SUN | 50
2018 | FL | Anheuser-Busch Jacksonville | 10431 | FRCC | FRCC All | NG | 8.6 | 0.41399 | 56508 | 282270.024 | 0.7739 | 0.027391 | 0.0054834 | NEI avg EF - PM, fuel type, firing type | 681824 | 1.8694
2018 | FL | Avon Park | 624 | FRCC | FRCC All | NG | 67.4 |  | 902 | 17934 | 0.10197 | 0.22609 | 0.011371 | NEI avg EF - PM, fuel type, firing type | 17934 | 0.10197
2018 | FL | Babcock Preserve | 62634 | FRCC | FRCC All | SUN | 74.5
2018 | FL | Babcock Solar Energy Center | 59993 | FRCC | FRCC All | SUN | 84.5 |  | 164642 | 0 |  | 0 |  | EPA/NEI; Estimated using an emission factor | 0 | 0
2018 | FL | Balm Solar | 61654 | FRCC | FRCC All | SUN | 74.4 |  | 24189 |  |  | 0 |  |  |  | 0
2018 | FL | Baptist Medical Center | 10008 | FRCC | FRCC All | NG | 13.1 | 0.38669 | 19648 | 111751.855 | 0.30639 | 0.031188 | 0.0054834 | EPA/NEI; Estimated using an emission factor | 288996 | 0.79234
2018 | FL | Barefoot Bay Solar Energy Center | 61051 | FRCC | FRCC All | SUN | 74.5 |  | 166666 |  |  | 0 |  |  |  | 0
2018 | FL | Bartow Solar Energy LLC | 61879 | FRCC | FRCC All | SUN | 7.3 |  | 10278 |  |  | 0 |  |  |  | 0
2018 | FL | Bay County Waste to Energy | 10250 | SRSO | SERC South | MSW | 13.6 |  | 45020 | 1140140.042 | 52.0246 | 2.3112 | 0.09126 | Estimated using an emission factor | 1140140.042 | 52.0246
2018 | FL | Bayboro | 627 | FRCC | FRCC All | DFO | 226.8 |  | 7901 | 110367 | 0.95244 | 0.24109 | 0.017259 | NEI avg EF - PM, fuel type, firing type | 110367 | 0.95244
2018 | FL | Big Pine | 164 | FRCC | FRCC All | DFO | 2.7
2018 | FL | Blue Cypress Solar Energy Center | 61029 | FRCC | FRCC All | SUN | 74.5 |  | 154039 |  |  | 0 |  |  |  | 0
2018 | FL | Blue Heron Solar | 62631 | FRCC | FRCC All | SUN | 74.5
2018 | FL | Bonnie Mine Solar | 61655 | FRCC | FRCC All | SUN | 34
2018 | FL | Brevard | 61777 | FRCC | FRCC All | LFG | 9.6 |  | 46753.002 | 420924 | 3.0938 | 0.13235 | 0.0147 | Estimated using an emission factor | 420924 | 3.0938
2018 | FL | Bryant Sugar House | 50483 | FRCC | FRCC All |  | 30.5
2018 | FL | Buckeye Florida LP | 50466 | FRCC | FRCC All | BLQ | 69.4 | 0.057902 | 307659.368 | 1776681.425 | 4.8387 | 0.031455 | 0.0054469 | EPA/NEI; Estimated using an emission factor | 30684329.558 | 83.5667
2018 | FL | Butler Plaza | 58618 | FRCC | FRCC All | SUN | 1.2 |  | 1597 |  |  | 0 |  |  |  | 0
2018 | FL | C H Corn Hydroelectric Facility | 956 | FRCC | FRCC All | WAT | 12.2 |  | 21485.001 |  |  | 0 |  |  |  | 0
2018 | FL | Cattle Ranch | 62632 | FRCC | FRCC All | SUN | 74.5
2018 | FL | Central District Wastewater Treat Plant | 54623 | FRCC | FRCC All | OBG | 9.6 | 0.40592 | 8443 | 51019.605 | 0.37499 | 0.088829 | 0.0147 | EPA/NEI; Estimated using an emission factor | 125689 | 0.92381
2018 | FL | Citrus Ridge Solar | 61988 | FRCC | FRCC All | SUN | 52 |  | 787 |  |  | 0 |  |  |  | 0
2018 | FL | Citrus Solar Energy Center | 60061 | FRCC | FRCC All | SUN | 78.5 |  | 165350 | 0 |  | 0 |  | EPA/NEI; Estimated using an emission factor | 0 | 0
2018 | FL | Clewiston Sugar House | 50482 | FRCC | FRCC All | AB | 90.2 | 0.083619 | 255090 | 1478054.322 | 3.7025 | 0.029029 | 0.00501 | Estimated using an emission factor | 17676056.8 | 44.2785
2018 | FL | Columbia Solar Power Plant | 61982 | FRCC | FRCC All | SUN | 74.9
2018 | FL | Coral Farms Solar Energy Center | 61022 | FRCC | FRCC All | SUN | 74.5 |  | 153604 |  |  | 0 |  |  |  | 0
2018 | FL | CoTAL Solar Farm | 60582 | FRCC | FRCC All | SUN | 20 |  | 37533 |  |  | 0 |  |  |  | 0
2018 | FL | Covanta Lake County Energy | 50629 | FRCC | FRCC All | MSW | 15.5 |  | 86633 | 1706919.966 | 0.13314 | 0.0030736 | 0.000156 | Estimated using an emission factor | 1706919.966 | 0.13314
2018 | FL | CSL Gas Recovery | 50572 | FRCC | FRCC All | LFG | 11.2 |  | 44153 | 903411.533 | 9.7568 | 0.44196 | 0.0216 | EPA/NEI; Estimated using an emission factor | 903411.533 | 9.7568
2018 | FL | Cudjoe | 6582 | FRCC | FRCC All | DFO | 5
2018 | FL | Cutler | 610 | FRCC | FRCC All | NG | 236.5
2018 | FL | Cutrale Citrus Juices USA I | 10020 | FRCC | FRCC All | NG | 11.7 |  | 25910 | 408084 | 1.1188 | 0.086364 | 0.0054834 | EPA/NEI; Estimated using an emission factor | 408084 | 1.1188
2018 | FL | Cutrale Citrus Juices USA II | 10188 | FRCC | FRCC All | NG | 24.9 |  | 42995 | 622384 | 1.7064 | 0.079376 | 0.0054834 | EPA/NEI; Estimated using an emission factor | 622384 | 1.7064
2018 | FL | Daytona International Speedway Solar | 60005 | FRCC | FRCC All | SUN | 1.6 |  | 1610 |  |  | 0 |  |  |  | 0
2018 | FL | Debary Solar Power Plant | 62542 | FRCC | FRCC All | SUN | 74.5
2018 | FL | DeSoto Next Generation Solar Energy | 56929 | FRCC | FRCC All | SUN | 25 |  | 46882 |  |  | 0 |  |  |  | 0
2018 | FL | Dinner Lake | 747 | FRCC | FRCC All | NG | 12.6
2018 | FL | Echo River Solar | 62490 | FRCC | FRCC All | SUN | 74.5
2018 | FL | Egret Solar Center | 62925 | FRCC | FRCC All | SUN | 74.5
2018 | FL | Eight Flags Energy | 60025 | FRCC | FRCC All | NG | 21 | 1 | 173002 | 1740786 | 4.7727 | 0.055175 | 0.0054834 | NEI avg EF - PM, fuel type, firing type | 1740786 | 4.7727
2018 | FL | F J Gannon | 646 | FRCC | FRCC All |  | 635
2018 | FL | Fernandina Beach Mill | 10202 | FRCC | FRCC All | NG | 106.2 | 0.17469 | 688158.67 | 3823888.735 | 12.5108 | 0.03636 | 0.0065435 | EPA/NEI; Estimated using an emission factor | 21889275.31 | 71.6161
2018 | FL | Fernandina Plant | 10562 | FRCC | FRCC All | WDL | 54.5 | 0.19345 | 256477.88 | 1529274.598 | 15.3585 | 0.11976 | 0.020086 | EPA/NEI; Estimated using an emission factor | 7905342.251 | 79.3936
2018 | FL | Field Street | 7954 | FRCC | FRCC All | DFO | 48 |  | -92 | 482 | 0.0041595 | 0 | 0.017259 | NEI avg EF - PM, fuel type, firing type | 482 | 0.0041595
2018 | FL | FIU Solar | 60006 | FRCC | FRCC All | SUN | 1.6 |  | 1240 |  |  | 0 |  |  |  | 0
2018 | FL | Florida Power Development | 10333 | FRCC | FRCC All | OBS | 125 |  | 185573 | 4320408.6 | 29.6587 | 0.31964 | 0.01373 | EPA/NEI | 4320408.6 | 29.6587
2018 | FL | Florida's Natural Growers | 10275 | FRCC | FRCC All | NG | 10.7 | 0.41392 | 56470 | 289984.517 | 0.79505 | 0.028158 | 0.0054834 | NEI avg EF - PM, fuel type, firing type | 700573 | 1.9208
2018 | FL | G E Turner | 629 | FRCC | FRCC All | DFO | 180.8
2018 | FL | G W Ivey | 665 | FRCC | FRCC All | NG | 58.4 |  | -815.999 | 6229.002 | 0.0039457 | 0 | 0.0012669 | EPA/NEI; Estimated using an emission factor | 6229.002 | 0.0039457
2018 | FL | G2 Energy Marion LLC | 57128 | FRCC | FRCC All | LFG | 4 |  | 25360 | 293472 | 2.157 | 0.17011 | 0.0147 | Estimated using an emission factor | 293472 | 2.157
2018 | FL | Georgia-Pacific Palatka Operations | 10611 | FRCC | FRCC All | BLQ | 103.5 | 0.1328 | 295412 | 1674735.349 | 7.4447 | 0.050402 | 0.0088906 | EPA/NEI; Estimated using an emission factor | 12611347.598 | 56.0612
2018 | FL | Girvin Landfill | 7705 | FRCC | FRCC All | LFG | 3
2018 | FL | Goldfinch | 60124 | FRCC | FRCC All | SUN | 3 |  | 5086 |  |  | 0 |  |  |  | 0
2018 | FL | Grange Hall Solar | 61656 | FRCC | FRCC All | SUN | 61 |  | 61
2018 | FL | Green Gas-Port Charlotte LLC | 59240 | FRCC | FRCC All | LFG | 3 |  | 12531 | 128603 | 0.94524 | 0.15086 | 0.0147 | Estimated using an emission factor | 128603 | 0.94524
2018 | FL | Gulf Coast Solar Center I | 59689 | SRSO | SERC South | SUN | 30 |  | 56572 |  |  | 0 |  |  |  | 0
2018 | FL | Gulf Coast Solar Center II | 59690 | SRSO | SERC South | SUN | 40 |  | 77212 |  |  | 0 |  |  |  | 0
2018 | FL | Gulf Coast Solar Center III | 59691 | SRSO | SERC South | SUN | 50 |  | 93230 |  |  | 0 |  |  |  | 0
2018 | FL | Hamilton Solar Power Plant | 61807 | FRCC | FRCC All | SUN | 74.9 |  | 817 |  |  | 0 |  |  |  | 0
2018 | FL | Hammock Solar | 61024 | FRCC | FRCC All | SUN | 74.5 |  | 158083 |  |  | 0 |  |  |  | 0
2018 | FL | Hansel | 672 | FRCC | FRCC All |  | 73
2018 | FL | Harvest Power Orlando | 59151 | FRCC | FRCC All | OBG | 3.2 | 1 | 19673 | 189528 | 1.393 | 0.14162 | 0.0147 | Estimated using an emission factor | 189528 | 1.393
2018 | FL | Hecate Energy Blair Road LLC | 62778 | FRCC | FRCC All | SUN | 4 |  | 6784 |  |  | 0 |  |  |  | 0
2018 | FL | Henry D King | 658 | FRCC | FRCC All |  | 141.8
2018 | FL | Hernando | 61779 | FRCC | FRCC All | LFG | 1.6 |  | 10603 | 118981 | 0.87451 | 0.16496 | 0.0147 | Estimated using an emission factor | 118981 | 0.87451
2018 | FL | Hibiscus Solar Energy Center | 62206 | FRCC | FRCC All | SUN | 74.5
2018 | FL | Higgins | 630 | FRCC | FRCC All | NG | 153.2 |  | 24175 | 422870 | 1.1594 | 0.095916 | 0.0054834 | EPA/NEI; Estimated using an emission factor | 422870 | 1.1594
2018 | FL | Hillsborough County Resource Recovery | 50858 | FRCC | FRCC All | MSW | 47 |  | 246629 | 5458797.5 | 0.42579 | 0.0034528 | 0.000156 | Estimated using an emission factor | 5458797.5 | 0.42579
2018 | FL | Hookers Point | 647 | FRCC | FRCC All | RFO | 232.6
2018 | FL | Horizon Solar Energy Center | 61021 | FRCC | FRCC All | SUN | 74.5 |  | 155194 |  |  | 0 |  |  |  | 0
2018 | FL | Howard F Curren Advncd Wastewater Plant | 54347 | FRCC | FRCC All | OBG | 2.5 | 1 | 0
2018 | FL | IKEA Jacksonville Rooftop PV System | 61821 | FRCC | FRCC All | SUN | 1.4 |  | 2543 |  |  | 0 |  |  |  | 0
2018 | FL | IKEA Miami 327 | 61173 | FRCC | FRCC All | SUN | 1 |  | 1616 |  |  | 0 |  |  |  | 0
2018 | FL | IKEA Tampa 042 | 58012 | FRCC | FRCC All | SUN | 1 |  | 1680 |  |  | 0 |  |  |  | 0
2018 | FL | Indian River | 55318 | FRCC | FRCC All | NG | 609
2018 | FL | Indian River Solar Center | 61020 | FRCC | FRCC All | SUN | 74.5 |  | 162704 |  |  | 0 |  |  |  | 0
2018 | FL | International Paper Pensacola | 50250 | SRSO | SERC South | BLQ | 82.8 | 0.17781 | 471992.08 | 2577834.199 | 2.1561 | 0.0091363 | 0.0016728 | EPA/NEI; Estimated using an emission factor | 14497989.694 | 12.1263
2018 | FL | Interstate Solar Energy Center | 61768 | FRCC | FRCC All | SUN | 74.5
2018 | FL | J Woodruff | 690 | FRCC | FRCC All | WAT | 73.5 |  | 211089 |  |  | 0 |  | EPA/NEI; Estimated using an emission factor |  | 0
2018 | FL | Jackson Mill | 54430 | FRCC | FRCC All | NG | 43.5
2018 | FL | Jacksonville Solar | 57202 | FRCC | FRCC All | SUN | 15 |  | 17670 |  |  | 0 |  |  |  | 0
2018 | FL | JED Solid Waste Mgmt Renewable Energy | 60701 | FRCC | FRCC All | LFG | 9.6 |  | 55713 | 707811 | 5.2024 | 0.18676 | 0.0147 | Estimated using an emission factor | 707811 | 5.2024
2018 | FL | Lake Hancock Solar | 61657 | FRCC | FRCC All | SUN | 50
2018 | FL | Lake Placid Solar Power Plant | 62541 | FRCC | FRCC All | SUN | 45
2018 | FL | Lakeland Electric Co. (FL) - Aiport II | 59754 | FRCC | FRCC All | SUN | 3.5
2018 | FL | Lakeland Electric Co. (FL)-Airport 1 | 59744 | FRCC | FRCC All | SUN | 2.7 |  | 3291 |  |  | 0 |  |  |  | 0
2018 | FL | Lakeside Solar Center | 62922 | FRCC | FRCC All | SUN | 74.5
2018 | FL | Lee County Solid Waste Energy | 52010 | FRCC | FRCC All | MSW | 59 |  | 347594 | 6046269.376 | 4.7161 | 0.027136 | 0.00156 | Estimated using an emission factor | 6046269.376 | 4.7161
2018 | FL | Legoland Solar | 60371 | FRCC | FRCC All | SUN | 1.5 |  | 2242 |  |  | 0 |  |  |  | 0
2018 | FL | Levy Nuclear Plant | 57894 | FRCC | FRCC All | NUC | 2500
2018 | FL | Lithia Solar | 61663 | FRCC | FRCC All | SUN | 74.5 |  | 6815
2018 | FL | Little Manatee River Solar | 62750 | FRCC | FRCC All | SUN | 74.5
2018 | FL | LKL BLBD, LLC | 59611 | FRCC | FRCC All | SUN | 6 |  | 10656 |  |  | 0 |  |  |  | 0
2018 | FL | Lockheed Martin Solar | 61694 | FRCC | FRCC All | SUN | 1.9 |  | 2417 |  |  | 0 |  |  |  | 0
2018 | FL | Lockheed Martin Solar System | 59867 | FRCC | FRCC All | SUN | 1.9 |  | 3 |  |  | 0 |  |  |  | 0
2018 | FL | Loggerhead Solar Energy Center | 61052 | FRCC | FRCC All | SUN | 74.5 |  | 156537 |  |  | 0 |  |  |  | 0
2018 | FL | Magnolia Springs Solar Center | 62915 | FRCC | FRCC All | SUN | 74.5
2018 | FL | Manatee County LFGTE | 59142 | FRCC | FRCC All | LFG | 1.6 |  | 11632 | 137717 | 1.0122 | 0.17404 | 0.0147 | Estimated using an emission factor | 137717 | 1.0122
2018 | FL | Manatee Solar Energy Center | 60014 | FRCC | FRCC All | SUN | 483.5 |  | 166230 |  |  | 0 |  | EPA/NEI; Estimated using an emission factor |  | 0
2018 | FL | Marathon Generating Plant | 696 | FRCC | FRCC All | DFO | 25 |  | -1230 | 711 | 0.11036 | 0 | 0.31044 | EPA/NEI; Estimated using an emission factor | 711 | 0.11036
2018 | FL | McKay Bay Facility | 50875 | FRCC | FRCC All | MSW | 22.1 |  | 145938 | 3237790.696 | 17.6783 | 0.24227 | 0.01092 | Estimated using an emission factor | 3237790.696 | 17.6783
2018 | FL | Miami Dade County Resource Recovery Fac | 10062 | FRCC | FRCC All | MSW | 77 |  | 312503 | 8280299.343 | 0.64586 | 0.0041335 | 0.000156 | Estimated using an emission factor | 8280299.343 | 0.64586
2018 | FL | Miami Dade Solar Energy Center | 61766 | FRCC | FRCC All | SUN | 74.5
2018 | FL | Midway | 7893 | FRCC | FRCC All | NG | 1287
2018 | FL | Mosaic Co Bartow Facility | 50633 | FRCC | FRCC All | WH | 81.9 | 1 | 351762 |  |  | 0 |  |  |  | 0
2018 | FL | Mosaic Co Greenbay | 10205 | FRCC | FRCC All | OTH | 38.2
2018 | FL | Mosaic Co Mulberry Facility | 50510 | FRCC | FRCC All | OTH | 21
2018 | FL | Mosaic Co Tampa Facility | 10204 | FRCC | FRCC All | WH | 77.9 | 1 | 251127 |  |  | 0 |  |  |  | 0
2018 | FL | Mosaic New Wales Operations | 10434 | FRCC | FRCC All | WH | 135.5 | 1 | 522004 |  |  | 0 |  |  |  | 0
2018 | FL | Mosaic South Pierce Operations | 10004 | FRCC | FRCC All | WH | 45.5 | 1 | 247545 |  |  | 0 |  |  |  | 0
2018 | FL | Mountain View Solar (FL) | 61664 | FRCC | FRCC All | SUN | 55
2018 | FL | NA 1 | 7889 | FRCC | FRCC All | NG | 195
2018 | FL | Nassau Solar Center | 62914 | FRCC | FRCC All | SUN | 74.5
2018 | FL | Northern Preserve Solar | 62645 | FRCC | FRCC All | SUN | 74.5
2018 | FL | Okeechobee Clean Energy Center | 60345 | FRCC | FRCC All | NG | 1723.1
2018 | FL | Okeechobee Solar | 62491 | FRCC | FRCC All | SUN | 74.5
2018 | FL | Okeelanta Cogeneration | 54627 | FRCC | FRCC All | AB | 128.9 | 0.048875 | 62830.188 | 378508.466 | 0.75853 | 0.024145 | 0.004008 | Estimated using an emission factor | 7744364.172 | 15.5197
2018 | FL | Orange Blossom Solar Center | 62919 | FRCC | FRCC All | SUN | 74.5
2018 | FL | Osceola Solar Facility | 59954 | FRCC | FRCC All | SUN | 3.8 |  | 6330 |  |  | 0 |  |  |  | 0
2018 | FL | Palm Bay Solar | 62921 | FRCC | FRCC All | SUN | 74.5
2018 | FL | Palm Beach Renewable Energy Facility 1 | 50071 | FRCC | FRCC All | MSW | 62.3 |  | 375028 | 6607417.362 | 1.0308 | 0.005497 | 0.000312 | Estimated using an emission factor | 6607417.362 | 1.0308
2018 | FL | Palm Beach Renewable Energy Facility 2 | 57898 | FRCC | FRCC All | MSW | 96 |  | 485279 | 8769709.739 | 6.8404 | 0.028192 | 0.00156 | Estimated using an emission factor | 8769709.739 | 6.8404
2018 | FL | Partnership Station | 55893 | FRCC | FRCC All | NG | 5.8
2018 | FL | Pasco Cnty Solid Waste Resource Recovery | 50666 | FRCC | FRCC All | MSW | 31.2 |  | 188631 | 3508292.904 | 2.7365 | 0.029014 | 0.00156 | Estimated using an emission factor | 3508292.904 | 2.7365
2018 | FL | Payne Creek Solar | 61665 | FRCC | FRCC All | SUN | 70.3 |  | 25445 |  |  | 0 |  |  |  | 0
2018 | FL | Pea Ridge | 7715 | SRSO | SERC South | NG | 14.1 |  | 77979.999 | 1471265.001 | 4.0338 | 0.10346 | 0.0054834 | NEI avg EF - PM, fuel type, firing type | 1471265.001 | 4.0338
2018 | FL | Peace Creek Solar | 61666 | FRCC | FRCC All | SUN | 56.6
2018 | FL | Pelican Solar Center | 62924 | FRCC | FRCC All | SUN | 74.5
2018 | FL | Pensacola Florida Plant | 10416 | SRSO | SERC South | NG | 102 | 0.34533 | 639351 | 3505275.675 | 10.9487 | 0.034249 | 0.006247 | EPA/NEI; Estimated using an emission factor | 10150434.351 | 31.7048
2018 | FL | Perdido | 57502 | SRSO | SERC South | LFG | 4.8 |  | 23298 | 261345 | 1.9209 | 0.1649 | 0.0147 | EPA/NEI; Estimated using an emission factor | 261345 | 1.9209
2018 | FL | Perry Solar Facility | 60071 | FRCC | FRCC All | SUN | 5.1 |  | 4647 |  |  | 0 |  |  |  | 0
2018 | FL | Phillips | 748 | FRCC | FRCC All |  | 42
2018 | FL | Pinellas County Resource Recovery | 50884 | FRCC | FRCC All | MSW | 76.5 | 1 | 422355 | 8477977.166 | 6.6128 | 0.031314 | 0.00156 | Estimated using an emission factor | 8477977.166 | 6.6128
2018 | FL | Pioneer Trail Solar Energy Center | 61767 | FRCC | FRCC All | SUN | 74.5
2018 | FL | Portland (FL) | 6192 | SRSO | SERC South | DFO | 11
2018 | FL | Putnam | 6246 | FRCC | FRCC All | NG | 580
2018 | FL | Rinehart | 57685 | FRCC | FRCC All | SUN | 10 |  | 0
2018 | FL | Rio Pinar | 637 | FRCC | FRCC All | DFO | 19.2
2018 | FL | Rodeo Solar Center | 62917 | FRCC | FRCC All | SUN | 74.5
2018 | FL | RP-Orlando, LLC | 57565 | FRCC | FRCC All | SUN | 5.1 |  | 9344 |  |  | 0 |  |  |  | 0
2018 | FL | Sarasota County LFGTE Facility | 59686 | FRCC | FRCC All | LFG | 6.4 |  | 33681.999 | 413262 | 3.0375 | 0.18036 | 0.0147 | EPA/NEI; Estimated using an emission factor | 413262 | 3.0375
2018 | FL | Scholz | 642 | SRSO | SERC South | BIT | 98
2018 | FL | Seminole Energy | 61780 | FRCC | FRCC All | LFG | 6.4 |  | 17274 | 210455 | 1.5469 | 0.1791 | 0.0147 | Estimated using an emission factor | 210455 | 1.5469
2018 | FL | Seminole Mill | 50803 | FRCC | FRCC All | NG | 30 | 0.18727 | 120298 | 658635.393 | 2.6518 | 0.044087 | 0.0080524 | NEI avg EF - PM, fuel type | 3517040.007 | 14.1604
2018 | FL | Smith Street | 679 | FRCC | FRCC All | DFO | 12.5
2018 | FL | Solar Park Gainesville, LLC | 57438 | FRCC | FRCC All | SUN | 1.6 |  | 2279 |  |  | 0 |  |  |  | 0
2018 | FL | South District Wastewater Treatment Plt | 54624 | FRCC | FRCC All | OBG | 10.7 | 0.56807 | 18021 | 106650.466 | 0.78388 | 0.086996 | 0.0147 | EPA/NEI; Estimated using an emission factor | 187740 | 1.3799
2018 | FL | South Energy Center | 56518 | FRCC | FRCC All | NG | 11.5 | 0.46318 | 52526 | 288381.797 | 0.38113 | 0.014512 | 0.0026432 | EPA/NEI; Estimated using an emission factor | 622617 | 0.82285
2018 | FL | South West Landfill | 7963 | FRCC | FRCC All | LFG | 2.4
2018 | FL | Southfork Solar | 62493 | FRCC | FRCC All | SUN | 74.5
2018 | FL | Southside Generating Station | 668 | FRCC | FRCC All | RFO | 231.6
2018 | FL | Space Coast Next Gen Solar Energy | 56930 | FRCC | FRCC All | SUN | 10 |  | 17546 |  |  | 0 |  |  |  | 0
2018 | FL | Springhill Gas Recovery Plant | 56522 | FRCC | FRCC All | LFG | 4.8 |  | 35290.998 | 422032.002 | 3.1019 | 0.17579 | 0.0147 | Estimated using an emission factor | 422032.002 | 3.1019
2018 | FL | SRF Sorghum to Ethanol Advanced Biorefin | 58997 | FRCC | FRCC All | OBS | 15
2018 | FL | St Cloud | 685 | FRCC | FRCC All | NG | 29.9
2018 | FL | St Johns River Power Park | 207 | FRCC | FRCC All | BIT | 1358 |  | 0 | 0 | 0 |  |  | NEI avg EF - PM, fuel type, firing type | 0 | 0
2018 | FL | St Josephs Hospital | 54534 | FRCC | FRCC All | NG | 1.7 |  | 8669 | 83276 | 0.017571 | 0.0040538 | 0.000422 | Estimated using an emission factor | 83276 | 0.017571
2018 | FL | St Lucie | 6045 | FRCC | FRCC All | NUC | 2160 |  | 15562581 |  |  | 0 |  |  |  | 0
2018 | FL | Standby Generation Plant | 50310 | FRCC | FRCC All | NG | 13.7 | 1 | 93.001 | 1563 | 0.00032895 | 0.0070741 | 0.00042092 | Estimated using an emission factor | 1563 | 0.00032895
2018 | FL | Starratt Solar | 62940 | FRCC | FRCC All | SUN | 5
2018 | FL | Sub 12 | 61080 | FRCC | FRCC All | NG | 18.6 |  | 5025 | 44296 | 0.0093465 | 0.00372 | 0.000422 | Estimated using an emission factor | 44296 | 0.0093465
2018 | FL | Sunshine Gateway Solar Energy Center | 61763 | FRCC | FRCC All | SUN | 74.5
2018 | FL | Suwannee River | 638 | FRCC | FRCC All | NG | 344.7 |  | 43206.999 | 629502.999 | 2.9614 | 0.13708 | 0.0094087 | EPA/NEI; Estimated using an emission factor | 629502.999 | 2.9614
2018 | FL | Suwannee River Chemical Complex | 50473 | FRCC | FRCC All | OTH | 27.3
2018 | FL | Suwannee Solar Facility | 60788 | FRCC | FRCC All | SUN | 8.8 |  | 14767 |  |  | 0 |  |  |  | 0
2018 | FL | Sweetbay Solar Center | 62394 | FRCC | FRCC All | SUN | 74.5
2018 | FL | Swift Creek Chemical Complex | 50474 | FRCC | FRCC All | OTH | 21 | 0.12622 | 94138 | 470863.158 | 0.099352 | 0.0021108 | 0.000422 | Estimated using an emission factor | 3730518.08 | 0.78714
2018 | FL | Tampa Electric Co NA 2 | 56352 | FRCC | FRCC All | NG | 982
2018 | FL | Tampa Electric Co NA 3 | 56353 | FRCC | FRCC All | NG | 99
2018 | FL | Tampa Electric Co NA 4 | 56354 | FRCC | FRCC All | NG | 200
2018 | FL | Telogia Power | 50774 | FRCC | FRCC All | WDS | 14 |  | 88523 | 1802387.234 | 20.5582 | 0.46447 | 0.022812 | NEI avg EF - PM, fuel type | 1802387.234 | 20.5582
2018 | FL | The Mosaic Company, Plant City Facility | 50371 | FRCC | FRCC All | WH | 40.5 | 1 | 0
2018 | FL | TIA Solar | 59769 | FRCC | FRCC All | SUN | 1.6 |  | 3162 |  |  | 0 |  |  |  | 0
2018 | FL | Trail Ridge Landfill Gas Recovery | 57123 | FRCC | FRCC All | LFG | 9.6 |  | 59299.998 | 667404 | 4.9054 | 0.16544 | 0.0147 | Estimated using an emission factor | 667404 | 4.9054
2018 | FL | Trailside Solar Center | 62916 | FRCC | FRCC All | SUN | 74.5
2018 | FL | Trenton Solar Power Plant | 62543 | FRCC | FRCC All | SUN | 74.9
2018 | FL | Tropicana Products Bradent | 50971 | FRCC | FRCC All | NG | 46.8 | 0.4687 | 196525 | 987662.122 | 2.7079 | 0.027558 | 0.0054834 | NEI avg EF - PM, fuel type, firing type | 2107244 | 5.7774
2018 | FL | Twin Lakes | 62633 | FRCC | FRCC All | SUN | 74.5
2018 | FL | Union Springs Solar Center | 62923 | FRCC | FRCC All | SUN | 74.5
2018 | FL | Unknown | 7738 | FRCC | FRCC All | DFO | 1560
2018 | FL | Unnamed | 7890 | FRCC | FRCC All |  | 1159
2018 | FL | Unsited | 7744 | FRCC | FRCC All | NG | 896
2018 | FL | W E Swoope | 681 | FRCC | FRCC All | DFO | 5.1
2018 | FL | Walt Disney World Solar Facility | 59973 | FRCC | FRCC All | SUN | 4.9 |  | 8337 |  |  | 0 |  |  |  | 0
2018 | FL | Waste Management Naples LFGTE Project | 57168 | FRCC | FRCC All | LFG | 4 |  | 18125 | 231657 | 1.7027 | 0.18788 | 0.0147 | Estimated using an emission factor | 231657 | 1.7027
2018 | FL | WestRock Panama City Mill | 50807 | FRCC | FRCC All | BLQ | 34 | 0.072809 | 197508.697 | 1111928.048 | 6.2546 | 0.063335 | 0.01125 | EPA/NEI; Estimated using an emission factor | 15271884.68 | 85.9046
2018 | FL | Wheelabrator North Broward | 54033 | FRCC | FRCC All | MSW | 67.6
2018 | FL | Wheelabrator Ridge Energy | 54529 | FRCC | FRCC All | WDS | 45.5 |  | 214057 | 5576825 | 63.6098 | 0.59433 | 0.022812 | NEI avg EF - PM, fuel type | 5576825 | 63.6098
2018 | FL | Wheelabrator South Broward | 50887 | FRCC | FRCC All | MSW | 66 |  | 432002 | 8607663.535 | 0.6714 | 0.0031083 | 0.000156 | Estimated using an emission factor | 8607663.535 | 0.6714
2018 | FL | Wildflower Solar Energy Center | 61050 | FRCC | FRCC All | SUN | 74.5 |  | 166413 |  |  | 0 |  |  |  | 0
2018 | FL | Wimauma Solar | 61667 | FRCC | FRCC All | SUN | 74.5
2018 | FL | Winston | 7997 | FRCC | FRCC All | DFO | 50 |  | 0
2018 | FL | Anclote | 8048 | FRCC | FRCC All | NG | 1112.4 |  | 2714482 | 29171297 | 101.1074 | 0.074495 | 0.006932 | EPA/NEI | 29171297 | 101.1074
2018 | FL | Arvah B Hopkins | 688 | FRCC | FRCC All | NG | 1113.9 |  | 1610212.999 | 14193999 | 47.5747 | 0.059091 | 0.0067035 | EPA/NEI | 14193999 | 47.5747
2018 | FL | Auburndale Peaker Energy Center | 55833 | FRCC | FRCC All | NG | 130.1 |  | 340 | 28002 | 0.048414 | 0.28479 | 0.0034579 | EPA/NEI | 28002 | 0.048414
2018 | FL | Bayside Power Station | 7873 | FRCC | FRCC All | NG | 2797.8 |  | 6654176 | 49930660 | 166.4044 | 0.050015 | 0.0066654 | EPA/NEI | 49930660 | 166.4044
2018 | FL | Big Bend | 645 | FRCC | FRCC All | BIT | 2862.9 |  | 4787630 | 61090794 | 163.0015 | 0.068093 | 0.0053364 | EPA/NEI; Estimated using an emission factor | 61090794 | 163.0015
2018 | FL | Brandy Branch | 7846 | FRCC | FRCC All | NG | 783.1 |  | 4292338 | 30174899 | 96.6451 | 0.045031 | 0.0064057 | EPA/NEI | 30174899 | 96.6451
2018 | FL | C D McIntosh Jr Power Plant | 676 | FRCC | FRCC All | BIT | 1416.9 |  | 3804417 | 33556583 | 278.8427 | 0.14659 | 0.016619 | EPA/NEI; Estimated using an emission factor | 33556583 | 278.8427
2018 | FL | Cane Island | 7238 | FRCC | FRCC All | NG | 735.5 |  | 3016506 | 21818812 | 74.643 | 0.04949 | 0.0068421 | EPA/NEI | 21818812 | 74.643
2018 | FL | Cape Canaveral | 609 | FRCC | FRCC All | NG | 2099 |  | 7414487 | 47707875 | 147.5793 | 0.039808 | 0.0061868 | EPA/NEI | 47707875 | 147.5793
2018 | FL | Charles Larsen Memorial Power Plant | 675 | FRCC | FRCC All | NG | 158.6 |  | 81877 | 921276 | 3.0472 | 0.074435 | 0.0066153 | EPA/NEI | 921276 | 3.0472
2018 | FL | Crist Electric Generating Plant | 641 | SRSO | SERC South | BIT | 1228.8 |  | 3257525 | 33962641 | 365.3942 | 0.22434 | 0.021517 | EPA/NEI | 33962641 | 365.3942
2018 | FL | Crystal River | 628 | FRCC | FRCC All | BIT | 5303.7 |  | 9821522 | 101905549 | 944.1544 | 0.19226 | 0.01853 | EPA/NEI; Estimated using an emission factor | 101905549 | 944.1544
2018 | FL | Curtis H. Stanton Energy Center | 564 | FRCC | FRCC All | BIT | 1262 |  | 6178747 | 58209266 | 550.5386 | 0.1782 | 0.018916 | EPA/NEI | 58209266 | 550.5386
2018 | FL | Debary | 6046 | FRCC | FRCC All | DFO | 814.8 |  | 48977.999 | 381179 | 1.235 | 0.05043 | 0.0064798 | EPA/NEI; Estimated using an emission factor | 381179 | 1.235
2018 | FL | Deerhaven | 663 | FRCC | FRCC All | BIT | 471 |  | 763813.999 | 9267318 | 135.8243 | 0.35565 | 0.029313 | EPA/NEI; Estimated using an emission factor | 9267318 | 135.8243
2018 | FL | Deerhaven Renewable Energy Center | 57241 | FRCC | FRCC All | WDS | 116.1 |  | 569595 | 8933684 | 7.4333 | 0.0261 | 0.0016641 | EPA/NEI | 8933684 | 7.4333
2018 | FL | Fort Myers | 612 | FRCC | FRCC All | NG | 3300.9 |  | 9287150 | 65181420 | 214.5646 | 0.046207 | 0.0065836 | EPA/NEI | 65181420 | 214.5646
2018 | FL | Greenland Energy Center | 56799 | FRCC | FRCC All | NG | 610.8 |  | 350162 | 3878354 | 11.1755 | 0.06383 | 0.005763 | EPA/NEI | 3878354 | 11.1755
2018 | FL | Hardee Power Station | 50949 | FRCC | FRCC All | NG | 470.1 |  | 442240 | 281486 | 0.026741 | 0.00012094 | 0.00019 | EPA/NEI | 281486 | 0.026741
2018 | FL | Hines Energy Complex | 7302 | FRCC | FRCC All | NG | 3268 |  | 13368185 | 93226403 | 422.5786 | 0.063222 | 0.0090656 | EPA/NEI | 93226403 | 422.5786
2018 | FL | Indian River (683) | 683 | FRCC | FRCC All | NG | 342.8 |  | 1724 | 323150 | 1.0949 | 1.2702 | 0.0067767 | EPA/NEI | 323150 | 1.0949
2018 | FL | Indiantown Cogeneration, LP | 50976 | FRCC | FRCC All | BIT | 395.4 | 0.73862 | 7623 | 67047.304 | 0.60951 | 0.15991 | 0.018182 | EPA/NEI | 90774 | 0.82521
2018 | FL | Intercession City | 8049 | FRCC | FRCC All | NG | 1197.3 |  | 543619.003 | 7123202 | 23.6759 | 0.087105 | 0.0066476 | EPA/NEI; Estimated using an emission factor | 7123202 | 23.6759
2018 | FL | J D Kennedy | 666 | FRCC | FRCC All | NG | 538.6 |  | 109115 | 1165999 | 4.5564 | 0.083516 | 0.0078154 | NEI avg EF - PM, fuel type, firing type | 1165999 | 4.5564
2018 | FL | J R Kelly | 664 | FRCC | FRCC All | NG | 238.7 |  | 613761 | 5371507 | 0.00034419 | 1.1216e-06 | 1.2815e-07 | EPA/NEI | 5371507 | 0.00034419
2018 | FL | Lansing Smith Generating Plant | 643 | SRSO | SERC South | NG | 1001.5 |  | 4032484 | 28001538 | 93.0334 | 0.046142 | 0.0066449 | EPA/NEI | 28001538 | 93.0334
2018 | FL | Lauderdale | 613 | FRCC | FRCC All | NG | 4173.7 |  | 2910583 | 25266941 | 83.3361 | 0.057264 | 0.0065965 | EPA/NEI | 25266941 | 83.3361
2018 | FL | Manatee | 6042 | FRCC | FRCC All | NG | 2951.2 |  | 8662798 | 69847986 | 242.1437 | 0.055904 | 0.0069334 | EPA/NEI | 69847986 | 242.1437
2018 | FL | Martin | 6043 | FRCC | FRCC All | NG | 6071.5 |  | 12881581 | 99136407 | 327.8289 | 0.050899 | 0.0066137 | EPA/NEI | 99136407 | 327.8289
2018 | FL | Midulla Generating Station | 7380 | FRCC | FRCC All | NG | 1452 |  | 3637057 | 27609052 | 19.4157 | 0.010677 | 0.0014065 | EPA/NEI; Estimated using an emission factor | 27609052 | 19.4157
2018 | FL | Mulberry Cogeneration Facility | 54426 | FRCC | FRCC All | NG | 125.3 | 0.84924 | 389623 | 2920010.469 | 9.4059 | 0.048282 | 0.0064424 | EPA/NEI | 3438370 | 11.0756
2018 | FL | Northside | 667 | FRCC | FRCC All | BIT | 1407.1 |  | 4278073 | 50905120 | 411.3308 | 0.1923 | 0.016161 | EPA/NEI | 50905120 | 411.3308
2018 | FL | Oleander Power Project | 55286 | FRCC | FRCC All | NG | 994.4 |  | 124240.001 | 1394422 | 2.4207 | 0.038968 | 0.003472 | EPA/NEI | 1394422 | 2.4207
2018 | FL | Orange Cogeneration Facility | 54365 | FRCC | FRCC All | NG | 136.6 | 0.87157 | 444697.47 | 3024740.583 | 7.494 | 0.033704 | 0.0049551 | EPA/NEI | 3470452 | 8.5983
2018 | FL | Orlando CoGen | 54466 | FRCC | FRCC All | NG | 122.4 | 0.94542 | 1022141 | 7587654.643 | 48.9105 | 0.095702 | 0.012892 | EPA/NEI | 8025653 | 51.7338
2018 | FL | Osceola | 55192 | FRCC | FRCC All | NG | 600
2018 | FL | Osprey Energy Center | 55412 | FRCC | FRCC All | NG | 644.2 |  | 1982378 | 14538043 | 58.9396 | 0.059464 | 0.0081083 | EPA/NEI | 14538043 | 58.9396
2018 | FL | P L Bartow | 634 | FRCC | FRCC All | NG | 1969.9 |  | 7070770 | 54335854 | 172.5751 | 0.048814 | 0.0063522 | EPA/NEI | 54335854 | 172.5751
2018 | FL | Polk | 7242 | FRCC | FRCC All | NG | 3351.3 |  | 8230074 | 55919861 | 60.7722 | 0.014768 | 0.0021735 | EPA/NEI | 55919861 | 60.7722
2018 | FL | Port Everglades | 617 | FRCC | FRCC All | NG | 3062.4 |  | 6908117 | 44646594 | 137.1631 | 0.039711 | 0.0061444 | EPA/NEI | 44646594 | 137.1631
2018 | FL | Quantum Pasco Power, LP | 54424 | FRCC | FRCC All | NG | 143.7 | 0.95648 | 86773 | 752356.971 | 2.4199 | 0.055775 | 0.0064328 | EPA/NEI; Estimated using an emission factor | 786593 | 2.53
2018 | FL | Reedy Creek | 7254 | FRCC | FRCC All | NG | 70 | 1 | 0 | 2737 | 0.059193 |  | 0.043254 | EPA/NEI | 2737 | 0.059193
2018 | FL | Riviera Beach Energy Center | 619 | FRCC | FRCC All | NG | 1915.8 |  | 6720599 | 42170354 | 130.2532 | 0.038762 | 0.0061775 | EPA/NEI | 42170354 | 130.2532
2018 | FL | S O Purdom | 689 | FRCC | FRCC All | NG | 350.1 |  | 1195554 | 7746746 | 31.2284 | 0.052241 | 0.0080623 | EPA/NEI | 7746746 | 31.2284
2018 | FL | Sanford | 620 | FRCC | FRCC All | NG | 2534 |  | 9968262 | 73844734 | 245.3815 | 0.049233 | 0.0066459 | EPA/NEI | 73844734 | 245.3815
2018 | FL | Santa Rosa Energy Center | 55242 | SRSO | SERC South | NG | 274.5 | 1 | 1212117 | 9198746 | 21.8549 | 0.036061 | 0.0047517 | EPA/NEI | 9198746 | 21.8549
2018 | FL | Seminole (136) | 136 | FRCC | FRCC All | BIT | 2321.8 |  | 7708433 | 79511024 | 1180.7387 | 0.30635 | 0.0297 | EPA/NEI | 79511024 | 1180.7387
2018 | FL | Shady Hills | 55414 | FRCC | FRCC All | NG | 1059.2 |  | 681446.001 | 7086753 | 24.11 | 0.070761 | 0.0068042 | EPA/NEI | 7086753 | 24.11
2018 | FL | Stanton A | 55821 | FRCC | FRCC All | NG | 1017.3 |  | 1690975 | 12365083 | 40.8041 | 0.048261 | 0.0065999 | EPA/NEI | 12365083 | 40.8041
2018 | FL | Stock Island | 6584 | FRCC | FRCC All | DFO | 134 |  | 2141.001 | 9004 | 0.10678 | 0.099748 | 0.023718 | NEI avg EF - PM, fuel type, firing type | 9004 | 0.10678
2018 | FL | Tiger Bay | 7699 | FRCC | FRCC All | NG | 278.1 |  | 1212922 | 8603025 | 28.3898 | 0.046812 | 0.0066 | EPA/NEI | 8603025 | 28.3898
2018 | FL | Tom G Smith | 673 | FRCC | FRCC All | NG | 146.2 |  | 11838 | 64880 | 0.72441 | 0.12239 | 0.022331 | EPA/NEI | 64880 | 0.72441
2018 | FL | Treasure Coast Energy Center | 56400 | FRCC | FRCC All | NG | 411.4 |  | 1847869 | 13611579 | 44.1337 | 0.047767 | 0.0064847 | EPA/NEI | 13611579 | 44.1337
2018 | FL | Turkey Point | 621 | FRCC | FRCC All | NUC | 3678.7 |  | 19812430 | 41755143 | 138.0212 | 0.013933 | 0.006611 | EPA/NEI; Estimated using an emission factor | 41755143 | 138.0212
2018 | FL | University of Florida | 7345 | FRCC | FRCC All | NG | 54.2 | 1 | 331594 | 2852452 | 12.7173 | 0.076704 | 0.0089168 | EPA/NEI | 2852452 | 12.7173
2018 | FL | Vandolah Power Project | 55415 | FRCC | FRCC All | NG | 728 |  | 1153714 | 12243603 | 38.8127 | 0.067283 | 0.0063401 | EPA/NEI; Estimated using an emission factor | 12243603 | 38.8127
2018 | FL | West County Energy Center | 56407 | FRCC | FRCC All | NG | 4263 |  | 19840914 | 133179039 | 427.8364 | 0.043127 | 0.006425 | EPA/NEI | 133179039 | 427.8364
2018 | GA | 191 Peachtree Tower | 54818 | SRSO | SERC South | DFO | 2.4 | 1 | 0
2018 | GA | ADS Renewable Energy-Wolf Creek LLC | 60184 | SRSO | SERC South | LFG | 2.8 |  | 19273 | 212433 | 1.5614 | 0.16203 | 0.0147 | Estimated using an emission factor | 212433 | 1.5614
2018 | GA | Allatoona | 760 | SRSO | SERC South | WAT | 86.6 |  | 133212 |  |  | 0 |  |  |  | 0
2018 | GA | Arkwright | 699 | SRSO | SERC South |  | 213.8
2018 | GA | Athens Regional Medical Center | 55319 | SRSO | SERC South | DFO | 5.3 |  | 0
2018 | GA | Atkinson | 700 | SRSO | SERC South |  | 281.6
2018 | GA | Atlanta Falcons Solar | 62393 | SRSO | SERC South | SUN | 1
2018 | GA | Atlanta Gift Mart LP | 54877 | SRSO | SERC South | DFO | 1.2 |  | 0
2018 | GA | Azalea Solar, LLC | 58482 | SRSO | SERC South | SUN | 7.7 |  | 12462 |  |  | 0 |  |  |  | 0
2018 | GA | Bank of America Plaza | 55152 | SRSO | SERC South | DFO | 3 | 1 | 0
2018 | GA | Barnett Shoals | 701 | SRSO | SERC South | WAT | 2.8
2018 | GA | Bibb Jones | 62880 | SRSO | SERC South | SUN | 1
2018 | GA | BJ Gas Recovery | 54392 | SRSO | SERC South | LFG | 2.4 |  | 7594 | 95522 | 0.70209 | 0.18491 | 0.0147 | EPA/NEI; Estimated using an emission factor | 95522 | 0.70209
2018 | GA | Blue Ridge | 757 | SRTV | SERC Tennessee Valley | WAT | 23.5 |  | 47429 |  |  | 0 |  |  |  | 0
2018 | GA | Boulevard | 732 | SRSO | SERC South | DFO | 46.8 |  | 43 | 2721 | 0.023481 | 1.0922 | 0.017259 | EPA/NEI; Estimated using an emission factor | 2721 | 0.023481
2018 | GA | Brunswick Cellulose | 10605 | SRSO | SERC South | BLQ | 72.2 | 0.10731 | 463825.453 | 2571683.275 | 5.0726 | 0.021873 | 0.003945 | EPA/NEI; Estimated using an emission factor | 23963770.823 | 47.2682
2018 | GA | Buford | 759 | SRSO | SERC South | WAT | 217.2 |  | 209768.001 |  |  | 0 |  | EPA/NEI; Estimated using an emission factor |  | 0
2018 | GA | Burton Dam | 704 | SRSO | SERC South | WAT | 6 |  | 30793 |  |  | 0 |  |  |  | 0
2018 | GA | Butler Solar Farm 20 | 59891 | SRSO | SERC South | SUN | 20 |  | 39302 |  |  | 0 |  |  |  | 0
2018 | GA | Butler Solar Project 103 | 59896 | SRSO | SERC South | SUN | 103 |  | 225627 |  |  | 0 |  |  |  | 0
2018 | GA | Camilla Solar Energy Project | 61785 | SRSO | SERC South | SUN | 160
2018 | GA | Camilla Solar Plant | 58892 | SRSO | SERC South | SUN | 16 |  | 27491 |  |  | 0 |  |  |  | 0
2018 | GA | Camp Solar Plant | 58893 | SRSO | SERC South | SUN | 2.4 |  | 4105 |  |  | 0 |  |  |  | 0
2018 | GA | Carters | 6130 | SRSO | SERC South | WAT | 500 |  | 160893 |  |  | 0 |  | EPA/NEI; Estimated using an emission factor |  | 0
2018 | GA | Cedartown Battery Energy Storage Project | 60561 | SRSO | SERC South | MWH | 1 |  | -109 | 0 |  | 0 |  |  | 0 | 0
2018 | GA | CII Methane Management III LFG Plant | 59650 | SRSO | SERC South | LFG | 1.6 |  | 8435 | 93770 | 0.68921 | 0.16342 | 0.0147 | Estimated using an emission factor | 93770 | 0.68921
2018 | GA | CNN Center | 54323 | SRSO | SERC South | DFO | 13 | 1 | 92 | 907.998 | 0.14105 | 3.0663 | 0.31068 | Estimated using an emission factor | 907.998 | 0.14105
2018 | GA | Columbia Bryson | 62879 | SRSO | SERC South | SUN | 1.4
2018 | GA | Comer Solar | 61554 | SRSO | SERC South | SUN | 2 |  | 4045 |  |  | 0 |  |  |  | 0
2018 | GA | Crisp Plant | 753 | SRSO | SERC South | NG | 17.5 |  | 131 | 4207.7 | 0.013257 | 0.2024 | 0.0063013 | NEI avg EF - PM, fuel type | 4207.7 | 0.013257
2018 | GA | Dalton 2 | 59556 | SRSO | SERC South | SUN | 6.5 |  | 9564 |  |  | 0 |  |  |  | 0
2018 | GA | Decatur County Solar Project | 59449 | SRSO | SERC South | SUN | 20 |  | 40872 |  |  | 0 |  |  |  | 0
2018 | GA | Decatur Parkway Solar Project, LLC | 59450 | SRSO | SERC South | SUN | 80 |  | 175160 |  |  | 0 |  |  |  | 0
2018 | GA | Denver Braswell PV | 61441 | SRSO | SERC South | SUN | 1.4 |  | 606 |  |  | 0 |  |  |  | 0
2018 | GA | Dougherty County Solar, LLC | 62375 | SRSO | SERC South | SUN | 120
2018 | GA | Dublin Solar I | 60930 | SRSO | SERC South | SUN | 4.1 |  | 6366 |  |  | 0 |  |  |  | 0
2018 | GA | Edwin I Hatch | 6051 | SRSO | SERC South | NUC | 1721.8 |  | 14403550 |  |  | 0 |  |  |  | 0
2018 | GA | Emory Decatur Hospital | 54830 | SRSO | SERC South | DFO | 3.9 |  | 21.001 | 196.001 | 0.030225 | 2.8784 | 0.30842 | Estimated using an emission factor | 196.001 | 0.030225
2018 | GA | Emory Hillandale Hospital | 56231 | SRSO | SERC South | DFO | 3.1 |  | 4 | 77 | 0.01209 | 6.045 | 0.31403 | EPA/NEI; Estimated using an emission factor | 77 | 0.01209
2018 | GA | Flint River | 706 | SRSO | SERC South | WAT | 5.4 |  | 22496.001 |  |  | 0 |  |  |  | 0
2018 | GA | Flint River Operations | 50465 | SRSO | SERC South | WDS | 85.1 | 0.53102 | 437455.19 | 2192180.019 | 21.5658 | 0.098597 | 0.019675 | EPA/NEI; Estimated using an emission factor | 4128277.4 | 40.6124
2018 | GA | Fort Benning Solar Facility | 59862 | SRSO | SERC South | SUN | 30 |  | 55294 |  |  | 0 |  |  |  | 0
2018 | GA | Fort Gordon Solar Facility | 59863 | SRSO | SERC South | SUN | 30 |  | 56530 |  |  | 0 |  |  |  | 0
2018 | GA | Fort Stewart Solar Facility | 59865 | SRSO | SERC South | SUN | 30 |  | 52716 |  |  | 0 |  |  |  | 0
2018 | GA | Freeman Avenue | 62887 | SRSO | SERC South | SUN | 1.4
2018 | GA | Georgia LFG Oak Grove Plant | 61385 | SRSO | SERC South | LFG | 6.6 |  | 30614.001 | 267522 | 1.9663 | 0.12846 | 0.0147 | Estimated using an emission factor | 267522 | 1.9663
2018 | GA | Georgia LFG Pine Ridge Plant | 61386 | SRSO | SERC South | LFG | 6.6 |  | 35298 | 312162 | 2.2944 | 0.13 | 0.0147 | Estimated using an emission factor | 312162 | 2.2944
2018 | GA | Georgia LFG Richland Creek Plant | 61387 | SRSO | SERC South | LFG | 11 |  | 65082 | 648454 | 4.7661 | 0.14647 | 0.0147 | Estimated using an emission factor | 648454 | 4.7661
2018 | GA | Georgia Pacific Center | 54906 | SRSO | SERC South | DFO | 1.4 |  | 0
2018 | GA | Georgia Power at Jakin GA PV | 61397 | SRSO | SERC South | SUN | 1.5 |  | 2878 |  |  | 0 |  |  |  | 0
2018 | GA | Georgia Power at Swainsboro | 61459 | SRSO | SERC South | SUN | 2.9 |  | 5992 |  |  | 0 |  |  |  | 0
2018 | GA | Georgia Power at Wadley GA | 59843 | SRVC | SERC Virginia/Carolina | SUN | 1 |  | 1843 |  |  | 0 |  |  |  | 0
2018 | GA | Georgia-Pacific Cedar Springs | 54101 | SRSO | SERC South | BLQ | 101.2 | 0.15975 | 626073 | 3517395.647 | 18.3604 | 0.058653 | 0.01044 | EPA/NEI; Estimated using an emission factor | 22018361.757 | 114.9335
2018 | GA | GPC3 | 7711 | SRSO | SERC South | NG | 660
2018 | GA | GPC4 | 7712 | SRSO | SERC South | NG | 570
2018 | GA | GPC5 | 7713 | SRSO | SERC South | NG | 930
2018 | GA | GPC6 | 7714 | SRSO | SERC South | NG | 570
2018 | GA | Graniteville Enterprise Division | 54462 | SRSO | SERC South | WAT | 1.2 |  | 945 |  |  | 0 |  |  |  | 0
2018 | GA | Graphic Packaging International Augusta Mill | 54358 | SRSO | SERC South | BLQ | 84.7 | 0.12928 | 373123.603 | 2111738.309 | 9.0785 | 0.048662 | 0.0085981 | EPA/NEI; Estimated using an emission factor | 16334532.249 | 70.2227
2018 | GA | Gratis Road Solar Facility | 61740 | SRSO | SERC South | SUN | 3 |  | 5581 |  |  | 0 |  |  |  | 0
2018 | GA | GRP Franklin Renewable Energy Facility | 60550 | SRSO | SERC South | WDS | 93.5
2018 | GA | GRP Madison Renewable Energy Facility | 61213 | SRSO | SERC South | WDS | 65
2018 | GA | Guyton Community Solar | 62392 | SRSO | SERC South | SUN | 3.6
2018 | GA | Harllee Branch | 709 | SRSO | SERC South | BIT | 1746.2
2018 | GA | Hartwell Lake | 754 | SRVC | SERC Virginia/Carolina | WAT | 420 |  | 536352.002 |  |  | 0 |  |  |  | 0
2018 | GA | Hazlehurst II | 60554 | SRSO | SERC South | SUN | 52.5 |  | 117864 |  |  | 0 |  |  |  | 0
2018 | GA | Hazlehurst III | 62057 | SRSO | SERC South | SUN | 40
2018 | GA | Hewlett Packard Enterprise | 54457 | SRSO | SERC South | DFO | 8 |  | 0
2018 | GA | Hickory Ridge Landfill Solar Project | 59459 | SRVC | SERC Virginia/Carolina | SUN | 1 |  | 93 |  |  | 0 |  |  |  | 0
2018 | GA | High Shoals Hydro (GA) | 10121 | SRSO | SERC South | WAT | 1.4 |  | 0
2018 | GA | Hopeful Solar LLC | 59892 | SRSO | SERC South | SUN | 20.7
2018 | GA | IKEA Savannah 490 | 58011 | SRSO | SERC South | SUN | 1.2 |  | 1001 |  |  | 0 |  |  |  | 0
2018 | GA | Imperial Savannah LP | 50146 | SRSO | SERC South | NG | 11.7 | 0.10369 | 39590 | 221800.177 | 0.89301 | 0.045113 | 0.0080524 | NEI avg EF - PM, fuel type | 2139044.4 | 8.6123
2018 | GA | Inforum | 54290 | SRSO | SERC South | DFO | 1.3 | 1 | 0
2018 | GA | Inland Paperboard Packaging Rome | 10426 | SRSO | SERC South | BLQ | 77.9 | 0.13166 | 386080.934 | 2129981.754 | 15.6632 | 0.081139 | 0.014707 | EPA/NEI; Estimated using an emission factor | 16177681.11 | 118.965
2018 | GA | International Paper Savanna Mill | 50398 | SRSO | SERC South | BLQ | 206.5 | 0.17544 | 636523 | 3675197.689 | 8.5866 | 0.02698 | 0.0046727 | EPA/NEI; Estimated using an emission factor | 20948812.08 | 48.9442
2018 | GA | Interstate Paper LLC Riceboro | 54281 | SRSO | SERC South | BLQ | 14.5 | 0.10321 | 113516.92 | 650824.923 | 4.9538 | 0.087279 | 0.015223 | EPA/NEI; Estimated using an emission factor | 6306158 | 48
2018 | GA | Jesup Plant | 10560 | SRSO | SERC South | BLQ | 82 | 0.11184 | 466892.103 | 2577077.37 | 36.5415 | 0.15653 | 0.028359 | EPA/NEI; Estimated using an emission factor | 23041672.188 | 326.7183
2018 | GA | Kamin LLC Wrens Mine | 55961 | SRSO | SERC South | DFO | 2
2018 | GA | Kamin LLC Wrens Plant | 54880 | SRSO | SERC South | NG | 11.4 | 0.28598 | 504 | 3719.161 | 0.010197 | 0.040463 | 0.0054834 | NEI avg EF - PM, fuel type, firing type | 13005 | 0.035656
2018 | GA | King Mill | 61000 | SRSO | SERC South | WAT | 2.2 |  | 136 |  |  | 0 |  |  |  | 0
2018 | GA | King's Bay Solar Facility | 59864 | SRSO | SERC South | SUN | 30 |  | 55206 |  |  | 0 |  | EPA/NEI; Estimated using an emission factor |  | 0
2018 | GA | Kraft | 733 | SRSO | SERC South |  | 352.4
2018 | GA | Lake Blackshear Project | 752 | SRSO | SERC South | WAT | 17.2 |  | 45247.999 |  |  | 0 |  |  |  | 0
2018 | GA | Lakeland Solar Energy LLC | 58572 | SRSO | SERC South | SUN | 1.8 |  | 3961 |  |  | 0 |  |  |  | 0
2018 | GA | Laredo Bus Facility Solar Canopies | 58064 | SRSO | SERC South | SUN | 1 |  | 1288 |  |  | 0 |  |  |  | 0
2018 | GA | Live Oak Solar, LLC | 60063 | SRSO | SERC South | SUN | 51 |  | 98069 |  |  | 0 |  |  |  | 0
2018 | GA | Lloyd Shoals | 712 | SRSO | SERC South | WAT | 14.4 |  | 74145 |  |  | 0 |  |  |  | 0
2018 | GA | Marine Corps Logistics Base Solar | 59876 | SRSO | SERC South | SUN | 31 |  | 48929 |  |  | 0 |  |  |  | 0
2018 | GA | MAS ASB Cogen Plant | 58484 | SRSO | SERC South | LFG | 6.6 | 1 | 30332.001 | 263352.999 | 1.9356 | 0.12763 | 0.0147 | Estimated using an emission factor | 263352.999 | 1.9356
2018 | GA | McCleskey Cotton | 62878 | SRSO | SERC South | SUN | 1.9
2018 | GA | MCLB Landfill Gas to Energy | 59335 | SRSO | SERC South | OBG | 1.9 | 0.23483 | 7206 | 43280.843 | 0.31811 | 0.088292 | 0.0147 | Estimated using an emission factor | 184309 | 1.3547
2018 | GA | MEAG1 | 7879 | SRSO | SERC South | NG | 170.9
2018 | GA | MEAG2 | 7880 | SRSO | SERC South | NG | 170.9
2018 | GA | MEAG3 | 7881 | SRSO | SERC South | NG | 170.9
2018 | GA | Milstead | 54872 | SRSO | SERC South | WAT | 1 |  | 2495 |  |  | 0 |  |  |  | 0
2018 | GA | Mitchell (GA) | 727 | SRSO | SERC South |  | 343.6
2018 | GA | Moody Air Force Base Solar | 62377 | SRSO | SERC South | SUN | 49.5
2018 | GA | Morgan Falls | 717 | SRSO | SERC South | WAT | 16.8 |  | 43708 |  |  | 0 |  |  |  | 0
2018 | GA | Mount Vernon Solar | 60585 | SRSO | SERC South | SUN | 1 |  | 1871 |  |  | 0 |  |  |  | 0
2018 | GA | Multitrade Rabun Gap, LLC | 50201 | SRSO | SERC South | WDS | 24.1 | 1 | 96873 | 1828383.068 | 20.8547 | 0.43056 | 0.022812 | NEI avg EF - PM, fuel type | 1828383.068 | 20.8547
2018 | GA | Muscogee Public Works | 62881 | SRSO | SERC South | SUN | 1.5
2018 | GA | Nacoochee | 718 | SRSO | SERC South | WAT | 4.8 |  | 19901 |  |  | 0 |  |  |  | 0
2018 | GA | Naval Submarine Base Kings Bay | 54239 | SRSO | SERC South | DFO | 30 |  | 4374.996 | 37886.004 | 5.872 | 2.6844 | 0.30998 | Estimated using an emission factor | 37886.004 | 5.872
2018 | GA | North Highlands | 719 | SRSO | SERC South | WAT | 29.6 |  | 151436 |  |  | 0 |  |  |  | 0
2018 | GA | Nottely | 758 | SRTV | SERC Tennessee Valley | WAT | 15.9 |  | 40579 |  |  | 0 |  |  |  | 0
2018 | GA | Oil Dri 2 Solar | 62882 | SRSO | SERC South | SUN | 1.4
2018 | GA | Old Midville Solar | 60741 | SRSO | SERC South | SUN | 19.7 |  | 42287 |  |  | 0 |  |  |  | 0
2018 | GA | Oliver Dam | 720 | SRSO | SERC South | WAT | 60 |  | 236037 |  |  | 0 |  |  |  | 0
2018 | GA | Pawpaw Solar Plant | 59894 | SRSO | SERC South | SUN | 30 |  | 64531 |  |  | 0 |  |  |  | 0
2018 | GA | PCA-Valdosta Mill | 60084 | SRSO | SERC South | BLQ | 69.9 | 0.15317 | 295437.279 | 1748146.593 | 9.028 | 0.061116 | 0.010329 | EPA/NEI; Estimated using an emission factor | 11413306.565 | 58.9422
2018 | GA | Pecan Row Landfill To Electric Facility | 59221 | SRSO | SERC South | LFG | 6.4 |  | 35153 | 402204 | 2.9562 | 0.16819 | 0.0147 | Estimated using an emission factor | 402204 | 2.9562
2018 | GA | Piedmont Green Power | 57909 | SRSO | SERC South | WDS | 60 |  | 407484 | 5127218.7 | 58.4816 | 0.28704 | 0.022812 | NEI avg EF - PM, fuel type | 5127218.7 | 58.4816
2018 | GA | PInova Inc | 10120 | SRSO | SERC South | WDS | 9.1 | 0 | 0
2018 | GA | Plant Washington | 56675 | SRSO | SERC South | SUB | 850
2018 | GA | Pleasant Valley Solar | 60586 | SRSO | SERC South | SUN | 2.5 |  | 4764 |  |  | 0 |  |  |  | 0
2018 | GA | Port Wentworth Mill | 50804 | SRSO | SERC South | BLQ | 72.3 | 0.35737 | 450299.07 | 4655381.478 | 18.1262 | 0.080507 | 0.0077872 | EPA/NEI; Estimated using an emission factor | 13026776.48 | 50.7211
2018 | GA | Quitman Solar | 62584 | SRSO | SERC South | SUN | 150
2018 | GA | Richard B Russell | 6132 | SRVC | SERC Virginia/Carolina | WAT | 628 |  | 442696 |  |  | 0 |  | EPA/NEI; Estimated using an emission factor |  | 0
2018 | GA | Richland Solar Center | 59874 | SRVC | SERC Virginia/Carolina | SUN | 20 |  | 40189 |  |  | 0 |  |  |  | 0
2018 | GA | Richmond Hayes Solar | 62884 | SRSO | SERC South | SUN | 2.3
2018 | GA | Rincon Solar I | 60702 | SRSO | SERC South | SUN | 18.4 |  | 31869 |  |  | 0 |  |  |  | 0
2018 | GA | Riverside (GA) | 734 | SRSO | SERC South | NG | 105.9
2018 | GA | Riverwood 100 Building | 54816 | SRSO | SERC South | DFO | 1.1
2018 | GA | Riverwood International Macon Mill | 54464 | SRSO | SERC South | BLQ | 73.4 | 0.17106 | 496195.999 | 2754251.556 | 15.1834 | 0.061199 | 0.011025 | EPA/NEI; Estimated using an emission factor | 16101484.52 | 88.7625
2018 | GA | Roberts Road Power Plant | 56867 | SRSO | SERC South | LFG | 1.4
2018 | GA | Robins Air Force Base Solar | 61648 | SRSO | SERC South | SUN | 139
2018 | GA | Rocky Mountain Hydroelectric Plant | 6189 | SRSO | SERC South | WAT | 847.8 |  | -443643 |  |  | 0 |  |  |  | 0
2018 | GA | Rumble Road Energy Center | 57209 | SRSO | SERC South | NG | 0
2018 | GA | Savannah River Mill | 10361 | SRSO | SERC South | PC | 140.4 | 0.21082 | 219036 | 1268714.333 | 3.9314 | 0.035897 | 0.0061974 | EPA/NEI; Estimated using an emission factor | 6018040.536 | 18.6482
2018 | GA | Seminole | 60514 | SRSO | SERC South | SUN | 1.6 |  | 2637 |  |  | 0 |  |  |  | 0
2018 | GA | Shepherd Center | 54813 | SRSO | SERC South | DFO | 2.9 |  | 0
2018 | GA | Sibley Mill | 54322 | SRSO | SERC South | WAT | 2.1 |  | 9560.001 |  |  | 0 |  |  |  | 0
2018 | GA | Simon Solar Farm LLC | 58628 | SRSO | SERC South | SUN | 30 |  | 45509 |  |  | 0 |  |  |  | 0
2018 | GA | Sinclair Dam | 722 | SRSO | SERC South | WAT | 45 |  | 131506 |  |  | 0 |  |  |  | 0
2018 | GA | Snipesville | 62165 | SRSO | SERC South | SUN | 61
2018 | GA | Solar Glynn | 60469 | SRSO | SERC South | SUN | 18 |  | 31316 |  |  | 0 |  |  |  | 0
2018 | GA | South Columbus Water Resource Facility | 57076 | SRSO | SERC South | OBG | 3.6 | 1 | 0
2018 | GA | South Georgia Medical Center | 54848 | SRSO | SERC South | DFO | 6.7 |  | 0
2018 | GA | SR Arlington I | 62436 | SRSO | SERC South | SUN | 20
2018 | GA | SR Arlington II | 62367 | SRSO | SERC South | SUN | 102.5
2018 | GA | SR Hazlehurst | 59535 | SRSO | SERC South | SUN | 20 |  | 37459 |  |  | 0 |  |  |  | 0
2018 | GA | SR Terrell | 62058 | SRSO | SERC South | SUN | 74
2018 | GA | State Farm Support Center East | 55274 | SRSO | SERC South | DFO | 10.8 |  | 67.002 | 904.998 | 0.14043 | 4.1918 | 0.31034 | Estimated using an emission factor | 904.998 | 0.14043
2018 | GA | Stevens Creek | 736 | SRVC | SERC Virginia/Carolina | WAT | 17.6 |  | 59737 |  |  | 0 |  |  |  | 0
2018 | GA | Sun Trust Plaza | 54845 | SRSO | SERC South | DFO | 2.4 |  | 63.7 | 142 | 0.02201 | 0.69105 | 0.31 | Estimated using an emission factor | 142 | 0.02201
2018 | GA | Superior Landfill Gas Recovery | 57026 | SRSO | SERC South | LFG | 6.4 |  | 44176 | 535575 | 3.9365 | 0.17822 | 0.0147 | Estimated using an emission factor | 535575 | 3.9365
2018 | GA | Tallassee Hydro Project | 7191 | SRSO | SERC South | WAT | 2.3 |  | 7479 |  |  | 0 |  |  |  | 0
2018 | GA | Tallulah Falls | 723 | SRSO | SERC South | WAT | 72 |  | 212802 |  |  | 0 |  |  |  | 0
2018 | GA | Taylor | 56870 | SRSO | SERC South | LFG | 8 |  | 57197 | 763755 | 5.6136 | 0.19629 | 0.0147 | Estimated using an emission factor | 763755 | 5.6136
2018 | GA | Taylor County Solar | 59897 | SRSO | SERC South | SUN | 148 |  | 288968 |  |  | 0 |  |  |  | 0
2018 | GA | Telfair Thompson | 62883 | SRSO | SERC South | SUN | 1.9
2018 | GA | Terrora | 724 | SRSO | SERC South | WAT | 16 |  | 53376 |  |  | 0 |  |  |  | 0
2018 | GA | Tri-County Solar Facility | 60544 | SRSO | SERC South | SUN | 1 |  | 1869 |  |  | 0 |  |  |  | 0
2018 | GA | Troup RC50 | 62885 | SRSO | SERC South | SUN | 2.3
2018 | GA | Tugalo | 725 | SRSO | SERC South | WAT | 44.8 |  | 155624 |  |  | 0 |  |  |  | 0
2018 | GA | Twiggs Solar | 61696 | SRSO | SERC South | SUN | 200
2018 | GA | Upson Rocky Creek Solar Plant | 58485 | SRSO | SERC South | SUN | 1 |  | 999 |  |  | 0 |  |  |  | 0
2018 | GA | Valdosta | 10859 | SRSO | SERC South | WDS | 2.5
2018 | GA | Valdosta | 60448 | SRSO | SERC South | SUN | 1 |  | 1678 |  |  | 0 |  |  |  | 0
2018 | GA | Valdosta Prison | 61468 | SRSO | SERC South | SUN | 1 |  | 2102 |  |  | 0 |  |  |  | 0
2018 | GA | Valdosta Water Treatment Plant | 54839 | SRSO | SERC South | DFO | 3.4 |  | 0
2018 | GA | Vogtle | 649 | SRSO | SERC South | NUC | 4520 |  | 19959126 |  |  | 0 |  | EPA/NEI; Estimated using an emission factor |  | 0
2018 | GA | W R Clayton Plant | 7968 | SRSO | SERC South | NG | 513
2018 | GA | Wallace Dam | 6087 | SRSO | SERC South | WAT | 321.2 |  | 30122 |  |  | 0 |  | EPA/NEI; Estimated using an emission factor |  | 0
2018 | GA | Walter F George | 761 | SRSO | SERC South | WAT | 168 |  | 486774 |  |  | 0 |  |  |  | 0
2018 | GA | Waynesboro Community Solar | 62409 | SRSO | SERC South | SUN | 2.4
2018 | GA | West Point (GA) | 6133 | SRSO | SERC South | WAT | 73.3 |  | 229365.001 |  |  | 0 |  |  |  | 0
2018 | GA | WestRock Southeast, LLC. | 54004 | SRSO | SERC South | WDS | 82.1 | 0.19288 | 188317 | 1063408.878 | 11.4079 | 0.12116 | 0.021455 | EPA/NEI; Estimated using an emission factor | 5513390.556 | 59.1461
2018 | GA | White Oak Solar, LLC | 60082 | SRSO | SERC South | SUN | 76.5 |  | 150597 |  |  | 0 |  |  |  | 0
2018 | GA | White Pine Solar, LLC | 60064 | SRSO | SERC South | SUN | 101.2 |  | 191856 |  |  | 0 |  |  |  | 0
2018 | GA | Wilkinson DeFore | 62886 | SRSO | SERC South | SUN | 2.3
2018 | GA | YKK USA Chestney | 54566 | SRSO | SERC South | DFO | 7.1 |  | 0
2018 | GA | Yonah | 729 | SRSO | SERC South | WAT | 22.5 |  | 77142.999 |  |  | 0 |  |  |  | 0
2018 | GA | AL Sandersville Energy Facility | 55672 | SRSO | SERC South | NG | 692 |  | 73109 | 818110 | 0.04 | 0.0010943 | 9.7786e-05 | EPA/NEI; Estimated using an emission factor | 818110 | 0.04
2018 | GA | Albany Green Energy LLC | 60340 | SRSO | SERC South | WDS | 54.5 | 0.53131 | 70969 | 679706.819 | 1.5196 | 0.042823 | 0.0044712 | EPA/NEI | 1279297 | 2.86
2018 | GA | Allen B Wilson Combustion Turbine Plant | 6258 | SRSO | SERC South | DFO | 321.2 |  | 4092.998 | 106682 | 0.6302 | 0.30794 | 0.011815 | EPA/NEI | 106682 | 0.6302
2018 | GA | Baconton Power | 55304 | SRSO | SERC South | NG | 242 |  | 67566 | 655426 | 0 | 0 | 0 | EPA/NEI | 655426 | 0
2018 | GA | Bowen | 703 | SRSO | SERC South | BIT | 3540.4 |  | 13619914 | 143027387 | 386.1017 | 0.056697 | 0.005399 | EPA/NEI | 143027387 | 386.1017
2018 | GA | Chattahoochee Energy Facility | 7917 | SRSO | SERC South | NG | 539.7 |  | 2681322 | 19056977 | 1.8104 | 0.0013504 | 0.00019 | EPA/NEI | 19056977 | 1.8104
2018 | GA | Dahlberg (Jackson County) | 7765 | SRSO | SERC South | NG | 919 |  | 410888 | 5183857 | 9.1251 | 0.044416 | 0.0035206 | EPA/NEI | 5183857 | 9.1251
2018 | GA | Doyle Energy Facility | 55244 | SRSO | SERC South | NG | 409 |  | 62756 | 798910 | 3.1219 | 0.099494 | 0.0078154 | EPA/NEI; Estimated using an emission factor | 798910 | 3.1219
2018 | GA | Edward L Addison Generating Plant | 55267 | SRSO | SERC South | NG | 701.2 |  | 346811 | 3875056 | 0.59438 | 0.0034277 | 0.00030677 | EPA/NEI | 3875056 | 0.59438
2018 | GA | Effingham County Power, LLC | 55406 | SRSO | SERC South | NG | 596.6 |  | 1808046 | 13385443 | 1.2716 | 0.0014066 | 0.00019 | EPA/NEI | 13385443 | 1.2716
2018 | GA | Hammond | 708 | SRSO | SERC South | BIT | 953 |  | 181381 | 2671552 | 9.0268 | 0.099534 | 0.0067577 | EPA/NEI; Estimated using an emission factor | 2671552 | 9.0268
2018 | GA | Hartwell Energy Facility | 70454 | SRSO | SERC South | NG | 360 |  | 183739 | 2239748 | 8.7523 | 0.095269 | 0.0078154 | NEI avg EF - PM, fuel type, firing type | 2239748 | 8.7523
2018 | GA | Hawk Road Energy Facility | 55141 | SRSO | SERC South | NG | 495 |  | 538686 | 6102262 | 26.754 | 0.099331 | 0.0087686 | EPA/NEI | 6102262 | 26.754
2018 | GA | Jack McDonough | 710 | SRSO | SERC South | NG | 3202 |  | 16799053 | 114646402 | 383.8651 | 0.045701 | 0.0066965 | EPA/NEI | 114646402 | 383.8651
2018 | GA | McIntosh (6124) | 6124 | SRSO | SERC South | SUB | 988 |  | 58476 | 963986 | 2.743 | 0.093817 | 0.005691 | EPA/NEI | 963986 | 2.743
2018 | GA | McIntosh Combined Cycle Facility | 56150 | SRSO | SERC South | NG | 1376.6 |  | 9053313 | 63314762 | 208.127 | 0.045978 | 0.0065744 | EPA/NEI | 63314762 | 208.127
2018 | GA | McManus | 715 | SRSO | SERC South | DFO | 644.3 |  | 9821.002 | 172250 | 0.972 | 0.19794 | 0.011286 | EPA/NEI | 172250 | 0.972
2018 | GA | Mid-Georgia Cogeneration | 55040 | SRSO | SERC South | NG | 323 | 0.74013 | 211336 | 1334833.621 | 10.8207 | 0.1024 | 0.016213 | EPA/NEI | 1803504 | 14.62
2018 | GA | MPC Generating | 7764 | SRSO | SERC South | NG | 386.1 |  | 18529 | 214986 | 0.56 | 0.060446 | 0.0052096 | EPA/NEI | 214986 | 0.56
2018 | GA | Robins | 7348 | SRSO | SERC South | NG | 183.8 |  | 29263 | 420323 | 1.5106 | 0.10324 | 0.0071878 | EPA/NEI | 420323 | 1.5106
2018 | GA | Scherer | 6257 | SRSO | SERC South | SUB | 3564 |  | 15420443 | 174093360 | 101.6995 | 0.01319 | 0.0011683 | EPA/NEI | 174093360 | 101.6995
2018 | GA | Sewell Creek Energy | 7813 | SRSO | SERC South | NG | 570 |  | 547294 | 6318751 | 24.6919 | 0.090233 | 0.0078154 | NEI avg EF - PM, fuel type, firing type | 6318751 | 24.6919
2018 | GA | Smarr Energy Facility | 7829 | SRSO | SERC South | NG | 242 |  | 234699 | 3090129 | 34.034 | 0.29002 | 0.022028 | EPA/NEI | 3090129 | 34.034
2018 | GA | Sowega Power Project | 7768 | SRSO | SERC South | NG | 99.6 |  | 94751 | 933182 | 1.418 | 0.029931 | 0.0030391 | EPA/NEI | 933182 | 1.418
2018 | GA | Talbot Energy Facility | 7916 | SRSO | SERC South | NG | 726 |  | 506467.002 | 5934443 | 57.9 | 0.22864 | 0.019513 | EPA/NEI | 5934443 | 57.9
2018 | GA | Tenaska Georgia Generating Station | 55061 | SRSO | SERC South | NG | 1099.2 |  | 92227.002 | 1034638 | 1.7093 | 0.037067 | 0.0033041 | EPA/NEI | 1034638 | 1.7093
2018 | GA | Thomas A. Smith Energy Facility | 55382 | SRSO | SERC South | NG | 1192 |  | 5342648 | 39897011 | 125.7 | 0.047055 | 0.0063012 | EPA/NEI | 39897011 | 125.7
2018 | GA | Walton Bainbridge Power Facility | 56015 | SRSO | SERC South | DFO | 80 |  | 1036 | 16869 | 0.016 | 0.030888 | 0.001897 | EPA/NEI | 16869 | 0.016
2018 | GA | Walton County Power | 55128 | SRSO | SERC South | NG | 494.1 |  | 336791.001 | 3507635 | 3.07 | 0.018231 | 0.0017505 | EPA/NEI | 3507635 | 3.07
2018 | GA | Wansley (6052) | 6052 | SRSO | SERC South | BIT | 1956.8 |  | 2791306 | 32240717 | 108.7028 | 0.077887 | 0.0067432 | EPA/NEI | 32240717 | 108.7028
2018 | GA | Wansley (7946) | 7946 | SRSO | SERC South | NG | 594.1 |  | 2084949 | 14916428 | 57.22 | 0.054889 | 0.0076721 | EPA/NEI | 14916428 | 57.22
2018 | GA | Wansley CC (55965) | 55965 | SRSO | SERC South | NG | 1239 |  | 8655108 | 59732682 | 233.779 | 0.054021 | 0.0078275 | EPA/NEI | 59732682 | 233.779
2018 | GA | Washington County Power | 55332 | SRSO | SERC South | NG | 795.6 |  | 111702 | 1246214 | 6.17 | 0.11047 | 0.009902 | EPA/NEI | 1246214 | 6.17
2018 | GA | Yates | 728 | SRSO | SERC South | NG | 1487.3 |  | 1177991 | 13268999 | 48.886 | 0.082999 | 0.0073685 | EPA/NEI | 13268999 | 48.886
2018 | HI | AES Hawaii | 10673 | HIOA | HICC Oahu | SUB | 203 | 1 | 1326641 | 14536541.409 | 124.8996 | 0.18829 | 0.017184 | NEI avg EF - PM, fuel type | 14536541.409 | 124.8996
2018 | HI | AES LAWAI SOLAR | 61068 | HIMS | HICC Miscellaneous | SUN | 40 |  | 0 |  |  |  |  | EPA/NEI; Estimated using an emission factor
2018 | HI | Aloha Solar Energy Fund 1 PK1 | 58659 | HIOA | HICC Oahu | SUN | 5 |  | 9092 |  |  | 0 |  |  |  | 0
2018 | HI | Auwahi Wind Energy | 57996 | HIMS | HICC Miscellaneous | WND | 35 |  | 88056 | 0 |  | 0 |  | EPA/NEI; Estimated using an emission factor | 0 | 0
2018 | HI | Biomass to Energy Facility, Kauai | 59035 | HIMS | HICC Miscellaneous | AB | 10.3 |  | 50976 | 806188.8 | 403.9007 | 15.8467 | 1.002 | EPA/NEI; Estimated using an emission factor | 806188.8 | 403.9007
2018 | HI | Campbell Industrial Park | 56329 | HIOA | HICC Oahu | OBL | 113 |  | 34207 | 585220 | 51.792 | 3.0282 | 0.177 | Estimated using an emission factor | 585220 | 51.792
2018 | HI | Campbell Industrial Park BESS | 61851 | HIOA | HICC Oahu | MWH | 1 |  | -192 | 0 |  | 0 |  |  | 0 | 0
2018 | HI | CEIP Substation Distributed Generation | 56515 | HIOA | HICC Oahu | DFO | 4.8
2018 | HI | EE Waianae Solar Project | 61172 | HIOA | HICC Oahu | SUN | 27.6 |  | 63455 |  |  | 0 |  |  |  | 0
2018 | HI | Ewa Nui Substation DG | 56330 | HIOA | HICC Oahu | DFO | 9.6
2018 | HI | Gay Robinson | 50333 | HIMS | HICC Miscellaneous | WAT | 13.5 |  | 4548 |  |  | 0 |  | EPA/NEI; Estimated using an emission factor |  | 0
2018 | HI | H Power | 10334 | HIOA | HICC Oahu | MSW | 99.4 |  | 397634 | 7511815.002 | 5.8592 | 0.02947 | 0.00156 | EPA/NEI; Estimated using an emission factor | 7511815.002 | 5.8592
2018 | HI | Hale Kuawehi Solar | 62529 | HIMS | HICC Miscellaneous |  | 60
2018 | HI | Hamakua Energy Plant | 55369 | HIMS | HICC Miscellaneous | WO | 66 |  | 264004 | 2276406.893 | 352.8431 | 2.673 | 0.31 | EPA/NEI; Estimated using an emission factor | 2276406.893 | 352.8431
2018 | HI | Hana Substation | 56055 | HIMS | HICC Miscellaneous | DFO | 2 |  | 49 | 543 | 0.08432 | 3.4416 | 0.31057 | Estimated using an emission factor | 543 | 0.08432
2018 | HI | Hawaii Cogen | 10194 | HIOA | HICC Oahu | WO | 12.2 | 0.28001 | 92745.001 | 502908.174 | 41.0389 | 0.88498 | 0.16321 | EPA/NEI; Estimated using an emission factor | 1796024 | 146.5613
2018 | HI | Hawaiian Comm & Sugar Puunene Mill | 10604 | HIMS | HICC Miscellaneous | AB | 62.1
2018 | HI | Hawi Wind Farm | 56447 | HIMS | HICC Miscellaneous | WND | 10.6 |  | 34210 |  |  | 0 |  |  |  | 0
2018 | HI | Helemano Substation DG | 56332 | HIOA | HICC Oahu | DFO | 4.8
2018 | HI | HNL Emergency Power Facility | 58469 | HIOA | HICC Oahu | OBL | 10 |  | 604 | 5682 | 0.50303 | 1.6657 | 0.17706 | Estimated using an emission factor | 5682 | 0.50303
2018 | HI | Honolulu | 764 | HIOA | HICC Oahu | RFO | 104.4
2018 | HI | Hu Honua Bioenergy Facility | 61364 | HIMS | HICC Miscellaneous | WDS | 36
2018 | HI | Iwilei Tank Farm DG | 56331 | HIOA | HICC Oahu | DFO | 4.8
2018 | HI | Kahe | 765 | HIOA | HICC Oahu | RFO | 609.7 |  | 2446469 | 26098383.219 | 129.2414 | 0.10566 | 0.0099042 | NEI avg EF - PM, fuel type, firing type | 26098383.219 | 129.2414
2018 | HI | Kaheawa Pastures Wind Farm | 56449 | HIMS | HICC Miscellaneous | WND | 30 |  | 101594 |  |  | 0 |  |  |  | 0
2018 | HI | Kaheawa Wind Power II LLC | 57082 | HIMS | HICC Miscellaneous | WND | 31 |  | 64083 |  |  | 0 |  | EPA/NEI; Estimated using an emission factor |  | 0
2018 | HI | Kaheka Hydro | 55864 | HIMS | HICC Miscellaneous | WAT | 4.5 |  | 3599.001 |  |  | 0 |  |  |  | 0
2018 | HI | Kahuku Wind Power LLC | 57087 | HIOA | HICC Oahu | WND | 45 |  | 74842 |  |  | 0 |  | EPA/NEI; Estimated using an emission factor |  | 0
2018 | HI | Kahului | 6056 | HIMS | HICC Miscellaneous | RFO | 34 |  | 154114 | 2251550.65 | 10.3001 | 0.13367 | 0.0091493 | NEI avg EF - PM, fuel type | 2251550.65 | 10.3001
2018 | HI | Kalaeloa Cogen Plant | 54646 | HIOA | HICC Oahu | RFO | 299.4 | 0.90604 | 1280515 | 9890439.228 | 1523.8351 | 2.38 | 0.30814 | Estimated using an emission factor | 10916119.323 | 1681.8629
2018 | HI | Kalaeloa Renewable Energy Park | 58651 | HIOA | HICC Oahu | SUN | 5 |  | 8019 |  |  | 0 |  |  |  | 0
2018 | HI | Kalaeloa Solar Two | 58259 | HIOA | HICC Oahu | SUN | 5 |  | 10437 |  |  | 0 |  |  |  | 0
2018 | HI | Kalaeoloa Pole Yard DG | 56514 | HIOA | HICC Oahu | DFO | 4.8
2018 | HI | Kalaheo Hydro | 10412 | HIMS | HICC Miscellaneous | WAT | 3.1 |  | 5490 |  |  | 0 |  | EPA/NEI; Estimated using an emission factor |  | 0
2018 | HI | Kamaoa Wind Farm | 54390 | HIMS | HICC Miscellaneous | WND | 9.2
2018 | HI | Kanoelehua | 769 | HIMS | HICC Miscellaneous | DFO | 21 |  | 720 | 15731.999 | 0.98999 | 2.75 | 0.12586 | EPA/NEI; Estimated using an emission factor | 15731.999 | 0.98999
2018 | HI | Kapaa Photovoltaic Project | 57525 | HIMS | HICC Miscellaneous | SUN | 1 |  | 1614 |  |  | 0 |  |  |  | 0
2018 | HI | Kapaia Power Station | 56258 | HIMS | HICC Miscellaneous | OTH | 39.1 |  | 192263 | 1725765 |  |  |  |  | 1725765
2018 | HI | Kapolei Solar Energy Park | 58684 | HIOA | HICC Oahu | SUN | 1 |  | 1780 |  |  | 0 |  |  |  | 0
2018 | HI | Kawailoa Solar | 60125 | HIOA | HICC Oahu | SUN | 49
2018 | HI | Kawailoa Wind | 57529 | HIOA | HICC Oahu | WND | 69 |  | 125802 |  |  | 0 |  |  |  | 0
2018 | HI | Keahole | 8083 | HIMS | HICC Miscellaneous | DFO | 96.6 |  | 348712.999 | 3329013.541 | 14.7707 | 0.084715 | 0.0088739 | EPA/NEI; Estimated using an emission factor | 3329013.541 | 14.7707
2018 | HI | Kihei Solar Farm | 61099 | HIMS | HICC Miscellaneous | SUN | 2.9 |  | 2855 |  |  | 0 |  |  |  | 0
2018 | HI | KIUC Kapaia PV and BA Storage Project | 60546 | HIMS | HICC Miscellaneous | SUN | 28 |  | 22102 |  |  | 0 |  | EPA/NEI; Estimated using an emission factor |  | 0
2018 | HI | KRS I Anahola Solar | 58639 | HIMS | HICC Miscellaneous | SUN | 18 |  | 18913 | 0 |  | 0 |  | EPA/NEI; Estimated using an emission factor | 0 | 0
2018 | HI | KRS II Koloa Solar | 58640 | HIMS | HICC Miscellaneous | SUN | 13.5 |  | 18497 |  |  | 0 |  | EPA/NEI; Estimated using an emission factor |  | 0
2018 | HI | Ku'ia Solar | 61101 | HIMS | HICC Miscellaneous | SUN | 2.9 |  | 1895 |  |  | 0 |  |  |  | 0
2018 | HI | Lalamilo Windfarm | 7769 | HIMS | HICC Miscellaneous | WND | 2.2
2018 | HI | Lanai Solar-Electric Plant | 56667 | HIMS | HICC Miscellaneous | SUN | 1.2 |  | 1341.996 |  |  | 0 |  |  |  | 0
2018 | HI | Lanikuhana Solar LLC | 58281 | HIOA | HICC Oahu | SUN | 14.7
2018 | HI | Maalaea | 6504 | HIMS | HICC Miscellaneous | DFO | 229.8 |  | 676160.998 | 6260875.206 | 236.9438 | 0.70085 | 0.07569 | EPA/NEI; Estimated using an emission factor | 6260875.206 | 236.9438
2018 | HI | Mauka FIT One | 58662 | HIOA | HICC Oahu | SUN | 3.5
2018 | HI | Miki Basin | 7264 | HIMS | HICC Miscellaneous | DFO | 10.4 |  | 28731 | 295599.002 | 45.818 | 3.1894 | 0.31 | Estimated using an emission factor | 295599.002 | 45.818
2018 | HI | Mililani South Solar Farm | 57242 | HIOA | HICC Oahu | SUN | 5
2018 | HI | Na Pua Makani Wind Project | 58837 | HIOA | HICC Oahu | WND | 25
2018 | HI | Paeahu Solar | 62534 | HIMS | HICC Miscellaneous |  | 30
2018 | HI | Paia Hydroelectric Plant | 58277 | HIMS | HICC Miscellaneous | WAT | 1.3 |  | 0
2018 | HI | Pakini Nui Wind Farm | 56378 | HIMS | HICC Miscellaneous | WND | 21 |  | 112378 |  |  | 0 |  |  |  | 0
2018 | HI | Palaau Power | 792 | HIMS | HICC Miscellaneous | DFO | 17.1 |  | 31915 | 325751.003 | 50.4914 | 3.1641 | 0.31 | EPA/NEI; Estimated using an emission factor | 325751.003 | 50.4914
2018 | HI | Pearl City Peninsula Solar Park | 58676 | HIOA | HICC Oahu | SUN | 1 |  | 1705 |  |  | 0 |  |  |  | 0
2018 | HI | Port Allen (HI) | 6474 | HIMS | HICC Miscellaneous | DFO | 99.5 |  | 108824 | 1077694.512 | 153.0146 | 2.8121 | 0.28397 | EPA/NEI; Estimated using an emission factor | 1077694.512 | 153.0146
2018 | HI | Port Allen Solar | 58549 | HIMS | HICC Miscellaneous | SUN | 6 |  | 11696 |  |  | 0 |  |  |  | 0
2018 | HI | Puna | 7130 | HIMS | HICC Miscellaneous | RFO | 39.1 |  | 40220 | 576197.535 | 3.6675 | 0.18237 | 0.01273 | EPA/NEI; Estimated using an emission factor | 576197.535 | 3.6675
2018 | HI | Puna Geothermal Venture I | 52028 | HIMS | HICC Miscellaneous | GEO | 51 |  | 110089 |  |  | 0 |  |  |  | 0
2018 | HI | Puueo | 771 | HIMS | HICC Miscellaneous | WAT | 4.6 |  | 15313 |  |  | 0 |  | EPA/NEI; Estimated using an emission factor |  | 0
2018 | HI | Schofield Generating Station | 60328 | HIOA | HICC Oahu | OBL | 50.4 |  | 31231.002 | 272164.002 | 24.0867 | 1.5425 | 0.177 | Estimated using an emission factor | 272164.002 | 24.0867
2018 | HI | Shipman | 6478 | HIMS | HICC Miscellaneous | RFO | 18.5
2018 | HI | Tesoro Hawaii | 10093 | HIOA | HICC Oahu | WO | 20 | 0.46798 | 153479 | 797899.554 | 123.6744 | 1.6116 | 0.31 | Estimated using an emission factor | 1704986 | 264.2728
2018 | HI | W H Hill | 772 | HIMS | HICC Miscellaneous | RFO | 37.1 |  | 160142 | 2143159.51 | 9.8042 | 0.12244 | 0.0091493 | NEI avg EF - PM, fuel type | 2143159.51 | 9.8042
2018 | HI | Waiau | 766 | HIOA | HICC Oahu | RFO | 474.6 |  | 983895 | 11129992.842 | 53.5133 | 0.10878 | 0.0096161 | NEI avg EF - PM, fuel type, firing type | 11129992.842 | 53.5133
2018 | HI | Waiau Hydro | 774 | HIMS | HICC Miscellaneous | WAT | 1 |  | 4326 |  |  | 0 |  |  |  | 0
2018 | HI | Waihonu North Solar | 58655 | HIOA | HICC Oahu | SUN | 5 |  | 8117 |  |  | 0 |  |  |  | 0
2018 | HI | Waihonu South Solar | 58656 | HIOA | HICC Oahu | SUN | 1.5 |  | 2705.001 |  |  | 0 |  |  |  | 0
2018 | HI | Wailuku River Hydroelectric | 54827 | HIMS | HICC Miscellaneous | WAT | 10.4 |  | 42430 |  |  | 0 |  |  |  | 0
2018 | HI | Waimea | 768 | HIMS | HICC Miscellaneous | DFO | 10.5 |  | 915 | 9893.001 | 1.5336 | 3.3521 | 0.31003 | EPA/NEI; Estimated using an emission factor | 9893.001 | 1.5336
2018 | HI | Wainiha Hydro | 10413 | HIMS | HICC Miscellaneous | WAT | 3.6 |  | 20814 |  |  | 0 |  |  |  | 0
2018 | HI | Waipio Solar | 60024 | HIOA | HICC Oahu | SUN | 45.9
2018 | HI | West Loch Solar One | 61987 | HIOA | HICC Oahu | SUN | 20
2018 | IA | Adair Wind Farm | 56810 | MROW | MRO West | WND | 174.8 |  | 414150 |  |  | 0 |  |  |  | 0
2018 | IA | Adams Wind | 59637 | MROW | MRO West | WND | 154.3 |  | 459960 |  |  | 0 |  |  |  | 0
2018 | IA | Agency GT | 7706 | MROW | MRO West | NG | 78.8
2018 | IA | AgriReNew | 59181 | MROW | MRO West | OBG | 1 | 0.13531 | 6057 | 39759.232 | 0.4294 | 0.14179 | 0.0216 | Estimated using an emission factor | 293842 | 3.1735
2018 | IA | Algona | 1120 | MROW | MRO West | DFO | 19.3 |  | 109.001 | 1166 | 0.18089 | 3.319 | 0.31027 | EPA/NEI; Estimated using an emission factor | 1166 | 0.18089
2018 | IA | Allendorf | 56215 | MROW | MRO West | WND | 5.8 |  | 3475.001 |  |  | 0 |  | EPA/NEI; Estimated using an emission factor |  | 0
2018 | IA | Alliant SBD 8501 Aegon LI | 54714 | MROW | MRO West | DFO | 3.1 |  | 0
2018 | IA | Alliant SBD 8601 Quad Graphics | 54720 | MROW | MRO West | DFO | 3.6 |  | 0
2018 | IA | Alliant SBD 8602 Marion Sub | 54716 | MROW | MRO West | DFO | 5.6 |  | 20.579 | 325.001 | 0.050375 | 4.8958 | 0.31 | Estimated using an emission factor | 325.001 | 0.050375
2018 | IA | Alliant SBD 8603 Donnelley | 54713 | MROW | MRO West | DFO | 1
2018 | IA | Alliant SBD 9106 Rockwell CR | 54717 | MROW | MRO West | DFO | 16 |  | 225.4 | 3445 | 0.53475 | 4.7449 | 0.31045 | Estimated using an emission factor | 3445 | 0.53475
2018 | IA | Alliant SBD 9107 JBS USA | 54715 | MROW | MRO West | DFO | 11.4 |  | 52.918 | 922.003 | 0.1426 | 5.3895 | 0.30933 | Estimated using an emission factor | 922.003 | 0.1426
2018 | IA | Alliant SBD 9201 Norplex | 54712 | MROW | MRO West | DFO | 2.1 |  | 108.78 | 1687 | 0.26149 | 4.8076 | 0.31 | Estimated using an emission factor | 1687 | 0.26149
2018 | IA | Alliant SBD 9203 Profol | 54719 | MROW | MRO West | DFO | 5.6 |  | 222.46 | 2511 | 0.38921 | 3.4991 | 0.31 | Estimated using an emission factor | 2511 | 0.38921
2018 | IA | Alliant SBD 9205 A Y McDonald | 54710 | MROW | MRO West | DFO | 3.6 |  | 14.7 | 227 | 0.03534 | 4.8082 | 0.31137 | Estimated using an emission factor | 227 | 0.03534
2018 | IA | Alliant SBD 9206 Donaldson | 54718 | MROW | MRO West | DFO | 1.6 |  | 5.88 | 84 | 0.01302 | 4.4286 | 0.31 | Estimated using an emission factor | 84 | 0.01302
2018 | IA | Alliant SBD 9301 Prairie Farms | 54735 | MROW | MRO West | DFO | 2.9 |  | 58.8 | 905 | 0.14027 | 4.7713 | 0.31 | EPA/NEI; Estimated using an emission factor | 905 | 0.14027
2018 | IA | Alliant SBD 9302 Aegon NP | 54967 | MROW | MRO West | DFO | 1.2 |  | 1.96 | 29 | 0.004495 | 4.5867 | 0.31 | Estimated using an emission factor | 29 | 0.004495
2018 | IA | Alliant SBD 9402 Climax | 54930 | MROW | MRO West | DFO | 8
2018 | IA | Alliant SBD 9403 Aegon DC | 54929 | MROW | MRO West | DFO | 5.7 |  | 17.641 | 277.999 | 0.043245 | 4.9028 | 0.31112 | EPA/NEI; Estimated using an emission factor | 277.999 | 0.043245
2018 | IA | Alliant SBD 9502 Eaton | 54968 | MROW | MRO West | DFO | 5.4 |  | 95.001 | 2877 | 0.44593 | 9.388 | 0.31 | Estimated using an emission factor | 2877 | 0.44593
2018 | IA | Alliant SBD 9702 Cedar Graphics | 55315 | MROW | MRO West | DFO | 1
2018 | IA | Alliant SBD 9801 Aegon Martha's Way | 56072 | MROW | MRO West | DFO | 1.1
2018 | IA | Alliant SBD 9901 Wells Fargo | 56074 | MROW | MRO West | DFO | 1.1 |  | 0.98 | 24 | 0.00372 | 7.5918 | 0.31 | Estimated using an emission factor | 24 | 0.00372
2018 | IA | Alliant SBD0201 Ingredion | 55996 | MROW | MRO West | DFO | 6.1 |  | 28.419 | 435 | 0.06727 | 4.7342 | 0.30929 | Estimated using an emission factor | 435 | 0.06727
2018 | IA | Alliant SBG 9802 Toyota | 56073 | MROW | MRO West | NG | 1 |  | 7.84 | 72 | 1.5192e-05 | 0.0038755 | 0.000422 | Estimated using an emission factor | 72 | 1.5192e-05
2018 | IA | Alta Municipal Utilities | 1121 | MROW | MRO West | DFO | 6.1 |  | 9 | 201 | 0.031 | 6.8889 | 0.30846 | EPA/NEI; Estimated using an emission factor | 201 | 0.031
2018 | IA | Amana Society Service Company | 61850 | MROW | MRO West | DFO | 21.6 |  | 2693.004 | 29628 | 4.5923 | 3.4106 | 0.31 | Estimated using an emission factor | 29628 | 4.5923
2018 | IA | Ames Diesel Generating Station | 1052 | MROW | MRO West | DFO | 2
2018 | IA | Anchor Wind, LLC | 58044 | MROW | MRO West | WND | 6 |  | 12039 |  |  | 0 |  |  |  | 0
2018 | IA | Anderson Erickson | 56138 | MROW | MRO West | DFO | 2 |  | 8 | 72 | 0.01116 | 2.79 | 0.31 | Estimated using an emission factor | 72 | 0.01116
2018 | IA | Anita | 1123 | MROW | MRO West | DFO | 3 |  | 58 | 623.001 | 0.096565 | 3.3298 | 0.31 | EPA/NEI; Estimated using an emission factor | 623.001 | 0.096565
2018 | IA | Arbor Hill II | 62796 | MROW | MRO West | WND | 60
2018 | IA | Arbor Hill Wind Farm | 62132 | MROW | MRO West | WND | 250 |  | 55104 |  |  | 0 |  | EPA/NEI; Estimated using an emission factor |  | 0
2018 | IA | Archer Daniels Midland Cedar Rapids | 10864 | MROW | MRO West | SUB | 294.6 | 0.22126 | 1016711 | 5621935.976 | 43.7495 | 0.086061 | 0.015564 | EPA/NEI; Estimated using an emission factor | 25408477.8 | 197.7273
2018 | IA | Archer Daniels Midland Clinton | 10860 | MROW | MRO West | SUB | 211.4 | 0.23893 | 773256 | 4565564.161 | 39.2278 | 0.10146 | 0.017184 | EPA/NEI; Estimated using an emission factor | 19108596.44 | 164.1832
2018 | IA | Archer Daniels Midland Des Moines | 10861 | MROW | MRO West | SUB | 7.9 | 0.11756 | 26492 | 152845.759 | 1.3133 | 0.099144 | 0.017184 | NEI avg EF - PM, fuel type | 1300113 | 11.1707
2018 | IA | Atlantic | 1124 | MROW | MRO West | NG | 15.3 |  | 142 | 1898 | 0.0052037 | 0.073292 | 0.0054834 | EPA/NEI; Estimated using an emission factor | 1898 | 0.0052037
2018 | IA | August Wind Farm | 61644 | MROW | MRO West | WND | 1.8 |  | 7021 |  |  | 0 |  |  |  | 0
2018 | IA | Bancroft | 1125 | MROW | MRO West | DFO | 4.5 | [6 empty] | EPA/NEI; Estimated using an emission factor
2018 | IA | Barton Windpower LLC | 56765 | MROW | MRO West | WND | 160 |  | 373953 |  |  | 0 |  |  |  | 0
2018 | IA | Beaver Creek II Wind | 62134 | MROW | MRO West | WND | 170 |  | 164165 |  |  | 0 |  |  |  | 0
2018 | IA | Beaver Creek Wind | 61079 | MROW | MRO West | WND | 170 |  | 647988 |  |  | 0 |  |  |  | 0
2018 | IA | Bellevue | 1126 | MROW | MRO West | DFO | 8.6 |  | 950 | 9830 | 1.5236 | 3.2077 | 0.31 | EPA/NEI; Estimated using an emission factor | 9830 | 1.5236
2018 | IA | Birch | 62172 | MROW | MRO West | WND | 1.8 |  | 6774 |  |  | 0 |  |  |  | 0
2018 | IA | Bloomfield | 1127 | SRMW | SERC Midwest | NG | 8.5 |  | 131.002 | 1728 | 0.019249 | 0.29387 | 0.022279 | Estimated using an emission factor | 1728 | 0.019249
2018 | IA | Bloomfield Municipal Utilities Solar | 62607 | SRMW | SERC Midwest | SUN | 1.6
2018 | IA | Brooklyn | 1128 | MROW | MRO West | DFO | 4.6 |  | 4 | 46 | 0.00713 | 3.565 | 0.31 | EPA/NEI; Estimated using an emission factor | 46 | 0.00713
2018 | IA | Brooklyn City North Plant | 7922 | MROW | MRO West | DFO | 2
2018 | IA | Buffalo Center Wind LLC | 58038 | MROW | MRO West | WND | 1.5 |  | 5455 |  |  | 0 |  |  |  | 0
2018 | IA | Bulldog | 57632 | MROW | MRO West | WND | 1.5 |  | 5677 |  |  | 0 |  |  |  | 0
2018 | IA | Cargill Corn Milling Division | 10855 | MROW | MRO West | NG | 40 | 0.10715 | 78382.568 | 438417.752 | 1.7652 | 0.04504 | 0.0080524 | EPA/NEI; Estimated using an emission factor | 4091765.827 | 16.4743
2018 | IA | Carroll Area Wind Farm | 59071 | MROW | MRO West | WND | 20.7 |  | 76961 |  |  | 0 |  |  |  | 0
2018 | IA | Carroll Wind Farm | 56809 | MROW | MRO West | WND | 150 |  | 434528 |  |  | 0 |  |  |  | 0
2018 | IA | Cascade | 1129 | MROW | MRO West | DFO | 5.2 |  | 14.999 | 179 | 0.027745 | 3.6996 | 0.31 | Estimated using an emission factor | 179 | 0.027745
2018 | IA | Cedar Falls Solar Farm | 62321 | MROW | MRO West | SUN | 1.5 |  | 2552 |  |  | 0 |  |  |  | 0
2018 | IA | Centerville | 1105 | MROW | MRO West | DFO | 60
2018 | IA | Century | 56252 | MROW | MRO West | WND | 200 |  | 529756 |  |  | 0 |  |  |  | 0
2018 | IA | Charles City Wind Farm | 56677 | MROW | MRO West | WND | 75 |  | 206113 |  |  | 0 |  |  |  | 0
2018 | IA | Coggon | 1132 | MROW | MRO West | DFO | 3.4 |  | 33 | 373 | 0.057815 | 3.5039 | 0.31 | EPA/NEI; Estimated using an emission factor | 373 | 0.057815
2018 | IA | Coon Rapids II | 7847 | MROW | MRO West | DFO | 5.4 |  | 71.001 | 783 | 0.12137 | 3.4187 | 0.31 | Estimated using an emission factor | 783 | 0.12137
2018 | IA | Coralville GT | 1079 | MROW | MRO West | NG | 72 |  | 271 | 25803 | 0.070747 | 0.52212 | 0.0054836 | NEI avg EF - PM, fuel type, firing type | 25803 | 0.070747
2018 | IA | Corning | 1134 | MROW | MRO West | DFO | 10 |  | 20.999 | 231 | 0.035805 | 3.4102 | 0.31 | EPA/NEI; Estimated using an emission factor | 231 | 0.035805
2018 | IA | Crane Creek Wind Energy Center | 56831 | MROW | MRO West | WND | 99 |  | 260605 |  |  | 0 |  |  |  | 0
2018 | IA | Crosswind Energy Project | 56859 | MROW | MRO West | WND | 21 |  | 62250 |  |  | 0 |  |  |  | 0
2018 | IA | Crystal Lake 3 LLC | 57468 | MROW | MRO West | WND | 66 |  | 202870 |  |  | 0 |  |  |  | 0
2018 | IA | Cumberland Rose | 58456 | MROW | MRO West | WND | 1.6 |  | 5659 |  |  | 0 |  |  |  | 0
2018 | IA | Davenport Water Pollution Control Plant | 55035 | MROW | MRO West | OBG | 1.6 | 0.77389 | 8049 | 46497.845 | 0.34177 | 0.084921 | 0.0147 | Estimated using an emission factor | 60083 | 0.44162
2018 | IA | Dayton (IA) | 1135 | MROW | MRO West | DFO | 2.5 |  | 6 | 46 | 0.00713 | 2.3767 | 0.31 | EPA/NEI; Estimated using an emission factor | 46 | 0.00713
2018 | IA | Des Moines Wastewater Reclamation Fac | 50932 | MROW | MRO West | OBG | 4.6 | 0.39176 | 14319 | 74080.974 | 0.5445 | 0.076052 | 0.0147 | EPA/NEI; Estimated using an emission factor | 189098 | 1.3899
2018 | IA | Dike City Power Plant | 56194 | MROW | MRO West | DFO | 2.2 |  | 8 | 77 | 0.011935 | 2.9838 | 0.31 | Estimated using an emission factor | 77 | 0.011935
2018 | IA | Duane Arnold Energy Center | 1060 | MROW | MRO West | NUC | 679.5 |  | 4895399 |  |  | 0 |  |  |  | 0
2018 | IA | Dubuque | 1046 | MROW | MRO West |  | 85.2
2018 | IA | Durant | 6220 | MROW | MRO West | DFO | 7.4 |  | 38.22 | 406.001 | 0.06293 | 3.293 | 0.31 | EPA/NEI; Estimated using an emission factor | 406.001 | 0.06293
2018 | IA | Earlville | 7865 | MROW | MRO West | DFO | 1.8 |  | 42 | 367 | 0.056885 | 2.7088 | 0.31 | Estimated using an emission factor | 367 | 0.056885
2018 | IA | Eastern Iowa Solar | 60876 | MROW | MRO West | SUN | 1.8 |  | 2994 |  |  | 0 |  |  |  | 0
2018 | IA | Eclipse Wind Farm | 57873 | MROW | MRO West | WND | 200.1 |  | 638893 |  |  | 0 |  |  |  | 0
2018 | IA | Elk Wind Farm | 57417 | MROW | MRO West | WND | 40.8 |  | 129660 |  |  | 0 |  |  |  | 0
2018 | IA | English Farms | 61565 | MROW | MRO West | WND | 169.9
2018 | IA | Estherville | 1137 | MROW | MRO West | NG | 17.6 |  | 43 | 356.999 | 0.0058029 | 0.2699 | 0.03251 | EPA/NEI; Estimated using an emission factor | 356.999 | 0.0058029
2018 | IA | Fair Station | 1218 | MROW | MRO West | BIT | 62.5
2018 | IA | Farmers Electric Cooperative - Kalona | 62461 | MROW | MRO West | DFO | 6
2018 | IA | Flying Cloud Power Partners LLC | 56172 | MROW | MRO West | WND | 43.5 |  | 121051 |  |  | 0 |  |  |  | 0
2018 | IA | Fontanelle | 58457 | MROW | MRO West | WND | 1.6 |  | 4704 |  |  | 0 |  |  |  | 0
2018 | IA | Forest City Light Plant | 1138 | MROW | MRO West | DFO | 22 |  | 250.001 | 2642 | 0.40951 | 3.2761 | 0.31 | Estimated using an emission factor | 2642 | 0.40951
2018 | IA | Forest City Solar | 62861 | MROW | MRO West | SUN | 3
2018 | IA | FPL Energy Crystal Lake Wind II LLC | 56925 | MROW | MRO West | WND | 200 |  | 516717 |  |  | 0 |  |  |  | 0
2018 | IA | FPL Energy Crystal Lake Wind LLC | 56923 | MROW | MRO West | WND | 150 |  | 460003 |  |  | 0 |  |  |  | 0
2018 | IA | FPL Energy Story Wind LLC | 56924 | MROW | MRO West | WND | 150 |  | 447367 |  |  | 0 |  |  |  | 0
2018 | IA | Franklin County Wind Farm | 57844 | MROW | MRO West | WND | 99 |  | 306849 |  |  | 0 |  |  |  | 0
2018 | IA | Garden Wind LLC | 57469 | MROW | MRO West | WND | 150 |  | 515702 |  |  | 0 |  |  |  | 0
2018 | IA | Gas Turbine (IA) | 1130 | MROW | MRO West | NG | 43.4 |  | -410 | 9861 | 0.027036 | 0 | 0.0054834 | NEI avg EF - PM, fuel type, firing type | 9861 | 0.027036
2018 | IA | Gilliam South | 7857 | MROW | MRO West | DFO | 4.3 |  | 10 | 126 | 0.01953 | 3.906 | 0.31 | Estimated using an emission factor | 126 | 0.01953
2018 | IA | Glaciers Edge Wind Project | 62035 | MROW | MRO West | WND | 202.7
2018 | IA | Golden Plains | 62081 | MROW | MRO West | WND | 198.8
2018 | IA | Golden Renewable Energy, LLC | 61632 | MROW | MRO West | NG | 4.3 | 0.55745 | 6958 | 62511.146 | 0.17139 | 0.049263 | 0.0054834 | NEI avg EF - PM, fuel type, firing type | 112137 | 0.30745
2018 | IA | Gowrie | 1141 | MROW | MRO West | DFO | 4.9 |  | 4 | 57 | 0.008835 | 4.4175 | 0.31 | EPA/NEI; Estimated using an emission factor | 57 | 0.008835
2018 | IA | Graettinger | 1142 | MROW | MRO West | DFO | 3.6 |  | 43 | 507.001 | 0.078585 | 3.6551 | 0.31 | Estimated using an emission factor | 507.001 | 0.078585
2018 | IA | Grand Junction | 1143 | MROW | MRO West | DFO | 2.2 |  | 12 | 145 | 0.022475 | 3.7458 | 0.31 | EPA/NEI; Estimated using an emission factor | 145 | 0.022475
2018 | IA | Green Energy Machine | 60911 | MROW | MRO West | WND | 1.7 |  | 6781 |  |  | 0 |  |  |  | 0
2018 | IA | Greenfield | 1144 | MROW | MRO West | DFO | 10.5 |  | 9 | 89.999 | 0.01395 | 3.1 | 0.31 | Estimated using an emission factor | 89.999 | 0.01395
2018 | IA | Greenfield Wind | 58458 | MROW | MRO West | WND | 1.6 |  | 5622 |  |  | 0 |  |  |  | 0
2018 | IA | Grinnell | 7137 | MROW | MRO West | NG | 47.6
2018 | IA | Grundy Center City Light Plant | 1145 | MROW | MRO West | DFO | 8.7 |  | 98 | 846 | 0.13113 | 2.6761 | 0.31 | Estimated using an emission factor | 846 | 0.13113
2018 | IA | Hancock County Wind Energy Center | 56010 | MROW | MRO West | WND | 98 |  | 232448 |  |  | 0 |  |  |  | 0
2018 | IA | Hardin Hilltop Wind LLC | 56860 | MROW | MRO West | WND | 14.7 |  | 40901 |  |  | 0 |  |  |  | 0
2018 | IA | Harlan | 1146 | MROW | MRO West | DFO | 3.4 |  | 0
2018 | IA | Hawkeye Power Partners LLC | 55816 | MROW | MRO West | WND | 42 |  | 78079 |  |  | 0 |  |  |  | 0
2018 | IA | Hawkeye Wind Farm | 57832 | MROW | MRO West | WND | 35 |  | 127364 |  |  | 0 |  |  |  | 0
2018 | IA | Heartland Divide Wind Project, LLC | 61609 | MROW | MRO West | WND | 103.5 |  | 6136 |  |  | 0 |  |  |  | 0
2018 | IA | Highland Wind Project (IA) | 58883 | MROW | MRO West | WND | 502 |  | 1545239.999 |  |  | 0 |  |  |  | 0
2018 | IA | Hopkinton | 8108 | MROW | MRO West | DFO | 7 |  | 19 | 191 | 0.029605 | 3.1163 | 0.31 | EPA/NEI; Estimated using an emission factor | 191 | 0.029605
2018 | IA | Ida Grove II | 62795 | MROW | MRO West | WND | 201
2018 | IA | Ida Grove Wind | 60342 | MROW | MRO West | WND | 496.6 |  | 1129072 |  |  | 0 |  | EPA/NEI; Estimated using an emission factor |  | 0
2018 | IA | Indianola | 1150 | MROW | MRO West | DFO | 54.8 |  | 47 | 7587 | 0.065473 | 2.7861 | 0.017259 | EPA/NEI; Estimated using an emission factor | 7587 | 0.065473
2018 | IA | Intrepid | 56251 | MROW | MRO West | WND | 175.5 |  | 488239 |  |  | 0 |  |  |  | 0
2018 | IA | Iowa Distributed Wind Generation Project | 7966 | MROW | MRO West | WND | 2.3 |  | 4068 |  |  | 0 |  |  |  | 0
2018 | IA | Iowa Hydro LLC | 1067 | MROW | MRO West | WAT | 1.2 |  | 6594 |  |  | 0 |  |  |  | 0
2018 | IA | Iowa Lakes Community College Wind Farm | 57257 | MROW | MRO West | WND | 1 |  | 3430 |  |  | 0 |  |  |  | 0
2018 | IA | Iowa Lakes Superior Wind Farm | 57252 | MROW | MRO West | WND | 10.5 |  | 36106 |  |  | 0 |  |  |  | 0
2018 | IA | Iowa State University | 54201 | MROW | MRO West | BIT | 49 | 0.21267 | 108483.622 | 615720.49 | 8.2836 | 0.15272 | 0.026907 | EPA/NEI; Estimated using an emission factor | 2895134.814 | 38.9498
2018 | IA | Ivester Wind Farm | 61911 | MROW | MRO West | WND | 90.8 |  | 9579 |  |  | 0 |  |  |  | 0
2018 | IA | John Deere Dubuque Works | 54414 | MROW | MRO West | DFO | 23 |  | 27.438 | 1860 | 0.2883 | 21.0147 | 0.31 | EPA/NEI; Estimated using an emission factor | 1860 | 0.2883
2018 | IA | Junction Hilltop Wind Farm | 58444 | MROW | MRO West | WND | 8 |  | 22028 |  |  | 0 |  |  |  | 0
2018 | IA | Keokuk | 1109 | SRMW | SERC Midwest | WAT | 124.8 |  | 910693.002 |  |  | 0 |  |  |  | 0
2018 | IA | Kirkwood Wind Turbine | 59735 | MROW | MRO West | WND | 2.5 |  | 3023 |  |  | 0 |  |  |  | 0
2018 | IA | Knoxville Battery Energy Storage | 62569 | MROW | MRO West | MWH | 1.1 |  | 0
2018 | IA | Knoxville Industrial | 7849 | MROW | MRO West | DFO | 16 |  | 69 | 714 | 0.11036 | 3.1988 | 0.30913 | Estimated using an emission factor | 714 | 0.11036
2018 | IA | Kossuth | 62103 | MROW | MRO West | WND | 150.5
2018 | IA | La Porte | 1156 | MROW | MRO West | DFO | 7.3 |  | 75.999 | 845.001 | 0.13113 | 3.4508 | 0.31037 | EPA/NEI; Estimated using an emission factor | 845.001 | 0.13113
2018 | IA | Lake Mills | 1154 | MROW | MRO West | DFO | 18.5 |  | 88 | 757.001 | 0.11733 | 2.6667 | 0.31 | Estimated using an emission factor | 757.001 | 0.11733
2018 | IA | Lake Mills Gas Recovery | 56521 | MROW | MRO West | LFG | 4.8 |  | 20715 | 245367 | 1.8035 | 0.17412 | 0.0147 | EPA/NEI; Estimated using an emission factor | 245367 | 1.8035
2018 | IA | Lake Park | 1153 | MROW | MRO West | DFO | 5.7 |  | 54 | 657 | 0.10199 | 3.7774 | 0.31047 | EPA/NEI; Estimated using an emission factor | 657 | 0.10199
2018 | IA | Lakota Wind Wind Farm | 57251 | MROW | MRO West | WND | 10.5 |  | 34364 |  |  | 0 |  |  |  | 0
2018 | IA | Lamoni Municipal Utilities | 1155 | MROW | MRO West | DFO | 10.5 |  | 69.001 | 793.001 | 0.12291 | 3.5627 | 0.31 | Estimated using an emission factor | 793.001 | 0.12291
2018 | IA | Laurel Wind Farm | 57500 | MROW | MRO West | WND | 119.6 |  | 334862 |  |  | 0 |  |  |  | 0
2018 | IA | Laurens | 1157 | MROW | MRO West | DFO | 9.1 |  | 97.999 | 977.999 | 0.15175 | 3.0969 | 0.31032 | Estimated using an emission factor | 977.999 | 0.15175
2018 | IA | Lenox | 1158 | MROW | MRO West | DFO | 6.1 |  | 60 | 824.001 | 0.12787 | 4.2625 | 0.31038 | Estimated using an emission factor | 824.001 | 0.12787
2018 | IA | Leonardo Wind 1 LLC | 59228 | MROW | MRO West | WND | 3 |  | 6565 |  |  | 0 |  |  |  | 0
2018 | IA | Lost Lakes Wind Farm LLC | 57111 | MROW | MRO West | WND | 100 |  | 313415 |  |  | 0 |  |  |  | 0
2018 | IA | Lundgren Wind Project | 58884 | MROW | MRO West | WND | 251 |  | 795965 |  |  | 0 |  |  |  | 0
2018 | IA | Luther College Wind Project | 58407 | MROW | MRO West | WND | 1.6 |  | 3115 |  |  | 0 |  |  |  | 0
2018 | IA | Macksburg Wind Project | 58885 | MROW | MRO West | WND | 119.6 |  | 340762 |  |  | 0 |  |  |  | 0
2018 | IA | Manning | 1160 | MROW | MRO West | DFO | 7.9 |  | -92 | 1003 | 0.15531 | 0 | 0.30969 | Estimated using an emission factor | 1003 | 0.15531
2018 | IA | Maquoketa 1 | 1162 | MROW | MRO West | NG | 26.6 |  | -610 | 1434.001 | 0.049525 | 0 | 0.069073 | EPA/NEI; Estimated using an emission factor | 1434.001 | 0.049525
2018 | IA | Maquoketa 2 | 7921 | MROW | MRO West | DFO | 8 |  | -230 | 0 | 0 | 0 |  | Estimated using an emission factor | 0 | 0
2018 | IA | McGregor | 1163 | MROW | MRO West | DFO | 2 |  | 8 | 95 | 0.014725 | 3.6812 | 0.31 | Estimated using an emission factor | 95 | 0.014725
2018 | IA | Meadow Ridge | 58459 | MROW | MRO West | WND | 1.6 |  | 4803 |  |  | 0 |  |  |  | 0
2018 | IA | Merl Parr | 1097 | MROW | MRO West | NG | 36 |  | 106 | 10412 | 0.028547 | 0.53861 | 0.0054834 | NEI avg EF - PM, fuel type, firing type | 10412 | 0.028547
2018 | IA | Metro Methane Recovery Facility | 54700 | MROW | MRO West | LFG | 12.8 | 1 | 90330 | 1048368.003 | 7.7055 | 0.17061 | 0.0147 | EPA/NEI; Estimated using an emission factor | 1048368.003 | 7.7055
2018 | IA | Michelangelo Wind 1 LLC | 59231 | MROW | MRO West | WND | 3 |  | 5184 |  |  | 0 |  |  |  | 0
2018 | IA | Michelangelo Wind 3 LLC | 59053 | MROW | MRO West | WND | 3 |  | 5184 |  |  | 0 |  |  |  | 0
2018 | IA | Michelangelo Wind 4 LLC | 59232 | MROW | MRO West | WND | 3 |  | 8888 |  |  | 0 |  |  |  | 0
2018 | IA | Milford | 1164 | MROW | MRO West | DFO | 6.8 |  | 56.001 | 594.999 | 0.09238 | 3.2992 | 0.31052 | EPA/NEI; Estimated using an emission factor | 594.999 | 0.09238
2018 | IA | Montezuma | 1165 | MROW | MRO West | NG | 9.8 |  | 190.001 | 2158.999 | 0.19147 | 2.0154 | 0.17736 | Estimated using an emission factor | 2158.999 | 0.19147
2018 | IA | Morning Light Wind Farm | 57875 | MROW | MRO West | WND | 101.2 |  | 312508 |  |  | 0 |  |  |  | 0
2018 | IA | Mt Pleasant | 1166 | SRMW | SERC Midwest | DFO | 32.5 |  | 293.004 | 2787.996 | 0.43152 | 2.9455 | 0.30956 | EPA/NEI; Estimated using an emission factor | 2787.996 | 0.43152
2018 | IA | NCAH Central Utility Plant | 58265 | MROW | MRO West | NG | 16.5 | 0.34384 | 22383.562 | 115829.304 | 0.35406 | 0.031635 | 0.0061134 | EPA/NEI; Estimated using an emission factor | 336874.001 | 1.0297
2018 | IA | New Hampton | 1168 | MROW | MRO West | NG | 26.5 |  | 461.001 | 4616 | 0.28671 | 1.2439 | 0.12423 | Estimated using an emission factor | 4616 | 0.28671
2018 | IA | New Harvest Wind Project LLC | 57609 | MROW | MRO West | WND | 100 |  | 269624 |  |  | 0 |  |  |  | 0
2018 | IA | NLMU Wind | 58414 | MROW | MRO West | WND | 1.5 |  | 3876 |  |  | 0 |  |  |  | 0
2018 | IA | North | 7856 | MROW | MRO West | DFO | 8 |  | 77 | 786 | 0.12183 | 3.1644 | 0.31 | Estimated using an emission factor | 786 | 0.12183
2018 | IA | North English | 62133 | MROW | MRO West | WND | 200 |  | 57556 |  |  | 0 |  |  |  | 0
2018 | IA | North English II | 62608 | MROW | MRO West | WND | 140
2018 | IA | Northern Iowa Windpower II | 56383 | RFCW | RFC West | WND | 80 |  | 174300 |  |  | 0 |  |  |  | 0
2018 | IA | Oakdale Renewable Energy Plant | 57672 | MROW | MRO West | NG | 2.8 |  | 1369 | 14432 | 0.0030452 | 0.0044487 | 0.000422 | Estimated using an emission factor | 14432 | 0.0030452
2018 | IA | O'Brien Wind | 60326 | MROW | MRO West | WND | 467.8 |  | 814575.999 |  |  | 0 |  | EPA/NEI; Estimated using an emission factor |  | 0
2018 | IA | Ogden | 1169 | MROW | MRO West | DFO | 3.9 |  | 28 | 458 | 0.07099 | 5.0707 | 0.31 | Estimated using an emission factor | 458 | 0.07099
2018 | IA | Optimum Wind 3 LLC | 59227 | MROW | MRO West | WND | 3 |  | 6802 |  |  | 0 |  |  |  | 0
2018 | IA | Optimum Wind 4 LLC | 59226 | MROW | MRO West | WND | 3 |  | 6843 |  |  | 0 |  |  |  | 0
2018 | IA | Optimum Wind 5 LLC | 59223 | MROW | MRO West | WND | 3 |  | 6861 |  |  | 0 |  |  |  | 0
2018 | IA | Optimum Wind 6 LLC | 59224 | MROW | MRO West | WND | 3 |  | 6956 |  |  | 0 |  |  |  | 0
2018 | IA | Optimum Wind 7 LLC | 59225 | MROW | MRO West | WND | 3 |  | 9186 |  |  | 0 |  |  |  | 0
2018 | IA | Orient Wind Farm | 61077 | MROW | MRO West | WND | 500.8
2018 | IA | Osage (IA) | 1172 | MROW | MRO West | WND | 19 |  | 5118 | 864.999 | 0.058383 | 0.022815 | 0.13499 | Estimated using an emission factor | 864.999 | 0.058383
2018 | IA | Osceola Windpower II | 56913 | MROW | MRO West | WND | 50 |  | 129935 |  |  | 0 |  |  |  | 0
2018 | IA | Osceola Windpower LLC | 56645 | MROW | MRO West | WND | 100 |  | 270557 |  |  | 0 |  |  |  | 0
2018 | IA | Otter Creek Ethanol Poet - Ashton | 58138 | MROW | MRO West | NG | 7.5 | 0.4956 | 45330 | 243418.231 | 0.66738 | 0.029445 | 0.0054834 | NEI avg EF - PM, fuel type, firing type | 491159 | 1.3466
2018 | IA | Ottumwa City of | 1173 | MROW | MRO West | WAT | 3.2 |  | 7574 |  |  | 0 |  |  |  | 0
2018 | IA | Panora | 7584 | MROW | MRO West | DFO | 4.5 |  | 78 | 849 | 0.1316 | 3.3742 | 0.31 | Estimated using an emission factor | 849 | 0.1316
2018 | IA | Pella | 1175 | MROW | MRO West | SUB | 38
2018 | IA | Pella Peaking | 7971 | MROW | MRO West | DFO | 32 |  | 340.004 | 3691.002 | 0.57288 | 3.3698 | 0.31042 | EPA/NEI; Estimated using an emission factor | 3691.002 | 0.57288
2018 | IA | Pioneer Prairie Wind Farm | 56797 | MROW | MRO West | WND | 300 |  | 831339 |  |  | 0 |  |  |  | 0
2018 | IA | Plum Creek Wind | 61078 | MROW | MRO West | WND | 500
2018 | IA | Pocahontas Prairie Wind Farm | 57976 | MROW | MRO West | WND | 80 |  | 225362 |  |  | 0 |  |  |  | 0
2018 | IA | Pomeroy Wind Farm | 56501 | MROW | MRO West | WND | 286.4 |  | 711268 |  |  | 0 |  |  |  | 0
2018 | IA | Prairie Wind Farm | 60873 | MROW | MRO West | WND | 168 |  | 546329 |  |  | 0 |  |  |  | 0
2018 | IA | Preston (IA) | 1176 | MROW | MRO West | DFO | 3.2 |  | 0
2018 | IA | Primghar | 1177 | MROW | MRO West | DFO | 1.8 |  | 0
2018 | IA | Red Cedar | 7595 | MROW | MRO West | NG | 22.5 |  | -566 | 0 | 0 | 0 |  | NEI avg EF - PM, fuel type, firing type | 0 | 0
2018 | IA | Red Rock Hydro Plant | 58434 | MROW | MRO West | WAT | 36.4
2018 | IA | Richland | 62080 | MROW | MRO West | WND | 130.1
2018 | IA | Rippey Wind Farm | 57830 | MROW | MRO West | WND | 50 |  | 162617 |  |  | 0 |  |  |  | 0
2018 | IA | River Hills | 1084 | MROW | MRO West | NG | 128 |  | -770 | 16391 | 0.044942 | 0 | 0.0054837 | NEI avg EF - PM, fuel type, firing type | 16391 | 0.044942
2018 | IA | Rock Rapids | 1181 | MROW | MRO West | DFO | 2.5 |  | 18 | 191 | 0.029605 | 3.2894 | 0.31 | Estimated using an emission factor | 191 | 0.029605
2018 | IA | Rockford | 1180 | MROW | MRO West | DFO | 2.9 | 1 | 20.58 | 240 | 0.037045 | 3.6001 | 0.30871 | Estimated using an emission factor | 240 | 0.037045
2018 | IA | Roeder Family Wind Farm LLC | 58089 | MROW | MRO West | WND | 1.6 |  | 5233 |  |  | 0 |  |  |  | 0
2018 | IA | Rolling Hills Wind Farm | 57501 | MROW | MRO West | WND | 443.9 |  | 1186959 |  |  | 0 |  |  |  | 0
2018 | IA | Roquette America | 57953 | MROW | MRO West | PC | 84.4 | 0.21889 | 169456.86 | 900266.924 | 2.7445 | 0.032391 | 0.006097 | EPA/NEI; Estimated using an emission factor | 4112889.171 | 12.5382
2018 | IA | Roseman | 62130 | MROW | MRO West | WND | 1.8 |  | 6765 |  |  | 0 |  |  |  | 0
2018 | IA | Saratoga Wind Farm | 61070 | MROW | MRO West | WND | 66
2018 | IA | Shenandoah | 7850 | MROW | MRO West | DFO | 20 |  | 154 | 1600 | 0.248 | 3.2208 | 0.31 | Estimated using an emission factor | 1600 | 0.248
2018 | IA | Sibley No Two | 7060 | MROW | MRO West | NG | 1.1 |  | 14.7 | 304 | 6.4144e-05 | 0.0087271 | 0.000422 | Estimated using an emission factor | 304 | 6.4144e-05
2018 | IA | Sibley One | 1184 | MROW | MRO West | NG | 5.2 |  | 141 | 1485 | 0.00031333 | 0.0044445 | 0.000422 | Estimated using an emission factor | 1485 | 0.00031333
2018 | IA | Sixth Street | 1058 | MROW | MRO West |  | 84.7
2018 | IA | Sky Volt | 58460 | MROW | MRO West | WND | 1.6 |  | 5810 |  |  | 0 |  |  |  | 0
2018 | IA | South Plant | 7758 | MROW | MRO West | DFO | 12 |  | 75 | 748.002 | 0.11625 | 3.1 | 0.31083 | Estimated using an emission factor | 748.002 | 0.11625
2018 | IA | South Strawberry | 7926 | MROW | MRO West | DFO | 3.6 |  | 13 | 129 | 0.02015 | 3.1 | 0.3124 | Estimated using an emission factor | 129 | 0.02015
2018 | IA | Spencer Gas Turbine | 1186 | MROW | MRO West | KER | 23.8 |  | 189 | 3507 | 0.04767 | 0.50444 | 0.027185 | NEI avg EF - PM, fuel type | 3507 | 0.04767
2018 | IA | State Center | 1187 | MROW | MRO West | DFO | 6.3 |  | 126 | 1675.001 | 0.25994 | 4.126 | 0.31037 | Estimated using an emission factor | 1675.001 | 0.25994
2018 | IA | Storm Lake 1 | 54793 | MROW | MRO West | WND | 113.9 |  | 192916 |  |  | 0 |  |  |  | 0
2018 | IA | Storm Lake II | 55287 | MROW | MRO West | WND | 80.2 |  | 134257 |  |  | 0 |  |  |  | 0
2018 | IA | Story City | 1188 | MROW | MRO West | DFO | 13.9 |  | 264.999 | 2879.999 | 0.44609 | 3.3667 | 0.30978 | Estimated using an emission factor | 2879.999 | 0.44609
2018 | IA | Story City Wind Project | 58927 | MROW | MRO West | WND | 1.5 |  | 5092 |  |  | 0 |  |  |  | 0
2018 | IA | Strawberry Point | 1189 | MROW | MRO West | DFO | 2.8
2018 | IA | Strawberry Point DPC Solar | 60955 | MROW | MRO West | SUN | 1.3 |  | 2029 |  |  | 0 |  |  |  | 0
2018 | IA | Stuart (IA) | 1190 | MROW | MRO West | DFO | 2.8 |  | 3.001 | 24.999 | 0.003875 | 2.5825 | 0.31001 | Estimated using an emission factor | 24.999 | 0.003875
2018 | IA | Sumner | 1191 | MROW | MRO West | DFO | 5.6 |  | 74 | 1073.001 | 0.16631 | 4.495 | 0.31 | Estimated using an emission factor | 1073.001 | 0.16631
2018 | IA | Sutherland | 1077 | MROW | MRO West |  | 156.6 |  |  |  | 0 |  |  | EPA/NEI |  | 0
2018 | IA | Tipton | 8106 | MROW | MRO West | DFO | 12.1 |  | 67 | 614.001 | 0.044399 | 1.3254 | 0.14462 | EPA/NEI; Estimated using an emission factor | 614.001 | 0.044399
2018 | IA | Top of Iowa Windfarm | 55804 | MROW | MRO West | WND | 80 |  | 116850 |  |  | 0 |  |  |  | 0
2018 | IA | Top of Iowa Windfarm III | 56386 | MROW | MRO West | WND | 29.7 |  | 72227 |  |  | 0 |  |  |  | 0
2018 | IA | Traer East | 56025 | MROW | MRO West | DFO | 4 |  | -60 | 248 | 0.03844 | 0 | 0.31 | Estimated using an emission factor | 248 | 0.03844
2018 | IA | Traer Main | 1192 | MROW | MRO West | DFO | 4.1 |  | 7 | 705 | 0.10927 | 31.2214 | 0.31 | Estimated using an emission factor | 705 | 0.10927
2018 | IA | Traer South | 7920 | MROW | MRO West | DFO | 2 |  | -101 | 487 | 0.075485 | 0 | 0.31 | Estimated using an emission factor | 487 | 0.075485
2018 | IA | Traer Wind Project | 58932 | MROW | MRO West | WND | 1.5 |  | 5962 |  |  | 0 |  |  |  | 0
2018 | IA | Turtle Creek Wind Farm LLC | 61638 | MROW | MRO West | WND | 200.1 |  | 18247 |  |  | 0 |  |  |  | 0
2018 | IA | University of Iowa Main Power Plant | 54775 | MROW | MRO West | BIT | 46.5 | 0.11721 | 56815.137 | 320606.023 | 4.0386 | 0.14217 | 0.025194 | EPA/NEI; Estimated using an emission factor | 2735239.315 | 34.4553
2018 | IA | University of Northern Iowa | 50088 | MROW | MRO West | PC | 7.5 | 0.12673 | 11951 | 71456.078 | 0.22522 | 0.03769 | 0.0063037 | NEI avg EF - PM, fuel type | 563840 | 1.7771
2018 | IA | Upland Prairie | 61564 | MROW | MRO West | WND | 299.3
2018 | IA | Venus Wind 3 LLC | 59230 | MROW | MRO West | WND | 3 |  | 8691 |  |  | 0 |  |  |  | 0
2018 | IA | Victory Wind Farm | 56379 | MROW | MRO West | WND | 99 |  | 364441 |  |  | 0 |  |  |  | 0
2018 | IA | Vienna Wind Farm | 57874 | MROW | MRO West | WND | 150.2 |  | 440955 |  |  | 0 |  |  |  | 0
2018 | IA | Villisca Municipal Power Plant | 1193 | MROW | MRO West | DFO | 6 |  | 12 | 119 | 0.0186 | 3.1 | 0.31261 | EPA/NEI; Estimated using an emission factor | 119 | 0.0186
2018 | IA | Vinton | 1194 | MROW | MRO West | DFO | 17.5 |  | -202.001 | 8460.999 | 1.3116 | 0 | 0.31004 | Estimated using an emission factor | 8460.999 | 1.3116
2018 | IA | Walnut Wind Farm | 56811 | MROW | MRO West | WND | 153 |  | 431516 |  |  | 0 |  |  |  | 0
2018 | IA | Wapsie Valley Creamery Back Up Generator | 59379 | MROW | MRO West | DFO | 1.8 |  | 0
2018 | IA | Washburn Wind Farm | 61071 | MROW | MRO West | WND | 70
2018 | IA | Waterloo Lundquist | 7851 | MROW | MRO West | DFO | 18 |  | 171 | 1713.996 | 0.26505 | 3.1 | 0.30928 | Estimated using an emission factor | 1713.996 | 0.26505
2018 | IA | Waverly Community Wind Project | 57214 | MROW | MRO West | WND | 2.7 |  | 6080.001 |  |  | 0 |  |  |  | 0
2018 | IA | Waverly Municipal Electric North Plant | 6554 | MROW | MRO West | DFO | 27.6 |  | 308 | 3156.001 | 0.27681 | 1.7975 | 0.17542 | EPA/NEI; Estimated using an emission factor | 3156.001 | 0.27681
2018 | IA | Webster City | 1198 | MROW | MRO West | DFO | 21.3 |  | 203 | 2965 | 0.025587 | 0.25209 | 0.017259 | NEI avg EF - PM, fuel type, firing type | 2965 | 0.025587
2018 | IA | Wellsburg Wind Project | 58886 | MROW | MRO West | WND | 140.8 |  | 431123 |  |  | 0 |  |  |  | 0
2018 | IA | West Bend | 1199 | MROW | MRO West | DFO | 6.7 |  | 33 | 514.999 | 0.079825 | 4.8379 | 0.31 | Estimated using an emission factor | 514.999 | 0.079825
2018 | IA | West Diesel Generation Unit | 56517 | MROW | MRO West | DFO | 4 |  | 1 | 18 | 0.00279 | 5.58 | 0.31 | Estimated using an emission factor | 18 | 0.00279
2018 | IA | West Dubuque Solar | 60951 | MROW | MRO West | SUN | 3.8 |  | 2851 |  |  | 0 |  |  |  | 0
2018 | IA | West Liberty | 1200 | MROW | MRO West | DFO | 17.3 |  | 112 | 1527 | 0.058854 | 1.051 | 0.077084 | EPA/NEI; Estimated using an emission factor | 1527 | 0.058854
2018 | IA | West Liberty Wind Farm | 61057 | MROW | MRO West | WND | 5
2018 | IA | West Receiving | 7853 | MROW | MRO West | DFO | 2 |  | 8 | 84 | 0.01302 | 3.255 | 0.31 | Estimated using an emission factor | 84 | 0.01302
2018 | IA | Whispering Willow North | 62079 | MROW | MRO West | WND | 199.9
2018 | IA | Whispering Willow Wind Farm - East | 56355 | MROW | MRO West | WND | 199.7 |  | 582943 |  |  | 0 |  |  |  | 0
2018 | IA | Whittemore | 1201 | MROW | MRO West | DFO | 1.9 |  | 0
2018 | IA | Wilton | 1202 | MROW | MRO West | DFO | 10.2 |  | 32.338 | 304.999 | 0.047275 | 2.9238 | 0.31 | EPA/NEI; Estimated using an emission factor | 304.999 | 0.047275
2018 | IA | Wind GEM | 60541 | MROW | MRO West | WND | 1.9 |  | 5826 |  |  | 0 |  |  |  | 0
2018 | IA | Windwalkers LLC | 58071 | MROW | MRO West | WND | 1.6 |  | 4543 |  |  | 0 |  |  |  | 0
2018 | IA | Winnebago Wind Power Project | 56764 | MROW | MRO West | WND | 20 |  | 54716 |  |  | 0 |  |  |  | 0
2018 | IA | Winterset | 1203 | MROW | MRO West | DFO | 13.6 |  | 52 | 932 | 0.14462 | 5.5621 | 0.31033 | Estimated using an emission factor | 932 | 0.14462
2018 | IA | Wiota | 58461 | MROW | MRO West | WND | 1.6 |  | 5445 |  |  | 0 |  |  |  | 0
2018 | IA | Wolverine | 57631 | MROW | MRO West | WND | 1.5 |  | 4839 |  |  | 0 |  |  |  | 0
2018 | IA | Ames | 1122 | MROW | MRO West | NG | 108.8 |  | 186064 | 2549444 | 9.5738 | 0.10291 | 0.0075105 | EPA/NEI | 2549444 | 9.5738
2018 | IA | Burlington (IA) | 1104 | MROW | MRO West | SUB | 290.8 |  | 1192713 | 13400907 | 86.6073 | 0.14523 | 0.012926 | EPA/NEI | 13400907 | 86.6073
2018 | IA | Dayton Avenue Substation | 6463 | MROW | MRO West | DFO | 78.7 |  | 43 | 4967 | 0.029802 | 1.3861 | 0.012 | EPA/NEI | 4967 | 0.029802
2018 | IA | Earl F Wisdom | 1217 | MROW | MRO West | NG | 119.1 |  | 21902 | 323935 | 6.1226 | 0.55909 | 0.037801 | EPA/NEI | 323935 | 6.1226
2018 | IA | Electrifarm | 6063 | MROW | MRO West | NG | 264.1 |  | 5537.999 | 125322 | 0.40175 | 0.14509 | 0.0064114 | EPA/NEI | 125322 | 0.40175
2018 | IA | Emery Station | 8031 | MROW | MRO West | NG | 602.8 |  | 2447344 | 20758468 | 50.0094 | 0.040868 | 0.0048182 | EPA/NEI | 20758468 | 50.0094
2018 | IA | Exira Station | 56013 | MROW | MRO West | NG | 181.5 |  | 84297.999 | 904378 | 3.0528 | 0.072429 | 0.0067512 | EPA/NEI | 904378 | 3.0528
2018 | IA | George Neal North | 1091 | MROW | MRO West | RC | 1080.3 |  | 2277961 | 25303920 | 74.6063 | 0.065503 | 0.0058968 | EPA/NEI | 25303920 | 74.6063
2018 | IA | George Neal South | 7343 | MROW | MRO West | RC | 695.9 | 0.9489 | 3090593 | 29775351.833 | 147.793 | 0.095641 | 0.0099272 | EPA/NEI | 31378659 | 155.7511
2018 | IA | Greater Des Moines Energy Center | 7985 | MROW | MRO West | NG | 576.3 |  | 638948 | 4708775 | 24.936 | 0.078053 | 0.010591 | EPA/NEI | 4708775 | 24.936
2018 | IA | Lansing | 1047 | MROW | MRO West | SUB | 340.5 |  | 883151 | 10973895 | 40.737 | 0.092254 | 0.0074243 | EPA/NEI | 10973895 | 40.737
2018 | IA | Lime Creek | 7155 | MROW | MRO West | DFO | 90.2 |  | 1845 | 35068 | 0.17806 | 0.19302 | 0.010155 | EPA/NEI | 35068 | 0.17806
2018 | IA | Louisa | 6664 | MROW | MRO West | RC | 811.9 |  | 4878999 | 51727847 | 126.3799 | 0.051806 | 0.0048863 | EPA/NEI | 51727847 | 126.3799
2018 | IA | Marshalltown CTs | 1068 | MROW | MRO West | NG | 189 |  | 30809.001 | 393244 | 1.2172 | 0.079018 | 0.0061907 | EPA/NEI | 393244 | 1.2172
2018 | IA | Marshalltown Generating Station | 58236 | MROW | MRO West | NG | 705.9 |  | 3028825 | 22663012 | 26.3763 | 0.017417 | 0.0023277 | EPA/NEI; Estimated using an emission factor | 22663012 | 26.3763
2018 | IA | Milton L Kapp | 1048 | MROW | MRO West | NG | 237.3 |  | 303 | 32743 | 0.11153 | 0.73617 | 0.0068124 | EPA/NEI | 32743 | 0.11153
2018 | IA | Muscatine | 1167 | MROW | MRO West | RC | 293.5 | 0.41529 | 883000 | 5201621.045 | 22.1821 | 0.050243 | 0.0085289 | EPA/NEI | 12525433 | 53.4143
2018 | IA | Ottumwa | 6254 | MROW | MRO West | SUB | 725.9 |  | 3735791 | 42176707 | 47.2557 | 0.025299 | 0.0022408 | EPA/NEI | 42176707 | 47.2557
2018 | IA | Pleasant Hill Energy Center | 7145 | MROW | MRO West | NG | 179.8 |  | 12872 | 214492 | 0.75286 | 0.11698 | 0.0070199 | EPA/NEI | 214492 | 0.75286
2018 | IA | Prairie Creek | 1073 | MROW | MRO West | SUB | 236.4 | 0.35284 | 130674 | 1341575.862 | 10.2588 | 0.15701 | 0.015294 | EPA/NEI | 3802241 | 29.0752
2018 | IA | Riverside (1081) | 1081 | MROW | MRO West | NG | 111 |  | -1973 | 39671 | 0.13718 | 0 | 0.0069159 | EPA/NEI | 39671 | 0.13718
2018 | IA | Streeter Station | 1131 | MROW | MRO West | BIT | 51.5 |  | 2823 | 61376 | 0 | 0 | 0 | EPA/NEI | 61376 | 0
2018 | IA | Summit Lake | 1206 | MROW | MRO West | NG | 145.2 |  | 10246 | 142285 | 0.41963 | 0.081911 | 0.0058984 | EPA/NEI | 142285 | 0.41963
2018 | IA | Sycamore Combustion Turbine | 8029 | MROW | MRO West | NG | 157.6 |  | 4618 | 111190 | 0.34646 | 0.15005 | 0.0062318 | EPA/NEI | 111190 | 0.34646
2018 | IA | Walter Scott Jr. Energy Center | 1082 | MROW | MRO West | RC | 1778.9 | 0.99123 | 10039865 | 100745042.529 | 251.4782 | 0.050096 | 0.0049924 | EPA/NEI | 101636071 | 253.7024
2018 | ID | Albeni Falls | 851 | NWPP | WECC Northwest | WAT | 42 |  | 167334 |  |  | 0 |  |  |  | 0
2018 | ID | Amalgamated Sugar LLC Nampa | 54690 | NWPP | WECC Northwest | NG | 8.7 | 0.058502 | 31879.05 | 179476.905 | 0.72261 | 0.045334 | 0.0080524 | EPA/NEI; Estimated using an emission factor | 3067861 | 12.3519
2018 | ID | Amalgamated Sugar Twin Falls | 10504 | NWPP | WECC Northwest | NG | 10.2 | 0.090041 | 47641.442 | 267768.081 | 3.0316 | 0.12727 | 0.022644 | NEI avg EF - PM, fuel type | 2973852.99 | 33.6693
2018 | ID | American Falls | 809 | NWPP | WECC Northwest | WAT | 92.4 |  | 489267.999 |  |  | 0 |  |  |  | 0
2018 | ID | American Falls Solar | 60011 | NWPP | WECC Northwest | SUN | 20 |  | 42606 |  |  | 0 |  |  |  | 0
2018 | ID | American Falls Solar II | 60012 | NWPP | WECC Northwest | SUN | 20 |  | 43733 |  |  | 0 |  |  |  | 0
2018 | ID | Anderson Ranch | 6395 | NWPP | WECC Northwest | WAT | 40 |  | 146289 |  |  | 0 |  |  |  | 0
2018 | ID | Arrowrock Hydroelectric Project | 56997 | NWPP | WECC Northwest | WAT | 15 |  | 77252 |  |  | 0 |  |  |  | 0
2018 | ID | Ashton | 825 | NWPP | WECC Northwest | WAT | 6.7 |  | 38064 |  |  | 0 |  |  |  | 0
2018 | ID | Bannock County LFG to Energy | 59529 | NWPP | WECC Northwest | LFG | 3.2 |  | 10937 | 111661 | 0.82071 | 0.15008 | 0.0147 | EPA/NEI; Estimated using an emission factor | 111661 | 0.82071
2018 | ID | Barber Dam | 10735 | NWPP | WECC Northwest | WAT | 4.1 |  | 12068 |  |  | 0 |  |  |  | 0
2018 | ID | Bennett Creek Windfarm LLC - Mountain Home | 56637 | NWPP | WECC Northwest | WND | 21 |  | 43448 |  |  | 0 |  |  |  | 0
2018 | ID | Big Sky Dairy Digester | 57393 | NWPP | WECC Northwest | OBG | 1.6 | 1 | 8813 | 60099 | 0.44173 | 0.10025 | 0.0147 | Estimated using an emission factor | 60099 | 0.44173
2018 | ID | Birch Creek Power | 10140 | NWPP | WECC Northwest | WAT | 2.6 |  | 12803 |  |  | 0 |  |  |  | 0
2018 | ID | Black Canyon | 6396 | NWPP | WECC Northwest | WAT | 22.7 |  | 62214.001 |  |  | 0 |  | EPA/NEI; Estimated using an emission factor |  | 0
2018 | ID | Blind Canyon Hydro | 54514 | NWPP | WECC Northwest | WAT | 1.3 |  | 4415 |  |  | 0 |  |  |  | 0
2018 | ID | Bliss | 810 | NWPP | WECC Northwest | WAT | 75 |  | 353493 |  |  | 0 |  |  |  | 0
2018 | ID | Boise R Diversion | 6397 | NWPP | WECC Northwest | WAT | 4.8 |  | 9866.001 |  |  | 0 |  | EPA/NEI; Estimated using an emission factor |  | 0
2018 | ID | Brownlee | 811 | NWPP | WECC Northwest | WAT | 675 |  | 2418886.001 |  |  | 0 |  |  |  | 0
2018 | ID | Burley Butte Windpark | 56434 | NWPP | WECC Northwest | WND | 21.3 |  | 61297 |  |  | 0 |  |  |  | 0
2018 | ID | Bypass | 50895 | NWPP | WECC Northwest | WAT | 9.9 |  | 27900.999 |  |  | 0 |  |  |  | 0
2018 | ID | BYUI Central Energy Facility | 59496 | NWPP | WECC Northwest | NG | 5.6 | 0.42781 | 39365 | 202885.858 | 0.55625 | 0.028261 | 0.0054834 | NEI avg EF - PM, fuel type, firing type | 474246 | 1.3002
2018 | ID | C J Strike | 812 | NWPP | WECC Northwest | WAT | 82.8 |  | 568652.001 |  |  | 0 |  |  |  | 0
2018 | ID | Cabinet Gorge | 833 | NWPP | WECC Northwest | WAT | 265.2 |  | 1159246 |  |  | 0 |  |  |  | 0
2018 | ID | Camp Reed | 57125 | NWPP | WECC Northwest | WND | 22.5 |  | 66824 |  |  | 0 |  |  |  | 0
2018 | ID | Cargill B6 Biofactory | 57343 | NWPP | WECC Northwest | OBG | 2.2 | 0.47087 | 10547 | 67613.593 | 0.49696 | 0.094238 | 0.0147 | Estimated using an emission factor | 143593 | 1.0554
2018 | ID | Cargill Dry Creek Biofactory | 57344 | NWPP | WECC Northwest | OBG | 2.4 | 0.49475 | 10665.999 | 64059.937 | 0.47084 | 0.088289 | 0.0147 | Estimated using an emission factor | 129479.001 | 0.95168
2018 | ID | Carter Solar One, LLC | 60896 | NWPP | WECC Northwest | SUN | 20
2018 | ID | Cascade Dam | 813 | NWPP | WECC Northwest | WAT | 12.4 |  | 46879 |  |  | 0 |  |  |  | 0
2018 | ID | Cassia Gulch | 56935 | NWPP | WECC Northwest | WND | 18.9 |  | 43082 |  |  | 0 |  |  |  | 0
2018 | ID | Cassia Wind | 56934 | NWPP | WECC Northwest | WND | 10.5 |  | 24869 |  |  | 0 |  |  |  | 0
2018 | ID | Chester Diversion Hydroelectric Project | 56893 | NWPP | WECC Northwest | WAT | 3.6 |  | 5265 |  |  | 0 |  |  |  | 0
2018 | ID | City Power Plant | 841 | NWPP | WECC Northwest | WAT | 8 |  | 46503 |  |  | 0 |  |  |  | 0
2018 | ID | Clear Lake | 814 | NWPP | WECC Northwest | WAT | 2.5 |  | 17281 |  |  | 0 |  |  |  | 0
2018 | ID | Clearwater Paper IPP Lewiston | 50637 | NWPP | WECC Northwest | BLQ | 113.8 | 0.11129 | 368462 | 2051368.241 | 9.4389 | 0.051234 | 0.0092026 | EPA/NEI; Estimated using an emission factor | 18433314.774 | 84.8169
2018 | ID | Clif Bar Bakery of Twin Falls | 62151 | NWPP | WECC Northwest | SUN | 2
2018 | ID | Cold Springs Windfarm | 57431 | NWPP | WECC Northwest | WND | 23 |  | 47798 |  |  | 0 |  |  |  | 0
2018 | ID | Cove | 826 | NWPP | WECC Northwest | WAT | 7.5
2018 | ID | Crystal Springs | 10806 | NWPP | WECC Northwest | WAT | 2.3 |  | 11123 |  |  | 0 |  |  |  | 0
2018 | ID | Desert Meadow Windfarm | 57430 | NWPP | WECC Northwest | WND | 23 |  | 60140 |  |  | 0 |  |  |  | 0
2018 | ID | Dietrich Drop | 10807 | NWPP | WECC Northwest | WAT | 4.8 |  | 14320 |  |  | 0 |  |  |  | 0
2018 | ID | Double A Digester | 57425 | NWPP | WECC Northwest | OBG | 4.5 | 0.51288 | 21989.001 | 142269.949 | 1.0457 | 0.095109 | 0.0147 | Estimated using an emission factor | 277395.999 | 2.0389
2018 | ID | Dry Creek Project | 54394 | NWPP | WECC Northwest | WAT | 3.6 |  | 12788 |  |  | 0 |  |  |  | 0
2018 | ID | Dworshak | 840 | NWPP | WECC Northwest | WAT | 465 |  | 1598478 |  |  | 0 |  |  |  | 0
2018 | ID | El Dorado Hydro Elk Creek | 50891 | NWPP | WECC Northwest | WAT | 2.6 |  | 3343 |  |  | 0 |  |  |  | 0
2018 | ID | Falls River Hydro | 54668 | NWPP | WECC Northwest | WAT | 9 |  | 58588 |  |  | 0 |  |  |  | 0
2018 | ID | Fargo Drop | 58384 | NWPP | WECC Northwest | WAT | 1.1 |  | 3933 |  |  | 0 |  |  |  | 0
2018 | ID | Felt | 6359 | NWPP | WECC Northwest | WAT | 7.4 |  | 29902 |  |  | 0 |  |  |  | 0
2018 | ID | Fighting Creek LFGTE Plant | 57902 | NWPP | WECC Northwest | LFG | 3.2 |  | 14854 | 163376 | 1.2008 | 0.16168 | 0.0147 | Estimated using an emission factor | 163376 | 1.2008
2018 | ID | Ford Hydro LP | 54674 | NWPP | WECC Northwest | WAT | 1.2 |  | 4302 |  |  | 0 |  |  |  | 0
2018 | ID | Fossil Gulch | 56308 | NWPP | WECC Northwest | WND | 10.5 |  | 26234 |  |  | 0 |  |  |  | 0
2018 | ID | Gem State | 790 | NWPP | WECC Northwest | WAT | 23.4 |  | 144613 |  |  | 0 |  |  |  | 0
2018 | ID | Golden Valley Wind Park LLC | 56435 | NWPP | WECC Northwest | WND | 12 |  | 32707 |  |  | 0 |  |  |  | 0
2018 | ID | Goshen Phase II | 57211 | NWPP | WECC Northwest | WND | 124.5 |  | 373350 |  |  | 0 |  |  |  | 0
2018 | ID | Grace | 827 | NWPP | WECC Northwest | WAT | 33 |  | 123891.999 |  |  | 0 |  |  |  | 0
2018 | ID | Grand View Solar Two | 60068 | NWPP | WECC Northwest | SUN | 80 |  | 182356 |  |  | 0 |  |  |  | 0
2018 | ID | Hammett Hill Windfarm | 57428 | NWPP | WECC Northwest | WND | 23 |  | 56987 |  |  | 0 |  |  |  | 0
2018 | ID | Hazelton B Hydro | 54558 | NWPP | WECC Northwest | WAT | 7.6 |  | 23147 |  |  | 0 |  |  |  | 0
2018 | ID | Head of U Canal Hydro Project | 61217 | NWPP | WECC Northwest | WAT | 1.2 |  | 4273 |  |  | 0 |  |  |  | 0
2018 | ID | Hidden Hollow Energy | 57861 | NWPP | WECC Northwest | LFG | 3.2 |  | 5767 | 61160 | 0.44953 | 0.1559 | 0.0147 | Estimated using an emission factor | 61160 | 0.44953
2018 | ID | High Mesa | 58019 | NWPP | WECC Northwest | WND | 40 |  | 96497 |  |  | 0 |  |  |  | 0
2018 | ID | Horse Butte Wind I, LLC | 57890 | NWPP | WECC Northwest | WND | 57.6 |  | 159639 |  |  | 0 |  |  |  | 0
2018 | ID | Horseshoe Bend Hydroelectric Co | 54524 | NWPP | WECC Northwest | WAT | 9.4 |  | 44462 |  |  | 0 |  |  |  | 0
2018 | ID | ID Solar | 60445 | NWPP | WECC Northwest | SUN | 40 |  | 97248 |  |  | 0 |  |  |  | 0
2018 | ID | Island Park | 4204 | NWPP | WECC Northwest | WAT | 4.8 |  | 17366 |  |  | 0 |  |  |  | 0
2018 | ID | Jackpot Solar East, LLC | 60899 | NWPP | WECC Northwest | SUN | 20
2018 | ID | Jackpot Solar North, LLC | 60897 | NWPP | WECC Northwest | SUN | 20
2018 | ID | Jackpot Solar South, LLC | 60898 | NWPP | WECC Northwest | SUN | 20
2018 | ID | Jackpot Solar West, LLC | 60900 | NWPP | WECC Northwest | SUN | 20
2018 | ID | K W Company | 55007 | NWPP | WECC Northwest | WAT | 1.4 |  | 331.002 |  |  | 0 |  |  |  | 0
2018 | ID | Kettle Butte Digester, LLC | 57345 | NWPP | WECC Northwest | OBG | 1.8 | 0.44686 | 6795 | 40217.031 | 0.2956 | 0.087005 | 0.0147 | Estimated using an emission factor | 89999 | 0.6615
2018 | ID | Koyle Ranch Hydroelectric Project | 10781 | NWPP | WECC Northwest | WAT | 1.3 |  | 3410 |  |  | 0 |  |  |  | 0
2018 | ID | Last Chance | 987 | NWPP | WECC Northwest | WAT | 1.7 |  | 4553 |  |  | 0 |  |  |  | 0
2018 | ID | Lateral 10 Ventures | 54753 | NWPP | WECC Northwest | WAT | 2.4 |  | 7122 |  |  | 0 |  |  |  | 0
2018 | ID | Little Mac Project | 10049 | NWPP | WECC Northwest | WAT | 1.5 |  | 6118.001 |  |  | 0 |  |  |  | 0
2018 | ID | Little Wood Hydro Project | 54386 | NWPP | WECC Northwest | WAT | 2.8 |  | 6503 |  |  | 0 |  |  |  | 0
2018 | ID | Low Line Rapids | 10808 | NWPP | WECC Northwest | WAT | 2.8 |  | 9765 |  |  | 0 |  |  |  | 0
2018 | ID | Lower Malad | 815 | NWPP | WECC Northwest | WAT | 13.5 |  | 99335 |  |  | 0 |  |  |  | 0
2018 | ID | Lower No 1 | 7012 | NWPP | WECC Northwest | WAT | 8 |  | 42339 |  |  | 0 |  |  |  | 0
2018 | ID | Lower No 2 | 843 | NWPP | WECC Northwest | WAT | 3 |  | 12035 |  |  | 0 |  |  |  | 0
2018 | ID | Lower Salmon | 816 | NWPP | WECC Northwest | WAT | 60 |  | 327431 |  |  | 0 |  |  |  | 0
2018 | ID | Lucky Peak Power Plant Project | 10014 | NWPP | WECC Northwest | WAT | 101.2 |  | 347569.999 |  |  | 0 |  |  |  | 0
2018 | ID | Magic Dam Hydroelectric Project | 10740 | NWPP | WECC Northwest | WAT | 9 |  | 19968.999 |  |  | 0 |  |  |  | 0
2018 | ID | Mainline Windfarm | 57429 | NWPP | WECC Northwest | WND | 23 |  | 57625 |  |  | 0 |  |  |  | 0
2018 | ID | Marco Ranch | 50323 | NWPP | WECC Northwest | WAT | 1.2 |  | 3004 |  |  | 0 |  |  |  | 0
2018 | ID | Marsh Valley Development | 50972 | NWPP | WECC Northwest | WAT | 1.6 |  | 6867 |  |  | 0 |  |  |  | 0
2018 | ID | Meadow Creek Project Company | 58106 | NWPP | WECC Northwest | WND | 119.7 |  | 244522 |  |  | 0 |  |  |  | 0
2018 | ID | Mile 28 Water Power Project | 54812 | NWPP | WECC Northwest | WAT | 1.4 |  | 4098 |  |  | 0 |  |  |  | 0
2018 | ID | Milner Dam Wind Park LLC | 56437 | NWPP | WECC Northwest | WND | 19.5 |  | 56611 |  |  | 0 |  |  |  | 0
2018 | ID | Milner Hydro | 7190 | NWPP | WECC Northwest | WAT | 59.5 |  | 294476 |  |  | 0 |  |  |  | 0
2018 | ID | Minidoka | 6398 | NWPP | WECC Northwest | WAT | 27.7 |  | 48650 |  |  | 0 |  |  |  | 0
2018 | ID | Mink Creek Hydro | 10325 | NWPP | WECC Northwest | WAT | 3.1 |  | 9285 |  |  | 0 |  |  |  | 0
2018 | ID | Mora Drop Hydroelectric Project | 56498 | NWPP | WECC Northwest | WAT | 1.7 |  | 4360 |  |  | 0 |  |  |  | 0
2018 | ID | Mountain Home | 56636 | NWPP | WECC Northwest | WND | 21 |  | 38169 |  |  | 0 |  |  |  | 0
2018 | ID | Moyie Springs | 6506 | NWPP | WECC Northwest | WAT | 3.9 |  | 23879.001 |  |  | 0 |  |  |  | 0
2018 | ID | Mt. Home Solar 1, LLC | 59695 | NWPP | WECC Northwest | SUN | 20 |  | 47324 |  |  | 0 |  |  |  | 0
2018 | ID | Murphy Flat Solar | 60009 | NWPP | WECC Northwest | SUN | 20 |  | 45755 |  |  | 0 |  |  |  | 0
2018 | ID | North Gooding Main Hydro | 61688 | NWPP | WECC Northwest | WAT | 1.3 |  | 4759 |  |  | 0 |  |  |  | 0
2018 | ID | Notch Butte Hydro | 50718 | NWPP | WECC Northwest | WAT | 1 |  | 3817 |  |  | 0 |  |  |  | 0
2018 | ID | Oneida | 829 | NWPP | WECC Northwest | WAT | 30 |  | 61899 |  |  | 0 |  |  |  | 0
2018 | ID | Orchard Ranch Solar | 60010 | NWPP | WECC Northwest | SUN | 20 |  | 47739 |  |  | 0 |  |  |  | 0
2018 | ID | Oregon Trail Wind Park | 56439 | NWPP | WECC Northwest | WND | 13.5 |  | 37867 |  |  | 0 |  |  |  | 0
2018 | ID | Palisades Dam | 850 | NWPP | WECC Northwest | WAT | 176.4 |  | 827208 |  |  | 0 |  |  |  | 0
2018 | ID | Payne's Ferry | 57124 | NWPP | WECC Northwest | WND | 21 |  | 62994 |  |  | 0 |  |  |  | 0
2018 | ID | Pilgrim Stage Wind Park | 56440 | NWPP | WECC Northwest | WND | 10.5 |  | 33492 |  |  | 0 |  |  |  | 0
2018 | ID | Plummer Cogen | 55090 | NWPP | WECC Northwest | WDS | 6.2 | 0.25799 | 33180 | 186406.42 | 2.1262 | 0.12816 | 0.022812 | NEI avg EF - PM, fuel type | 722528 | 8.2412
2018 | ID | Post Falls | 835 | NWPP | WECC Northwest | WAT | 14.5 |  | 72493 |  |  | 0 |  |  |  | 0
2018 | ID | Power County Wind Park North | 57761 | NWPP | WECC Northwest | WND | 22.5 |  | 65358 |  |  | 0 |  |  |  | 0
2018 | ID | Power County Wind Park South | 57760 | NWPP | WECC Northwest | WND | 22.5 |  | 57341 |  |  | 0 |  |  |  | 0
2018 | ID | Raft River Geothermal Power Plant | 56317 | NWPP | WECC Northwest | GEO | 36 |  | 83112 |  |  | 0 |  | EPA/NEI; Estimated using an emission factor |  | 0
2018 | ID | Rock Creek Dairy | 58142 | NWPP | WECC Northwest | OBG | 3.2 |  | 5935 | 85625 | 0.62935 | 0.21208 | 0.0147 | Estimated using an emission factor | 85625 | 0.62935
2018 | ID | Rock Creek I | 50987 | NWPP | WECC Northwest | WAT | 2.1 |  | 10811 |  |  | 0 |  |  |  | 0
2018 | ID | Rock Creek II | 10809 | NWPP | WECC Northwest | WAT | 1.9 |  | 4729 |  |  | 0 |  |  |  | 0
2018 | ID | Rockland Wind Farm | 57766 | NWPP | WECC Northwest | WND | 79.2 |  | 346182 |  |  | 0 |  |  |  | 0
2018 | ID | Ryegrass Windfarm | 57427 | NWPP | WECC Northwest | WND | 23 |  | 54291 |  |  | 0 |  |  |  | 0
2018 | ID | S E Hazelton A | 50896 | NWPP | WECC Northwest | WAT | 8.4 |  | 23972.001 |  |  | 0 |  |  |  | 0
2018 | ID | Salmon Diesel | 817 | NWPP | WECC Northwest | DFO | 5 |  | 36 | 447 | 0.06944 | 3.8578 | 0.31069 | Estimated using an emission factor | 447 | 0.06944
2018 | ID | Salmon Falls Wind Park | 56441 | NWPP | WECC Northwest | WND | 21 |  | 65012 |  |  | 0 |  |  |  | 0
2018 | ID | Sawtooth Wind Project | 57749 | NWPP | WECC Northwest | WND | 22.4 |  | 53285 |  |  | 0 |  |  |  | 0
2018 | ID | Shoshone Falls | 818 | NWPP | WECC Northwest | WAT | 15.7 |  | 82751 |  |  | 0 |  | EPA/NEI; Estimated using an emission factor |  | 0
2018 | ID | Simcoe Solar | 60748 | NWPP | WECC Northwest | SUN | 20 |  | 49203 |  |  | 0 |  |  |  | 0
2018 | ID | Simplot Leasing Don Plant | 50274 | NWPP | WECC Northwest | WH | 15.9 | 1 | 63972 |  |  | 0 |  |  |  | 0
2018 | ID | Smith Falls Hydro Project | 54249 | NWPP | WECC Northwest | WAT | 38.1 |  | 56031.001 |  |  | 0 |  |  |  | 0
2018 | ID | Soda | 831 | NWPP | WECC Northwest | WAT | 14.5 |  | 29789 |  |  | 0 |  |  |  | 0
2018 | ID | South Forks Hydro | 10296 | NWPP | WECC Northwest | WAT | 8 |  | 29616 |  |  | 0 |  |  |  | 0
2018 | ID | Swan Falls | 819 | NWPP | WECC Northwest | WAT | 25 |  | 123727 |  |  | 0 |  |  |  | 0
2018 | ID | Tamarack Energy Partnership | 50099 | NWPP | WECC Northwest | WDS | 6.2 | 0.22844 | 25911 | 145698.035 | 1.6618 | 0.12827 | 0.022812 | NEI avg EF - PM, fuel type | 637798 | 7.2748
2018 | ID | Thousand Springs | 820 | NWPP | WECC Northwest | WAT | 8.8 |  | 30563 |  |  | 0 |  | EPA/NEI; Estimated using an emission factor |  | 0
2018 | ID | Thousand Springs Wind Park | 56442 | NWPP | WECC Northwest | WND | 12 |  | 32515 |  |  | 0 |  |  |  | 0
2018 | ID | Tuana Gulch Wind Park | 56443 | NWPP | WECC Northwest | WND | 10.5 |  | 29883 |  |  | 0 |  |  |  | 0
2018 | ID | Tuana Springs | 57136 | NWPP | WECC Northwest | WND | 16.8 |  | 33153 |  |  | 0 |  |  |  | 0
2018 | ID | Twin Falls (ID) | 821 | NWPP | WECC Northwest | WAT | 52.7 |  | 262039 |  |  | 0 |  |  |  | 0
2018 | ID | Two Ponds Windfarm | 57444 | NWPP | WECC Northwest | WND | 23 |  | 59244 |  |  | 0 |  |  |  | 0
2018 | ID | UAMPS Carbon Free Power Plant | 61075 | NWPP | WECC Northwest | NUC | 600
2018 | ID | Upper Malad | 823 | NWPP | WECC Northwest | WAT | 8.3 |  | 36697 |  |  | 0 |  |  |  | 0
2018 | ID | Upper Power Plant | 844 | NWPP | WECC Northwest | WAT | 8 |  | 52418 |  |  | 0 |  |  |  | 0
2018 | ID | Upper Salmon A | 822 | NWPP | WECC Northwest | WAT | 18 |  | 126166 |  |  | 0 |  |  |  | 0
2018 | ID | Upper Salmon B | 7079 | NWPP | WECC Northwest | WAT | 16.5 |  | 118876 |  |  | 0 |  |  |  | 0
2018 | ID | Wilson Lake Hydroelectric Project | 54306 | NWPP | WECC Northwest | WAT | 8.4 |  | 26672 |  |  | 0 |  |  |  | 0
2018 | ID | Wolverine Creek | 56301 | NWPP | WECC Northwest | WND | 64.5 |  | 171358 |  |  | 0 |  |  |  | 0
2018 | ID | Yahoo Creek | 57126 | NWPP | WECC Northwest | WND | 21 |  | 63278 |  |  | 0 |  |  |  | 0
2018 | ID | Bennett Mountain Power Project | 55733 | NWPP | WECC Northwest | NG | 392.8 |  | 149158 | 1647827 | 5.4362 | 0.072891 | 0.006598 | EPA/NEI | 1647827 | 5.4362
2018 | ID | Evander Andrews Power Complex | 7953 | NWPP | WECC Northwest | NG | 270.9 |  | 127647.999 | 1380629 | 2.4023 | 0.037639 | 0.00348 | EPA/NEI | 1380629 | 2.4023
2018 | ID | Langley Gulch Power Plant | 57028 | NWPP | WECC Northwest | NG | 318.5 |  | 1131203 | 7851126 | 30.8999 | 0.054632 | 0.0078714 | EPA/NEI | 7851126 | 30.8999
2018 | ID | Rathdrum Combustion Turbine Project | 7456 | NWPP | WECC Northwest | NG | 166.4 |  | 145074 | 1462846 | 3.9 | 0.053766 | 0.0053321 | EPA/NEI | 1462846 | 3.9
2018 | ID | Rathdrum Power, LLC | 55179 | NWPP | WECC Northwest | NG | 301.5 |  | 1593817 | 11256502 | 32.3986 | 0.040655 | 0.0057564 | NEI avg EF - PM, fuel type, firing type | 11256502 | 32.3986
2018 | IL | 1515 S Caron Road | 7770 | RFCW | RFC West | NG | 4.2 |  | 272 | 3912 | 0.010726 | 0.078864 | 0.0054834 | NEI avg EF - PM, fuel type, firing type | 3912 | 0.010726
2018 | IL | Adkins Energy LLC | 58136 | RFCW | RFC West | NG | 5 | 0.36387 | 27612 | 143307.857 | 0.39291 | 0.028459 | 0.0054834 | NEI avg EF - PM, fuel type, firing type | 393843 | 1.0798
2018 | IL | Agriwind | 56408 | SRMW | SERC Midwest | WND | 8.4 |  | 20756 |  |  | 0 |  |  |  | 0
2018 | IL | Altamont | 7990 | SRMW | SERC Midwest | DFO | 7.2 |  | 72 | 749 | 0.11594 | 3.2206 | 0.30959 | Estimated using an emission factor | 749 | 0.11594
2018 | IL | Archer Daniels Midland Taylorville | 54312 | SRMW | SERC Midwest | NG | 4.6
2018 | IL | Argonne National Laboratory CHP | 60742 | RFCW | RFC West | NG | 6.3 | 1 | 7606 | 80850 | 0.22167 | 0.058287 | 0.0054834 | NEI avg EF - PM, fuel type, firing type | 80850 | 0.22167
2018 | IL | Avenue A Generator Sets | 7854 | SRMW | SERC Midwest | DFO | 3.6 |  | 290 | 1951 | 0.30256 | 2.0866 | 0.31016 | Estimated using an emission factor | 1951 | 0.30256
2018 | IL | Avon Energy Partners LLC | 55768 | RFCW | RFC West | LFG | 3.3
2018 | IL | Beecher Gas Recovery | 56419 | RFCW | RFC West | LFG | 3.3 |  | 14403 | 151358.001 | 1.1125 | 0.15448 | 0.0147 | Estimated using an emission factor | 151358.001 | 1.1125
2018 | IL | Big Sky Wind LLC | 57135 | RFCW | RFC West | WND | 240 |  | 499260 |  |  | 0 |  |  |  | 0
2018 | IL | Bishop Hill Energy LLC | 57463 | RFCW | RFC West | WND | 200 |  | 501318 |  |  | 0 |  |  |  | 0
2018 | IL | Bishop Hill II Wind Farm | 58111 | SRMW | SERC Midwest | WND | 81 |  | 258238 |  |  | 0 |  |  |  | 0
2018 | IL | Bishop Hill III | 61787 | SRMW | SERC Midwest | WND | 119 |  | 223713 |  |  | 0 |  |  |  | 0
2018 | IL | Blackstone Wind Farm II LLC | 57113 | RFCW | RFC West | WND | 200 |  | 475666 |  |  | 0 |  |  |  | 0
2018 | IL | Blackstone Wind Farm LLC | 57110 | RFCW | RFC West | WND | 102 |  | 248383 |  |  | 0 |  |  |  | 0
2018 | IL | Bloom | 865 | RFCW | RFC West | DFO | 152
2018 | IL | BP Naperville Cogeneration Facility | 50722 | RFCW | RFC West | NG | 9.5 | 0.34439 | 57365 | 328343.748 | 0.90022 | 0.031386 | 0.0054834 | NEI avg EF - PM, fuel type, firing type | 953407 | 2.614
2018 | IL | Braidwood Generation Station | 6022 | RFCW | RFC West | NUC | 2449.8 |  | 19343459 |  |  | 0 |  |  |  | 0
2018 | IL | Breese | 934 | SRMW | SERC Midwest | DFO | 18.9 |  | 272.001 | 3292.999 | 0.51041 | 3.753 | 0.31 | EPA/NEI; Estimated using an emission factor | 3292.999 | 0.51041
2018 | IL | Brickyard Energy Partners LLC | 55762 | SRMW | SERC Midwest | LFG | 4.4
2018 | IL | Bright Stalk Wind Farm I | 57623 | SRMW | SERC Midwest | WND | 200
2018 | IL | Bright Stalk Wind Farm II | 57622 | SRMW | SERC Midwest | WND | 200
2018 | IL | Broadlands Wind Farm | 61161 | SRMW | SERC Midwest | WND | 300
2018 | IL | Brown County Wind Turbine | 57767 | SRMW | SERC Midwest | WND | 1.5 |  | 3050 |  |  | 0 |  |  |  | 0
2018 | IL | Bunge Oil | 52034 | RFCW | RFC West | NG | 3.5
2018 | IL | Bushnell | 935 | SRMW | SERC Midwest | DFO | 10.8 |  | 64 | 713.999 | 0.11036 | 3.4487 | 0.30913 | Estimated using an emission factor | 713.999 | 0.11036
2018 | IL | Byron Generating Station | 6023 | RFCW | RFC West | NUC | 2449.8 |  | 20051023 |  |  | 0 |  |  |  | 0
2018 | IL | California Ridge Wind Energy LLC | 58008 | SRMW | SERC Midwest | WND | 217 |  | 738697 |  |  | 0 |  |  |  | 0
2018 | IL | Calumet | 866 | RFCW | RFC West | NG | 278.4
2018 | IL | Camp Grove Wind Farm | 56640 | RFCW | RFC West | WND | 150 |  | 386099 |  |  | 0 |  |  |  | 0
2018 | IL | Cardinal Point LLC | 59902 | SRMW | SERC Midwest | WND | 150
2018 | IL | Carlyle | 936 | SRMW | SERC Midwest | DFO | 15.3 |  | 191 | 2275.999 | 0.35278 | 3.694 | 0.31 | EPA/NEI; Estimated using an emission factor | 2275.999 | 0.35278
2018 | IL | Carmi | 937 | SRMW | SERC Midwest | DFO | 17.4 |  | 174 | 1728 | 0.26769 | 3.0768 | 0.30982 | EPA/NEI; Estimated using an emission factor | 1728 | 0.26769
2018 | IL | Casey City of | 56053 | SRMW | SERC Midwest | DFO | 5.4 |  | 33 | 360 | 0.0558 | 3.3818 | 0.31 | Estimated using an emission factor | 360 | 0.0558
2018 | IL | CED Champaign Solar LLC | 62681 | SRMW | SERC Midwest | SUN | 1.6
2018 | IL | Charter Dura-Bar | 54540 | RFCW | RFC West | NG | 6 | 1 | 0
2018 | IL | Chicago West Side Energy Center | 59794 | RFCW | RFC West | NG | 3.5 | 0.35773 | 18576 | 108688.013 | 0.29799 | 0.032083 | 0.0054834 | NEI avg EF - PM, fuel type, firing type | 303831 | 0.83301
2018 | IL | CID Gas Recovery | 50573 | RFCW | RFC West | LFG | 6 |  | 19975 | 363001 | 3.9204 | 0.39253 | 0.0216 | EPA/NEI; Estimated using an emission factor | 363001 | 3.9204
2018 | IL | Clinton LFGTE | 59635 | SRMW | SERC Midwest | LFG | 3.2 |  | 20290 | 213041 | 1.5659 | 0.15435 | 0.0147 | Estimated using an emission factor | 213041 | 1.5659
2018 | IL | Clinton Power Station | 204 | SRMW | SERC Midwest | NUC | 1138.3 |  | 8346686 |  |  | 0 |  |  |  | 0
2018 | IL | Collins | 6025 | RFCW | RFC West | NG | 2650.1
2018 | IL | Com Adam 1WF-1 | 58887 | RFCW | RFC West | WND | 5 |  | 13290 |  |  | 0 |  |  |  | 0
2018 | IL | Countyside Genco LLC | 55773 | RFCW | RFC West | LFG | 21.2 |  | 35342 | 700488 | 7.5653 | 0.42812 | 0.0216 | EPA/NEI; Estimated using an emission factor | 700488 | 7.5653
2018 | IL | Crawford | 867 | RFCW | RFC West |  | 805
2018 | IL | Crescent Ridge | 56297 | RFCW | RFC West | WND | 53 |  | 142699 |  |  | 0 |  |  |  | 0
2018 | IL | Crescent Ridge II Wind Energy Project | 56653 | RFCW | RFC West | WND | 57.8
2018 | IL | CSL Behring LLC | 54790 | RFCW | RFC West | NG | 4.2 | 0.94515 | 32716 | 468921.84 | 1.2856 | 0.078594 | 0.0054834 | NEI avg EF - PM, fuel type, firing type | 496135 | 1.3603
2018 | IL | Dayton Hydro | 10520 | SRMW | SERC Midwest | WAT | 3.6 |  | 21856 |  |  | 0 |  |  |  | 0
2018 | IL | Des Plaines Gas Recovery | 56418 | RFCW | RFC West | LFG | 3.6
2018 | IL | Devonshire Power Partners LLC | 55761 | RFCW | RFC West | LFG | 5.5
2018 | IL | Dixon Hydroelectric Dam | 54969 | RFCW | RFC West | WAT | 3 |  | 15890 |  |  | 0 |  |  |  | 0
2018 | IL | Dixon/Lee Energy Partners LLC | 55763 | RFCW | RFC West | LFG | 4.4
2018 | IL | Dresden Generating Station | 869 | RFCW | RFC West | NUC | 2018.6 |  | 15538135 |  |  | 0 |  |  |  | 0
2018 | IL | EcoGrove Wind LLC | 56805 | RFCW | RFC West | WND | 100.5 |  | 235418 |  |  | 0 |  |  |  | 0
2018 | IL | El Paso Wind Project | 56663 | SRMW | SERC Midwest | WND | 80
2018 | IL | Electric Junction | 870 | RFCW | RFC West | NG | 304
2018 | IL | Elwood Energy Storage Center | 59959 | RFCW | RFC West | MWH | 19.8 |  | -4142 | 0 |  | 0 |  |  | 0 | 0
2018 | IL | Evanston Township High School | 54788 | RFCW | RFC West | NG | 2.4 |  | 0
2018 | IL | Exelon Solar Chicago | 57191 | RFCW | RFC West | SUN | 9 |  | 13701 |  |  | 0 |  |  |  | 0
2018 | IL | Fairfield | 940 | SRMW | SERC Midwest | DFO | 7.5 |  | 40 | 312 | 0.04836 | 2.418 | 0.31 | Estimated using an emission factor | 312 | 0.04836
2018 | IL | Farmer City | 941 | SRMW | SERC Midwest | NG | 11.3 |  | 13 | 142 | 0.012413 | 1.9097 | 0.17484 | Estimated using an emission factor | 142 | 0.012413
2018 | IL | Five Oaks Gas Recovery | 56529 | SRMW | SERC Midwest | LFG | 3.2 |  | 23928 | 292583 | 2.1505 | 0.17975 | 0.0147 | Estimated using an emission factor | 292583 | 2.1505
2018 | IL | Flora Site A | 56117 | SRMW | SERC Midwest | DFO | 5.4 |  | 26.001 | 294 | 0.04557 | 3.5052 | 0.31 | Estimated using an emission factor | 294 | 0.04557
2018 | IL | Flora Site B | 56118 | SRMW | SERC Midwest | DFO | 3.6 |  | 17 | 197 | 0.03069 | 3.6106 | 0.31157 | Estimated using an emission factor | 197 | 0.03069
2018 | IL | Fox Metro Water Reclamation District | 50904 | RFCW | RFC West | NG | 2.2 | 1 | 0
2018 | IL | FPL Energy Illinois Wind LLC | 57325 | RFCW | RFC West | WND | 237.5 |  | 631903 | 0 |  | 0 |  | EPA/NEI; Estimated using an emission factor | 0 | 0
2018 | IL | Freeburg | 943 | SRMW | SERC Midwest | DFO | 15.7 |  | 144.999 | 1451.001 | 0.22444 | 3.0957 | 0.30936 | Estimated using an emission factor | 1451.001 | 0.22444
2018 | IL | Fuyao Glass Illinois Inc. | 54360 | SRMW | SERC Midwest | DFO | 5.9 |  | 0
2018 | IL | Galesburg | 54310 | SRMW | SERC Midwest | NG | 3
2018 | IL | Geneseo | 944 | MROW | MRO West | WND | 33.6 |  | 7637 | 3285 | 0.08366 | 0.021909 | 0.050935 | Estimated using an emission factor | 3285 | 0.08366
2018 | IL | Geneva Generation Facility | 56462 | RFCW | RFC West | NG | 31.5 |  | 5736 | 49839 | 0.010516 | 0.0036668 | 0.00042201 | EPA/NEI; Estimated using an emission factor | 49839 | 0.010516
2018 | IL | Grand Ridge Battery Projects | 59957 | RFCW | RFC West | MWH | 33 |  | -5386 | 0 |  | 0 |  |  | 0 | 0
2018 | IL | Grand Ridge Solar Farm | 57912 | RFCW | RFC West | SUN | 20 |  | 31166 |  |  | 0 |  |  |  | 0
2018 | IL | Grand Ridge Wind Energy Center | 56941 | RFCW | RFC West | WND | 210 |  | 237587 |  |  | 0 |  |  |  | 0
2018 | IL | Granite City Works | 57072 | SRMW | SERC Midwest | NG | 78 | 0.62521 | 445897 | 2001667.94 | 8.0591 | 0.036148 | 0.0080524 | NEI avg EF - PM, fuel type | 3201580.86 | 12.8903
2018 | IL | Green River Wind Farm | 60471 | RFCW | RFC West | WND | 212
2018 | IL | Greene Valley Gas Recovery | 55014 | RFCW | RFC West | LFG | 9.9 |  | 36013 | 680114 | 7.3452 | 0.40792 | 0.0216 | EPA/NEI; Estimated using an emission factor | 680114 | 7.3452
2018 | IL | GSG LLC | 56450 | RFCW | RFC West | WND | 80 |  | 195181 |  |  | 0 |  |  |  | 0
2018 | IL | Heartland Community College | 59776 | SRMW | SERC Midwest | WND | 1.7 |  | 4670 |  |  | 0 |  |  |  | 0
2018 | IL | High Trail Wind Farm LLC | 56338 | RFCW | RFC West | WND | 198 |  | 527035 |  |  | 0 |  |  |  | 0
2018 | IL | Highland | 946 | SRMW | SERC Midwest | DFO | 17.6 |  | 262.999 | 2638.999 | 0.4092 | 3.1118 | 0.31012 | Estimated using an emission factor | 2638.999 | 0.4092
2018 | IL | Hilltopper Wind Project | 61735 | RFCW | RFC West | WND | 185
2018 | IL | Hoffer Plastics | 54523 | RFCW | RFC West | NG | 7.2 |  | 1647 | 20143.998 | 0.00425 | 0.0051609 | 0.00042196 | Estimated using an emission factor | 20143.998 | 0.00425
2018 | IL | Homestead Wind LLC | 60871 | SRMW | SERC Midwest | WND | 50
2018 | IL | Hoopeston Wind LLC | 59021 | SRMW | SERC Midwest | WND | 98 |  | 317298 |  |  | 0 |  |  |  | 0
2018 | IL | IKEA Joliet Rooftop PV System | 61192 | RFCW | RFC West | SUN | 2 |  | 3472 |  |  | 0 |  |  |  | 0
2018 | IL | IMEA Flora | 56116 | SRMW | SERC Midwest | DFO | 9 |  | 50 | 576 | 0.089125 | 3.565 | 0.30946 | Estimated using an emission factor | 576 | 0.089125
2018 | IL | IMEA Highland | 56114 | SRMW | SERC Midwest | DFO | 3.6 |  | 0
2018 | IL | Industrial Park | 7934 | SRMW | SERC Midwest | DFO | 13.4 |  | 563.999 | 6650.002 | 1.0306 | 3.6546 | 0.30995 | Estimated using an emission factor | 6650.002 | 1.0306
2018 | IL | Invenergy Nelson Expansion LLC | 60387 | RFCW | RFC West | NG | 380
2018 | IL | ITT Cogen Facility | 52021 | RFCW | RFC West | NG | 7.4 | 0.97378 | 111 | 1773.257 | 0.0048644 | 0.087647 | 0.0054864 | NEI avg EF - PM, fuel type, firing type | 1821 | 0.0049954
2018 | IL | Jackson Generation, LLC | 62926 | RFCW | RFC West | NG | 1200
2018 | IL | Jake Energy Storage Center | 59960 | RFCW | RFC West | MWH | 19.8 |  | -2545 | 0 |  | 0 |  |  | 0 | 0
2018 | IL | John A Logan College Solar | 61878 | SRMW | SERC Midwest | SUN | 1.9
2018 | IL | Kankakee Gas Recovery | 54659 | RFCW | RFC West | LFG | 1.6
2018 | IL | Kankakee Hydro Facility | 54525 | RFCW | RFC West | WAT | 1.2 |  | 1097.001 |  |  | 0 |  |  |  | 0
2018 | IL | Kelly Creek Wind Project | 60587 | RFCW | RFC West | WND | 184 |  | 619795 |  |  | 0 |  |  |  | 0
2018 | IL | Kishwaukee CHP Plant | 58177 | RFCW | RFC West | OBG | 3 | 0.39741 | 9921 | 51458.783 | 0.37822 | 0.076247 | 0.0147 | Estimated using an emission factor | 129485.001 | 0.95172
2018 | IL | Lake Forest Hospital | 60797 | RFCW | RFC West | NG | 3.2 |  | 280 | 2129 | 0.00044922 | 0.0032087 | 0.000422 | Estimated using an emission factor | 2129 | 0.00044922
2018 | IL | Lake Gas Recovery | 50575 | RFCW | RFC West | LFG | 9 |  | 19938 | 358493 | 3.8717 | 0.38838 | 0.0216 | EPA/NEI; Estimated using an emission factor | 358493 | 3.8717
2018 | IL | Lakeside | 964 | SRMW | SERC Midwest | DFO | 80.4 |  | 15.999 | 201.999 | 0.031155 | 3.8946 | 0.30847 |  | 201.999 | 0.031155
2018 | IL | Lancaster Wind Farm Project | 56657 | RFCW | RFC West | WND | 70
2018 | IL | LaSalle Generating Station | 6026 | RFCW | RFC West | NUC | 2340 |  | 19345766 |  |  | 0 |  |  |  | 0
2018 | IL | Lincoln Land Energy Center | 62022 | SRMW | SERC Midwest | NG | 1276.8
2018 | IL | Lincoln Land Wind | 58925 | SRMW | SERC Midwest | WND | 30
2018 | IL | Livingston Generating Facility | 55054 | RFCW | RFC West | LFG | 15 |  | 69480 | 1208991 | 13.0571 | 0.37585 | 0.0216 | Estimated using an emission factor | 1208991 | 13.0571
2018 | IL | Lockport Powerhouse | 10903 | RFCW | RFC West | WAT | 32 |  | 41998 |  |  | 0 |  | EPA/NEI; Estimated using an emission factor |  | 0
2018 | IL | Lombard | 877 | RFCW | RFC West |  | 132.6
2018 | IL | Loyola University Health Plant | 58181 | RFCW | RFC West | NG | 10.6 | 0.49076 | 11080 | 93939.601 | 0.25756 | 0.04649 | 0.0054834 | NEI avg EF - PM, fuel type, firing type | 191415 | 0.5248
2018 | IL | Mallard Lake Electric | 55592 | RFCW | RFC West | LFG | 25 |  | 4494 | 67787.38 | 0.55165 | 0.2455 | 0.016276 |  | 67787.38 | 0.55165
2018 | IL | Marengo Battery Storage LLC | 62856 | RFCW | RFC West | MWH | 20
2018 | IL | Mars Snackfood US | 54855 | RFCW | RFC West | NG | 3.5 | 0.29452 | 16000 | 92495.532 | 0.25359 | 0.031699 | 0.0054834 | NEI avg EF - PM, fuel type, firing type | 314060 | 0.86106
2018 | IL | Marseilles Lock and Dam Hydro | 58903 | SRMW | SERC Midwest | WAT | 10.4
2018 | IL | Marshall (IL) | 949 | SRMW | SERC Midwest | DFO | 19.9 |  | 145.002 | 1155.998 | 0.17903 | 2.4693 | 0.30973 | EPA/NEI; Estimated using an emission factor | 1155.998 | 0.17903
2018 | IL | McHenry Battery Storage | 60656 | RFCW | RFC West | MWH | 19.8 |  | -2002 | 0 |  | 0 |  |  | 0 | 0
2018 | IL | McLeansboro | 948 | SRMW | SERC Midwest | DFO | 9.2 |  | 5.998 | 46 | 0.007285 | 2.4291 | 0.31674 | Estimated using an emission factor | 46 | 0.007285
2018 | IL | Mendota Hills, LLC | 56160 | RFCW | RFC West | WND | 76.3 |  | 30405 |  |  | 0 |  |  |  | 0
2018 | IL | Milam Gas Recovery | 50566 | SRMW | SERC Midwest | NG | 2.4 |  | 19182 | 208052.001 | 0.043899 | 0.0045771 | 0.000422 | Estimated using an emission factor | 208052.001 | 0.043899
2018 | IL | Minonk Wind Farm | 57284 | RFCW | RFC West | WND | 200 |  | 611397 |  |  | 0 |  |  |  | 0
2018 | IL | Moline | 899 | MROW | MRO West | WAT | 75.6 |  | 14738 | 28115 | 0.077086 | 0.010461 | 0.0054836 | NEI avg EF - PM, fuel type, firing type | 28115 | 0.077086
2018 | IL | Mondelez Global LLC | 54933 | RFCW | RFC West | NG | 4.7 | 0.36177 | 15538 | 99031.067 | 0.27151 | 0.034948 | 0.0054834 | NEI avg EF - PM, fuel type, firing type | 273739 | 0.75051
2018 | IL | Mooseheart Power House | 50337 | RFCW | RFC West | NG | 1.8 | 1 | 0
2018 | IL | Morris Genco LLC | 55774 | RFCW | RFC West | LFG | 6.4 |  | 5742 | 63449 | 0.46636 | 0.16244 | 0.0147 | Estimated using an emission factor | 63449 | 0.46636
2018 | IL | MPEA Energy Center | 55067 | RFCW | RFC West | DFO | 9.3 |  | 0
2018 | IL | MTHS Co-Gen Buildings | 58825 | RFCW | RFC West | NG | 1.2 | 1 | 0
2018 | IL | Museum of Science and Industry | 58635 | RFCW | RFC West | NG | 1.7 | 1 | 0
2018 | IL | Nalco | 50326 | RFCW | RFC West | NG | 4.7 | 0.04277 | 1800 | 13936.544 | 0.040112 | 0.044569 | 0.0057564 | NEI avg EF - PM, fuel type | 325848.9 | 0.93786
2018 | IL | North Chicago Energy Center | 58328 | RFCW | RFC West | NG | 12.4 | 0.41395 | 35997 | 203476.405 | 0.55787 | 0.030995 | 0.0054834 | NEI avg EF - PM, fuel type, firing type | 491548 | 1.3477
2018 | IL | North Ninth Street | 960 | RFCW | RFC West | NG | 19 |  | 2085.001 | 17826.002 | 0.45575 | 0.43717 | 0.051133 | EPA/NEI; Estimated using an emission factor | 17826.002 | 0.45575
2018 | IL | Northeastern Illinois University Cogen | 58245 | RFCW | RFC West | NG | 3.2 | 1 | 33.32 | 220 | 4.642e-05 | 0.0027863 | 0.000422 | Estimated using an emission factor | 220 | 4.642e-05
2018 | IL | Northwest Community Hospital | 59847 | RFCW | RFC West | NG | 4.4 | 0.93219 | 916 | 10064.904 | 0.0021235 | 0.0046365 | 0.00042196 | Estimated using an emission factor | 10797 | 0.002278
2018 | IL | Oglesby | 894 | SRMW | SERC Midwest | NG | 70
2018 | IL | Old Trail Wind Farm | 56614 | RFCW | RFC West | WND | 198 |  | 553138 |  |  | 0 |  |  |  | 0
2018 | IL | Orchard Hills Renewable Energy Station | 59792 | RFCW | RFC West | LFG | 16.2 |  | 247.002 | 2856 | 0.020992 | 0.16997 | 0.0147 | Estimated using an emission factor | 2856 | 0.020992
2018 | IL | Otter Creek Wind Farm LLC | 61344 | SRMW | SERC Midwest | WND | 129
2018 | IL | Panduit Tinley Park | 54932 | RFCW | RFC West | NG | 1.4 |  | 0
2018 | IL | Pearl Station | 6238 | SRMW | SERC Midwest | DFO | 46 |  | 248 | 5033 | 0.043433 | 0.35027 | 0.017259 | EPA/NEI; Estimated using an emission factor | 5033 | 0.043433
2018 | IL | Peru (IL) | 955 | SRMW | SERC Midwest | WAT | 63.5 |  | 38699.997 | 1935.003 | 0.18656 | 0.0096411 | 0.19282 | EPA/NEI; Estimated using an emission factor | 1935.003 | 0.18656
2018 | IL | Phoenix Solar South Farms LLC Solar Farm | 62735 | SRMW | SERC Midwest | SUN | 4.7
2018 | IL | Pike County Wind Power | 56376 | SRMW | SERC Midwest | WND | 1.7 |  | 3087 |  |  | 0 |  |  |  | 0
2018 | IL | Pilot Hill Wind Farm | 58898 | RFCW | RFC West | WND | 175 |  | 589700 |  |  | 0 |  |  |  | 0
2018 | IL | Pioneer Trail Wind Farm, LLC | 57675 | SRMW | SERC Midwest | WND | 150.4 |  | 443077 |  |  | 0 |  |  |  | 0
2018 | IL | Pittsfield | 6237 | SRMW | SERC Midwest | DFO | 9
2018 | IL | Prairie State Solar Project | 62420 | SRMW | SERC Midwest | SUN | 99
2018 | IL | Prairie View IL | 57406 | RFCW | RFC West | LFG | 4.8 |  | 38666.001 | 410889 | 3.02 | 0.15621 | 0.0147 | Estimated using an emission factor | 410889 | 3.02
2018 | IL | Prairie Wolf Solar LLC | 62893 | SRMW | SERC Midwest | SUN | 200
2018 | IL | Presence Saint Mary of Nazareth Hospital | 54886 | RFCW | RFC West | DFO | 5 | 1 | 0 |  |  |  |  | EPA/NEI; Estimated using an emission factor
2018 | IL | Princeton (IL) | 957 | SRMW | SERC Midwest | NG | 37.9 |  | 272 | 2289.999 | 0.00048298 | 0.0035513 | 0.00042182 | Estimated using an emission factor | 2289.999 | 0.00048298
2018 | IL | Providence Heights Wind LLC | 56622 | RFCW | RFC West | WND | 72 |  | 166050 |  |  | 0 |  |  |  | 0
2018 | IL | Quad Cities | 55593 | RFCW | RFC West | LFG | 2
2018 | IL | Quad Cities Generating Station | 880 | RFCW | RFC West | NUC | 2018.6 |  | 15476458 |  |  | 0 |  |  |  | 0
2018 | IL | Radfords Run Wind Farm | 59061 | RFCW | RFC West | WND | 278 |  | 1031272 |  |  | 0 |  |  |  | 0
2018 | IL | Rail Splitter Wind Farm | 56856 | SRMW | SERC Midwest | WND | 100.5 |  | 275317 |  |  | 0 |  |  |  | 0
2018 | IL | Rantoul | 958 | SRMW | SERC Midwest | DFO | 29.9 |  | 139 | 1457 | 0.22568 | 3.2472 | 0.30979 | EPA/NEI; Estimated using an emission factor | 1457 | 0.22568
2018 | IL | Rantoul Solar | 62451 | SRMW | SERC Midwest | SUN | 1
2018 | IL | Red Bud | 959 | SRMW | SERC Midwest | DFO | 16.5 |  | 150 | 1496 | 0.23173 | 3.0897 | 0.30979 | EPA/NEI; Estimated using an emission factor | 1496 | 0.23173
2018 | IL | Reynolds | 965 | SRMW | SERC Midwest | DFO | 17.5 |  | 121 | 2841 | 0.024517 | 0.40524 | 0.017259 | NEI avg EF - PM, fuel type, firing type | 2841 | 0.024517
2018 | IL | Riveside Resource Recovery LLC | 55767 | RFCW | RFC West | LFG | 1.1
2018 | IL | Rochelle Energy Center | 58377 | RFCW | RFC West | LFG | 4.8 |  | 19358.001 | 216321.999 | 1.59 | 0.16427 | 0.0147 | Estimated using an emission factor | 216321.999 | 1.59
2018 | IL | Rockford Electric | 55591 | RFCW | RFC West | LFG | 2
2018 | IL | Rockford Solar Farm | 58643 | RFCW | RFC West | SUN | 2.6 |  | 2994 |  |  | 0 |  |  |  | 0
2018 | IL | Rockton | 903 | RFCW | RFC West | WAT | 1.1 |  | 4525 |  |  | 0 |  |  |  | 0
2018 | IL | Roxana Resource Recovery | 55759 | SRMW | SERC Midwest | LFG | 4.4
2018 | IL | Sabrooke | 882 | RFCW | RFC West | DFO | 149.6
2018 | IL | Saint Francis Hospital | 50952 | RFCW | RFC West | NG | 1.6
2018 | IL | Sangamon Wind Two LLC | 58926 | SRMW | SERC Midwest | WND | 100
2018 | IL | Sears Hydroelectric Plant | 56978 | MROW | MRO West | WAT | 1.4 |  | 229 |  |  | 0 |  |  |  | 0
2018 | IL | Settlers Hill Gas Recovery | 50563 | RFCW | RFC West | LFG | 6 |  | 33043 | 637389 | 6.8838 | 0.41666 | 0.0216 | Estimated using an emission factor | 637389 | 6.8838
2018 | IL | Settlers Trail Wind Farm LLC | 57493 | SRMW | SERC Midwest | WND | 150.4 |  | 370076 |  |  | 0 |  |  |  | 0
2018 | IL | Shady Oaks Wind Farm | 57964 | RFCW | RFC West | WND | 109.5 |  | 326647 |  |  | 0 |  |  |  | 0
2018 | IL | SIUC | 57928 | SRMW | SERC Midwest | BIT | 5.1 | 0.052533 | 8696 | 50708.584 | 1.1279 | 0.25941 | 0.044487 | EPA/NEI; Estimated using an emission factor | 965272 | 21.4709
2018 | IL | South Barrington Electric | 55594 | RFCW | RFC West | LFG | 1.6
2018 | IL | South Main Street | 961 | RFCW | RFC West | NG | 27.3 |  | 1457.998 | 14330.002 | 1.5196 | 2.0846 | 0.21209 | EPA/NEI; Estimated using an emission factor | 14330.002 | 1.5196
2018 | IL | Stallings | 895 | SRMW | SERC Midwest | NG | 95.2
2018 | IL | State Farm | 7556 | SRMW | SERC Midwest | DFO | 5.1 |  | 21.999 | 306 | 0.04743 | 4.312 | 0.31 | Estimated using an emission factor | 306 | 0.04743
2018 | IL | Sterling Avenue | 860 | SRMW | SERC Midwest | NG | 36
2018 | IL | Streator Cayuga Ridge South | 57094 | RFCW | RFC West | WND | 300 |  | 733651 |  |  | 0 |  |  |  | 0
2018 | IL | Streator Energy Partners LLC | 55760 | RFCW | RFC West | LFG | 1.1
2018 | IL | Sugar Creek Wind One LLC | 58924 | SRMW | SERC Midwest | WND | 175
2018 | IL | Sullivan (IL) | 969 | SRMW | SERC Midwest | DFO | 25.4 |  | 339 | 3330.001 | 0.51646 | 3.047 | 0.31019 | Estimated using an emission factor | 3330.001 | 0.51646
2018 | IL | TAC-Distributed Energy Resource Int. | 61990 | SRMW | SERC Midwest | SUN | 1.5 |  | 330 | 54 | 1.1394e-05 | 6.9055e-05 | 0.000422 | EPA/NEI; Estimated using an emission factor | 54 | 1.1394e-05
2018 | IL | Tazewell Gas Recovery | 50721 | SRMW | SERC Midwest | LFG | 2.4 |  | 17076.999 | 211455.999 | 1.5542 | 0.18202 | 0.0147 | Estimated using an emission factor | 211455.999 | 1.5542
2018 | IL | Thornridge High School | 55005 | RFCW | RFC West | NG | 1 |  | 0
2018 | IL | Thornwood High School | 55004 | RFCW | RFC West | NG | 1.4 | 1 | 0
2018 | IL | Triton East and West Cogen | 58375 | RFCW | RFC West | NG | 3.6 | 1 | 124.002 | 493.002 | 0.00010445 | 0.0016846 | 0.00042371 | Estimated using an emission factor | 493.002 | 0.00010445
2018 | IL | University of Illinois Abbott Power Plt | 54780 | SRMW | SERC Midwest | NG | 88 | 0.36095 | 221578.187 | 1268890.883 | 8.7521 | 0.078998 | 0.013795 | EPA/NEI; Estimated using an emission factor | 3515458.22 | 24.2478
2018 | IL | University of Illinois Cogen Facility | 54044 | RFCW | RFC West | NG | 59.9 | 0.4475 | 116556.999 | 625740.924 | 1.4022 | 0.02406 | 0.0044816 | EPA/NEI; Estimated using an emission factor | 1398302.001 | 3.1333
2018 | IL | Upper Rock Energy Partners LLC | 55764 | MROW | MRO West | LFG | 4.4
2018 | IL | Upper Sterling | 7474 | SRMW | SERC Midwest | WAT | 2.2 |  | 8441 |  |  | 0 |  |  |  | 0
2018 | IL | Vermilion | 897 | SRMW | SERC Midwest |  | 197.3
2018 | IL | Walnut Ridge Wind Farm | 58694 | RFCW | RFC West | WND | 212 |  | 57514 |  |  | 0 |  |  |  | 0
2018 | IL | Waterloo | 971 | SRMW | SERC Midwest | NG | 30.2 |  | 467.999 | 5683 | 0.20637 | 0.88191 | 0.072626 | EPA/NEI; Estimated using an emission factor | 5683 | 0.20637
2018 | IL | Westchester Gas Recovery | 56417 | RFCW | RFC West | LFG | 3.6 |  | 0
2018 | IL | WestRock (IL) | 54513 | RFCW | RFC West | NG | 2.9 |  | 26 | 282 | 5.9502e-05 | 0.0045771 | 0.000422 | Estimated using an emission factor | 282 | 5.9502e-05
2018 | IL | White Oak Energy LLC | 57342 | SRMW | SERC Midwest | WND | 150 |  | 416779 |  |  | 0 |  |  |  | 0
2018 | IL | Whitney Hill Wind Power LLC | 62606 | RFCW | RFC West | WND | 65
2018 | IL | Winnetka | 972 | RFCW | RFC West | NG | 33.4 |  | 3965 | 66343.76 | 0.44663 | 0.22528 | 0.013464 | EPA/NEI; Estimated using an emission factor | 66343.76 | 0.44663
2018 | IL | Wood River | 898 | SRMW | SERC Midwest |  | 650.1
2018 | IL | Woodland Landfill Gas Recovery | 54662 | RFCW | RFC West | LFG | 4.8 |  | 28159 | 305920 | 2.2485 | 0.1597 | 0.0147 | Estimated using an emission factor | 305920 | 2.2485
2018 | IL | Woodridge Greene Valley Treatment Plant | 54987 | RFCW | RFC West | NG | 1.5 | 1 | 0
2018 | IL | Yeoman Creek | 61910 | RFCW | RFC West | SUN | 8.8
2018 | IL | Zion Landfill Gas to Energy Facility | 56871 | RFCW | RFC West | LFG | 7 |  | 30495 | 404615 | 2.9739 | 0.19504 | 0.0147 | Estimated using an emission factor | 404615 | 2.9739
2018 | IL | Alsey Station | 7818 | SRMW | SERC Midwest | NG | 173 |  | 21066.002 | 204654 | 0.80904 | 0.07681 | 0.0079064 | EPA/NEI | 204654 | 0.80904
2018 | IL | Archer Daniels Midland Co. | 10865 | SRMW | SERC Midwest | BIT | 335 | 0.19443 | 1332437 | 7080675.07 | 27.5115 | 0.041295 | 0.0077709 | NEI avg EF - PM, fuel type, firing type | 36417619.001 | 141.4984
2018 | IL | Archer Daniels Midland Co. - Peoria | 10866 | SRMW | SERC Midwest | NG | 64 | 0.33614 | 184154 | 516482.517 | 1.8527 | 0.020122 | 0.0071744 | NEI avg EF - PM, fuel type, firing type | 1536519 | 5.5118
2018 | IL | Aurora | 55279 | RFCW | RFC West | NG | 1275 |  | 677826.997 | 7106146 | 13.4992 | 0.039831 | 0.0037993 | EPA/NEI | 7106146 | 13.4992
2018 | IL | Baldwin Energy Complex | 889 | SRMW | SERC Midwest | RC | 1894.1 |  | 7209386 | 74468325 | 51.6162 | 0.014319 | 0.0013863 | EPA/NEI; Estimated using an emission factor | 74468325 | 51.6162
2018 | IL | Calumet Energy Team, LLC | 55296 | RFCW | RFC West | NG | 312.8 |  | 14791 | 160356 | 0.19213 | 0.025979 | 0.0023963 | EPA/NEI | 160356 | 0.19213
2018 | IL | Coffeen | 861 | SRMW | SERC Midwest | RC | 1005.4 |  | 5302003 | 58281297 | 69.7712 | 0.026319 | 0.0023943 | EPA/NEI | 58281297 | 69.7712
2018 | IL | Cordova Energy Company | 55188 | MROW | MRO West | NG | 611.2 |  | 79066 | 558748 | 1.0526 | 0.026626 | 0.0037677 | EPA/NEI | 558748 | 1.0526
2018 | IL | Crete Energy Park | 55253 | RFCW | RFC West | NG | 356 |  | 82634 | 1077609 | 3.556 | 0.086065 | 0.0065997 | EPA/NEI | 1077609 | 3.556
2018 | IL | Dallman | 963 | SRMW | SERC Midwest | BIT | 617.8 |  | 2355829 | 28949802 | 117.9753 | 0.10016 | 0.0081503 | EPA/NEI | 28949802 | 117.9753
2018 | IL | Duck Creek | 6016 | SRMW | SERC Midwest | RC | 441 |  | 2427434 | 24937317 | 50.1023 | 0.04128 | 0.0040183 | EPA/NEI | 24937317 | 50.1023
2018 | IL | E D Edwards | 856 | SRMW | SERC Midwest | SUB | 780.3 |  | 3289234 | 33406216 | 96.4764 | 0.058662 | 0.005776 | EPA/NEI | 33406216 | 96.4764
2018 | IL | Elgin Energy Center, LLC | 55438 | RFCW | RFC West | NG | 540 |  | 233355 | 2699698 | 6.8003 | 0.058283 | 0.0050378 | EPA/NEI | 2699698 | 6.8003
2018 | IL | Elwood Energy Facility | 55199 | RFCW | RFC West | NG | 1728 |  | 356318.001 | 3670121 | 8.9647 | 0.050318 | 0.0048852 | EPA/NEI | 3670121 | 8.9647
2018 | IL | Exxonmobil Oil Corporation | 50627 | RFCW | RFC West | PRG | 39.7 | 0.17942 | 171693.438
2018 | IL | Factory Gas Turbine | 8016 | SRMW | SERC Midwest | DFO | 26.6 |  | 128 | 2445 | 0.028996 | 0.45306 | 0.023718 | NEI avg EF - PM, fuel type, firing type | 2445 | 0.028996
2018 | IL | Fisk | 886 | RFCW | RFC West | DFO | 662.8 |  | 618.001 | 17549 | 0.34489 | 1.1161 | 0.039306 | EPA/NEI; Estimated using an emission factor | 17549 | 0.34489
2018 | IL | Freedom Power Project | 7842 | SRMW | SERC Midwest | NG | 71 |  | 1453 | 18272 | 0.06068 | 0.083524 | 0.0066419 | EPA/NEI | 18272 | 0.06068
2018 | IL | Gibson City Energy Center, LLC | 55201 | SRMW | SERC Midwest | NG | 270 |  | 79562 | 862890 | 4.8562 | 0.12207 | 0.011256 | EPA/NEI | 862890 | 4.8562
2018 | IL | Goose Creek Power Plant | 55496 | SRMW | SERC Midwest | NG | 684 |  | 31465.002 | 383293 | 1.6867 | 0.10721 | 0.0088012 | EPA/NEI | 383293 | 1.6867
2018 | IL | Grand Tower Energy Center, LLC | 862 | SRMW | SERC Midwest | NG | 640.9 |  | 622395 | 5354312 | 13.5751 | 0.043622 | 0.0050707 | EPA/NEI | 5354312 | 13.5751
2018 | IL | Havana | 891 | SRMW | SERC Midwest | RC | 718 |  | 2446872 | 27657076 | 0.90482 | 0.00073957 | 6.5431e-05 | EPA/NEI | 27657076 | 0.90482
2018 | IL | Hennepin Power Station | 892 | SRMW | SERC Midwest | RC | 306.3 |  | 1730834 | 20221716 | 84.513 | 0.097656 | 0.0083586 | EPA/NEI | 20221716 | 84.513
2018 | IL | Holland Energy Facility | 55334 | SRMW | SERC Midwest | NG | 702.1 |  | 852889 | 6662438 | 30.8699 | 0.072389 | 0.0092669 | EPA/NEI | 6662438 | 30.8699
2018 | IL | Ingredion Incorporated Argo Plant | 54556 | RFCW | RFC West | BIT | 54.6 | 0.21213 | 272470 | 1919656.117 | 7.7987 | 0.057245 | 0.0081251 | EPA/NEI; Estimated using an emission factor | 9049593 | 36.7645
2018 | IL | Interstate | 7425 | SRMW | SERC Midwest | NG | 138.6 |  | 30355 | 333786 | 7.3094 | 0.48159 | 0.043797 | EPA/NEI | 333786 | 7.3094
2018 | IL | Joliet 29 | 384 | RFCW | RFC West | NG | 1320 |  | 628452 | 6885100 | 3.1307 | 0.0099631 | 0.0009094 | EPA/NEI | 6885100 | 3.1307
2018 | IL | Joliet 9 | 874 | RFCW | RFC West | NG | 507.6 |  | -57596 | 152756 | 0.036836 | 0 | 0.00048229 | EPA/NEI | 152756 | 0.036836
2018 | IL | Joppa Steam | 887 | SRMW | SERC Midwest | RC | 1099.8 |  | 4839476 | 53149556 | 320.6793 | 0.13253 | 0.012067 | EPA/NEI | 53149556 | 320.6793
2018 | IL | Kendall Energy Facility | 55131 | RFCW | RFC West | NG | 1256 |  | 5857928 | 45194617 | 120.3589 | 0.041093 | 0.0053263 | EPA/NEI | 45194617 | 120.3589
2018 | IL | Kincaid Generating Station | 876 | RFCW | RFC West | SUB | 1319 |  | 4798673 | 49708729 | 57.2128 | 0.023845 | 0.0023019 | EPA/NEI | 49708729 | 57.2128
2018 | IL | Kinmundy Power Plant | 55204 | SRMW | SERC Midwest | NG | 270 |  | 12083 | 162580 | 0.89148 | 0.14756 | 0.010967 | EPA/NEI | 162580 | 0.89148
2018 | IL | Lee County Generating Station, LLC | 55236 | RFCW | RFC West | NG | 692 |  | 86087 | 1134184 | 3.5173 | 0.081715 | 0.0062024 | EPA/NEI | 1134184 | 3.5173
2018 | IL | Lincoln Generating Facility | 55222 | RFCW | RFC West | NG | 692 |  | 17574 | 261295 | 0.39104 | 0.044502 | 0.0029931 | EPA/NEI | 261295 | 0.39104
2018 | IL | LSP University Park, LLC | 55640 | RFCW | RFC West | NG | 726 |  | 631347.996 | 6389181 | 22.3137 | 0.070686 | 0.0069848 | EPA/NEI | 6389181 | 22.3137
2018 | IL | Marion | 976 | SRMW | SERC Midwest | BIT | 422 |  | 1718914 | 23290278 | 43.4706 | 0.050579 | 0.0037329 | EPA/NEI | 23290278 | 43.4706
2018 | IL | MEPI GT Facility | 7858 | SRMW | SERC Midwest | NG | 301.5 |  | 2601.001 | 36990 | 0.06737 | 0.051803 | 0.0036426 | EPA/NEI | 36990 | 0.06737
2018 | IL | Morris Cogeneration, LLC | 55216 | RFCW | RFC West | NG | 212.5 | 0.51492 | 639879 | 4163496.934 | 2.9322 | 0.0091647 | 0.0014085 | EPA/NEI | 8085662 | 5.6944
2018 | IL | Nelson Energy Center | 55183 | RFCW | RFC West | NG | 627.5 |  | 3515256 | 24846947 | 22.7949 | 0.012969 | 0.0018348 | EPA/NEI | 24846947 | 22.7949
2018 | IL | Newton | 6017 | SRMW | SERC Midwest | RC | 1234.8 |  | 3216418 | 31925034 | 295.1936 | 0.18355 | 0.018493 | EPA/NEI | 31925034 | 295.1936
2018 | IL | Pinckneyville Power Plant | 55202 | SRMW | SERC Midwest | NG | 380 |  | 146519 | 1484928 | 8.2643 | 0.11281 | 0.011131 | EPA/NEI | 1484928 | 8.2643
2018 | IL | Powerton | 879 | RFCW | RFC West | SUB | 1785.6 |  | 4511849 | 54448051 | 1477.001 | 0.65472 | 0.054254 | EPA/NEI | 54448051 | 1477.001
2018 | IL | Prairie State Generating Station | 55856 | SRMW | SERC Midwest | BIT | 1766 |  | 11532418 | 128932519 | 1235.52 | 0.21427 | 0.019165 | EPA/NEI | 128932519 | 1235.52
2018 | IL | Raccoon Creek Power Plant | 55417 | SRMW | SERC Midwest | NG | 456 |  | 8876 | 111003 | 0.37941 | 0.085491 | 0.006836 | EPA/NEI | 111003 | 0.37941
2018 | IL | Rockford Energy Center | 55238 | RFCW | RFC West | NG | 316 |  | 191593 | 2036770 | 6.7476 | 0.070437 | 0.0066258 | EPA/NEI | 2036770 | 6.7476
2018 | IL | Rockford II Energy Center | 55936 | RFCW | RFC West | NG | 168 |  | 122646 | 1199275 | 4.067 | 0.066321 | 0.0067824 | EPA/NEI | 1199275 | 4.067
2018 | IL | Rocky Road Power, LLC | 55109 | RFCW | RFC West | NG | 415.5 |  | 38122 | 457666 | 3.1702 | 0.16632 | 0.013854 | EPA/NEI | 457666 | 3.1702
2018 | IL | Shelby County | 55237 | SRMW | SERC Midwest | NG | 483 |  | 183323 | 1816112 | 4.5688 | 0.049844 | 0.0050314 | EPA/NEI | 1816112 | 4.5688
2018 | IL | Southeast Chicago Energy Project | 55281 | RFCW | RFC West | NG | 407.2 |  | 58790 | 827377 | 3.0864 | 0.105 | 0.0074608 | EPA/NEI | 827377 | 3.0864
2018 | IL | Tate & Lyle | 10867 | SRMW | SERC Midwest | BIT | 64.8 | 0.20409 | 208210 | 1043608.62 | 1.6491 | 0.01584 | 0.0031603 | EPA/NEI | 5113419 | 8.08
2018 | IL | Tilton Power Station | 7760 | SRMW | SERC Midwest | NG | 188 |  | 85300 | 913371 | 3.0149 | 0.07069 | 0.0066018 | EPA/NEI | 913371 | 3.0149
2018 | IL | Tuscola Plant | 55245 | SRMW | SERC Midwest | OG | 18 | 0.075424 | 41472.475 | 35849.82 | 0.52539 | 0.025337 | 0.02931 | EPA/NEI; Estimated using an emission factor | 475312 | 6.9658
2018 | IL | University Park Energy | 55250 | RFCW | RFC West | NG | 353.4 |  | 231786 | 2590945 | 9.2797 | 0.080071 | 0.0071632 | EPA/NEI | 2590945 | 9.2797
2018 | IL | Venice | 913 | SRMW | SERC Midwest | NG | 1097.5 |  | 86592.001 | 872779 | 2.4938 | 0.057599 | 0.0057146 | EPA/NEI | 872779 | 2.4938
2018 | IL | Waukegan | 883 | RFCW | RFC West | SUB | 914.7 |  | 1637196 | 18551754 | 158.2828 | 0.19336 | 0.017064 | EPA/NEI | 18551754 | 158.2828
2018 | IL | Will County | 884 | RFCW | RFC West | SUB | 1268.8 |  | 1003780 | 11807188 | 69.6257 | 0.13873 | 0.011794 | EPA/NEI; Estimated using an emission factor | 11807188 | 69.6257
2018 | IL | Zion Energy Center | 55392 | RFCW | RFC West | NG | 994.5 |  | 522428 | 5937971 | 20.3754 | 0.078003 | 0.0068628 | EPA/NEI | 5937971 | 20.3754
2018 | IN | 2 AC Station | 10211 | RFCW | RFC West | BFG | 82.4
2018 | IN | AEP Churubusco NaS | 60617 | RFCW | RFC West | MWH | 2 |  | -28 | 0 |  | 0 |  |  | 0 | 0
2018 | IN | ArcelorMittal Burns Harbor | 10245 | RFCW | RFC West | NG | 176.2 | 0.20322 | 635563 | 3715763.792 | 17.4596 | 0.054942 | 0.0093976 | NEI avg EF - PM, fuel type, firing type | 18284146.593 | 85.9135
2018 | IN | Belmont | 59172 | RFCW | RFC West | SUN | 3.8 |  | 6109 |  |  | 0 |  |  |  | 0
2018 | IN | Benton County Wind Farm | 56679 | RFCW | RFC West | WND | 130.5 |  | 323195 |  |  | 0 |  |  |  | 0
2018 | IN | Big Blue River Wind Farm | 60907 | RFCW | RFC West | WND | 200
2018 | IN | BioTown Ag | 59774 | RFCW | RFC West | OBG | 6 | 0.84342 | 34828.002 | 345382.717 | 2.5386 | 0.14578 | 0.0147 | Estimated using an emission factor | 409500 | 3.0098
2018 | IN | Bluff Point Wind Facility | 61303 | RFCW | RFC West | WND | 119.7 |  | 370967 |  |  | 0 |  |  |  | 0
2018 | IN | Bos Dairy, LLC | 57625 | RFCW | RFC West | NG | 1.5 |  | 4794 | 80666 | 0.017021 | 0.0071008 | 0.000422 | EPA/NEI; Estimated using an emission factor | 80666 | 0.017021
2018 | IN | Bunge North America East LLC | 50316 | RFCW | RFC West | NG | 2 | 0.075264 | 7375 | 41515.87 | 0.16715 | 0.045329 | 0.0080524 | NEI avg EF - PM, fuel type | 551602 | 2.2209
2018 | IN | Cabin Creek Renewable Energy Station | 59791 | RFCW | RFC West | LFG | 4
2018 | IN | Caterpillar | 50935 | RFCW | RFC West | NG | 29.3 | 1 | 36210.002 | 348983 | 27.6922 | 1.5295 | 0.1587 | EPA/NEI; Estimated using an emission factor | 348983 | 27.6922
2018 | IN | Centerville Solar Park | 62794 | RFCW | RFC West | SUN | 1
2018 | IN | Clark-Floyd Landfill Gas Generating | 56539 | RFCW | RFC West | LFG | 3.6 |  | 5529.001 | 56923.999 | 0.41838 | 0.15134 | 0.0147 | Estimated using an emission factor | 56923.999 | 0.41838
2018 | IN | Columbia City Solar Park | 62769 | RFCW | RFC West | SUN | 4.6
2018 | IN | Covanta Indianapolis Energy | 50647 | RFCW | RFC West | MSW | 6.5 | 0.035231 | 45083 | 258845.591 | 20.1902 | 0.89569 | 0.156 | Estimated using an emission factor | 7347181 | 573.0801
2018 | IN | Crane Solar Facility | 60435 | RFCW | RFC West | SUN | 17 |  | 28080 |  |  | 0 |  |  |  | 0
2018 | IN | Crawfordsville 2 Solar Park | 62484 | RFCW | RFC West | SUN | 7.9
2018 | IN | Crawfordsville 3 Solar Park | 62485 | RFCW | RFC West | SUN | 4.8
2018 | IN | Crawfordsville 5 Solar Park | 62793 | RFCW | RFC West | SUN | 9.9
2018 | IN | Crawfordsville Power Plant | 1024 | RFCW | RFC West |  | 24.9 |  | 0 | 0 | 0 |  |  | NEI avg EF - PM, fuel type | 0 | 0
2018 | IN | Crawfordsville Solar Park 4 | 62776 | RFCW | RFC West | SUN | 2.5
2018 | IN | Dean H Mitchell | 996 | RFCW | RFC West |  | 537.6
2018 | IN | Decatur Co. Solar RES (IN) | 59988 | RFCW | RFC West | SUN | 1.1 |  | 1549 |  |  | 0 |  |  |  | 0
2018 | IN | Deer Creek PV | 59855 | RFCW | RFC West | SUN | 2.5 |  | 1419 |  |  | 0 |  |  |  | 0
2018 | IN | Deercroft I & II LFGTE | 54956 | RFCW | RFC West | LFG | 6.4 |  | 22717 | 281119 | 1.0628 | 0.093566 | 0.007561 | Estimated using an emission factor | 281119 | 1.0628
2018 | IN | Duke Building 129 | 59434 | RFCW | RFC West | SUN | 3.4 |  | 3968 |  |  | 0 |  |  |  | 0
2018 | IN | Duke Building 87 | 59432 | RFCW | RFC West | SUN | 2.7 |  | 3210 |  |  | 0 |  |  |  | 0
2018 | IN | Duke Building 98 | 59433 | RFCW | RFC West | SUN | 2.7 |  | 2183 |  |  | 0 |  |  |  | 0
2018 | IN | Earthmovers LFGTE | 57250 | RFCW | RFC West | LFG | 4.8 |  | 38187 | 472561.998 | 3.4733 | 0.18191 | 0.0147 | Estimated using an emission factor | 472561.998 | 3.4733
2018 | IN | East Chicago | 59018 | RFCW | RFC West | SUN | 2 |  | 3292 |  |  | 0 |  |  |  | 0
2018 | IN | Elkhart | 986 | RFCW | RFC West | WAT | 3.4 |  | 17857 |  |  | 0 |  |  |  | 0
2018 | IN | Ellettsville Solar RES | 59985 | RFCW | RFC West | SUN | 1.1 |  | 1820 |  |  | 0 |  |  |  | 0
2018 | IN | Evonik Industries AG | 54835 | RFCW | RFC West | DFO | 1.2 |  | -6 | 108 | 0.01674 | 0 | 0.31 | Estimated using an emission factor | 108 | 0.01674
2018 | IN | Expander Turbine | 10475 | RFCW | RFC West | BFG | 20 |  | 97281 | 0 | 0 | 0 |  | Estimated using an emission factor | 0 | 0
2018 | IN | Fairmount Electric Generating | 55385 | RFCW | RFC West | NG | 471.2
2018 | IN | Fowler Ridge IV Wind Farm LLC | 59547 | RFCW | RFC West | WND | 150 |  | 422015 |  |  | 0 |  |  |  | 0
2018 | IN | Fowler Ridge Wind Farm LLC | 56777 | RFCW | RFC West | WND | 600.3 |  | 1328553.999 |  |  | 0 |  |  |  | 0
2018 | IN | Frank E Ratts | 1043 | RFCW | RFC West | BIT | 233.2
2018 | IN | Gas City Solar Park | 62767 | RFCW | RFC West | SUN | 3
2018 | IN | Green Cow Power | 60721 | RFCW | RFC West | OBG | 3 |  | 23094.999 | 262794 | 1.9315 | 0.16727 | 0.0147 | Estimated using an emission factor | 262794 | 1.9315
2018 | IN | Greenfield Solar Park | 61053 | RFCW | RFC West | SUN | 2.8 |  | 4694 |  |  | 0 |  |  |  | 0
2018 | IN | Griffith | 59019 | RFCW | RFC West | SUN | 2 |  | 3246 |  |  | 0 |  |  |  | 0
2018 | IN | Harvest Wind Energy Project | 61823 | RFCW | RFC West | WND | 600
2018 | IN | Headwaters Wind Farm II LLC | 62592 | RFCW | RFC West | WND | 200
2018 | IN | Headwaters Wind Farm LLC | 58416 | RFCW | RFC West | WND | 200 |  | 650469 |  |  | 0 |  |  |  | 0
2018 | IN | Heat Recovery Coke Facility | 55066 | RFCW | RFC West | WH | 94.6 | 1 | 299504 |  |  | 0 |  |  |  | 0
2018 | IN | Hendricks Regional Health | 54731 | RFCW | RFC West | DFO | 4.3 |  | 26.001 | 456.001 | 0.07068 | 5.4367 | 0.31 | Estimated using an emission factor | 456.001 | 0.07068
2018 | IN | Henryville Solar RES | 59986 | RFCW | RFC West | SUN | 1.1 |  | 1699 |  |  | 0 |  |  |  | 0
2018 | IN | Hidden View Dairy, LLC | 59260 | RFCW | RFC West | OBG | 2.1 |  | 4605 | 92164 | 0.67741 | 0.2942 | 0.0147 | EPA/NEI; Estimated using an emission factor | 92164 | 0.67741
2018 | IN | Hobart Solar, LLC | 58795 | RFCW | RFC West | SUN | 1 |  | 1524 |  |  | 0 |  |  |  | 0
2018 | IN | Hoosier Wind Project LLC | 56878 | RFCW | RFC West | WND | 106 |  | 228443 |  |  | 0 |  |  |  | 0
2018 | IN | Hurricane Creek Lift Station | 61267 | RFCW | RFC West | DFO | 2 |  | 68 | 565 | 0.087575 | 2.5757 | 0.31 | Estimated using an emission factor | 565 | 0.087575
2018 | IN | IMPA Anderson Solar Park | 60253 | RFCW | RFC West | SUN | 5 |  | 6583 |  |  | 0 |  |  |  | 0
2018 | IN | IMPA Anderson Solar Park 2 | 61054 | RFCW | RFC West | SUN | 8.1 |  | 13590 |  |  | 0 |  |  |  | 0
2018 | IN | IMPA Crawfordsville Solar Park | 59483 | RFCW | RFC West | SUN | 3 |  | 3882 |  |  | 0 |  |  |  | 0
2018 | IN | IMPA Frankton Solar Park | 59479 | RFCW | RFC West | SUN | 1 |  | 657 |  |  | 0 |  |  |  | 0
2018 | IN | IMPA Huntingburg Solar Park | 60251 | RFCW | RFC West | SUN | 2 |  | 2705 |  |  | 0 |  |  |  | 0
2018 | IN | IMPA Pendleton Solar Park | 59770 | RFCW | RFC West | SUN | 2 |  | 2977 |  |  | 0 |  |  |  | 0
2018 | IN | IMPA Peru Solar Park | 59481 | RFCW | RFC West | SUN | 3 |  | 4135 |  |  | 0 |  |  |  | 0
2018 | IN | IMPA Rensselaer Solar Park | 59480 | RFCW | RFC West | SUN | 1 |  | 955 |  |  | 0 |  |  |  | 0
2018 | IN | IMPA Richmond Solar Park | 59478 | RFCW | RFC West | SUN | 1 |  | 1441 |  |  | 0 |  |  |  | 0
2018 | IN | IMPA Tell City Solar Park | 59482 | RFCW | RFC West | SUN | 1 |  | 657 |  |  | 0 |  |  |  | 0
2018 | IN | IMPA Washington Solar Park | 60252 | RFCW | RFC West | SUN | 4 |  | 5057 |  |  | 0 |  |  |  | 0
2018 | IN | IND Community Solar Farm 1st Phase | 58391 | RFCW | RFC West | SUN | 10 |  | 13192 |  |  | 0 |  |  |  | 0
2018 | IN | IND Solar Farm (Phase IIA) | 59424 | RFCW | RFC West | SUN | 7.5 |  | 13307 |  |  | 0 |  |  |  | 0
2018 | IN | Indianapolis Motor Speedway Solar PV | 58615 | RFCW | RFC West | SUN | 9 |  | 13366 |  |  | 0 |  |  |  | 0
2018 | IN | Indy Grocers | 59834 | RFCW | RFC West | SUN | 1 |  | 1434 |  |  | 0 |  |  |  | 0
2018 | IN | INDY III | 59823 | RFCW | RFC West | SUN | 2.5 |  | 4357 |  |  | 0 |  |  |  | 0
2018 | IN | Indy Solar I, LLC | 58552 | RFCW | RFC West | SUN | 10 |  | 15424 |  |  | 0 |  |  |  | 0
2018 | IN | Indy Solar II, LLC | 58556 | RFCW | RFC West | SUN | 10.1 |  | 15766 |  |  | 0 |  |  |  | 0
2018 | IN | Indy Solar III, LLC | 58553 | RFCW | RFC West | SUN | 8.6 |  | 13727 |  |  | 0 |  |  |  | 0
2018 | IN | Jackson Co. Solar RES | 59989 | RFCW | RFC West | SUN | 1.1 |  | 1780 |  |  | 0 |  |  |  | 0
2018 | IN | Jay County LFGTE | 56464 | RFCW | RFC West | LFG | 3.2 |  | 19282 | 238617 | 1.7538 | 0.18191 | 0.0147 | Estimated using an emission factor | 238617 | 1.7538
2018 | IN | Johnson Co. Solar RES | 59990 | RFCW | RFC West | SUN | 1.1 |  | 1859 |  |  | 0 |  |  |  | 0
2018 | IN | Kokomo Solar 1, LLC | 60864 | RFCW | RFC West | SUN | 5.4 |  | 8263 |  |  | 0 |  |  |  | 0
2018 | IN | Lanesville Solar RES | 59984 | RFCW | RFC West | SUN | 1.1 |  | 1881 |  |  | 0 |  |  |  | 0
2018 | IN | Lenape II | 58703 | RFCW | RFC West | SUN | 4 |  | 5264 |  |  | 0 |  |  |  | 0
2018 | IN | Liberty I & II LFGTE | 56465 | RFCW | RFC West | LFG | 12.8 |  | 102478 | 1164267.004 | 8.5574 | 0.16701 | 0.0147 | Estimated using an emission factor | 1164267.004 | 8.5574
2018 | IN | Lilly Technical Center | 58043 | RFCW | RFC West | DFO | 7 |  | 0
2018 | IN | Lincoln Solar | 58496 | RFCW | RFC West | SUN | 1.5 |  | 2347 |  |  | 0 |  |  |  | 0
2018 | IN | M. G. Emmett J. Bean Federal Center | 58178 | RFCW | RFC West | SUN | 2 |  | 1126 |  |  | 0 |  |  |  | 0
2018 | IN | Marion Solar LNG | 59180 | RFCW | RFC West | SUN | 1.5 |  | 2350 |  |  | 0 |  |  |  | 0
2018 | IN | Markland | 1005 | RFCW | RFC West | WAT | 64.8 |  | 129842.001 |  |  | 0 |  |  |  | 0
2018 | IN | Maywood Photovoltaic Project | 58770 | RFCW | RFC West | SUN | 8 |  | 11238 |  |  | 0 |  |  |  | 0
2018 | IN | McDonald Solar Farm, LLC | 60238 | RFCW | RFC West | SUN | 5.2 |  | 9041 |  |  | 0 |  |  |  | 0
2018 | IN | Meadow Lake Wind Farm II LLC | 57112 | RFCW | RFC West | WND | 99 |  | 235645 |  |  | 0 |  |  |  | 0
2018 | IN | Meadow Lake Wind Farm III LLC | 57115 | RFCW | RFC West | WND | 103.5 |  | 243320 |  |  | 0 |  |  |  | 0
2018 | IN | Meadow Lake Wind Farm IV | 57177 | RFCW | RFC West | WND | 98.7 |  | 192074 |  |  | 0 |  |  |  | 0
2018 | IN | Meadow Lake Wind Farm LLC | 57109 | RFCW | RFC West | WND | 199.7 |  | 446822 |  |  | 0 |  |  |  | 0
2018 | IN | Meadow Lake Wind Farm V LLC | 57628 | RFCW | RFC West | WND | 100 |  | 322909 |  |  | 0 |  |  |  | 0
2018 | IN | Meadow Lake Wind Farm VI LLC | 61756 | RFCW | RFC West | WND | 200.4 |  | 48566 |  |  | 0 |  |  |  | 0
2018 | IN | Miami Wabash | 1006 | RFCW | RFC West | DFO | 104.6
2018 | IN | Middlebury Solar | 60047 | RFCW | RFC West | SUN | 1.5 | 1 | 2288 |  |  | 0 |  |  |  | 0
2018 | IN | Munster Landfill Gas-to-Energy | 59808 | RFCW | RFC West | LFG | 1.1 |  | 3449 | 54980 | 0.4041 | 0.23433 | 0.0147 | Estimated using an emission factor | 54980 | 0.4041
2018 | IN | NA 1 (IN) | 7228 | RFCW | RFC West | NG | 3685
2018 | IN | Nabb Battery Energy Storage System | 62862 | RFCW | RFC West | MWH | 5
2018 | IN | New Castle Solar RES | 59981 | RFCW | RFC West | SUN | 1.1 |  | 1703 |  |  | 0 |  |  |  | 0
2018 | IN | New Haven Solar RES | 59983 | RFCW | RFC West | SUN | 1.1 |  | 1710 |  |  | 0 |  |  |  | 0
2018 | IN | Northeast (IN) | 1013 | RFCW | RFC West | NG | 22.2 |  | 30 | 631 | 0.00173 | 0.11533 | 0.0054834 | NEI avg EF - PM, fuel type, firing type | 631 | 0.00173
2018 | IN | Norway (IN) | 998 | RFCW | RFC West | WAT | 7.3 |  | 19890 |  |  | 0 |  |  |  | 0
2018 | IN | Notre Dame Hydro | 62918 | RFCW | RFC West | WAT | 2.5
2018 | IN | Oak Hill Solar Array | 61333 | RFCW | RFC West | SUN | 2 |  | 155 |  |  | 0 |  |  |  | 0
2018 | IN | Oak Ridge LFGTE | 56463 | RFCW | RFC West | LFG | 3.2 |  | 20513 | 253847 | 1.8658 | 0.18191 | 0.0147 | Estimated using an emission factor | 253847 | 1.8658
2018 | IN | Oakdale | 999 | RFCW | RFC West | WAT | 11.8 |  | 23693 |  |  | 0 |  |  |  | 0
2018 | IN | OlivePV | 59854 | RFCW | RFC West | SUN | 5 |  | 8067 |  |  | 0 |  |  |  | 0
2018 | IN | Orme Park Water Treatment Plant | 61266 | RFCW | RFC West | DFO | 1.5 |  | 7 | 60 | 0.0093 | 2.6571 | 0.31 | Estimated using an emission factor | 60 | 0.0093
2018 | IN | Osprey Point RES | 59255 | RFCW | RFC West | OG | 13.2 |  | 0
2018 | IN | Pastime Farm, LLC | 60239 | RFCW | RFC West | SUN | 5.2 |  | 9104 |  |  | 0 |  |  |  | 0
2018 | IN | Peru (IN) | 1037 | RFCW | RFC West | DFO | 36.3 |  | 20 | 192 | 0.02976 | 2.976 | 0.31 | Estimated using an emission factor | 192 | 0.02976
2018 | IN | Portage Solar | 60046 | RFCW | RFC West | SUN | 1.5 |  | 2337 |  |  | 0 |  |  |  | 0
2018 | IN | Prairie View I & II LFGTE | 54926 | RFCW | RFC West | LFG | 6.4 |  | 41764 | 516832 | 3.7987 | 0.18191 | 0.0147 | Estimated using an emission factor | 516832 | 3.7987
2018 | IN | Prairies Edge Generating Facility | 58129 | RFCW | RFC West | NG | 1.1 |  | 5500 | 84000 | 0.017724 | 0.0064451 | 0.000422 | Estimated using an emission factor | 84000 | 0.017724
2018 | IN | Purdue Energy Park | 57518 | RFCW | RFC West | WND | 39.2
2018 | IN | Randolph Eastern School Wind Turbine | 57638 | RFCW | RFC West | WND | 1 |  | 0
2018 | IN | Rensselaer City Light Plant | 1038 | RFCW | RFC West | NG | 24.8 |  | 7590 | 74787.001 | 4.4762 | 1.1795 | 0.1197 | EPA/NEI; Estimated using an emission factor | 74787.001 | 4.4762
2018 | IN | Rensselaer Solar Site 2 | 61799 | RFCW | RFC West | SUN | 4 |  | 161 |  |  | 0 |  |  |  | 0
2018 | IN | Richmond Solar Park 3 | 62770 | RFCW | RFC West | SUN | 6.6
2018 | IN | Richmond Solar Park 4 | 62791 | RFCW | RFC West | SUN | 7.9
2018 | IN | Richmond Solar Site 2 | 61729 | RFCW | RFC West | SUN | 7.5 |  | 250 |  |  | 0 |  |  |  | 0
2018 | IN | Rockville Solar I LLC | 58942 | RFCW | RFC West | SUN | 2.8 |  | 3432 |  |  | 0 |  |  |  | 0
2018 | IN | Rockville Solar II, LLC | 58953 | RFCW | RFC West | SUN | 2.7 |  | 3069 |  |  | 0 |  |  |  | 0
2018 | IN | Rosewater Wind Farm | 62891 | RFCW | RFC West | WND | 102
2018 | IN | SABIC Innovative Plastics Mt. Vernon | 58063 | RFCW | RFC West | NG | 113.5 | 0.61253 | 566713 | 5305445.141 | 14.5459 | 0.051334 | 0.0054834 | EPA/NEI; Estimated using an emission factor | 8661552 | 23.7473
2018 | IN | Sagamore Plant Cogeneration | 50903 | RFCW | RFC West | NG | 7.4 | 0.17617 | 37502.14 | 330675.504 | 1.3314 | 0.071002 | 0.0080524 | NEI avg EF - PM, fuel type | 1876979 | 7.5571
2018 | IN | Scotland Solar RES | 59982 | RFCW | RFC West | SUN | 1.1 |  | 1930 |  |  | 0 |  |  |  | 0
2018 | IN | Scottsburg Solar Park | 62766 | RFCW | RFC West | SUN | 7.5
2018 | IN | Spring Mill Solar RES | 59987 | RFCW | RFC West | SUN | 1.1 |  | 1651 |  |  | 0 |  |  |  | 0
2018 | IN | Staunton | 61885 | RFCW | RFC West | SUN | 4 |  | 0
2018 | IN | Sullivan Solar, LLC | 60410 | RFCW | RFC West | SUN | 5.2 |  | 6762 |  |  | 0 |  |  |  | 0
2018 | IN | Tanners Creek | 988 | RFCW | RFC West | BIT | 1100.1
2018 | IN | Tell City Solar Park | 62790 | RFCW | RFC West | SUN | 3
2018 | IN | Tipton Solar Park | 62305 | RFCW | RFC West | SUN | 5.3
2018 | IN | Twin Branch | 989 | RFCW | RFC West | WAT | 4.8 |  | 31379 |  |  | 0 |  |  |  | 0
2018 | IN | Twin Branch PV | 59861 | RFCW | RFC West | SUN | 2.6 |  | 3894 |  |  | 0 |  |  |  | 0
2018 | IN | Twin Bridges LFGTE | 54925 | RFCW | RFC West | LFG | 12.8 |  | 58750 | 689043.006 | 5.0644 | 0.17241 | 0.0147 | Estimated using an emission factor | 689043.006 | 5.0644
2018 | IN | Union City Wind Turbine | 57637 | RFCW | RFC West | WND | 1 |  | 0
2018 | IN | University of Notre Dame | 50366 | RFCW | RFC West | NG | 39.6 | 0.17451 | 79839.652 | 452239.697 | 2.7803 | 0.069646 | 0.012296 | EPA/NEI; Estimated using an emission factor | 2591538.556 | 15.9323
2018 | IN | Valparaiso Solar, LLC | 58797 | RFCW | RFC West | SUN | 1 |  | 1435 |  |  | 0 |  |  |  | 0
2018 | IN | Veolia ES Blackfoot Landfill Facility | 58577 | RFCW | RFC West | LFG | 3.2 |  | 10863 | 126938 | 0.93299 | 0.17177 | 0.0147 | Estimated using an emission factor | 126938 | 0.93299
2018 | IN | Volkman Road Solar Array | 61334 | RFCW | RFC West | SUN | 3 |  | 195 |  |  | 0 |  | EPA/NEI; Estimated using an emission factor |  | 0
2018 | IN | Wabash River | 1010 | RFCW | RFC West |  | 868.3
2018 | IN | Waterloo Solar, LLC | 58796 | RFCW | RFC West | SUN | 1 |  | 1420 |  |  | 0 |  |  |  | 0
2018 | IN | West Fork Wind | 61214 | RFCW | RFC West | WND | 150
2018 | IN | Wildcat Wind Farm I, LLC | 57862 | RFCW | RFC West | WND | 200 |  | 624174 |  |  | 0 |  |  |  | 0
2018 | IN | Wildcat Wind Farm II LLC` | 59069 | RFCW | RFC West | WND | 210
2018 | IN | Windy Ridge Generating Facility | 58055 | RFCW | RFC West | OBG | 1.4 |  | 3320 | 35575 | 0.26148 | 0.15752 | 0.0147 | Estimated using an emission factor | 35575 | 0.26148
2018 | IN | Zimmerman Energy | 59425 | RFCW | RFC West | LFG | 6 |  | 45372.999 | 527259 | 3.8754 | 0.17082 | 0.0147 | EPA/NEI; Estimated using an emission factor | 527259 | 3.8754
2018 | IN | A B Brown Generating Station | 6137 | RFCW | RFC West | BIT | 706.8 |  | 2444520 | 29411384 | 339.942 | 0.27813 | 0.023116 | EPA/NEI | 29411384 | 339.942
2018 | IN | Alcoa Allowance Management Inc | 6705 | RFCW | RFC West | BIT | 822.8 | 0.93918 | 4336582 | 49121679.715 | 526.4077 | 0.24278 | 0.021433 | EPA/NEI | 52302842 | 560.4983
2018 | IN | Anderson | 7336 | RFCW | RFC West | NG | 168.7 |  | 7093.999 | 144462 | 0.56452 | 0.15915 | 0.0078154 | NEI avg EF - PM, fuel type, firing type | 144462 | 0.56452
2018 | IN | ArcelorMittal USA - Indiana Harbor East | 10474 | RFCW | RFC West | PRG | 377 | 0.30884 | 854868.13 | 7089782.208 | 127.7808 | 0.29895 | 0.036046 | EPA/NEI; Estimated using an emission factor | 22956490 | 413.7497
2018 | IN | Bailly Generating Station | 995 | RFCW | RFC West | BIT | 641 |  | 183970 | 2907563 | 25.8755 | 0.2813 | 0.017799 | EPA/NEI | 2907563 | 25.8755
2018 | IN | BP Whiting Business Unit | 52130 | RFCW | RFC West | PRG | 93.8 | 0.17799 | 455877 | 2686417.794 | 48.4178 | 0.21242 | 0.036046 | NEI avg EF - PM, fuel type, firing type | 15092630.001 | 272.0177
2018 | IN | Broadway Avenue Generating Station | 1011 | RFCW | RFC West | NG | 141.9 |  | 7511 | 99779 | 0.5043 | 0.13428 | 0.010108 | EPA/NEI | 99779 | 0.5043
2018 | IN | C. C. Perry K Steam Plant | 992 | RFCW | RFC West | NG | 23.4 | 0.025947 | 17279.28 | 93626.852 | 0.33861 | 0.039193 | 0.0072332 | NEI avg EF - PM, fuel type, firing type | 3608356 | 13.0501
2018 | IN | Cayuga | 1001 | RFCW | RFC West | BIT | 1184.9 |  | 6082242 | 60985597 | 766.9718 | 0.2522 | 0.025153 | EPA/NEI | 60985597 | 766.9718
2018 | IN | Clifty Creek | 983 | RFCW | RFC West | BIT | 1303.8 |  | 6369305 | 68492506 | 188.1108 | 0.059068 | 0.0054929 | EPA/NEI | 68492506 | 188.1108
2018 | IN | Connersville Peaking Station | 1002 | RFCW | RFC West | DFO | 83.6
2018 | IN | Edwardsport Generating Station | 1004 | RFCW | RFC West | SGC | 948.7 |  | 3962018 | 29141133 | 32.5205 | 0.016416 | 0.0022319 | EPA/NEI | 29141133 | 32.5205
2018 | IN | F B Culley Generating Station | 1012 | RFCW | RFC West | BIT | 414.9 |  | 1912244 | 24368926 | 263.2814 | 0.27536 | 0.021608 | EPA/NEI | 24368926 | 263.2814
2018 | IN | Georgetown Substation | 7759 | RFCW | RFC West | NG | 340 |  | 127147 | 2977862 | 11.6367 | 0.18304 | 0.0078154 | NEI avg EF - PM, fuel type, firing type | 2977862 | 11.6367
2018 | IN | Gibson | 6113 | RFCW | RFC West | BIT | 3339.5 |  | 17631801 | 173993252 | 2482.2715 | 0.28157 | 0.028533 | EPA/NEI | 173993252 | 2482.2715
2018 | IN | Henry County Generating Station | 7763 | RFCW | RFC West | NG | 181.5 |  | 284886 | 3097210 | 12.103 | 0.084968 | 0.0078154 | NEI avg EF - PM, fuel type, firing type | 3097210 | 12.103
2018 | IN | Hoosier Energy Lawrence Co Station | 7948 | RFCW | RFC West | NG | 402 |  | 146338.002 | 1541817 | 1.4971 | 0.020461 | 0.001942 | EPA/NEI | 1541817 | 1.4971
2018 | IN | IPL - Eagle Valley Generating Station | 991 | RFCW | RFC West | NG | 1040.3 |  | 2637637 | 18831375 | 0.32545 | 0.00024678 | 3.4565e-05 | EPA/NEI | 18831375 | 0.32545
2018 | IN | IPL - Harding Street Station (EW Stout) | 990 | RFCW | RFC West | NG | 1178.3 |  | 1253317 | 14567875 | 43.6449 | 0.069647 | 0.0059919 | EPA/NEI; Estimated using an emission factor | 14567875 | 43.6449
2018 | IN | IPL - Petersburg Generating Station | 994 | RFCW | RFC West | BIT | 2154.8 |  | 9101268.999 | 99022573 | 206.6489 | 0.045411 | 0.0041738 | EPA/NEI | 99022573 | 206.6489
2018 | IN | Lawrenceburg Energy Facility | 55502 | RFCW | RFC West | NG | 1232 |  | 7129285 | 52486397 | 99.98 | 0.028048 | 0.0038097 | EPA/NEI | 52486397 | 99.98
2018 | IN | Merom | 6213 | RFCW | RFC West | BIT | 1080 |  | 5870298 | 60772503 | 37.3376 | 0.012721 | 0.0012288 | EPA/NEI | 60772503 | 37.3376
2018 | IN | Michigan City Generating Station | 997 | RFCW | RFC West | SUB | 680 |  | 2040518 | 22068558 | 223.6841 | 0.21924 | 0.020272 | EPA/NEI | 22068558 | 223.6841
2018 | IN | Montpelier Electric Gen Station | 55229 | RFCW | RFC West | NG | 472 |  | 212746 | 2186744 | 8.5452 | 0.080332 | 0.0078154 | NEI avg EF - PM, fuel type, firing type | 2186744 | 8.5452
2018 | IN | Noblesville | 1007 | RFCW | RFC West | NG | 283 |  | 1506408 | 11061741 | 31.8381 | 0.04227 | 0.0057564 | NEI avg EF - PM, fuel type, firing type | 11061741 | 31.8381
2018 | IN | Portside Energy | 55096 | RFCW | RFC West | NG | 61 | 0.33672 | 277537 | 1333145.854 | 3.9816 | 0.028693 | 0.0059733 | EPA/NEI; Estimated using an emission factor | 3959242 | 11.8249
2018 | IN | Purdue University-Wade Utility | 50240 | RFCW | RFC West | NG | 43.2 | 0.1631 | 125035.716 | 698530.057 | 3.7317 | 0.059691 | 0.010685 | EPA/NEI; Estimated using an emission factor | 4282773 | 22.8798
2018 | IN | R Gallagher | 1008 | RFCW | RFC West | BIT | 600 |  | 285152 | 3055844 | 43.8544 | 0.30759 | 0.028702 | EPA/NEI | 3055844 | 43.8544
2018 | IN | R M Schahfer Generating Station | 6085 | RFCW | RFC West | SUB | 2201.4 |  | 6771610 | 85051246 | 803.8633 | 0.23742 | 0.018903 | EPA/NEI | 85051246 | 803.8633
2018 | IN | Richmond (IN) | 7335 | RFCW | RFC West | NG | 82.8 |  | 14825 | 188785 | 0.73772 | 0.099524 | 0.0078154 | NEI avg EF - PM, fuel type, firing type | 188785 | 0.73772
2018 | IN | Rockport | 6166 | RFCW | RFC West | SUB | 2600 |  | 11894109 | 118827178 | 857.8596 | 0.14425 | 0.014439 | EPA/NEI | 118827178 | 857.8596
2018 | IN | St. Joseph Energy Center LLC | 57794 | RFCW | RFC West | NG | 2142 |  | 4084428 | 26386471 | 43.5181 | 0.021309 | 0.0032985 | EPA/NEI; Estimated using an emission factor | 26386471 | 43.5181
2018 | IN | Sugar Creek Generating Station | 55364 | RFCW | RFC West | NG | 1128.1 |  | 2939593 | 21682559 | 183.2134 | 0.12465 | 0.0169 | EPA/NEI | 21682559 | 183.2134
2018 | IN | US Steel Corp - Gary Works | 50733 | RFCW | RFC West | PRG | 231 | 0.28107 | 1166455 | 7091013.619 | 127.8028 | 0.21913 | 0.036046 | NEI avg EF - PM, fuel type, firing type | 25228635 | 454.701
2018 | IN | Vermillion Generating Station | 55111 | RFCW | RFC West | NG | 692 |  | 243197 | 3139410 | 1.8233 | 0.014994 | 0.0011615 | EPA/NEI | 3139410 | 1.8233
2018 | IN | Wabash River Highland Plant | 57842 | RFCW | RFC West | NG | 304.5 |  | 85697 | 993208 | 9.1772 | 0.21418 | 0.01848 | EPA/NEI | 993208 | 9.1772
2018 | IN | Wheatland Generating Facility LLC | 55224 | RFCW | RFC West | NG | 500.4 |  | 191791 | 2709631 | 5.776 | 0.060232 | 0.0042633 | EPA/NEI | 2709631 | 5.776
2018 | IN | Whitewater Valley | 1040 | RFCW | RFC West | BIT | 93.9 |  | 41092 | 561358 | 40.5618 | 1.9742 | 0.14451 | EPA/NEI | 561358 | 40.5618
2018 | IN | Whiting Clean Energy, Inc. | 55259 | RFCW | RFC West | NG | 576.8 | 0.84627 | 2410730 | 19261795.921 | 90.5797 | 0.075147 | 0.0094051 | EPA/NEI | 22760940 | 107.0347
2018 | IN | Worthington Generation | 55148 | RFCW | RFC West | NG | 242 |  | 136382 | 1430878 | 1.6414 | 0.024071 | 0.0022943 | EPA/NEI | 1430878 | 1.6414
2018 | KS | Abilene Energy Center Combustion Turbine | 1251 | SPNO | SPP North | NG | 77
2018 | KS | Alexander Wind Farm LLC | 58666 | SPNO | SPP North | WND | 50.7 |  | 208480 |  |  | 0 |  |  |  | 0
2018 | KS | Anthony | 1258 | SPNO | SPP North | NG | 11.1 |  | 165 | 2588 | 0.00054607 | 0.006619 | 0.000422 | Estimated using an emission factor | 2588 | 0.00054607
2018 | KS | Archer Daniels Midland Fredonia | 10857 | SPNO | SPP North |  | 4.1
2018 | KS | Arkalon Ethanol LLC | 58192 | SPNO | SPP North | NG | 3 | 0.040166 | 11601.2 | 65389.713 | 0.26328 | 0.045388 | 0.0080525 | NEI avg EF - PM, fuel type | 1628005 | 6.5547
2018 | KS | Ashland | 1259 | SPNO | SPP North | DFO | 6.8 |  | 96.001 | 1020.001 | 0.11584 | 2.4134 | 0.22714 | EPA/NEI; Estimated using an emission factor | 1020.001 | 0.11584
2018 | KS | Augusta Electric Plant No 1 | 1261 | SPNO | SPP North | NG | 11.5 |  | -173 | 63.999 | 0.0026449 | 0 | 0.082655 | Estimated using an emission factor | 63.999 | 0.0026449
2018 | KS | Augusta Electric Plant No 2 | 6791 | SPNO | SPP North | NG | 20.7 |  | 1901 | 27879 | 0.0058825 | 0.0061888 | 0.000422 | Estimated using an emission factor | 27879 | 0.0058825
2018 | KS | Baldwin City Plant No 1 | 1262 | SPNO | SPP North | DFO | 5.3 |  | 43 | 496 | 0.07688 | 3.5758 | 0.31 | EPA/NEI; Estimated using an emission factor | 496 | 0.07688
2018 | KS | Baldwin City Plant No 2 | 8020 | SPNO | SPP North | DFO | 6.4 |  | 310 | 3205 | 0.49693 | 3.206 | 0.3101 | Estimated using an emission factor | 3205 | 0.49693
2018 | KS | Belleville | 1263 | SPNO | SPP North | DFO | 15.8 |  | 105.001 | 1064.002 | 0.16461 | 3.1354 | 0.30942 | EPA/NEI; Estimated using an emission factor | 1064.002 | 0.16461
2018 | KS | Beloit | 1264 | SPNO | SPP North | DFO | 19.3 |  | 73.001 | 533 | 0.08246 | 2.2591 | 0.30942 | Estimated using an emission factor | 533 | 0.08246
2018 | KS | Bird City | 1224 | SPNO | SPP North | DFO | 4 |  | 0
2018 | KS | Bonanza BioEnergy LLC | 58193 | SPNO | SPP North | NG | 2 | 0.020625 | 3533.55 | 20041.62 | 0.080691 | 0.045671 | 0.0080524 | NEI avg EF - PM, fuel type | 971706 | 3.9123
2018 | KS | BPU Solar Farm | 61313 | SPNO | SPP North | SUN | 1 |  | 1705 |  |  | 0 |  |  |  | 0
2018 | KS | Buckeye Wind Energy Center | 58767 | SPNO | SPP North | WND | 381.5 |  | 759010 |  |  | 0 |  | EPA/NEI; Estimated using an emission factor |  | 0
2018 | KS | Buffalo Dunes Wind Project | 58474 | SPSO | SPP South | WND | 249.8 |  | 918166 |  |  | 0 |  |  |  | 0
2018 | KS | Burlingame | 1265 | SPNO | SPP North | NG | 4.5 |  | 78 | 790 | 0.00016669 | 0.0042741 | 0.000422 | EPA/NEI; Estimated using an emission factor | 790 | 0.00016669
2018 | KS | Burlington (KS) | 1266 | SPNO | SPP North | NG | 12.8 |  | 123.481 | 1062 | 0.080869 | 1.3098 | 0.1523 | EPA/NEI; Estimated using an emission factor | 1062 | 0.080869
2018 | KS | Caney River Wind Project | 57858 | SPNO | SPP North | WND | 200 |  | 637983 |  |  | 0 |  |  |  | 0
2018 | KS | Cedar Bluff Wind, LLC | 60069 | SPNO | SPP North | WND | 198.6 |  | 769120 |  |  | 0 |  |  |  | 0
2018 | KS | Central Plains Wind Farm | 56818 | SPNO | SPP North | WND | 99 |  | 276900 |  |  | 0 |  |  |  | 0
2018 | KS | Chanute 1 | 1267 | SPNO | SPP North | NG | 15.7
2018 | KS | Chanute 3 | 7018 | SPNO | SPP North | NG | 34.8 |  | 291 | 23416.999 | 1.2547 | 8.6234 | 0.10716 | Estimated using an emission factor | 23416.999 | 1.2547
2018 | KS | Cimarron Bend Wind Project I, LLC | 60687 | SPNO | SPP North | WND | 200 |  | 787258 |  |  | 0 |  |  |  | 0
2018 | KS | Cimarron Bend Wind Project II, LLC | 60688 | SPNO | SPP North | WND | 200 |  | 877905 |  |  | 0 |  |  |  | 0
2018 | KS | Cimarron Wind Energy LLC | 57762 | SPNO | SPP North | WND | 165.6 |  | 653134 |  |  | 0 |  |  |  | 0
2018 | KS | Cimarron Windpower II | 57663 | SPNO | SPP North | WND | 131 |  | 550090 |  |  | 0 |  |  |  | 0
2018 | KS | City of Pratt Solar | 62931 | SPNO | SPP North | SUN | 6
2018 | KS | Clay Center | 1270 | SPNO | SPP North | NG | 31.4 |  | -807.998 | 5604.999 | 0.0011824 | 0 | 0.00042192 | EPA/NEI; Estimated using an emission factor | 5604.999 | 0.0011824
2018 | KS | Cloud County Wind Farm | 56784 | SPNO | SPP North | WND | 201 |  | 568456 |  |  | 0 |  |  |  | 0
2018 | KS | CML&P Generating Facility No. 2 | 59726 | SPSO | SPP South | NG | 56.1 |  | 57987 | 512859 | 0.10821 | 0.0037323 | 0.000422 | Estimated using an emission factor | 512859 | 0.10821
2018 | KS | Colby | 1225 | SPNO | SPP North | NG | 16 |  | 128 | 3269 | 0.0089626 | 0.14004 | 0.0054834 | NEI avg EF - PM, fuel type, firing type | 3269 | 0.0089626
2018 | KS | Colby City of | 1272 | SPNO | SPP North | DFO | 20.2 |  | 37 | 447.001 | 0.069285 | 3.7451 | 0.31 | EPA/NEI; Estimated using an emission factor | 447.001 | 0.069285
2018 | KS | CP Bloom Wind LLC | 59888 | SPNO | SPP North | WND | 178.2 |  | 711351 |  |  | 0 |  |  |  | 0
2018 | KS | Diamond Vista Wind Project, LLC | 61789 | SPNO | SPP North | WND | 299.3
2018 | KS | East Fork Wind Project, LLC | 62220 | SPNO | SPP North | WND | 195.8
2018 | KS | East Kansas Agri-Energy, LLC | 59383 | SPNO | SPP North | WH | 2 |  | 5010 |  |  | 0 |  |  |  | 0
2018 | KS | El Dorado Refinery | 58075 | SPNO | SPP North | NG | 38.9 | 0.43033 | 67003 | 386741.973 | 1.0603 | 0.03165 | 0.0054834 | NEI avg EF - PM, fuel type, firing type | 898714 | 2.464
2018 | KS | Elk River Wind | 56303 | SPNO | SPP North | WND | 150 |  | 450118 |  |  | 0 |  |  |  | 0
2018 | KS | Ellinwood | 1274 | SPNO | SPP North | DFO | 8.5 |  | -299 | 379 | 0.058745 | 0 | 0.31 | Estimated using an emission factor | 379 | 0.058745
2018 | KS | Ellis | 1275 | SPNO | SPP North | NG | 5.5
2018 | KS | Ensign Wind LLC | 58137 | SPNO | SPP North | WND | 98.9 |  | 443898 |  |  | 0 |  |  |  | 0
2018 | KS | Erie | 1276 | SPNO | SPP North | DFO | 8.2 |  | 7.001 | 88.001 | 0.013795 | 3.9409 | 0.31352 | EPA/NEI; Estimated using an emission factor | 88.001 | 0.013795
2018 | KS | Erie Energy Center | 7766 | SPNO | SPP North | DFO | 20 |  | 377 | 3931 | 0.60884 | 3.2299 | 0.30976 | Estimated using an emission factor | 3931 | 0.60884
2018 | KS | Flat Ridge 2 Wind Energy LLC | 57787 | SPNO | SPP North | WND | 470.4 |  | 1863802 |  |  | 0 |  |  |  | 0
2018 | KS | Flat Ridge Wind Energy LLC | 56879 | SPNO | SPP North | WND | 49.7 |  | 129959 |  |  | 0 |  |  |  | 0
2018 | KS | Flat Ridge Wind Farm | 56819 | SPNO | SPP North | WND | 50 |  | 144762 |  |  | 0 |  |  |  | 0
2018 | KS | Fort Hays State University Wind Farm | 61540 | SPNO | SPP North | WND | 4 |  | 15600 |  |  | 0 |  |  |  | 0
2018 | KS | Gardner Energy Center | 7281 | SPNO | SPP North | NG | 39.2 |  | 35 | 636 | 0.0017437 | 0.099641 | 0.0054834 | NEI avg EF - PM, fuel type, firing type | 636 | 0.0017437
2018 | KS | Garnett Municipal | 1278 | SPNO | SPP North | DFO | 11.7 |  | 6 | 83.001 | 0.01302 | 4.34 | 0.31373 | Estimated using an emission factor | 83.001 | 0.01302
2018 | KS | Gas Turbine (KS) | 1298 | SPNO | SPP North | NG | 1.3
2018 | KS | Girard | 1279 | SPNO | SPP North | NG | 10.8 |  | 54 | 581 | 0.00012238 | 0.0045326 | 0.00042127 | Estimated using an emission factor | 581 | 0.00012238
2018 | KS | Goodland | 1280 | SPNO | SPP North | NG | 18.7 |  | -3894.001 | 2197.999 | 0.013157 | 0 | 0.011972 | Estimated using an emission factor | 2197.999 | 0.013157
2018 | KS | Goodman Energy Center | 56497 | SPNO | SPP North | NG | 103.5 |  | 168630 | 1628698.005 | 0.34366 | 0.0040758 | 0.000422 | Estimated using an emission factor | 1628698.005 | 0.34366
2018 | KS | Gray County Wind Energy | 55734 | SPNO | SPP North | WND | 112 |  | 254995 |  |  | 0 |  |  |  | 0
2018 | KS | Great Bend - Midwest Energy | 1334 | SPNO | SPP North | NG | 10
2018 | KS | Greensburg | 57118 | SPNO | SPP North | WND | 12.5 |  | 40313 |  |  | 0 |  |  |  | 0
2018 | KS | Herington | 1283 | SPNO | SPP North | DFO | 10.6 |  | 12 | 114 | 0.01767 | 2.945 | 0.31 |  | 114 | 0.01767
2018 | KS | Hill City | 1285 | SPNO | SPP North | NG | 6.9 |  | 0
2018 | KS | Hoisington | 1286 | SPNO | SPP North | NG | 14.2 |  | 124 | 1379 | 0.015615 | 0.25186 | 0.022647 | EPA/NEI; Estimated using an emission factor | 1379 | 0.015615
2018 | KS | Holton | 1287 | SPNO | SPP North | DFO | 21.5 |  | 1660.001 | 38400.998 | 4.238 | 5.106 | 0.22072 | Estimated using an emission factor | 38400.998 | 4.238
2018 | KS | Hugoton 1 | 1289 | SPNO | SPP North | DFO | 2.2
2018 | KS | Hugoton 2 | 7011 | SPNO | SPP North | DFO | 19.2 |  | 54.881 | 444.999 | 0.066189 | 2.4121 | 0.29748 | Estimated using an emission factor | 444.999 | 0.066189
2018 | KS | Iola | 1291 | SPNO | SPP North | NG | 38.3 |  | 1000.002 | 11840.999 | 1.0551 | 2.1101 | 0.17821 | EPA/NEI; Estimated using an emission factor | 11840.999 | 1.0551
2018 | KS | Ironwood Wind | 57639 | SPNO | SPP North | WND | 167.9 |  | 620896 |  |  | 0 |  |  |  | 0
2018 | KS | Jameson Energy Center | 59045 | SPNO | SPP North | NG | 27.6 |  | 4700.001 | 46011.999 | 0.0097083 | 0.0041312 | 0.00042199 | Estimated using an emission factor | 46011.999 | 0.0097083
2018 | KS | Jetmore | 1292 | SPNO | SPP North | DFO | 8.5 |  | 53 | 577 | 0.089435 | 3.3749 | 0.31 | EPA/NEI; Estimated using an emission factor | 577 | 0.089435
2018 | KS | Johnson | 6579 | SPNO | SPP North | DFO | 12.5 |  | 85 | 940 | 0.1457 | 3.4282 | 0.31 | EPA/NEI; Estimated using an emission factor | 940 | 0.1457
2018 | KS | Kansas River Project | 10279 | SPNO | SPP North | WAT | 7 |  | 26420 |  |  | 0 |  |  |  | 0
2018 | KS | Kaw | 1294 | SPNO | SPP North | NG | 165.7
2018 | KS | Kingman Municipal Power and Light Plant | 1296 | SPNO | SPP North | NG | 21.5 |  | 2718.999 | 38212 | 0.0080627 | 0.0059307 | 0.000422 | EPA/NEI; Estimated using an emission factor | 38212 | 0.0080627
2018 | KS | Kingman Wind | 60639 | SPNO | SPP North | WND | 214.8 |  | 861233 |  |  | 0 |  |  |  | 0
2018 | KS | La Crosse | 1297 | SPNO | SPP North | DFO | 6.1 |  | 16 | 168 | 0.026195 | 3.2744 | 0.31185 | EPA/NEI; Estimated using an emission factor | 168 | 0.026195
2018 | KS | Lakin Municipal | 7393 | SPNO | SPP North | NG | 4.4 |  | 0
2018 | KS | Larned | 1299 | SPNO | SPP North | DFO | 29.2 |  | -290.001 | 1547.002 | 0.2401 | 0 | 0.3104 | EPA/NEI; Estimated using an emission factor | 1547.002 | 0.2401
2018 | KS | Lincoln | 1300 | SPNO | SPP North | DFO | 12.6 |  | 132.001 | 1310 | 0.2032 | 3.0788 | 0.31024 | EPA/NEI; Estimated using an emission factor | 1310 | 0.2032
2018 | KS | Marshall Wind Farm | 59084 | SPNO | SPP North | WND | 73.8 |  | 288918 |  |  | 0 |  |  |  | 0
2018 | KS | Meade | 1306 | SPNO | SPP North | NG | 8.2 |  | 62 | 708 | 0.028166 | 0.90859 | 0.079566 | Estimated using an emission factor | 708 | 0.028166
2018 | KS | Midwest Energy Community Solar Array | 59632 | SPNO | SPP North | SUN | 1 |  | 2021 |  |  | 0 |  |  |  | 0
2018 | KS | Minneapolis City of | 1307 | SPNO | SPP North | NG | 10.2 |  | 259 | 1873 | 0.064168 | 0.49551 | 0.068519 | EPA/NEI; Estimated using an emission factor | 1873 | 0.064168
2018 | KS | Mulvane 2 | 7976 | SPNO | SPP North | DFO | 9.2 |  | 12 | 486 | 0.075485 | 12.5808 | 0.31064 | Estimated using an emission factor | 486 | 0.075485
2018 | KS | Mulvane Power Plant | 1308 | SPNO | SPP North |  | 7.2
2018 | KS | Neosho | 1243 | SPNO | SPP North | NG | 69
2018 | KS | Neosho Ridge Wind Energy Center | 62481 | SPNO | SPP North | WND | 301
2018 | KS | Ninnescah Wind Energy, LLC | 60620 | SPNO | SPP North | WND | 208.3 |  | 869466 |  |  | 0 |  |  |  | 0
2018 | KS | Oak Grove Power Producers | 57489 | SPNO | SPP North | LFG | 3.6 |  | 19510 | 209337 | 1.5386 | 0.15773 | 0.0147 | Estimated using an emission factor | 209337 | 1.5386
2018 | KS | Oberlin (KS) | 1312 | SPNO | SPP North | DFO | 6.9 |  | 21.56 | 235 | 0.03627 | 3.3646 | 0.30868 | Estimated using an emission factor | 235 | 0.03627
2018 | KS | Osage City | 1313 | SPNO | SPP North | NG | 13.5 |  | -50.999 | 1674 | 0.032859 | 0 | 0.039258 | EPA/NEI; Estimated using an emission factor | 1674 | 0.032859
2018 | KS | Osawatomie City of | 1314 | SPNO | SPP North | DFO | 7 |  | 19.6 | 489 | 0.075795 | 7.7342 | 0.31 | EPA/NEI; Estimated using an emission factor | 489 | 0.075795
2018 | KS | Osawatomie Power Plant North Sub | 60751 | SPNO | SPP North | DFO | 6 |  | 0
2018 | KS | Osawatomie Power Plant South Sub | 60750 | SPNO | SPP North | DFO | 6 |  | 9.801 | 102 | 0.01581 | 3.2262 | 0.31 | Estimated using an emission factor | 102 | 0.01581
2018 | KS | Osborne | 1315 | SPNO | SPP North | DFO | 7.1 |  | 7.84 | 106.999 | 0.012716 | 3.2438 | 0.23768 | Estimated using an emission factor | 106.999 | 0.012716
2018 | KS | Ottawa | 1316 | SPNO | SPP North | NG | 30.7 |  | 1363 | 28516.999 | 0.013518 | 0.019835 | 0.00094806 | EPA/NEI; Estimated using an emission factor | 28516.999 | 0.013518
2018 | KS | Oxford (KS) | 7432 | SPNO | SPP North | DFO | 8.4 |  | 0
2018 | KS | Post Rock Wind Power Project, LLC | 57678 | SPNO | SPP North | WND | 201 |  | 723674 |  |  | 0 |  |  |  | 0
2018 | KS | Prairie Horizon Agri Energy | 58183 | SPNO | SPP North | NG | 3.5 | 0.00862 | 2448.28 | 14115.913 | 0.056831 | 0.046425 | 0.0080521 | EPA/NEI; Estimated using an emission factor | 1637506 | 6.593
2018 | KS | Prairie Queen Wind Farm | 62488 | SPNO | SPP North | WND | 199.3
2018 | KS | Prairie Sky Solar Farm | 61798 | SPNO | SPP North | SUN | 1 |  | 1859 |  |  | 0 |  |  |  | 0
2018 | KS | Pratt | 1317 | SPNO | SPP North | NG | 23.5 |  | 284 | 4006 | 0.024131 | 0.16993 | 0.012047 | EPA/NEI; Estimated using an emission factor | 4006 | 0.024131
2018 | KS | Pratt 2 | 7447 | SPNO | SPP North | NG | 16 |  | 502 | 4385 | 0.00092545 | 0.003687 | 0.0004221 | Estimated using an emission factor | 4385 | 0.00092545
2018 | KS | Pratt Wind, LLC | 61957 | SPNO | SPP North | WND | 243.5 |  | 59378 |  |  | 0 |  |  |  | 0
2018 | KS | Reading Wind Project | 60999 | SPNO | SPP North | WND | 200.1
2018 | KS | Rubart | 58255 | SPNO | SPP North | NG | 120 |  | 25605.996 | 270960 | 0.057173 | 0.0044656 | 0.000422 | Estimated using an emission factor | 270960 | 0.057173
2018 | KS | Russell Downtown | 1319 | SPNO | SPP North | NG | 15.7 |  | 105 | 1383 | 0.068399 | 1.3028 | 0.098914 | Estimated using an emission factor | 1383 | 0.068399
2018 | KS | Russell Energy Center | 7930 | SPNO | SPP North | NG | 15 | 1 | 1212 | 14567 | 0.039941 | 0.065909 | 0.0054838 | NEI avg EF - PM, fuel type, firing type | 14567 | 0.039941
2018 | KS | Sabetha Power Plant | 1320 | SPNO | SPP North | NG | 21.8 |  | -977.999 | 1306.001 | 0.16188 | 0 | 0.2479 | Estimated using an emission factor | 1306.001 | 0.16188
2018 | KS | Salt Springs Wind Farm | 60807 | SPNO | SPP North | WND | 200
2018 | KS | Sharon Spring | 1324 | SPNO | SPP North | NG | 3 |  | 0
2018 | KS | Sharpe | 7973 | SPNO | SPP North | DFO | 20 |  | -1 | 5607 | 0.86955 | 0 | 0.31017 | Estimated using an emission factor | 5607 | 0.86955
2018 | KS | Shooting Star | 58018 | SPNO | SPP North | WND | 104 |  | 438302 |  |  | 0 |  |  |  | 0
2018 | KS | Slate Creek Wind Project LLC | 59837 | SPNO | SPP North | WND | 150 |  | 607790 |  |  | 0 |  |  |  | 0
2018 | KS | Smoky Hills Wind Project Phase I | 56488 | SPNO | SPP North | WND | 100.8 |  | 328083 |  |  | 0 |  |  |  | 0
2018 | KS | Smoky Hills Wind Project Phase II | 56985 | SPNO | SPP North | WND | 148.5 |  | 384236 |  |  | 0 |  |  |  | 0
2018 | KS | Solomon Forks Wind Project, LLC | 61984 | SPNO | SPP North | WND | 275.6
2018 | KS | Spearville | 56351 | SPNO | SPP North | WND | 148.5 |  | 377126 |  |  | 0 |  |  |  | 0
2018 | KS | Spearville 3 LLC | 57975 | SPNO | SPP North | WND | 108 |  | 402795 |  |  | 0 |  |  |  | 0
2018 | KS | St Francis | 1321 | SPNO | SPP North | DFO | 5.9 |  | 0
2018 | KS | St John | 1322 | SPNO | SPP North | DFO | 5.9 |  | 6 | 47 | 0.007285 | 2.4283 | 0.31 | EPA/NEI; Estimated using an emission factor | 47 | 0.007285
2018 | KS | Stafford | 1325 | SPNO | SPP North | DFO | 5.1 |  | 0 |  |  |  |  | EPA/NEI; Estimated using an emission factor
2018 | KS | Sterling | 1326 | SPNO | SPP North | DFO | 10.3 |  | 75 | 759 | 0.11764 | 3.1372 | 0.31 | Estimated using an emission factor | 759 | 0.11764
2018 | KS | Stockton | 1327 | SPNO | SPP North | NG | 6 |  | -152.001 | 390.999 | 8.2712e-05 | 0 | 0.00042308 | Estimated using an emission factor | 390.999 | 8.2712e-05
2018 | KS | Synata Hugoton | 58613 | SPNO | SPP North | OBS | 21.9 | 1 | -3726 | 0 | 0 | 0 |  | NEI avg EF - PM, fuel type | 0 | 0
2018 | KS | Wamego | 1328 | SPNO | SPP North | NG | 15.2 |  | -712.001 | 2795 | 0.00058953 | 0 | 0.00042185 | Estimated using an emission factor | 2795 | 0.00058953
2018 | KS | Washington | 1329 | SPNO | SPP North | DFO | 8.9 |  | 52 | 621 | 0.09641 | 3.7081 | 0.3105 | Estimated using an emission factor | 621 | 0.09641
2018 | KS | Waste Management Rolling Meadows LFGTE | 57023 | SPNO | SPP North | LFG | 5.6 |  | 47022.003 | 560588 | 4.1203 | 0.17525 | 0.0147 | Estimated using an emission factor | 560588 | 4.1203
2018 | KS | Waste Water Plant Generator | 56022 | SPNO | SPP North | DFO | 1.6 |  | 0
2018 | KS | Waverly Wind Farm LLC | 57614 | SPNO | SPP North | WND | 199 |  | 783358 |  |  | 0 |  |  |  | 0
2018 | KS | Wellington 1 | 1330 | SPNO | SPP North | NG | 25 |  | 62 | 1465.81 | 0.0059024 | 0.1904 | 0.0080535 | EPA/NEI; Estimated using an emission factor | 1465.81 | 0.0059024
2018 | KS | Wellington 2 | 7339 | SPNO | SPP North | NG | 20 |  | 1810 | 28717 | 0.078733 | 0.086998 | 0.0054834 | NEI avg EF - PM, fuel type, firing type | 28717 | 0.078733
2018 | KS | West 14th Street | 1332 | SPNO | SPP North | NG | 12.6 |  | 707 | 17680 | 0.048473 | 0.13712 | 0.0054834 | NEI avg EF - PM, fuel type, firing type | 17680 | 0.048473
2018 | KS | Westar Cities Solar | 60956 | SPNO | SPP North | SUN | 1 |  | 2142 |  |  | 0 |  |  |  | 0
2018 | KS | Westar Wind | 56219 | SPNO | SPP North | WND | 1.4
2018 | KS | Western Plains Wind Farm | 60689 | SPNO | SPP North | WND | 280.6 |  | 1100947 |  |  | 0 |  |  |  | 0
2018 | KS | Wichita Plant | 50169 | SPNO | SPP North | NG | 43.7 | 1 | 0
2018 | KS | Wolf Creek Generating Station | 210 | SPNO | SPP North | NUC | 1267.7 |  | 9168289 |  |  | 0 |  |  |  | 0
2018 | KS | Wolf Creek Generator | 62590 | SPNO | SPP North | DFO | 1
2018 | KS | Chanute 2 | 1268 | SPNO | SPP North | NG | 64 |  | 97990 | 1259979 | 4.9236 | 0.10049 | 0.0078154 | NEI avg EF - PM, fuel type, firing type | 1259979 | 4.9236
2018 | KS | Cimarron River | 1230 | SPNO | SPP North | NG | 65 |  | 621 | 7770 | 0.02888 | 0.093011 | 0.0074337 | EPA/NEI | 7770 | 0.02888
2018 | KS | Clifton Station | 8037 | SPNO | SPP North | NG | 87.5 |  | 8063 | 181646 | 0.70982 | 0.17607 | 0.0078154 | NEI avg EF - PM, fuel type, firing type | 181646 | 0.70982
2018 | KS | Coffeyville | 1271 | SPSO | SPP South | NG | 62.7 |  | 19020 | 232599 | 0.7258 | 0.07632 | 0.0062408 | EPA/NEI | 232599 | 0.7258
2018 | KS | East 12th Street | 7013 | SPNO | SPP North | NG | 28.1 |  | 3574 | 49142 | 0.17628 | 0.098647 | 0.0071744 | NEI avg EF - PM, fuel type, firing type | 49142 | 0.17628
2018 | KS | Emporia Energy Center | 56502 | SPNO | SPP North | NG | 730.2 |  | 528073.999 | 6362586 | 19.7478 | 0.074792 | 0.0062075 | EPA/NEI | 6362586 | 19.7478
2018 | KS | Fort Dodge aka Judson Large | 1233 | SPNO | SPP North | NG | 149 |  | 1193 | 37489 | 0.17085 | 0.28642 | 0.0091146 | EPA/NEI | 37489 | 0.17085
2018 | KS | Garden City | 1336 | SPNO | SPP North | NG | 267.8 |  | 40575 | 571689 | 1.9169 | 0.094489 | 0.0067062 | EPA/NEI | 571689 | 1.9169
2018 | KS | Gordon Evans Energy Center | 1240 | SPNO | SPP North | NG | 904 |  | 367734 | 4292356 | 15.6847 | 0.085305 | 0.0073082 | EPA/NEI | 4292356 | 15.6847
2018 | KS | Great Bend Station aka Arthur Mullergren | 1235 | SPNO | SPP North | NG | 81.6 |  | -661 | 16643 | 0.062548 | 0 | 0.0075164 | EPA/NEI | 16643 | 0.062548
2018 | KS | Holcomb | 108 | SPNO | SPP North | SUB | 348.7 |  | 1472215 | 16524914 | 39.4955 | 0.053655 | 0.0047801 | EPA/NEI | 16524914 | 39.4955
2018 | KS | Hutchinson Energy Center | 1248 | SPNO | SPP North | NG | 597.7 |  | 6222.001 | 145961 | 0.59122 | 0.19004 | 0.0081011 | EPA/NEI | 145961 | 0.59122
2018 | KS | Jeffrey Energy Center | 6068 | SPNO | SPP North | SUB | 2160 |  | 9498815 | 104680381 | 710.1231 | 0.14952 | 0.013567 | EPA/NEI | 104680381 | 710.1231
2018 | KS | La Cygne | 1241 | SPNO | SPP North | SUB | 1598.9 |  | 5505014 | 59257916 | 361.0978 | 0.13119 | 0.012187 | EPA/NEI | 59257916 | 361.0978
2018 | KS | Lawrence Energy Center | 1250 | SPNO | SPP North | SUB | 604 |  | 2812049 | 31529800 | 138.3399 | 0.098391 | 0.0087752 | EPA/NEI | 31529800 | 138.3399
2018 | KS | McPherson 2 | 1305 | SPNO | SPP North | NG | 246.8 |  | 16831.001 | 271815 | 0.53329 | 0.06337 | 0.0039239 | EPA/NEI; Estimated using an emission factor | 271815 | 0.53329
2018 | KS | McPherson Municipal Power Plant #3 | 7515 | SPNO | SPP North | NG | 115.6 |  | 13016 | 167541 | 0.6547 | 0.1006 | 0.0078154 | NEI avg EF - PM, fuel type, firing type | 167541 | 0.6547
2018 | KS | Murray Gill Energy Center | 1242 | SPNO | SPP North | NG | 349 |  | 130656 | 2062973 | 7.493 | 0.1147 | 0.0072643 | EPA/NEI | 2062973 | 7.493
2018 | KS | Nearman Creek | 6064 | SPNO | SPP North | SUB | 671 |  | 977981 | 11291516 | 120.0371 | 0.24548 | 0.021261 | EPA/NEI | 11291516 | 120.0371
2018 | KS | Osawatomie Generating Station | 7928 | SPNO | SPP North | NG | 741.1 |  | 15908.998 | 174921 | 0.68354 | 0.085932 | 0.0078154 | NEI avg EF - PM, fuel type, firing type | 174921 | 0.68354
2018 | KS | Quindaro | 1295 | SPNO | SPP North | NG | 388.4 |  | 27497 | 606141 | 2.2971 | 0.16708 | 0.0075795 | EPA/NEI; Estimated using an emission factor | 606141 | 2.2971
2018 | KS | Riverton | 1239 | SPNO | SPP North | NG | 400.2 |  | 1294052 | 9718025 | 27.9706 | 0.043229 | 0.0057564 | NEI avg EF - PM, fuel type, firing type | 9718025 | 27.9706
2018 | KS | Tecumseh Energy Center | 1252 | SPNO | SPP North | SUB | 290 |  | 274643 | 3583990 | 8.9072 | 0.064864 | 0.0049706 | EPA/NEI | 3583990 | 8.9072
2018 | KS | West Gardner Generating Station | 7929 | SPNO | SPP North | NG | 408 |  | 44502 | 567012 | 2.2157 | 0.099579 | 0.0078154 | NEI avg EF - PM, fuel type, firing type | 567012 | 2.2157
2018 | KY | Barkley | 1371 | SRTV | SERC Tennessee Valley | WAT | 130 |  | 637783 |  |  | 0 |  |  |  | 0
2018 | KY | Bavarian LFGTE | 56277 | SRTV | SERC Tennessee Valley | LFG | 4.8 |  | 33081 | 430504.999 | 3.1642 | 0.1913 | 0.0147 | Estimated using an emission factor | 430504.999 | 3.1642
2018 | KY | Blue Ridge Generating | 59392 | SRTV | SERC Tennessee Valley | LFG | 1.6 |  | 6147 | 69020 | 0.5073 | 0.16506 | 0.0147 | Estimated using an emission factor | 69020 | 0.5073
2018 | KY | Bluebird Solar LLC | 62797 | SRTV | SERC Tennessee Valley | SUN | 80
2018 | KY | Cannelton Hydroelectric Plant | 57399 | RFCW | RFC West | WAT | 87.9 |  | 351156 |  |  | 0 |  |  |  | 0
2018 | KY | Cooperative Solar One | 60863 | SRTV | SERC Tennessee Valley | SUN | 8.5 |  | 13787 |  |  | 0 |  |  |  | 0
2018 | KY | Cox Waste to Energy | 54850 | SRTV | SERC Tennessee Valley | WDS | 5 | 0.01822 | 2125 | 12669.439 | 0.1445 | 0.136 | 0.022812 | NEI avg EF - PM, fuel type | 695340 | 7.9311
2018 | KY | Crittenden Solar Facility | 61310 | SRTV | SERC Tennessee Valley | SUN | 2.7 |  | 2789 |  |  | 0 |  |  |  | 0
2018 | KY | Dale | 1385 | SRTV | SERC Tennessee Valley | BIT | 216
2018 | KY | Dix Dam | 1354 | SRTV | SERC Tennessee Valley | WAT | 28.2 |  | 152672.001 |  |  | 0 |  |  |  | 0
2018 | KY | Evelyn Hydroelectric Project | 62748 | SRTV | SERC Tennessee Valley | WAT | 3
2018 | KY | Glasgow LFGTE | 60137 | SRTV | SERC Tennessee Valley | LFG | 1 |  | 5777 | 72002 | 0.52921 | 0.18321 | 0.0147 | Estimated using an emission factor | 72002 | 0.52921
2018 | KY | Green City Recovery, LLC | 60703 | SRTV | SERC Tennessee Valley | LFG | 2 |  | 1948 | 31759 | 0.23343 | 0.23966 | 0.0147 | EPA/NEI; Estimated using an emission factor | 31759 | 0.23343
2018 | KY | Green River | 1357 | SRTV | SERC Tennessee Valley | BIT | 263.6
2018 | KY | Green Valley LFGTE | 56278 | SRTV | SERC Tennessee Valley | LFG | 3.2 |  | 13374 | 162503.001 | 1.1944 | 0.17862 | 0.0147 | EPA/NEI; Estimated using an emission factor | 162503.001 | 1.1944
2018 | KY | Haefling | 1358 | SRTV | SERC Tennessee Valley | NG | 62.1 |  | -159 | 642 | 0.0017602 | 0 | 0.0054834 | EPA/NEI; Estimated using an emission factor | 642 | 0.0017602
2018 | KY | Hardin County LFGTE | 56280 | SRTV | SERC Tennessee Valley | LFG | 2.4 |  | 4731.999 | 61002.999 | 0.44836 | 0.1895 | 0.0147 | Estimated using an emission factor | 61002.999 | 0.44836
2018 | KY | Hardinsburg Electric Generating Station | 55227 | RFCW | RFC West | NG | 472
2018 | KY | Heidelberg Hydroelectric Project | 62749 | SRTV | SERC Tennessee Valley | WAT | 2.5
2018 | KY | Kentucky Dam | 1377 | SRTV | SERC Tennessee Valley | WAT | 218.6 |  | 1098259.001 |  |  | 0 |  |  |  | 0
2018 | KY | Kentucky Mills | 55429 | SRTV | SERC Tennessee Valley | BLQ | 88 | 0.12837 | 345265 | 1913501.726 | 5.9732 | 0.0346 | 0.0062432 | EPA/NEI; Estimated using an emission factor | 14906641.675 | 46.5322
2018 | KY | KY No. 11 L&D Hydroelectric Project | 62390 | SRTV | SERC Tennessee Valley | WAT | 2.5
2018 | KY | Laurel Dam | 6171 | SRTV | SERC Tennessee Valley | WAT | 70 |  | 102762 |  |  | 0 |  |  |  | 0
2018 | KY | Laurel Ridge LFGTE | 56279 | SRTV | SERC Tennessee Valley | LFG | 4 |  | 23001 | 272502 | 2.0029 | 0.17416 | 0.0147 | Estimated using an emission factor | 272502 | 2.0029
2018 | KY | L'Oreal Solar - Florence | 61744 | RFCW | RFC West | SUN | 1.1 |  | 1557 |  |  | 0 |  |  |  | 0
2018 | KY | Mason County LFGTE | 56977 | SRTV | SERC Tennessee Valley | LFG | 2
2018 | KY | Meldahl Hydroelectric Project | 56872 | SRTV | SERC Tennessee Valley | WAT | 105 |  | 428511 |  |  | 0 |  |  |  | 0
2018 | KY | Morehead Generating Facility | 62641 | SRTV | SERC Tennessee Valley | LFG | 1.4
2018 | KY | Mother Ann Lee | 1359 | SRTV | SERC Tennessee Valley | WAT | 2.1 |  | 10526.001 |  |  | 0 |  |  |  | 0
2018 | KY | Ohio Falls | 1365 | SRTV | SERC Tennessee Valley | WAT | 109.6 |  | 190876 |  |  | 0 |  |  |  | 0
2018 | KY | Paris (KY) | 1376 | SRTV | SERC Tennessee Valley | DFO | 11.5 |  | 0
2018 | KY | Pendleton County LFGTE | 56327 | SRTV | SERC Tennessee Valley | LFG | 3.2 |  | 13507 | 183002 | 1.3451 | 0.19917 | 0.0147 | Estimated using an emission factor | 183002 | 1.3451
2018 | KY | Pineville | 1360 | SRTV | SERC Tennessee Valley | BIT | 37.5
2018 | KY | Ravenna Hydroelectric Project | 62747 | SRTV | SERC Tennessee Valley | WAT | 2.5
2018 | KY | Smithland Hydroelectric Plant | 57400 | SRTV | SERC Tennessee Valley | WAT | 75.9 |  | 219066.999 |  |  | 0 |  |  |  | 0
2018 | KY | SunCoke Energy South Shore Facility | 60373 | RFCW | RFC West | BIT | 90
2018 | KY | Tyrone | 1361 | SRTV | SERC Tennessee Valley |  | 137.4
2018 | KY | Unknown | 7894 | SRTV | SERC Tennessee Valley | NG | 1468
2018 | KY | Walton 1 Solar Facility | 61311 | SRTV | SERC Tennessee Valley | SUN | 2 |  | 2046 |  |  | 0 |  |  |  | 0
2018 | KY | Walton 2 Solar Facility | 61312 | SRTV | SERC Tennessee Valley | SUN | 2 |  | 2227 |  |  | 0 |  |  |  | 0
2018 | KY | Waterside GT | 1367 | SRTV | SERC Tennessee Valley | NG | 45
2018 | KY | Wolf Creek | 1380 | SRTV | SERC Tennessee Valley | WAT | 270 |  | 1226221.002 |  |  | 0 |  |  |  | 0
2018 | KY | Zorn | 1368 | SRTV | SERC Tennessee Valley | NG | 18 |  | -73 | 3 | 8.2251e-06 | 0 | 0.0054834 | NEI avg EF - PM, fuel type, firing type | 3 | 8.2251e-06
2018 | KY | Big Sandy | 1353 | RFCW | RFC West | NG | 1096.8 |  | 624804 | 6407128 | 55.5686 | 0.17788 | 0.017346 | EPA/NEI | 6407128 | 55.5686
2018 | KY | Bluegrass Generating Station | 55164 | SRTV | SERC Tennessee Valley | NG | 624 |  | 111765.999 | 1247610 | 17.2813 | 0.30924 | 0.027703 | EPA/NEI | 1247610 | 17.2813
2018 | KY | Cane Run | 1363 | SRTV | SERC Tennessee Valley | NG | 1467.9 |  | 4711155 | 32595016 | 93.8154 | 0.039827 | 0.0057564 | NEI avg EF - PM, fuel type, firing type | 32595016 | 93.8154
2018 | KY | Coleman | 1381 | SRTV | SERC Tennessee Valley | BIT | 602 |  |  |  | 0 |  |  | EPA/NEI |  | 0
2018 | KY | D B Wilson | 6823 | SRTV | SERC Tennessee Valley | BIT | 509.4 |  | 2256297 | 26506727 | 3.9907 | 0.0035374 | 0.00030111 | EPA/NEI | 26506727 | 3.9907
2018 | KY | DTE Calvert City, LLC | 55308 | SRTV | SERC Tennessee Valley | NG | 26.7 | 0.2641 | 185291 | 965242.211 | 1.561 | 0.016849 | 0.0032343 | EPA/NEI | 3654836 | 5.9105
2018 | KY | E W Brown | 1355 | SRTV | SERC Tennessee Valley | BIT | 1747.7 |  | 2543463.998 | 29952503 | 2697.4309 | 2.1211 | 0.18011 | EPA/NEI; Estimated using an emission factor | 29952503 | 2697.4309
2018 | KY | East Bend | 6018 | RFCW | RFC West | BIT | 772 |  | 2792745 | 31462686 | 493.9642 | 0.35375 | 0.0314 | EPA/NEI | 31462686 | 493.9642
2018 | KY | Elmer Smith | 1374 | SRTV | SERC Tennessee Valley | BIT | 445.3 |  | 2209915 | 24621068 | 349.3646 | 0.31618 | 0.028379 | EPA/NEI | 24621068 | 349.3646
2018 | KY | Ghent | 1356 | SRTV | SERC Tennessee Valley | RC | 2225.9 |  | 11264692 | 114286950 | 4840.3601 | 0.85939 | 0.084705 | EPA/NEI | 114286950 | 4840.3601
2018 | KY | H L Spurlock | 6041 | SRTV | SERC Tennessee Valley | BIT | 1608.5 | 0.90545 | 7772126 | 71488727.019 | 2082.3317 | 0.53585 | 0.058256 | EPA/NEI | 78953723 | 2299.7729
2018 | KY | HMP and L Station 2 | 1382 | SRTV | SERC Tennessee Valley | BIT | 405 |  | 648948 | 8383844 | 131.6264 | 0.40566 | 0.0314 | EPA/NEI | 8383844 | 131.6264
2018 | KY | John S. Cooper | 1384 | SRTV | SERC Tennessee Valley | BIT | 344 |  | 562090 | 6142244 | 695.3019 | 2.474 | 0.2264 | EPA/NEI | 6142244 | 695.3019
2018 | KY | Marshall County | 55232 | SRTV | SERC Tennessee Valley | NG | 688 |  | 321338 | 3733924 | 33.3537 | 0.20759 | 0.017865 | EPA/NEI | 3733924 | 33.3537
2018 | KY | Mill Creek | 1364 | SRTV | SERC Tennessee Valley | BIT | 1717.2 |  | 8639800 | 90347450 | 993.5372 | 0.22999 | 0.021994 | EPA/NEI | 90347450 | 993.5372
2018 | KY | Paddy's Run | 1366 | SRTV | SERC Tennessee Valley | NG | 226.6 |  | 80162 | 946570 | 0.067026 | 0.0016723 | 0.00014162 | EPA/NEI | 946570 | 0.067026
2018 | KY | Paducah Power Systems Plant 1 | 56556 | SRTV | SERC Tennessee Valley | NG | 120 |  | 43932 | 496038 | 18.7147 | 0.85198 | 0.075457 | EPA/NEI | 496038 | 18.7147
2018 | KY | Paradise | 1378 | SRTV | SERC Tennessee Valley | BIT | 3718.2 |  | 9702462 | 87529070 | 899.1758 | 0.18535 | 0.020546 | EPA/NEI; Estimated using an emission factor | 87529070 | 899.1758
2018 | KY | R D Green | 6639 | SRTV | SERC Tennessee Valley | BIT | 586 |  | 3059098 | 35145206 | 551.7797 | 0.36075 | 0.0314 | EPA/NEI | 35145206 | 551.7797
2018 | KY | Riverside Generating Company | 55198 | RFCW | RFC West | NG | 1150 |  | 694617 | 7660359 | 17.0233 | 0.049015 | 0.0044445 | EPA/NEI | 7660359 | 17.0233
2018 | KY | Robert Reid | 1383 | SRTV | SERC Tennessee Valley | OG | 194.8 |  | -14868 | 56615 | 0.3261 | 0 | 0.01152 | EPA/NEI; Estimated using an emission factor | 56615 | 0.3261
2018 | KY | Shawnee | 1379 | SRTV | SERC Tennessee Valley | SUB | 1750 |  | 6285380 | 76218018 | 8227.7345 | 2.6181 | 0.2159 | EPA/NEI | 76218018 | 8227.7345
2018 | KY | Smith Generating Facility | 54 | SRTV | SERC Tennessee Valley | NG | 1663.4 |  | 394471 | 4856154 | 9.7742 | 0.049556 | 0.0040255 | EPA/NEI | 4856154 | 9.7742
2018 | KY | Trimble County | 6071 | SRTV | SERC Tennessee Valley | BIT | 2594.1 |  | 9025847.998 | 85856077 | 566.1694 | 0.12546 | 0.013189 | EPA/NEI | 85856077 | 566.1694
2018 | LA | A B Paterson | 1407 | SRMV | SERC Mississippi Valley |  | 148.9
2018 | LA | ADA Carbon Solutions Red River | 57938 | SPSO | SPP South | WH | 20.8 | 1 | 77532 |  |  | 0 |  |  |  | 0
2018 | LA | Agrilectric Power Partners Ltd | 10593 | SRMV | SERC Mississippi Valley | AB | 13.6 | 1 | 79653 | 1331395.6 | 6.6703 | 0.16748 | 0.01002 | EPA/NEI; Estimated using an emission factor | 1331395.6 | 6.6703
2018 | LA | Alliance Refinery | 52031 | SRMV | SERC Mississippi Valley | OG | 25 | 1 | 31333.91 | 406422.13 | 3.6398 | 0.23233 | 0.017912 | EPA/NEI; Estimated using an emission factor | 406422.13 | 3.6398
2018 | LA | Axiall Plaquemine | 55051 | SRMV | SERC Mississippi Valley | NG | 306 | 0.41472 | 1606430.001 | 8405027.146 | 23.044 | 0.02869 | 0.0054834 | NEI avg EF - PM, fuel type, firing type | 20266704 | 55.5652
2018 | LA | Buras | 1401 | SRMV | SERC Mississippi Valley | NG | 20.7 |  | 3199 | 62370 | 0.171 | 0.10691 | 0.0054834 | NEI avg EF - PM, fuel type, firing type | 62370 | 0.171
2018 | LA | Burnside Alumina Plant | 58200 | SRMV | SERC Mississippi Valley | NG | 12 | 0.10581 | 52063.78 | 302815.17 | 1.2192 | 0.046835 | 0.0080524 | NEI avg EF - PM, fuel type | 2861816.707 | 11.5223
2018 | LA | Chalmette Refining LLC | 50626 | SRMV | SERC Mississippi Valley | OTH | 5.7 | 1 | 13030 | 4880579 | 1.0298 | 0.15807 | 0.000422 | Estimated using an emission factor | 4880579 | 1.0298
2018 | LA | CII Carbon LLC | 54677 | SRMV | SERC Mississippi Valley | WH | 46 | 1 | 32019 |  |  | 0 |  |  |  | 0
2018 | LA | CITGO Refinery Powerhouse | 52175 | SRMV | SERC Mississippi Valley | OG | 75 | 0.08728 | 247967.89 | 1372951.465 | 17.84 | 0.14389 | 0.025988 | NEI avg EF - PM, fuel type | 15730512.691 | 204.4
2018 | LA | D G Hunter | 6558 | SPSO | SPP South | NG | 240.1 |  | 187274.997 | 1655523.002 | 0.34931 | 0.0037305 | 0.000422 | EPA/NEI; Estimated using an emission factor | 1655523.002 | 0.34931
2018 | LA | DeRidder Mill | 10488 | SPSO | SPP South | BLQ | 61.5 | 0.12902 | 387580.37 | 2152095.145 | 9.3751 | 0.048377 | 0.0087125 | EPA/NEI; Estimated using an emission factor | 16680161.784 | 72.6632
2018 | LA | Domino Sugar Arabi Plant | 54512 | SRMV | SERC Mississippi Valley | NG | 14 | 0.12101 | 41513.09 | 231125.614 | 0.93056 | 0.044832 | 0.0080525 | EPA/NEI; Estimated using an emission factor | 1910040.576 | 7.6902
2018 | LA | Dow St Charles Operations | 50152 | SRMV | SERC Mississippi Valley | NG | 343.2 | 0.38559 | 1980789 | 10542226.461 | 27.5991 | 0.027867 | 0.0052359 | EPA/NEI; Estimated using an emission factor | 27340436.35 | 71.576
2018 | LA | Enterprise Sugar Factory | 51008 | SPSO | SPP South | AB | 3 | 0 | 0
2018 | LA | ExxonMobil Baton Rouge Turbine Generator | 10690 | SRMV | SERC Mississippi Valley | NG | 85.3 | 0.45006 | 648650 | 3214927.805 | 8.8144 | 0.027178 | 0.0054834 | NEI avg EF - PM, fuel type, firing type | 7143268 | 19.5847
2018 | LA | ExxonMobil Garden City Gas Plant | 50728 | SPSO | SPP South | NG | 2.7
2018 | LA | Formosa Plastics | 54518 | SRMV | SERC Mississippi Valley | NG | 139 | 0.58958 | 357362 | 2250753.771 | 6.6576 | 0.03726 | 0.0059159 | EPA/NEI; Estimated using an emission factor | 3817553.267 | 11.2921
2018 | LA | Franklin (LA) | 1435 | SPSO | SPP South | NG | 10
2018 | LA | Gaylord Container Bogalusa | 54427 | SRMV | SERC Mississippi Valley | BLQ | 99.5 | 0.15238 | 511109.11 | 2854084.01 | 14.632 | 0.057256 | 0.010253 | EPA/NEI; Estimated using an emission factor | 18729880.8 | 96.0222
2018 | LA | Geismar | 10319 | SRMV | SERC Mississippi Valley | NG | 84.1 | 0.38026 | 609646.06 | 3354492.774 | 9.9174 | 0.032535 | 0.0059129 | EPA/NEI; Estimated using an emission factor | 8821591.38 | 26.0807
2018 | LA | Geismar Cogen | 56787 | SRMV | SERC Mississippi Valley | NG | 83.9 | 0.46027 | 609515 | 3123541.611 | 8.5638 | 0.0281 | 0.0054834 | NEI avg EF - PM, fuel type, firing type | 6786264 | 18.6059
2018 | LA | Georgia-Pacific Port Hudson | 10612 | SRMV | SERC Mississippi Valley | PC | 127.7 | 0.17991 | 664962 | 3749929.803 | 6.7693 | 0.02036 | 0.0036103 | NEI avg EF - PM, fuel type, firing type | 20843516.346 | 37.626
2018 | LA | Gramercy Holdings LLC | 50846 | SRMV | SERC Mississippi Valley | NG | 117.3 | 0.13278 | 254603 | 1551726.469 | 5.8894 | 0.046264 | 0.0075908 | EPA/NEI; Estimated using an emission factor | 11686478.44 | 44.3547
2018 | LA | Grand Isle Gas Plant / Treating Station | 54927 | SRMV | SERC Mississippi Valley | NG | 9 |  | 0
2018 | LA | International Paper Red River Mill | 58108 | SPSO | SPP South | BLQ | 78.8 | 0.21769 | 359733 | 1978860.976 | 24.3219 | 0.13522 | 0.024582 | EPA/NEI; Estimated using an emission factor | 9090072.4 | 111.7248
2018 | LA | LA3 West Baton Rouge Solar Facility | 61646 | SRMV | SERC Mississippi Valley | SUN | 50
2018 | LA | Lake Charles Plant | 58310 | SRMV | SERC Mississippi Valley | WH | 36.4 | 1 | 204087 |  |  | 0 |  |  |  | 0
2018 | LA | Lake Charles Polymers | 57884 | SRMV | SERC Mississippi Valley | NG | 31.1 |  | 141588 | 1526001 | 3.15 | 0.044496 | 0.0041285 | EPA/NEI; Estimated using an emission factor | 1526001 | 3.15
2018 | LA | Lake Charles Power | 60927 | SRMV | SERC Mississippi Valley | NG | 1000
2018 | LA | LaO Energy Systems | 52006 | SRMV | SERC Mississippi Valley | OG | 714.5 | 0.1876 | 1717938 | 10751243.118 | 6.185 | 0.0072005 | 0.0011506 | EPA/NEI; Estimated using an emission factor | 57307818.84 | 32.9681
2018 | LA | Louis Doc Bonin | 1443 | SPSO | SPP South | NG | 340.9
2018 | LA | Louisiana 2 | 1392 | SRMV | SERC Mississippi Valley | NG | 175
2018 | LA | Louisiana Sugar Refining | 10301 | SRMV | SERC Mississippi Valley | NG | 7.4 | 0.044495 | 16094 | 90355.604 | 0.36379 | 0.045208 | 0.0080524 | EPA/NEI; Estimated using an emission factor | 2030675 | 8.1759
2018 | LA | Louisiana Tech University Power Plant | 54240 | SRMV | SERC Mississippi Valley | NG | 15 | 0.38298 | 48807 | 257489.183 | 0.70596 | 0.028929 | 0.0054834 | EPA/NEI; Estimated using an emission factor | 672324 | 1.8433
2018 | LA | LSU Cogen | 58428 | SRMV | SERC Mississippi Valley | NG | 19.6 | 0.42305 | 121654 | 627307.456 | 1.7199 | 0.028275 | 0.0054834 | NEI avg EF - PM, fuel type, firing type | 1482831 | 4.0655
2018 | LA | Mansfield Mill | 54091 | SPSO | SPP South | NG | 135 | 0.51815 | 825135 | 4325560.154 | 17.2893 | 0.041907 | 0.007994 | EPA/NEI; Estimated using an emission factor | 8348151.463 | 33.3677
2018 | LA | Michoud | 1409 | SRMV | SERC Mississippi Valley | NG | 959.2
2018 | LA | Monroe (LA) | 1448 | SRMV | SERC Mississippi Valley | NG | 137.5
2018 | LA | Morgan City | 1449 | SPSO | SPP South | NG | 70.3
2018 | LA | Mosaic Phosphates Uncle Sam | 10198 | SRMV | SERC Mississippi Valley | WH | 37 | 1 | -3888 |  |  | 0 |  |  |  | 0
2018 | LA | Neptune Gas Processing Plant | 56139 | SPSO | SPP South | OTH | 4.5 | 0.042782 | 16106 | 95533.518 | 0.020158 | 0.0025031 | 0.000422 | Estimated using an emission factor | 2233039 | 0.47117
2018 | LA | New Orleans | 10639 | SRMV | SERC Mississippi Valley | NG | 31.2
2018 | LA | New Orleans Power | 60928 | SRMV | SERC Mississippi Valley | NG | 250
2018 | LA | New Orleans Solar Power Plant | 61647 | SRMV | SERC Mississippi Valley | SUN | 1.6 |  | 1518 |  |  | 0 |  | EPA/NEI; Estimated using an emission factor |  | 0
2018 | LA | New Roads | 1453 | SPSO | SPP South | NG | 9.4 |  | 4.999 | 60 | 1.2871e-05 | 0.0051494 | 0.00042903 | Estimated using an emission factor | 60 | 1.2871e-05
2018 | LA | NRG Sterlington Power | 55099 | SRMV | SERC Mississippi Valley | NG | 208.5 |  | 1542 | 28059.998 | 0.076937 | 0.099789 | 0.0054838 | NEI avg EF - PM, fuel type, firing type | 28059.998 | 0.076937
2018 | LA | Oak Point Cogen | 55857 | SRMV | SERC Mississippi Valley | NG | 23.5 | 0.31029 | 96861 | 500696.976 | 1.3728 | 0.028345 | 0.0054834 | NEI avg EF - PM, fuel type, firing type | 1613657 | 4.4242
2018 | LA | Overton Hydroelectric Project | 62391 | SPSO | SPP South | WAT | 48.6
2018 | LA | PCS Nitrogen Fertilizer LP | 50341 | SRMV | SERC Mississippi Valley | DFO | 40 |  | 0
2018 | LA | Plant 31 Paper Mill | 50028 | SRMV | SERC Mississippi Valley | BLQ | 102.2 | 0.028698 | 600966 | 3508188.254 | 3.5073 | 0.011672 | 0.0019995 | EPA/NEI; Estimated using an emission factor | 122244495.65 | 122.2152
2018 | LA | Plaquemine | 1455 | SPSO | SPP South | NG | 44
2018 | LA | Plaquemine Operations | 52005 | SRMV | SERC Mississippi Valley | NG | 106
2018 | LA | Port Allen (LA) | 50389 | SRMV | SERC Mississippi Valley | NG | 7.6 | 0.37748 | 51272 | 257462.828 | 0.70589 | 0.027535 | 0.0054834 | NEI avg EF - PM, fuel type, firing type | 682053 | 1.87
2018 | LA | PPG Plant C Caustic | 50490 | SRMV | SERC Mississippi Valley | NG | 3.4 | 1 | 14046 | 51482 | 0.20728 | 0.029514 | 0.0080524 | NEI avg EF - PM, fuel type | 51482 | 0.20728
2018 | LA | PPG Powerhouse A | 50487 | SRMV | SERC Mississippi Valley | PUR | 52.5 | 1 | 0
2018 | LA | PPG Powerhouse C | 50489 | SRMV | SERC Mississippi Valley | NG | 357.7 | 0.37508 | 1899836 | 1679762.987 | 7.8929 | 0.008309 | 0.0093976 | NEI avg EF - PM, fuel type | 4478459.648 | 21.0434
2018 | LA | PPG Riverside | 50488 | SRMV | SERC Mississippi Valley | PUR | 162 | 1 | 303886.001 | 2770832 |  | 0 | 0 |  | 2770832 | 0
2018 | LA | Rayne | 1456 | SPSO | SPP South | DFO | 8.2 |  | 0
2018 | LA | River Bend | 6462 | SRMV | SERC Mississippi Valley | NUC | 1035.9 |  | 6999996 |  |  | 0 |  |  |  | 0
2018 | LA | Rodemacher | 1445 | SPSO | SPP South | NG | 38.7
2018 | LA | Shell Chemical | 56248 | SRMV | SERC Mississippi Valley | NG | 80 | 0.36434 | 559232 | 2963747.577 | 8.1257 | 0.02906 | 0.0054834 | NEI avg EF - PM, fuel type, firing type | 8134465 | 22.3022
2018 | LA | Sidney A Murray Jr Hydroelectric | 54678 | SRMV | SERC Mississippi Valley | WAT | 192 |  | 1179855 |  |  | 0 |  |  |  | 0
2018 | LA | St Francisville Mill | 10697 | SRMV | SERC Mississippi Valley | BLQ | 57.5 | 0.12571 | 109645.13 | 628299.001 | 9.7701 | 0.17821 | 0.0311 | EPA/NEI; Estimated using an emission factor | 4997937.3 | 77.7179
2018 | LA | St. Charles Power Station (LA) | 60926 | SRMV | SERC Mississippi Valley | NG | 1000
2018 | LA | St. James Solar (LA) | 62854 | SRMV | SERC Mississippi Valley | SUN | 20
2018 | LA | St. Mary Clean Energy Center | 60610 | SPSO | SPP South | WH | 50.9
2018 | LA | Stingray Facility | 54531 | SRMV | SERC Mississippi Valley | NG | 2.5 |  | 9.8 | 232 | 0.00063607 | 0.12981 | 0.0054834 | NEI avg EF - PM, fuel type, firing type | 232 | 0.00063607
2018 | LA | Thibodaux | 6706 | SRMV | SERC Mississippi Valley | NG | 21
2018 | LA | Toca Plant | 54705 | SRMV | SERC Mississippi Valley | NG | 2.8 |  | 0
2018 | LA | Washington Parish Energy Center | 55486 | SRMV | SERC Mississippi Valley | NG | 655
2018 | LA | Waterford 3 | 4270 | SRMV | SERC Mississippi Valley | NUC | 1199.8 |  | 10152586 |  |  | 0 |  |  |  | 0
2018 | LA | Westrock Hodge (LA) | 50810 | SRMV | SERC Mississippi Valley | BLQ | 74.4 | 0.14367 | 492967.12 | 2776874.929 | 9.4415 | 0.038305 | 0.0068001 | EPA/NEI; Estimated using an emission factor | 19327757.2 | 65.7154
2018 | LA | Willow Glen | 1394 | SRMV | SERC Mississippi Valley | NG | 2178
2018 | LA | Acadia Power Station | 55173 | SPSO | SPP South | NG | 1389.2 |  | 4556482 | 32867338 | 44.2804 | 0.019436 | 0.0026945 | EPA/NEI | 32867338 | 44.2804
2018 | LA | Arsenal Hill Power Plant | 1416 | SPSO | SPP South | NG | 749 |  | 2702657 | 19170999 | 63.4 | 0.046917 | 0.0066142 | EPA/NEI | 19170999 | 63.4
2018 | LA | Bayou Cove Peaking Power Plant | 55433 | SRMV | SERC Mississippi Valley | NG | 416 |  | 105134 | 1336026 | 3.9843 | 0.075794 | 0.0059644 | EPA/NEI | 1336026 | 3.9843
2018 | LA | Big Cajun 1 | 1464 | SRMV | SERC Mississippi Valley | NG | 492.8 |  | 146060 | 1844992 | 10.4443 | 0.14301 | 0.011322 | EPA/NEI | 1844992 | 10.4443
2018 | LA | Big Cajun 2 | 6055 | SRMV | SERC Mississippi Valley | SUB | 2632.9 |  | 4590185 | 52321160 | 45.2452 | 0.019714 | 0.0017295 | EPA/NEI | 52321160 | 45.2452
2018 | LA | Brame Energy Center | 6190 | SPSO | SPP South | SUB | 1707.3 |  | 6617254 | 74475185 | 271.16 | 0.081955 | 0.0072819 | EPA/NEI | 74475185 | 271.16
2018 | LA | Calcasieu Plant | 55165 | SRMV | SERC Mississippi Valley | NG | 358.8 |  | 259377 | 2811694 | 13.95 | 0.10757 | 0.0099228 | EPA/NEI | 2811694 | 13.95
2018 | LA | Carville Energy Center | 55404 | SRMV | SERC Mississippi Valley | NG | 555 | 0.74496 | 3064512 | 18632744.548 | 52.3859 | 0.034189 | 0.005623 | EPA/NEI | 25011600 | 70.32
2018 | LA | Coughlin Power Station | 1396 | SPSO | SPP South | NG | 922.8 |  | 3008114 | 25337793 | 23.434 | 0.015581 | 0.0018497 | EPA/NEI | 25337793 | 23.434
2018 | LA | Dolet Hills Power Station | 51 | SPSO | SPP South | LIG | 720.7 |  | 1483069 | 15382580 | 18.1263 | 0.024444 | 0.0023567 | EPA/NEI | 15382580 | 18.1263
2018 | LA | Hargis-Hebert Electric Generating Statio | 56283 | SPSO | SPP South | NG | 100.8 |  | 29451 | 355783 | 0.5571 | 0.037832 | 0.0031317 | EPA/NEI | 355783 | 0.5571
2018 | LA | Houma | 1439 | SRMV | SERC Mississippi Valley | NG | 99.3 |  | 33498 | 363264 | 1.34 | 0.080005 | 0.0073776 | EPA/NEI | 363264 | 1.34
2018 | LA | LEPA Unit No. 1 | 58478 | SPSO | SPP South | NG | 74.1 |  | 301553 | 2494783 | 8.23 | 0.054584 | 0.0065978 | EPA/NEI | 2494783 | 8.23
2018 | LA | Lieberman Power Plant | 1417 | SPSO | SPP South | NG | 278 |  | 66709 | 712352 | 0.16 | 0.004797 | 0.00044922 | EPA/NEI | 712352 | 0.16
2018 | LA | Little Gypsy | 1402 | SRMV | SERC Mississippi Valley | NG | 1250.6 |  | 1618180 | 17133368 | 96.13 | 0.11881 | 0.011221 | EPA/NEI | 17133368 | 96.13
2018 | LA | Louisiana 1 | 1391 | SRMV | SERC Mississippi Valley | PRG | 450.9 | 0.37968 | 2818921 | 14167111.662 | 41.2594 | 0.029273 | 0.0058247 | EPA/NEI | 37313652 | 108.67
2018 | LA | Nelson Industrial Steam Company | 50030 | SRMV | SERC Mississippi Valley | PC | 1596.8 | 0.99747 | 4283308 | 19025535.358 | 131.3864 | 0.061348 | 0.013812 | EPA/NEI | 19073851 | 131.72
2018 | LA | Ninemile Point | 1403 | SRMV | SERC Mississippi Valley | NG | 2791 |  | 9256076 | 76394243 | 553.82 | 0.11967 | 0.014499 | EPA/NEI | 76394243 | 553.82
2018 | LA | Ouachita Plant | 55467 | SRMV | SERC Mississippi Valley | NG | 903.9 |  | 4009907 | 27378991 | 200.94 | 0.10022 | 0.014678 | EPA/NEI | 27378991 | 200.94
2018 | LA | Perryville Power Station | 55620 | SRMV | SERC Mississippi Valley | NG | 824.1 |  | 3827526 | 27551974 | 191.97 | 0.10031 | 0.013935 | EPA/NEI | 27551974 | 191.97
2018 | LA | Plaquemine Cogen Facility | 55419 | SRMV | SERC Mississippi Valley | NG | 987 | 0.5049 | 4441565 | 27662940.665 | 164.0407 | 0.073866 | 0.01186 | EPA/NEI | 54789370 | 324.9
2018 | LA | R S Cogen LLC | 55117 | SRMV | SERC Mississippi Valley | NG | 493 | 0.59694 | 2523096.13 | 16105485.934 | 78.3847 | 0.062134 | 0.0097339 | EPA/NEI | 26979886 | 131.31
2018 | LA | Sterlington | 1404 | SRMV | SERC Mississippi Valley | NG | 474 |  | 3131 | 81725 | 0.502 | 0.32066 | 0.012285 | EPA/NEI | 81725 | 0.502
2018 | LA | T J Labbe Electric Generating Station | 56108 | SPSO | SPP South | NG | 100.8 |  | 17832 | 223586 | 0.5908 | 0.066263 | 0.0052848 | EPA/NEI | 223586 | 0.5908
2018 | LA | Taft Cogeneration Facility | 55089 | SRMV | SERC Mississippi Valley | NG | 894.2 | 0.85866 | 5289832 | 35634078.201 | 89.91 | 0.033994 | 0.0050463 | EPA/NEI | 41499759 | 104.71
2018 | LA | Teche Power Station | 1400 | SPSO | SPP South | NG | 468.1 |  | 887619 | 9303740 | 36.79 | 0.082896 | 0.0079086 | EPA/NEI | 9303740 | 36.79
2018 | LA | Waterford 1 & 2 | 8056 | SRMV | SERC Mississippi Valley | NG | 932 |  | 1613666 | 16984245 | 29.62 | 0.036711 | 0.0034879 | EPA/NEI | 16984245 | 29.62
2018 | MA | 126 Grove Solar LLC | 60858 | NEWE | NPCC New England | SUN | 2 |  | 2195 |  |  | 0 |  |  |  | 0
2018 | MA | 201 Sturbridge B | 59822 | NEWE | NPCC New England | SUN | 2 |  | 2766 |  |  | 0 |  |  |  | 0
2018 | MA | 205 Sturbridge A | 59821 | NEWE | NPCC New England | SUN | 3 |  | 4921 |  |  | 0 |  |  |  | 0
2018 | MA | 265 Pleasant Solar NG, LLC | 59485 | NEWE | NPCC New England | SUN | 2.2 |  | 1315 |  |  | 0 |  |  |  | 0
2018 | MA | 301 Chestnut Solar NG | 61518 | NEWE | NPCC New England | SUN | 4.3 |  | 2256 |  |  | 0 |  |  |  | 0
2018 | MA | 433 Purchase Solar NG, LLC | 61237 | NEWE | NPCC New England | SUN | 2.5 |  | 3580 |  |  | 0 |  |  |  | 0
2018 | MA | 651 Chase Solar NG | 59046 | NEWE | NPCC New England | SUN | 2.5 |  | 3895 |  |  | 0 |  |  |  | 0
2018 | MA | Acton Solar Landfill | 59543 | NEWE | NPCC New England | SUN | 1.6 |  | 1786 |  |  | 0 |  |  |  | 0
2018 | MA | Acushnet AD Makepeace | 58270 | NEWE | NPCC New England | SUN | 4.7 |  | 5436 |  |  | 0 |  |  |  | 0
2018 | MA | Acushnet Ball Plant 2 | 62835 | NEWE | NPCC New England | MWH | 1.5
2018 | MA | Acushnet Hawes Reed Road | 58271 | NEWE | NPCC New England | SUN | 1 |  | 1677 |  |  | 0 |  |  |  | 0
2018 | MA | Acushnet- High Hill | 59128 | NEWE | NPCC New England | SUN | 3.2 |  | 3919 |  |  | 0 |  |  |  | 0
2018 | MA | Acushnet-Braley Road 1 | 59121 | NEWE | NPCC New England | SUN | 1.9 |  | 2411 |  |  | 0 |  |  |  | 0
2018 | MA | Adams Farm Solar | 59775 | NEWE | NPCC New England | SUN | 3 |  | 3795 |  |  | 0 |  |  |  | 0
2018 | MA | Agawam Solar | 59028 | NEWE | NPCC New England | SUN | 1.5 |  | 2034 |  |  | 0 |  |  |  | 0
2018 | MA | AIS Solar Project | 60986 | NEWE | NPCC New England | SUN | 2.5 |  | 3553 |  |  | 0 |  |  |  | 0
2018 | MA | Ajax Solar, LLC (MA) | 62827 | NEWE | NPCC New England | SUN | 3.8
2018 | MA | Ameresco Chicopee Energy | 56426 | NEWE | NPCC New England | LFG | 7.8 |  | 48575.001 | 498104.999 | 3.6611 | 0.15074 | 0.0147 | Estimated using an emission factor | 498104.999 | 3.6611
2018 | MA | Amherst College Co Gen | 58185 | NEWE | NPCC New England | NG | 1.7 | 0.20384 | 9134 | 48929.109 | 0.15894 | 0.034802 | 0.0064968 | EPA/NEI; Estimated using an emission factor | 240034 | 0.77973
2018 | MA | Anderson Power Products Division | 10553 | NEWE | NPCC New England | DFO | 1 | 1 | 6 | 302 | 0.046965 | 15.655 | 0.31103 | Estimated using an emission factor | 302 | 0.046965
2018 | MA | Antanavica Solar | 61526 | NEWE | NPCC New England | SUN | 1 |  | 327 |  |  | 0 |  |  |  | 0
2018 | MA | Ashburnham Energy Storage Project | 62219 | NEWE | NPCC New England | MWH | 3
2018 | MA | Ashby Duffy CSG Solar Farm | 61399 | NEWE | NPCC New England | SUN | 1.8 |  | 2996 |  |  | 0 |  |  |  | 0
2018 | MA | Ashby Solar, LLC | 62199 | NEWE | NPCC New England | SUN | 1.8 |  | 1164 |  |  | 0 |  |  |  | 0
2018 | MA | Axio Green LLC | 58702 | NEWE | NPCC New England | SUN | 2 |  | 2215 |  |  | 0 |  |  |  | 0
2018 | MA | Ayers Village Solar | 59463 | NEWE | NPCC New England | SUN | 2 |  | 2812 |  |  | 0 |  |  |  | 0
2018 | MA | Barnstable Landfill | 59081 | NEWE | NPCC New England | SUN | 4 |  | 4725 |  |  | 0 |  |  |  | 0
2018 | MA | Barre | 55776 | NEWE | NPCC New England | LFG | 1
2018 | MA | Barre II Solar Project | 59766 | NEWE | NPCC New England | SUN | 1.5 |  | 2212 |  |  | 0 |  |  |  | 0
2018 | MA | Barre Solar III LLC | 62363 | NEWE | NPCC New England | SUN | 1 |  | 1305 |  |  | 0 |  |  |  | 0
2018 | MA | Barrett PV | 61342 | NEWE | NPCC New England | SUN | 11.9 |  | 16495 |  |  | 0 |  |  |  | 0
2018 | MA | Bashaw Solar CSG 1, LLC | 60866 | NEWE | NPCC New England | SUN | 2 |  | 3012 |  |  | 0 |  |  |  | 0
2018 | MA | Beacon Power Flywheel System 1 | 57711 | NEWE | NPCC New England | MWH | 1
2018 | MA | Beacon Power Flywheel System 2 | 57712 | NEWE | NPCC New England | MWH | 2
2018 | MA | Bear Swamp | 8005 | NEWE | NPCC New England | WAT | 600 |  | -171036 |  |  | 0 |  |  |  | 0
2018 | MA | Beebe Substation Battery Storage | 62585 | NEWE | NPCC New England | MWH | 3
2018 | MA | Belchertown | 60653 | NEWE | NPCC New England | SUN | 1 |  | 1386 |  |  | 0 |  |  |  | 0
2018 | MA | Belchertown Renewables Community Solar | 61295 | NEWE | NPCC New England | SUN | 4 |  | 4873 |  |  | 0 |  |  |  | 0
2018 | MA | Bellingham PV | 58403 | NEWE | NPCC New England | SUN | 3 |  | 4147 |  |  | 0 |  |  |  | 0
2018 | MA | Berkley East Solar LLC | 58871 | NEWE | NPCC New England | SUN | 3 |  | 4683 |  |  | 0 |  |  |  | 0
2018 | MA | Berkshire 1 | 58624 | NEWE | NPCC New England | SUN | 1.8 |  | 2214 |  |  | 0 |  |  |  | 0
2018 | MA | Berkshire Wind Power Project | 57721 | NEWE | NPCC New England | WND | 19.6 |  | 44870.999 |  |  | 0 |  |  |  | 0
2018 | MA | Beverly | 59242 | NEWE | NPCC New England | SUN | 2 |  | 3273 |  |  | 0 |  |  |  | 0
2018 | MA | Big George PV CSG | 61429 | NEWE | NPCC New England | SUN | 1 |  | 205 |  |  | 0 |  |  |  | 0
2018 | MA | Bird Machine Solar Farm | 60854 | NEWE | NPCC New England | SUN | 3.5 |  | 5446 |  |  | 0 |  |  |  | 0
2018 | MA | BJ's Wholesale Club, Inc- Uxbridge | 60116 | NEWE | NPCC New England | SUN | 1 |  | 1087 |  |  | 0 |  |  |  | 0
2018 | MA | BlueWave Capital - Grafton (SREC II) | 59752 | NEWE | NPCC New England | SUN | 1.3 |  | 1885 |  |  | 0 |  |  |  | 0
2018 | MA | Boatlock | 1603 | NEWE | NPCC New England | WAT | 3.1 |  | 16454.999 |  |  | 0 |  |  |  | 0
2018 | MA | Bolton PV | 59014 | NEWE | NPCC New England | SUN | 4.9 |  | 6835 |  |  | 0 |  |  |  | 0
2018 | MA | Boott Hydropower | 10556 | NEWE | NPCC New England | WAT | 22.9 |  | 95031 |  |  | 0 |  |  |  | 0
2018 | MA | Boston Medical Center CHP Plant | 61186 | NEWE | NPCC New England | NG | 3 | 1 | 14625 | 148519 | 0.031338 | 0.0042855 | 0.000422 | EPA/NEI; Estimated using an emission factor | 148519 | 0.031338
2018 | MA | Boston Scientific Solar | 57992 | NEWE | NPCC New England | SUN | 1.1 |  | 1497 |  |  | 0 |  |  |  | 0
2018 | MA | Bourne (MA) - Holliston I | 59750 | NEWE | NPCC New England | SUN | 2.9 |  | 3130 |  |  | 0 |  |  |  | 0
2018 | MA | Braintree Landfill Solar | 61538 | NEWE | NPCC New England | SUN | 1 |  | 1540 |  |  | 0 |  |  |  | 0
2018 | MA | Braley Road 2 | 58680 | NEWE | NPCC New England | SUN | 2.6 |  | 4372 |  |  | 0 |  |  |  | 0
2018 | MA | Brewster Landfill | 59075 | NEWE | NPCC New England | SUN | 1 |  | 1263 |  |  | 0 |  |  |  | 0
2018 | MA | Bridgewater Complex Co-Generation Plant | 62757 | NEWE | NPCC New England | NG | 1.5
2018 | MA | Bridgewater Solar CSG | 60730 | NEWE | NPCC New England | SUN | 2.3 |  | 3508 |  |  | 0 |  |  |  | 0
2018 | MA | Brockelman | 59241 | NEWE | NPCC New England | SUN | 3 |  | 3294 |  |  | 0 |  |  |  | 0
2018 | MA | Brook Street Solar 1 CSG | 61008 | NEWE | NPCC New England | SUN | 5 |  | 5834 |  |  | 0 |  |  |  | 0
2018 | MA | Brookfield Solar 2013 LLC | 60613 | NEWE | NPCC New England | SUN | 2 |  | 2872 |  |  | 0 |  |  |  | 0
2018 | MA | Browne Solar LLC | 59361 | NEWE | NPCC New England | SUN | 1.4 |  | 1523 |  |  | 0 |  |  |  | 0
2018 | MA | Bullock Road Solar 1 | 61010 | NEWE | NPCC New England | SUN | 1.9 |  | 2608 |  |  | 0 |  |  |  | 0
2018 | MA | BWC Gibbs Brook | 62369 | NEWE | NPCC New England | SUN | 4 |  | 0
2018 | MA | BWC Harlow Brook | 62371 | NEWE | NPCC New England | SUN | 1.5 |  | 0
2018 | MA | BWC Origination 18 | 62368 | NEWE | NPCC New England | SUN | 4.8 |  | 0
2018 | MA | BWC Pocasset River | 62372 | NEWE | NPCC New England | SUN | 1.5 |  | 0
2018 | MA | BWC Swan Pond River CSG | 60067 | NEWE | NPCC New England | SUN | 1.6 |  | 2699 |  |  | 0 |  |  |  | 0
2018 | MA | BWC Wading River One, Two, Three CSG | 61069 | NEWE | NPCC New England | SUN | 3 |  | 4575 |  |  | 0 |  |  |  | 0
2018 | MA | BWC Wareham River | 62370 | NEWE | NPCC New England | SUN | 1 |  | 0
2018 | MA | Cabot | 1629 | NEWE | NPCC New England | WAT | 61.8 |  | 332836.998 |  |  | 0 |  |  |  | 0
2018 | MA | Cabot Holyoke | 9864 | NEWE | NPCC New England | WAT | 28.6 |  | 2510.001 |  |  | 0 |  | EPA/NEI; Estimated using an emission factor |  | 0
2018 | MA | Camelot Wind LLC | 58958 | NEWE | NPCC New England | WND | 1.5 |  | 2664 |  |  | 0 |  |  |  | 0
2018 | MA | Cape Cod Air Force Station - 6 SWS | 58661 | NEWE | NPCC New England | WND | 3.4 |  | 7996 |  |  | 0 |  |  |  | 0
2018 | MA | Carver CSG | 62763 | NEWE | NPCC New England | SUN | 2
2018 | MA | Carver MA 1 Community Solar | 60442 | NEWE | NPCC New England | SUN | 2 |  | 2768 |  |  | 0 |  |  |  | 0
2018 | MA | CED Chicopee Solar | 61602 | NEWE | NPCC New England | SUN | 3 |  | 4606 |  |  | 0 |  |  |  | 0
2018 | MA | CED Northampton Solar LLC | 62695 | NEWE | NPCC New England | SUN | 4.3
2018 | MA | CED Westfield Solar, LLC | 60274 | NEWE | NPCC New England | SUN | 2 |  | 3024 |  |  | 0 |  |  |  | 0
2018 | MA | Cedarville CSG | 60757 | NEWE | NPCC New England | SUN | 2.5 |  | 3884 |  |  | 0 |  |  |  | 0
2018 | MA | Centaurus Solar - MA | 61371 | NEWE | NPCC New England | SUN | 2.4 |  | 3215 |  |  | 0 |  |  |  | 0
2018 | MA | CES Sterling LLC | 58387 | NEWE | NPCC New England | SUN | 2.4 |  | 2933 |  |  | 0 |  |  |  | 0
2018 | MA | Charlestown Wind Turbine | 58065 | NEWE | NPCC New England | WND | 1.5 |  | 1264 |  |  | 0 |  |  |  | 0
2018 | MA | Charlton Solar I | 59636 | NEWE | NPCC New England | SUN | 4.4 |  | 2771 |  |  | 0 |  |  |  | 0
2018 | MA | Chatham Landfill | 59077 | NEWE | NPCC New England | SUN | 1.5 |  | 1703 |  |  | 0 |  |  |  | 0
2018 | MA | Chemical | 1604 | NEWE | NPCC New England | WAT | 1.6 |  | 3490 |  |  | 0 |  |  |  | 0
2018 | MA | Cherry Street | 9038 | NEWE | NPCC New England | DFO | 20.3 |  | 511 | 4524 | 0.70106 | 2.7439 | 0.30993 | EPA/NEI; Estimated using an emission factor | 4524 | 0.70106
2018 | MA | Chester Solar Farm | 59767 | NEWE | NPCC New England | SUN | 4.8 |  | 6282 |  |  | 0 |  |  |  | 0
2018 | MA | Chicopee Electric | 55590 | NEWE | NPCC New England | LFG | 2
2018 | MA | Chicopee Granby Road Solar | 59626 | NEWE | NPCC New England | SUN | 1.6 |  | 2387 |  |  | 0 |  |  |  | 0
2018 | MA | Chicopee Hydroelectric Station | 50832 | NEWE | NPCC New England | WAT | 2.4 |  | 4869 |  |  | 0 |  |  |  | 0
2018 | MA | Chicopee River Solar | 59625 | NEWE | NPCC New England | SUN | 2 |  | 3017 |  |  | 0 |  |  |  | 0
2018 | MA | Chicopee Solar | 59030 | NEWE | NPCC New England | SUN | 3 |  | 4559 |  |  | 0 |  |  |  | 0
2018 | MA | Chocksett Rd Energy Storage Project | 60959 | NEWE | NPCC New England | MWH | 2 |  | -169 | 0 |  | 0 |  |  | 0 | 0
2018 | MA | Citizens Agawam Landfill Solar | 61596 | NEWE | NPCC New England | SUN | 1.8 |  | 2852 |  |  | 0 |  |  |  | 0
2018 | MA | Clark University | 10408 | NEWE | NPCC New England | NG | 4 | 0 | 0 |  |  |  |  | EPA/NEI; Estimated using an emission factor
2018 | MA | Cobble Mountain | 1630 | NEWE | NPCC New England | WAT | 33 |  | 29158 |  |  | 0 |  |  |  | 0
2018 | MA | Collins Facility | 52166 | NEWE | NPCC New England | WAT | 1.2 |  | 4811 |  |  | 0 |  |  |  | 0
2018 | MA | Commercial Street | 6585 | NEWE | NPCC New England | DFO | 1.1
2018 | MA | Concord Solar Farm | 59768 | NEWE | NPCC New England | SUN | 1.5 |  | 1989 |  |  | 0 |  |  |  | 0
2018 | MA | Cosgrove Intake and Power Station | 10825 | NEWE | NPCC New England | WAT | 3.2 |  | 3974 |  |  | 0 |  |  |  | 0
2018 | MA | Cottage Street Solar Facility | 58568 | NEWE | NPCC New England | SUN | 3.2 |  | 4565 |  |  | 0 |  |  |  | 0
2018 | MA | Covanta Haverhill | 50661 | NEWE | NPCC New England | MSW | 46 |  | 335821 | 5363163.038 | 0.41833 | 0.0024914 | 0.000156 | Estimated using an emission factor | 5363163.038 | 0.41833
2018 | MA | Cranberry Point Energy Storage | 62844 | NEWE | NPCC New England | MWH | 150
2018 | MA | Curtis Hill Solar CSG | 60851 | NEWE | NPCC New England | SUN | 2 |  | 3214 |  |  | 0 |  |  |  | 0
2018 | MA | Dartmouth | 58682 | NEWE | NPCC New England | SUN | 6.3 |  | 8254 |  |  | 0 |  |  |  | 0
2018 | MA | Dartmouth II Solar | 57838 | NEWE | NPCC New England | SUN | 2 |  | 3158 |  |  | 0 |  |  |  | 0
2018 | MA | Dartmouth Landfill | 59131 | NEWE | NPCC New England | SUN | 1.3 |  | 1613 |  |  | 0 |  |  |  | 0
2018 | MA | Dartmouth Solar | 57473 | NEWE | NPCC New England | SUN | 1.6 |  | 2128 |  |  | 0 |  |  |  | 0
2018 | MA | DDR Shoppers World | 60754 | NEWE | NPCC New England | SUN | 1.3 |  | 1707 |  |  | 0 |  |  |  | 0
2018 | MA | Deerfield 2 | 6047 | NEWE | NPCC New England | WAT | 4.8 |  | 35585.001 |  |  | 0 |  |  |  | 0
2018 | MA | Deerfield 3 | 6083 | NEWE | NPCC New England | WAT | 4.8 |  | 33332.001 |  |  | 0 |  |  |  | 0
2018 | MA | Deerfield 4 | 6119 | NEWE | NPCC New England | WAT | 4.8 |  | 27921.999 |  |  | 0 |  |  |  | 0
2018 | MA | Deerfield 5 | 1620 | NEWE | NPCC New England | WAT | 17.5 |  | 63577 |  |  | 0 |  |  |  | 0
2018 | MA | Deerfield CSG Solar | 60775 | NEWE | NPCC New England | SUN | 6 |  | 4737 |  |  | 0 |  |  |  | 0
2018 | MA | Dennis Landfill | 59082 | NEWE | NPCC New England | SUN | 5 |  | 5960 |  |  | 0 |  |  |  | 0
2018 | MA | Depot Hill Solar CSG | 60852 | NEWE | NPCC New England | SUN | 2 |  | 3346 |  |  | 0 |  |  |  | 0
2018 | MA | Dept of Corrections NCCI Wind | 58992 | NEWE | NPCC New England | WND | 3.4 |  | 7377 |  |  | 0 |  |  |  | 0
2018 | MA | Devens | 59358 | NEWE | NPCC New England | SUN | 3 |  | 4421 |  |  | 0 |  |  |  | 0
2018 | MA | Dorchester Solar Site | 57265 | NEWE | NPCC New England | SUN | 1 |  | 1497 |  |  | 0 |  |  |  | 0
2018 | MA | Douglas Solar | 57934 | NEWE | NPCC New England | SUN | 2 |  | 3105 |  |  | 0 |  |  |  | 0
2018 | MA | Dudley Solar | 62201 | NEWE | NPCC New England | SUN | 1.9 |  | 2669 |  |  | 0 |  |  |  | 0
2018 | MA | Dwight | 6378 | NEWE | NPCC New England | WAT | 1.2 |  | 6369.999 |  |  | 0 |  |  |  | 0
2018 | MA | Dynamic - Walpole | 62324 | NEWE | NPCC New England | SUN | 2 |  | 2898 |  |  | 0 |  |  |  | 0
2018 | MA | East Acres Solar NG, LLC | 61755 | NEWE | NPCC New England | SUN | 5.8 |  | 4198 |  |  | 0 |  |  |  | 0
2018 | MA | East Bridgewater | 55584 | NEWE | NPCC New England | LFG | 6
2018 | MA | East Bridgewater Solar | 62197 | NEWE | NPCC New England | SUN | 2.3 |  | 3366 |  |  | 0 |  |  |  | 0
2018 | MA | East Longmeadow Solar PV | 62059 | NEWE | NPCC New England | SUN | 5 |  | 0
2018 | MA | East Springfield Solar PV | 62093 | NEWE | NPCC New England | SUN | 1.4 |  | 238 |  |  | 0 |  |  |  | 0
2018 | MA | Easthampton Landfill-City of Easthampton | 58272 | NEWE | NPCC New England | SUN | 1.9 |  | 2258 |  |  | 0 |  |  |  | 0
2018 | MA | Easton Landfill | 59134 | NEWE | NPCC New England | SUN | 1.9 |  | 2340 |  |  | 0 |  |  |  | 0
2018 | MA | EBZ Solar | 59032 | NEWE | NPCC New England | SUN | 2.5 |  | 3520 |  |  | 0 |  |  |  | 0
2018 | MA | EDF Lancaster | 59140 | NEWE | NPCC New England | SUN | 4.5 |  | 5834 |  |  | 0 |  |  |  | 0
2018 | MA | Equity Industrial Turbines | 60865 | NEWE | NPCC New England | WND | 4 |  | 6632 |  |  | 0 |  |  |  | 0
2018 | MA | Erving Paper Mills | 54228 | NEWE | NPCC New England | NG | 8.7 | 0.41756 | 41896.12 | 218500.612 | 0.59906 | 0.028598 | 0.0054834 | EPA/NEI; Estimated using an emission factor | 523285 | 1.4347
2018 | MA | Exelon Edgar LLC | 1585 | NEWE | NPCC New England | DFO | 28.4
2018 | MA | Exelon L Street | 1587 | NEWE | NPCC New England | DFO | 18.6
2018 | MA | Exelon West Medway II LLC | 59882 | NEWE | NPCC New England | NG | 200
2018 | MA | Fairhaven C | 60423 | NEWE | NPCC New England | SUN | 1.6 |  | 2212 |  |  | 0 |  |  |  | 0
2018 | MA | Fairhaven Wind | 59725 | NEWE | NPCC New England | WND | 3 |  | 6069 |  |  | 0 |  |  |  | 0
2018 | MA | Fairview Farms Solar | 58974 | NEWE | NPCC New England | SUN | 2 |  | 2775 |  |  | 0 |  |  |  | 0
2018 | MA | Fall River Solar CSG | 60738 | NEWE | NPCC New England | SUN | 2 |  | 2563 |  |  | 0 |  |  |  | 0
2018 | MA | Falmouth Landfill Solar | 61562 | NEWE | NPCC New England | SUN | 3 |  | 4865 |  |  | 0 |  |  |  | 0
2018 | MA | Farley Road Community Solar | 61294 | NEWE | NPCC New England | SUN | 1.9 |  | 1522 |  |  | 0 |  |  |  | 0
2018 | MA | Federal Road Solar 1, LLC CSG | 60065 | NEWE | NPCC New England | SUN | 4.4 |  | 6450 |  |  | 0 |  |  |  | 0
2018 | MA | Fife Brook | 8004 | NEWE | NPCC New England | WAT | 11.2 |  | 33951 |  |  | 0 |  |  |  | 0
2018 | MA | Fisher Road Solar | 60075 | NEWE | NPCC New England | SUN | 4.6 |  | 7558 |  |  | 0 |  |  |  | 0
2018 | MA | Fitchburg Gas Recovery | 56527 | NEWE | NPCC New England | LFG | 4.8 |  | 37757.001 | 427065.999 | 3.1389 | 0.16627 | 0.0147 | Estimated using an emission factor | 427065.999 | 3.1389
2018 | MA | Framingham State University Plant | 59717 | NEWE | NPCC New England | SUN | 3.3 |  | 83.999 | 195.998 | 0.03069 | 0.73072 | 0.31317 | EPA/NEI; Estimated using an emission factor | 195.998 | 0.03069
2018 | MA | Franklin 1 | 59178 | NEWE | NPCC New England | SUN | 3 |  | 3971 |  |  | 0 |  |  |  | 0
2018 | MA | Franklin 2 | 59179 | NEWE | NPCC New England | SUN | 4 |  | 5565 |  |  | 0 |  |  |  | 0
2018 | MA | Freetown Solar | 58283 | NEWE | NPCC New England | SUN | 4.5 |  | 7150 |  |  | 0 |  |  |  | 0
2018 | MA | Front Street | 7396 | NEWE | NPCC New England | DFO | 8.1 |  | 843.999 | 8564.001 | 1.3276 | 3.1459 | 0.31004 | Estimated using an emission factor | 8564.001 | 1.3276
2018 | MA | Future Generation Wind | 59622 | NEWE | NPCC New England | WND | 8 |  | 18151 |  |  | 0 |  |  |  | 0
2018 | MA | Gardner - Otter River Road | 62870 | NEWE | NPCC New England | SUN | 2.5
2018 | MA | Gardner Solar 1 | 58937 | NEWE | NPCC New England | SUN | 2 |  | 2633 |  |  | 0 |  |  |  | 0
2018 | MA | Gardners Falls | 1634 | NEWE | NPCC New England | WAT | 3.5 |  | 9471 |  |  | 0 |  |  |  | 0
2018 | MA | GELD Solar Farm | 61539 | NEWE | NPCC New England | SUN | 2.3 |  | 3413 |  |  | 0 |  |  |  | 0
2018 | MA | Gillette SBMC | 54225 | NEWE | NPCC New England | NG | 21.3 | 0.37963 | 69303.02 | 336395.874 | 0.92393 | 0.026663 | 0.0054931 | EPA/NEI; Estimated using an emission factor | 886115.95 | 2.4338
2018 | MA | Golden Hills Solar | 61315 | NEWE | NPCC New England | SUN | 4.7 |  | 7262 |  |  | 0 |  |  |  | 0
2018 | MA | Grafton PV | 61341 | NEWE | NPCC New England | SUN | 2.7 |  | 4216 |  |  | 0 |  |  |  | 0
2018 | MA | Grafton Solar | 59394 | NEWE | NPCC New England | SUN | 1.5 |  | 2067 |  |  | 0 |  |  |  | 0
2018 | MA | Granby LFG | 59815 | NEWE | NPCC New England | LFG | 3.2 |  | 9703 | 209101 | 1.5369 | 0.31679 | 0.0147 | Estimated using an emission factor | 209101 | 1.5369
2018 | MA | Greater New Bedford LFG Utiliz. Facility | 61702 | NEWE | NPCC New England | LFG | 3.3 |  | 14473 | 182000 | 1.3377 | 0.18485 | 0.0147 | Estimated using an emission factor | 182000 | 1.3377
2018 | MA | Green Meadows | 58097 | NEWE | NPCC New England | SUN | 3.5 |  | 5104 |  |  | 0 |  |  |  | 0
2018 | MA | Greenfield Solar PV | 62063 | NEWE | NPCC New England | SUN | 2
2018 | MA | Griffin Road Solar, LLC | 62198 | NEWE | NPCC New England | SUN | 2 |  | 2747 |  |  | 0 |  |  |  | 0
2018 | MA | Groveland Solar | 57989 | NEWE | NPCC New England | SUN | 3.2 |  | 4320 |  |  | 0 |  |  |  | 0
2018 | MA | GRS Fall River | 55589 | NEWE | NPCC New England | LFG | 7.3 |  | 20389 | 418340 | 4.5181 | 0.44319 | 0.0216 | EPA/NEI; Estimated using an emission factor | 418340 | 4.5181
2018 | MA | GSPP Raynham TMLP, LLC CSG | 62826 | NEWE | NPCC New England | SUN | 2.3
2018 | MA | GSPP Boxborough Littleton (MA) | 62890 | NEWE | NPCC New England | SUN | 4
2018 | MA | GSPP Devens, LLC | 62824 | NEWE | NPCC New England | SUN | 2.2
2018 | MA | GSPP Terrawatt Westfield LLC CSG | 62825 | NEWE | NPCC New England | SUN | 3.6
2018 | MA | Hadley 2 Solar, LLC | 62196 | NEWE | NPCC New England | SUN | 1.9 |  | 2580 |  |  | 0 |  |  |  | 0
2018 | MA | Hadley Falls | 1605 | NEWE | NPCC New England | WAT | 36.9 |  | 178412.999 |  |  | 0 |  | EPA/NEI; Estimated using an emission factor |  | 0
2018 | MA | Hadley Solar NG, LLC | 59484 | NEWE | NPCC New England | SUN | 3 |  | 3459 |  |  | 0 |  |  |  | 0
2018 | MA | Halifax Electric | 55586 | NEWE | NPCC New England | LFG | 3
2018 | MA | Hampden | 60494 | NEWE | NPCC New England | SUN | 3.2 |  | 4870 |  |  | 0 |  |  |  | 0
2018 | MA | Hampden Solar PV | 62073 | NEWE | NPCC New England | SUN | 3.5
2018 | MA | Hampshire College | 60815 | NEWE | NPCC New England | SUN | 4.4 |  | 1563 |  |  | 0 |  | EPA/NEI; Estimated using an emission factor |  | 0
2018 | MA | Happy Hollow CSG | 62652 | NEWE | NPCC New England |  | 8.3 | [6 empty] | EPA/NEI; Estimated using an emission factor
2018 | MA | Hardwick-Athol & Eagle Hill | 60458 | NEWE | NPCC New England | SUN | 2.8 |  | 4116 |  |  | 0 |  |  |  | 0
2018 | MA | Harris Energy Realty | 54981 | NEWE | NPCC New England | WAT | 3.3 |  | 0
2018 | MA | Harwich Landfill | 59078 | NEWE | NPCC New England | SUN | 4 |  | 5364 |  |  | 0 |  |  |  | 0
2018 | MA | Hatfield Renewables Community Solar | 61299 | NEWE | NPCC New England | SUN | 1.9 |  | 2590 |  |  | 0 |  |  |  | 0
2018 | MA | Hatfield Solar PV | 62091 | NEWE | NPCC New England | SUN | 3.6 |  | 819 |  |  | 0 |  |  |  | 0
2018 | MA | Haverhill Solar Power Project | 57269 | NEWE | NPCC New England | SUN | 1 |  | 1161 |  |  | 0 |  |  |  | 0
2018 | MA | Hewlett-Packard (HP) - Andover, MA | 60099 | NEWE | NPCC New England | SUN | 1.7 |  | 1763 |  |  | 0 |  |  |  | 0
2018 | MA | High Street Station | 1670 | NEWE | NPCC New England | DFO | 12.2 |  | 236.003 | 2718.996 | 0.093137 | 0.78929 | 0.068508 | EPA/NEI; Estimated using an emission factor | 2718.996 | 0.093137
2018 | MA | Hinsdale Solar PV | 62064 | NEWE | NPCC New England | SUN | 2
2018 | MA | Holiday Hill Community Wind | 62897 | NEWE | NPCC New England | WND | 5
2018 | MA | Holliston Solar CSG | 60731 | NEWE | NPCC New England | SUN | 1 |  | 1525 |  |  | 0 |  |  |  | 0
2018 | MA | Holyoke Solar Cooperative at Mueller | 57931 | NEWE | NPCC New England | SUN | 2.7 |  | 3774 |  |  | 0 |  |  |  | 0
2018 | MA | Hopkinton CSG | 62760 | NEWE | NPCC New England | SUN | 2
2018 | MA | Hull Wind II | 56800 | NEWE | NPCC New England | WND | 1.8 |  | 4922 |  |  | 0 |  |  |  | 0
2018 | MA | Hunt Farm Solar | 59820 | NEWE | NPCC New England | SUN | 3 |  | 3681 |  |  | 0 |  |  |  | 0
2018 | MA | Hunt Road Solar | 59927 | NEWE | NPCC New England | SUN | 4.5 |  | 7386 |  |  | 0 |  |  |  | 0
2018 | MA | Indian Hill Solar LLC | 59362 | NEWE | NPCC New England | SUN | 1.4 |  | 1540 |  |  | 0 |  |  |  | 0
2018 | MA | Indian Orchard | 6379 | NEWE | NPCC New England | WAT | 3.7 |  | 6687 |  |  | 0 |  |  |  | 0
2018 | MA | Indian Orchard Plant 1 | 10417 | NEWE | NPCC New England | NG | 5.7 | 0.090708 | 24468 | 140192.07 | 0.56444 | 0.046137 | 0.0080524 | NEI avg EF - PM, fuel type | 1545532 | 6.2226
2018 | MA | Indian Orchard PV Facility | 57674 | NEWE | NPCC New England | SUN | 2.3 |  | 2653 |  |  | 0 |  |  |  | 0
2018 | MA | Integrys MA Solar, LLC - Ashburnham Site | 58934 | NEWE | NPCC New England | SUN | 2.9 |  | 3805 |  |  | 0 |  |  |  | 0
2018 | MA | International Paper Woronoco Mill | 50166 | NEWE | NPCC New England | WAT | 2.8
2018 | MA | Ipswich Wind Independence | 59023 | NEWE | NPCC New England | WND | 2 |  | 2818 |  |  | 0 |  |  |  | 0
2018 | MA | Ipswich Wind Turbine | 57855 | NEWE | NPCC New England | WND | 1.6 |  | 3978 |  |  | 0 |  |  |  | 0
2018 | MA | Iron Horse Solar 4, LLC | 60799 | NEWE | NPCC New England | SUN | 4.5 |  | 7014 |  |  | 0 |  |  |  | 0
2018 | MA | Iron Horse Solar I CSG | 60855 | NEWE | NPCC New England | SUN | 2.9 |  | 4114 |  |  | 0 |  |  |  | 0
2018 | MA | Jiminy Peak Wind QF | 62570 | NEWE | NPCC New England | WND | 1.5
2018 | MA | Katama Farm | 59079 | NEWE | NPCC New England | SUN | 1 |  | 1226 |  |  | 0 |  |  |  | 0
2018 | MA | Kearsarge Bellingham PV | 61373 | NEWE | NPCC New England | SUN | 2.9 |  | 4782 |  |  | 0 |  |  |  | 0
2018 | MA | Kearsarge Concord II | 61814 | NEWE | NPCC New England | SUN | 4.5 |  | 6684 |  |  | 0 |  |  |  | 0
2018 | MA | Kearsarge GB | 62550 | NEWE | NPCC New England | SUN | 1.9 |  | 934 |  |  | 0 |  |  |  | 0
2018 | MA | Kearsarge Gill | 62911 | NEWE | NPCC New England | SUN | 2
2018 | MA | Kearsarge Granby | 61815 | NEWE | NPCC New England | SUN | 2.5 |  | 3624 |  |  | 0 |  |  |  | 0
2018 | MA | Kearsarge Montague | 62557 | NEWE | NPCC New England | SUN | 4 |  | 1877 |  |  | 0 |  |  |  | 0
2018 | MA | Kearsarge Southwick LLC | 60867 | NEWE | NPCC New England | SUN | 3.3 |  | 5587 |  |  | 0 |  |  |  | 0
2018 | MA | Kearsarge Uxbridge | 62552 | NEWE | NPCC New England | SUN | 1.9 |  | 648 |  |  | 0 |  |  |  | 0
2018 | MA | Kearsarge Wilmington | 62559 | NEWE | NPCC New England | SUN | 1.6
2018 | MA | Kingston Wind Independence | 59022 | NEWE | NPCC New England | WND | 2 |  | 2050 |  |  | 0 |  |  |  | 0
2018 | MA | KS Solar Six LLC | 59468 | NEWE | NPCC New England | SUN | 2.5 |  | 2862 |  |  | 0 |  |  |  | 0
2018 | MA | Lawrence Hydroelectric Associates | 50545 | NEWE | NPCC New England | WAT | 14.8 |  | 73715 |  |  | 0 |  |  |  | 0
2018 | MA | Lee Site 31 Solar | 62265 | NEWE | NPCC New England | SUN | 1.9 |  | 418 |  |  | 0 |  |  |  | 0
2018 | MA | Leicester One MA Solar LLC | 58282 | NEWE | NPCC New England | SUN | 6 |  | 6361 |  |  | 0 |  |  |  | 0
2018 | MA | Leominster | 60073 | NEWE | NPCC New England | SUN | 2 |  | 2991 |  |  | 0 |  |  |  | 0
2018 | MA | Leominster (MA)-South Street-R&D | 59745 | NEWE | NPCC New England | SUN | 3.5 |  | 3824 |  |  | 0 |  |  |  | 0
2018 | MA | Lepomis PV Energy LLC | 59085 | NEWE | NPCC New England | SUN | 4.5 |  | 7160 |  |  | 0 |  |  |  | 0
2018 | MA | Lightolier Wind I Turbine | 59639 | NEWE | NPCC New England | WND | 2 |  | 2985 |  |  | 0 |  |  |  | 0
2018 | MA | Lowell Solar Landfill | 59873 | NEWE | NPCC New England | SUN | 1.3 |  | 1490 |  |  | 0 |  |  |  | 0
2018 | MA | Ludlow Landfill | 59135 | NEWE | NPCC New England | SUN | 2.6 |  | 2136 |  |  | 0 |  |  |  | 0
2018 | MA | Ludlow Site 72 - Conti | 62097 | NEWE | NPCC New England | SUN | 1.9 |  | 516 |  |  | 0 |  |  |  | 0
2018 | MA | MA Military Reservation Wind Project | 57253 | NEWE | NPCC New England | WND | 4.5 |  | 10322.001 |  |  | 0 |  |  |  | 0
2018 | MA | MA Solar Storage 1 | 61730 | NEWE | NPCC New England | SUN | 2.1 |  | 821 | 0 |  | 0 |  | EPA/NEI; Estimated using an emission factor | 0 | 0
2018 | MA | Mansfield | 55046 | NEWE | NPCC New England | NG | 3
2018 | MA | Marshfield PV | 58410 | NEWE | NPCC New England | SUN | 3 |  | 4714 |  |  | 0 |  |  |  | 0
2018 | MA | Martha's Vineyard Community Battery | 62605 | NEWE | NPCC New England | MWH | 4.9
2018 | MA | Mashpee Landfill Solar | 59980 | NEWE | NPCC New England | SUN | 1.5 |  | 2220 |  |  | 0 |  |  |  | 0
2018 | MA | Mass Midstate Solar 1 | 58279 | NEWE | NPCC New England | SUN | 5 |  | 6355 |  |  | 0 |  |  |  | 0
2018 | MA | Mass Midstate Solar 2 | 58276 | NEWE | NPCC New England | SUN | 5 |  | 6502 |  |  | 0 |  |  |  | 0
2018 | MA | Mass Midstate Solar 3 | 58275 | NEWE | NPCC New England | SUN | 4 |  | 5887 |  |  | 0 |  |  |  | 0
2018 | MA | Maynard PV | 58412 | NEWE | NPCC New England | SUN | 1 |  | 1225 |  |  | 0 |  |  |  | 0
2018 | MA | MDFA Devens-Saratoga | 61350 | NEWE | NPCC New England | SUN | 2.5 |  | 3396 |  |  | 0 |  |  |  | 0
2018 | MA | Meadow Solar | 60756 | NEWE | NPCC New England | SUN | 3 |  | 4139 |  |  | 0 |  |  |  | 0
2018 | MA | Medical Area Total Energy Plant | 10883 | NEWE | NPCC New England | NG | 101.6 | 0.23584 | 341152.961 | 1867497.706 | 7.9059 | 0.046348 | 0.0084668 | EPA/NEI; Estimated using an emission factor | 7918564.331 | 33.5226
2018 | MA | Merrimac Solar | 58561 | NEWE | NPCC New England | SUN | 1.5 |  | 2218 |  |  | 0 |  |  |  | 0
2018 | MA | Methuen Landfill | 59136 | NEWE | NPCC New England | SUN | 1.3 |  | 1590 |  |  | 0 |  |  |  | 0
2018 | MA | Millbury Solar | 58280 | NEWE | NPCC New England | SUN | 3 |  | 4323 |  |  | 0 |  |  |  | 0
2018 | MA | Minuteman Energy Storage | 62644 | NEWE | NPCC New England | MWH | 5
2018 | MA | MM Taunton Energy | 55093 | NEWE | NPCC New England | LFG | 3.6 |  | 11319 | 141736 | 1.0418 | 0.18407 | 0.0147 | Estimated using an emission factor | 141736 | 1.0418
2018 | MA | Monson Solar | 59464 | NEWE | NPCC New England | SUN | 3 |  | 4456 |  |  | 0 |  |  |  | 0
2018 | MA | Monson Solar, LLC | 62203 | NEWE | NPCC New England | SUN | 2 |  | 3089 |  |  | 0 |  |  |  | 0
2018 | MA | Montague Site 36-Grosolar | 62092 | NEWE | NPCC New England | SUN | 4.1 |  | 609 |  |  | 0 |  |  |  | 0
2018 | MA | Morin Solar 2013 LLC | 60612 | NEWE | NPCC New England | SUN | 4 |  | 6155 |  |  | 0 |  |  |  | 0
2018 | MA | Mount Tom | 1606 | NEWE | NPCC New England | BIT | 136
2018 | MA | Mt Wachusett Community College | 58025 | NEWE | NPCC New England | WND | 3.4 |  | 4589 |  |  | 0 |  |  |  | 0
2018 | MA | Mt. Tom Solar Project | 60906 | NEWE | NPCC New England | SUN | 7.6 |  | 5780 |  |  | 0 |  | EPA/NEI; Estimated using an emission factor |  | 0
2018 | MA | Nantucket | 1615 | NEWE | NPCC New England | DFO | 36.2 |  | 146 | 2349 | 0.02028 | 0.2778 | 0.017267 | EPA/NEI; Estimated using an emission factor | 2349 | 0.02028
2018 | MA | NECCO Co-Generation | 55999 | NEWE | NPCC New England | NG | 5.8
2018 | MA | NEDC Solar Site | 57270 | NEWE | NPCC New England | SUN | 1 |  | 994 |  |  | 0 |  |  |  | 0
2018 | MA | New Bedford (MA) Plymouth | 59780 | NEWE | NPCC New England | SUN | 4.3 |  | 6740 |  |  | 0 |  |  |  | 0
2018 | MA | New Boston Generating Station | 1589 | NEWE | NPCC New England | NG | 717.7
2018 | MA | New England Wind LLC | 57380 | NEWE | NPCC New England | WND | 28.5 |  | 77326 |  |  | 0 |  |  |  | 0
2018 | MA | Newark America Mill | 57103 | NEWE | NPCC New England | DFO | 6.3 | 1 | 0 | 0 | 0 |  |  | NEI avg EF - PM, fuel type | 0 | 0
2018 | MA | Nexamp Peak CSG | 60879 | NEWE | NPCC New England | SUN | 2 |  | 1922 |  |  | 0 |  |  |  | 0
2018 | MA | Nextsun Energy Littleton | 62842 | NEWE | NPCC New England | SUN | 5
2018 | MA | NFM Solar Power LLC | 58210 | NEWE | NPCC New England | SUN | 1.9 |  | 1641 |  |  | 0 |  |  |  | 0
2018 | MA | North Adams Landfill | 60074 | NEWE | NPCC New England | SUN | 2.2 |  | 3051 |  |  | 0 |  |  |  | 0
2018 | MA | North Brookfield | 58650 | NEWE | NPCC New England | SUN | 3 |  | 4188 |  |  | 0 |  |  |  | 0
2018 | MA | Northampton Landfill Solar PV | 60908 | NEWE | NPCC New England | SUN | 2.4 |  | 3454 |  |  | 0 |  |  |  | 0
2018 | MA | Northbridge Solar | 58385 | NEWE | NPCC New England | SUN | 1.9 |  | 3162 |  |  | 0 |  |  |  | 0
2018 | MA | Northfield Mountain | 547 | NEWE | NPCC New England | WAT | 1168 |  | -292747 |  |  | 0 |  |  |  | 0
2018 | MA | Norton Landfill Solar | 61597 | NEWE | NPCC New England | SUN | 1.5 |  | 2343 |  |  | 0 |  |  |  | 0
2018 | MA | Norton Powerhouse | 50041 | NEWE | NPCC New England | NG | 5.6 | 0.19022 | 30046 | 188361.405 | 0.75838 | 0.050481 | 0.0080524 | NEI avg EF - PM, fuel type | 990238 | 3.9869
2018 | MA | Notus Wind 1 | 57414 | NEWE | NPCC New England | WND | 1.7 |  | 4270 |  |  | 0 |  |  |  | 0
2018 | MA | NRG DG Crystal Spring CSG | 61555 | NEWE | NPCC New England | SUN | 4.2 |  | 18179 |  |  | 0 |  |  |  | 0
2018 | MA | NRG DG Dighton LLC CSG | 61634 | NEWE | NPCC New England | SUN | 3.1 |  | 4648 |  |  | 0 |  |  |  | 0
2018 | MA | NRG DG Foxborough Elm CSG | 61590 | NEWE | NPCC New England | SUN | 2 |  | 3089 |  |  | 0 |  |  |  | 0
2018 | MA | NRG DG Haverhill CSG | 61550 | NEWE | NPCC New England | SUN | 4.2 |  | 14225 |  |  | 0 |  |  |  | 0
2018 | MA | NRG DG Tufts Knoll LLC CSG | 61635 | NEWE | NPCC New England | SUN | 2 |  | 2693 |  |  | 0 |  |  |  | 0
2018 | MA | NRG DG Tufts Science LLC CSG | 61633 | NEWE | NPCC New England | SUN | 1 |  | 1201 |  |  | 0 |  |  |  | 0
2018 | MA | NRG DG Webster LLC CSG | 61636 | NEWE | NPCC New England | SUN | 1.3 |  | 7344 |  |  | 0 |  |  |  | 0
2018 | MA | NRG Renew Canal 1 CSG LLC | 60625 | NEWE | NPCC New England | SUN | 1.2 |  | 1771 |  |  | 0 |  |  |  | 0
2018 | MA | Nunnepog | 59080 | NEWE | NPCC New England | SUN | 1 |  | 1413 |  |  | 0 |  |  |  | 0
2018 | MA | Oak Bluffs Diesel Generating Facility | 1597 | NEWE | NPCC New England | DFO | 8.1 |  | 1503 | 14964 | 2.3194 | 3.0864 | 0.31 | Estimated using an emission factor | 14964 | 2.3194
2018 | MA | Oakdale Power Station | 10824 | NEWE | NPCC New England | WAT | 3.5 |  | 8661 |  |  | 0 |  |  |  | 0
2018 | MA | Old Wardour Solar | 61243 | NEWE | NPCC New England | SUN | 5.5 |  | 6607 |  |  | 0 |  |  |  | 0
2018 | MA | Onset East Community Solar Facility | 61163 | NEWE | NPCC New England | SUN | 1 |  | 1742 |  |  | 0 |  |  |  | 0
2018 | MA | Onset West Community Solar Facility | 61164 | NEWE | NPCC New England | SUN | 1 |  | 1714 |  |  | 0 |  |  |  | 0
2018 | MA | Onyx - Brockton Thatcher Landfill Solar CSG | 61727 | NEWE | NPCC New England | SUN | 3.7 |  | 5312 |  |  | 0 |  |  |  | 0
2018 | MA | Onyx - Pembroke Landfill Solar | 61726 | NEWE | NPCC New England | SUN | 2.4 |  | 3460 |  |  | 0 |  |  |  | 0
2018 | MA | Orange PV | 58411 | NEWE | NPCC New England | SUN | 2 |  | 2606 |  |  | 0 |  |  |  | 0
2018 | MA | Outer Cape Community Battery | 62604 | NEWE | NPCC New England | MWH | 25
2018 | MA | Oxford | 60022 | NEWE | NPCC New England | SUN | 2.8 |  | 3918 |  |  | 0 |  |  |  | 0
2018 | MA | Padelford Solar | 58032 | NEWE | NPCC New England | SUN | 2.2 |  | 3286 |  |  | 0 |  |  |  | 0
2018 | MA | Palmer | 62135 | NEWE | NPCC New England | SUN | 3.5
2018 | MA | Palmer Landfill | 60076 | NEWE | NPCC New England | SUN | 4 |  | 5843 |  |  | 0 |  |  |  | 0
2018 | MA | Palmer Renewable Energy | 59336 | NEWE | NPCC New England | WDS | 42
2018 | MA | Palmer Solar LLC | 59866 | NEWE | NPCC New England | SUN | 2.5 |  | 2889 |  |  | 0 |  |  |  | 0
2018 | MA | Pepperell Hydro Power Plant | 10694 | NEWE | NPCC New England | WAT | 2.2 |  | 7577.001 |  |  | 0 |  |  |  | 0
2018 | MA | Peterson Road Solar | 61307 | NEWE | NPCC New England | SUN | 2.5 |  | 4085 |  |  | 0 |  |  |  | 0
2018 | MA | Pilgrim Nuclear Power Station | 1590 | NEWE | NPCC New England | NUC | 670 |  | 4441563 |  |  | 0 |  |  |  | 0
2018 | MA | Pinetree Power Fitchburg, LLC | 54620 | NEWE | NPCC New England | WDS | 18 |  | 106319 | 1966680.354 | 22.4321 | 0.42198 | 0.022812 | NEI avg EF - PM, fuel type | 1966680.354 | 22.4321
2018 | MA | Pioneer Valley Resource Recovery | 50273 | NEWE | NPCC New England | MSW | 9.4 | 1 | 39326 | 1179848 | 92.0281 | 4.6803 | 0.156 | Estimated using an emission factor | 1179848 | 92.0281
2018 | MA | Pittsfield 44 - M&W PV | 62264 | NEWE | NPCC New England | SUN | 1.2 |  | 400 |  |  | 0 |  |  |  | 0
2018 | MA | Plainfield Community Solar LLC | 62579 | NEWE | NPCC New England | SUN | 2
2018 | MA | Pleasantdale Road Community Solar | 61298 | NEWE | NPCC New England | SUN | 1 |  | 1381 |  |  | 0 |  |  |  | 0
2018 | MA | Plymouth Site 1 | 59137 | NEWE | NPCC New England | SUN | 5.6 |  | 5931 |  |  | 0 |  |  |  | 0
2018 | MA | Plymouth Solar | 62266 | NEWE | NPCC New England | SUN | 1.1 |  | 762 |  |  | 0 |  |  |  | 0
2018 | MA | Princeton Wind Farm | 7501 | NEWE | NPCC New England | WND | 3.3 |  | 3919 |  |  | 0 |  | EPA/NEI; Estimated using an emission factor |  | 0
2018 | MA | Putts Bridge | 1637 | NEWE | NPCC New England | WAT | 3.2 |  | 22574 |  |  | 0 |  |  |  | 0
2018 | MA | Quittacas Pond Solar | 58362 | NEWE | NPCC New England | SUN | 3.5 |  | 5003 |  |  | 0 |  |  |  | 0
2018 | MA | Rail Trail | 60492 | NEWE | NPCC New England | SUN | 2 |  | 2834 |  |  | 0 |  |  |  | 0
2018 | MA | Randolph | 61732 | NEWE | NPCC New England | SUN | 3.8 |  | 5602 |  |  | 0 |  |  |  | 0
2018 | MA | Randolph Electric | 55585 | NEWE | NPCC New England | LFG | 3
2018 | MA | Redbridge | 1638 | NEWE | NPCC New England | WAT | 3.6 |  | 22792 |  |  | 0 |  |  |  | 0
2018 | MA | Redbrook Community Solar 1 | 61007 | NEWE | NPCC New England | SUN | 4 |  | 6474 |  |  | 0 |  |  |  | 0
2018 | MA | Rehoboth Solar | 59029 | NEWE | NPCC New England | SUN | 2 |  | 3124 |  |  | 0 |  |  |  | 0
2018 | MA | RGS-Rutland VNM SREC II Project (MA) | 59777 | NEWE | NPCC New England | SUN | 2.6 |  | 2537 |  |  | 0 |  |  |  | 0
2018 | MA | Rising Paper | 60493 | NEWE | NPCC New England | SUN | 2.5 |  | 3278 |  |  | 0 |  |  |  | 0
2018 | MA | Riverside Holyoke | 1607 | NEWE | NPCC New England | WAT | 8 |  | 33009.001 |  |  | 0 |  | EPA/NEI; Estimated using an emission factor |  | 0
2018 | MA | Rockland Solar CSG | 59090 | NEWE | NPCC New England | SUN | 2 |  | 2811 |  |  | 0 |  |  |  | 0
2018 | MA | Rousselot Inc | 50955 | NEWE | NPCC New England | NG | 6.7 | 0.11671 | 16024 | 88824.569 | 0.35763 | 0.044637 | 0.0080525 | EPA/NEI; Estimated using an emission factor | 761080 | 3.0643
2018 | MA | Route 57 Solar | 59031 | NEWE | NPCC New England | SUN | 1.5 |  | 2089 |  |  | 0 |  |  |  | 0
2018 | MA | Salem Harbor | 1626 | NEWE | NPCC New England |  | 805.1
2018 | MA | Sampson Road Community Solar | 61308 | NEWE | NPCC New England | SUN | 2 |  | 2792 |  |  | 0 |  |  |  | 0
2018 | MA | Savoy Solar PV | 62065 | NEWE | NPCC New England | SUN | 2
2018 | MA | Scituate PV | 59013 | NEWE | NPCC New England | SUN | 2.5 |  | 3361 |  |  | 0 |  |  |  | 0
2018 | MA | Scituate Wind | 59724 | NEWE | NPCC New England | WND | 1.5 |  | 2816 |  |  | 0 |  |  |  | 0
2018 | MA | SEMASS Resource Recovery | 50290 | NEWE | NPCC New England | MSW | 98.5 |  | 568249 | 10744768.342 | 838.0919 | 2.9497 | 0.156 | Estimated using an emission factor | 10744768.342 | 838.0919
2018 | MA | Shaffer | 59396 | NEWE | NPCC New England | SUN | 5 |  | 6941 |  |  | 0 |  |  |  | 0
2018 | MA | Sherman | 6012 | NEWE | NPCC New England | WAT | 7.2 |  | 35228 |  |  | 0 |  |  |  | 0
2018 | MA | Shirley Landfill | 60753 | NEWE | NPCC New England | SUN | 1 |  | 1399 |  |  | 0 |  |  |  | 0
2018 | MA | Shirley Water | 60498 | NEWE | NPCC New England | SUN | 2 |  | 1329 |  |  | 0 |  |  |  | 0
2018 | MA | Shrewsbury | 6125 | NEWE | NPCC New England | DFO | 14 |  | 742 | 13269 | 2.0568 | 5.5441 | 0.31002 | EPA/NEI; Estimated using an emission factor | 13269 | 2.0568
2018 | MA | Shrewsbury Solar | 57990 | NEWE | NPCC New England | SUN | 2.5 |  | 3946 |  |  | 0 |  |  |  | 0
2018 | MA | Shuman Solar | 61244 | NEWE | NPCC New England | SUN | 2.2 |  | 2143 |  |  | 0 |  |  |  | 0
2018 | MA | Silver Lake Solar Photovoltaic Facility | 57676 | NEWE | NPCC New England | SUN | 1.8 |  | 1970 |  |  | 0 |  |  |  | 0
2018 | MA | Simonds | 58945 | NEWE | NPCC New England | NG | 1.8 | 0.43802 | 11580 | 56911.598 | 0.012008 | 0.002074 | 0.000422 | Estimated using an emission factor | 129927.999 | 0.027415
2018 | MA | SJA Solar LLC-Solterra Monastery CSG | 60391 | NEWE | NPCC New England | SUN | 20.1 |  | 22052 |  |  | 0 |  |  |  | 0
2018 | MA | Smith & Wesson at Springfield MA PV | 61367 | NEWE | NPCC New England | SUN | 1.9 |  | 2647 |  |  | 0 |  |  |  | 0
2018 | MA | Smith College Central Heating Plant | 58166 | NEWE | NPCC New England | NG | 5.3 | 0.29871 | 13732 | 71780.77 | 0.1968 | 0.028663 | 0.0054834 | NEI avg EF - PM, fuel type, firing type | 240306 | 0.65885
2018 | MA | Solten Plainville 6000, LLC | 61731 | NEWE | NPCC New England | SUN | 4.9 |  | 7292 |  |  | 0 |  |  |  | 0
2018 | MA | Southampton Solar PV | 62066 | NEWE | NPCC New England | SUN | 2
2018 | MA | Southbridge Landfill Gas-to-Energy | 59011 | NEWE | NPCC New England | LFG | 3.2 |  | 8819 | 95677 | 0.70323 | 0.15948 | 0.0147 | EPA/NEI; Estimated using an emission factor | 95677 | 0.70323
2018 | MA | Southbridge PV | 58423 | NEWE | NPCC New England | SUN | 3 |  | 3494 |  |  | 0 |  |  |  | 0
2018 | MA | Southbridge Solar | 60278 | NEWE | NPCC New England | SUN | 1.9 |  | 2958 |  |  | 0 |  |  |  | 0
2018 | MA | Southern Sky Renew Energy Berkley LLC | 60615 | NEWE | NPCC New England | SUN | 3 |  | 4020 |  |  | 0 |  |  |  | 0
2018 | MA | Southwick Solar PV | 62082 | NEWE | NPCC New England | SUN | 5 |  | 0
2018 | MA | Spring Hill Road | 59839 | NEWE | NPCC New England | SUN | 1.9 |  | 2806 |  |  | 0 |  |  |  | 0
2018 | MA | Spring Street Solar 1 CSG | 61009 | NEWE | NPCC New England | SUN | 2 |  | 3081 |  |  | 0 |  |  |  | 0
2018 | MA | Springfield Solar PV | 62072 | NEWE | NPCC New England | SUN | 4
2018 | MA | Stafford St 2 Community Solar | 61017 | NEWE | NPCC New England | SUN | 1.9 |  | 2016 |  |  | 0 |  |  |  | 0
2018 | MA | Stafford St Solar 1 CSG | 61016 | NEWE | NPCC New England | SUN | 2 |  | 3395 |  |  | 0 |  |  |  | 0
2018 | MA | Stafford St Solar 3 CSG | 61018 | NEWE | NPCC New England | SUN | 1 |  | 1045 |  |  | 0 |  |  |  | 0
2018 | MA | State Street Solar LLC | 59363 | NEWE | NPCC New England | SUN | 1.4 |  | 1540 |  |  | 0 |  |  |  | 0
2018 | MA | Station 9 Energy Storage System | 62257 | NEWE | NPCC New England | MWH | 2 |  | -33 | 0 |  | 0 |  |  | 0 | 0
2018 | MA | Stetson Road Solar - Barre I | 59765 | NEWE | NPCC New England | SUN | 2 |  | 2880 |  |  | 0 |  |  |  | 0
2018 | MA | Stone Hill Solar CSG | 60710 | NEWE | NPCC New England | SUN | 2 |  | 3020 |  |  | 0 |  |  |  | 0
2018 | MA | Stow PV | 59015 | NEWE | NPCC New England | SUN | 2 |  | 2424 |  |  | 0 |  |  |  | 0
2018 | MA | Sudbury Landfill | 58839 | NEWE | NPCC New England | SUN | 1.3 |  | 1732.999 |  |  | 0 |  |  |  | 0
2018 | MA | Sullivan Solar | 59465 | NEWE | NPCC New England | SUN | 1.5 |  | 2330 |  |  | 0 |  |  |  | 0
2018 | MA | Sunderland Solar PV | 62090 | NEWE | NPCC New England | SUN | 1.1 |  | 163 |  |  | 0 |  |  |  | 0
2018 | MA | Sutton Solar CSG | 60878 | NEWE | NPCC New England | SUN | 1.9 |  | 3010 |  |  | 0 |  |  |  | 0
2018 | MA | Syncarpha Freetown | 61097 | NEWE | NPCC New England | SUN | 3.9 |  | 6322 |  |  | 0 |  |  |  | 0
2018 | MA | Syncarpha Hancock I CSG | 61769 | NEWE | NPCC New England | SUN | 2 |  | 2597 |  |  | 0 |  |  |  | 0
2018 | MA | Syncarpha Hancock II CSG | 61770 | NEWE | NPCC New England | SUN | 2 |  | 2595 |  |  | 0 |  |  |  | 0
2018 | MA | Syncarpha Hancock III CSG | 61771 | NEWE | NPCC New England | SUN | 1 |  | 1397 |  |  | 0 |  |  |  | 0
2018 | MA | Syncarpha Palmer, LLC | 60056 | NEWE | NPCC New England | SUN | 4.8 |  | 7219 |  |  | 0 |  |  |  | 0
2018 | MA | Syncarpha Still River, LLC CSG | 61774 | NEWE | NPCC New England | SUN | 2 |  | 3374 |  |  | 0 |  |  |  | 0
2018 | MA | Tanglewood Circle Solar 1 LLC | 62583 | NEWE | NPCC New England | SUN | 5 |  | 200 |  |  | 0 |  |  |  | 0
2018 | MA | Templeton | 59731 | NEWE | NPCC New England | SUN | 3 |  | 4730 |  |  | 0 |  |  |  | 0
2018 | MA | Texon Hydroelectric Project | 61640 | NEWE | NPCC New England | WAT | 1.5 |  | 6267 |  |  | 0 |  |  |  | 0
2018 | MA | Theodore Drive Community Solar | 61296 | NEWE | NPCC New England | SUN | 1.5 |  | 2175 |  |  | 0 |  |  |  | 0
2018 | MA | Tihonet Solar | 58749 | NEWE | NPCC New England | SUN | 1 |  | 1663 |  |  | 0 |  |  |  | 0
2018 | MA | Tisbury Landfill Solar | 59573 | NEWE | NPCC New England | SUN | 1.1 |  | 1121 |  |  | 0 |  |  |  | 0
2018 | MA | Tolland Solar NG LLC | 62581 | NEWE | NPCC New England | SUN | 3.5
2018 | MA | Town of East Bridgewater CSG | 58586 | NEWE | NPCC New England | SUN | 2 |  | 2208 |  |  | 0 |  |  |  | 0
2018 | MA | Town of Foxborough - Landfill (SREC II) CSG | 61591 | NEWE | NPCC New England | SUN | 1.2 |  | 5497 |  |  | 0 |  |  |  | 0
2018 | MA | Town of Lexington Solar | 60816 | NEWE | NPCC New England | SUN | 1.6 |  | 2449 |  |  | 0 |  |  |  | 0
2018 | MA | Town of Needham VNEM CSG | 60110 | NEWE | NPCC New England | SUN | 3 |  | 3957 |  |  | 0 |  |  |  | 0
2018 | MA | Town of Norfolk MA at Medway Branch | 57942 | NEWE | NPCC New England | SUN | 1.2 |  | 1897 |  |  | 0 |  |  |  | 0
2018 | MA | Town of Otis Wind Energy Project | 61775 | NEWE | NPCC New England | WND | 1.5 |  | 3 |  |  | 0 |  |  |  | 0
2018 | MA | Town of Uxbridge MA at Commerce Dr | 57941 | NEWE | NPCC New England | SUN | 1.8 |  | 2626 |  |  | 0 |  |  |  | 0
2018 | MA | True North | 59390 | NEWE | NPCC New England | SUN | 4.8 |  | 6742 |  |  | 0 |  |  |  | 0
2018 | MA | Turners Falls | 6388 | NEWE | NPCC New England | WAT | 5.7 |  | 20668.998 |  |  | 0 |  |  |  | 0
2018 | MA | Twiss Street Solar | 59624 | NEWE | NPCC New England | SUN | 1.5 |  | 2294 |  |  | 0 |  |  |  | 0
2018 | MA | Tyngsborough Solar | 61598 | NEWE | NPCC New England | SUN | 2.6 |  | 4173 |  |  | 0 |  |  |  | 0
2018 | MA | UMASS | 61603 | NEWE | NPCC New England | SUN | 4 |  | 5716 |  |  | 0 |  |  |  | 0
2018 | MA | Univ of Massachusetts Medical Center | 50087 | NEWE | NPCC New England | NG | 17.5 | 0.34723 | 72219 | 461164.494 | 1.6524 | 0.045762 | 0.0071663 | EPA/NEI; Estimated using an emission factor | 1328115.8 | 4.7589
2018 | MA | Upper Blackstone (MA) Treasure Valley | 59781 | NEWE | NPCC New England | SUN | 5 |  | 6567 |  |  | 0 |  |  |  | 0
2018 | MA | Upton Community Solar | 61297 | NEWE | NPCC New England | SUN | 2 |  | 3284 |  |  | 0 |  |  |  | 0
2018 | MA | Vuelta Solar | 61245 | NEWE | NPCC New England | SUN | 5.5 |  | 6607 |  |  | 0 |  |  |  | 0
2018 | MA | Walpole Solar 2 | 58936 | NEWE | NPCC New England | SUN | 2.4 |  | 3507 |  |  | 0 |  |  |  | 0
2018 | MA | Wareham MA 1 Community Solar | 60443 | NEWE | NPCC New England | SUN | 2 |  | 2792 |  |  | 0 |  |  |  | 0
2018 | MA | Wareham Solar PV | 62055 | NEWE | NPCC New England | SUN | 3.3 |  | 173 |  |  | 0 |  |  |  | 0
2018 | MA | Washburn Road Solar | 62646 | NEWE | NPCC New England | SUN | 1.9 |  | 83 |  |  | 0 |  |  |  | 0
2018 | MA | Waste Water Treatment Plant | 59060 | NEWE | NPCC New England | SUN | 1.5 |  | 540 |  |  | 0 |  |  |  | 0
2018 | MA | Wellesley College Central Utility Plant | 54937 | NEWE | NPCC New England | DFO | 10.1 | 0.5633 | 9828 | 65425.257 | 3.0218 | 0.61495 | 0.092376 | Estimated using an emission factor | 116147.001 | 5.3646
2018 | MA | West Boylston Community Shared Solar | 61415 | NEWE | NPCC New England | SUN | 1.5 |  | 2319 |  |  | 0 |  |  |  | 0
2018 | MA | West Bridgewater AB CSG | 60424 | NEWE | NPCC New England | SUN | 1.7 |  | 2440 |  |  | 0 |  |  |  | 0
2018 | MA | West Brookfield Solar - Gilbertsville Rd CSG | 61629 | NEWE | NPCC New England | SUN | 4 |  | 5603 |  |  | 0 |  |  |  | 0
2018 | MA | West Brookfield Solar, LLC | 60644 | NEWE | NPCC New England | SUN | 1.4 |  | 1865 |  |  | 0 |  |  |  | 0
2018 | MA | West Groton CHP | 60276 | NEWE | NPCC New England | NG | 4.1 | 0.29467 | 22271 | 122919.38 | 0.33701 | 0.030264 | 0.0054834 | NEI avg EF - PM, fuel type, firing type | 417149 | 1.1437
2018 | MA | West Tisbury Generating Facility | 6049 | NEWE | NPCC New England | DFO | 5.4 |  | 715 | 7279 | 1.1284 | 3.1564 | 0.31004 | Estimated using an emission factor | 7279 | 1.1284
2018 | MA | West Water Street | 62625 | NEWE | NPCC New England | DFO | 10 |  | 793 | 7551 | 1.1706 | 2.9522 | 0.31004 | Estimated using an emission factor | 7551 | 1.1706
2018 | MA | Westborough Solar LLC | 59368 | NEWE | NPCC New England | SUN | 2.2 |  | 2490 |  |  | 0 |  |  |  | 0
2018 | MA | Westford Solar Park | 58534 | NEWE | NPCC New England | SUN | 4 |  | 5139 |  |  | 0 |  |  |  | 0
2018 | MA | Westminster Renewables, LLC | 62226 | NEWE | NPCC New England | SUN | 1.5 |  | 394 |  |  | 0 |  |  |  | 0
2018 | MA | Weston Landfill Solar | 61537 | NEWE | NPCC New England | SUN | 1.8 |  | 2777 |  |  | 0 |  |  |  | 0
2018 | MA | Westport MA 1 Community Solar | 60473 | NEWE | NPCC New England | SUN | 1.3 |  | 1969 |  |  | 0 |  |  |  | 0
2018 | MA | Westport MA 2 Community Solar | 60476 | NEWE | NPCC New England | SUN | 1.2 |  | 1722 |  |  | 0 |  |  |  | 0
2018 | MA | Whately Solar | 59033 | NEWE | NPCC New England | SUN | 1.5 |  | 2120 |  |  | 0 |  |  |  | 0
2018 | MA | Wheelabrator Millbury Facility | 50878 | NEWE | NPCC New England | MSW | 47.6 |  | 319457 | 4984997.079 | 0.38883 | 0.0024343 | 0.000156 | Estimated using an emission factor | 4984997.079 | 0.38883
2018 | MA | Wheelabrator North Andover | 50877 | NEWE | NPCC New England | MSW | 40.3 |  | 240828 | 4734813.195 | 0.36932 | 0.003067 | 0.000156 | Estimated using an emission factor | 4734813.195 | 0.36932
2018 | MA | Wheelabrator Saugus | 50880 | NEWE | NPCC New England | MSW | 53.7 |  | 231522 | 4478514.16 | 48.9054 | 0.42247 | 0.02184 | Estimated using an emission factor | 4478514.16 | 48.9054
2018 | MA | Wilkins Station | 6586 | NEWE | NPCC New England | DFO | 5.4 |  | 49 | 585 | 0.09083 | 3.7073 | 0.31053 | Estimated using an emission factor | 585 | 0.09083
2018 | MA | Williams College - Campus CHP | 58160 | NEWE | NPCC New England | NG | 10.2 | 0.091085 | 2900 | 16420.096 | 0.066909 | 0.046144 | 0.0081496 | EPA/NEI; Estimated using an emission factor | 180273 | 0.73457
2018 | MA | Williamsburg | 62202 | NEWE | NPCC New England | SUN | 4
2018 | MA | Williamsburg Solar LLC VNEM CSG | 60111 | NEWE | NPCC New England | SUN | 2.2 |  | 2224 |  |  | 0 |  |  |  | 0
2018 | MA | Wilmington Solar | 60736 | NEWE | NPCC New England | SUN | 2 |  | 2787 |  |  | 0 |  |  |  | 0
2018 | MA | Wilson Solar | 58174 | NEWE | NPCC New England | SUN | 2 |  | 2735 |  |  | 0 |  |  |  | 0
2018 | MA | Winchendon Landfill Solar | 62503 | NEWE | NPCC New England | SUN | 2 |  | 389 |  |  | 0 |  |  |  | 0
2018 | MA | Winchendon Solar | 59466 | NEWE | NPCC New England | SUN | 1.9 |  | 2747 |  |  | 0 |  |  |  | 0
2018 | MA | Winsor Dam Power Station | 10826 | NEWE | NPCC New England | WAT | 1.2
2018 | MA | Worcester Landfill | 60621 | NEWE | NPCC New England | SUN | 6.5 |  | 8119 |  |  | 0 |  |  |  | 0
2018 | MA | WYM 1250 Palmer LLC | 60614 | NEWE | NPCC New England | SUN | 1 |  | 1428 |  |  | 0 |  |  |  | 0
2018 | MA | ANP Bellingham Energy Company, LLC | 55211 | NEWE | NPCC New England | NG | 578 |  | 2231535 | 16780870 | 3.0541 | 0.0027373 | 0.000364 | EPA/NEI | 16780870 | 3.0541
2018 | MA | ANP Blackstone Energy Company, LLC | 55212 | NEWE | NPCC New England | NG | 578 |  | 2152772 | 15499413 | 2.8208 | 0.0026206 | 0.00036399 | EPA/NEI | 15499413 | 2.8208
2018 | MA | Bellingham | 10307 | NEWE | NPCC New England | NG | 386.1 | 1 | 128416 | 1107568 | 3.383 | 0.052689 | 0.006109 | EPA/NEI | 1107568 | 3.383
2018 | MA | Berkshire Power | 55041 | NEWE | NPCC New England | NG | 289 |  | 637246 | 4777452 | 26.0988 | 0.081911 | 0.010926 | EPA/NEI | 4777452 | 26.0988
2018 | MA | Canal Station | 1599 | NEWE | NPCC New England | RFO | 1825 |  | 139131 | 1604087 | 1.7391 | 0.024999 | 0.0021683 | EPA/NEI; Estimated using an emission factor | 1604087 | 1.7391
2018 | MA | Cleary Flood | 1682 | NEWE | NPCC New England | NG | 149.3 |  | 76897 | 883782 | 2.4106 | 0.062696 | 0.0054551 | EPA/NEI | 883782 | 2.4106
2018 | MA | Dartmouth Power | 52026 | NEWE | NPCC New England | NG | 97.4 |  | 66877 | 603061 | 2.7465 | 0.082136 | 0.0091085 | EPA/NEI | 603061 | 2.7465
2018 | MA | Deer Island Treatment | 10823 | NEWE | NPCC New England | OBG | 85 | 0.19887 | 44153.88 | 233376.091 | 0.49077 | 0.02223 | 0.0042059 | EPA/NEI; Estimated using an emission factor | 1173525.106 | 2.4678
2018 | MA | Dighton | 55026 | NEWE | NPCC New England | NG | 200 |  | 369001 | 2933196 | 5.0722 | 0.027491 | 0.0034585 | EPA/NEI | 2933196 | 5.0722
2018 | MA | Doreen | 1631 | NEWE | NPCC New England | DFO | 21.1 |  | 288 | 7321 | 0.0022 | 0.015278 | 0.00060101 | EPA/NEI | 7321 | 0.0022
2018 | MA | Fore River Energy Center | 55317 | NEWE | NPCC New England | NG | 872.2 |  | 3258005 | 24219478 | 31.5945 | 0.019395 | 0.002609 | EPA/NEI | 24219478 | 31.5945
2018 | MA | Framingham Station | 1586 | NEWE | NPCC New England | DFO | 42.6 |  | 516 | 20950 | 0.024856 | 0.09634 | 0.0023728 | EPA/NEI | 20950 | 0.024856
2018 | MA | General Electric Aircraft | 10029 | NEWE | NPCC New England | NG | 55.7 | 0.22926 | 61785 | 234313.351 | 0.84053 | 0.027208 | 0.0071744 | EPA/NEI; Estimated using an emission factor | 1022058 | 3.6663
2018 | MA | Kendall Green Energy LLC | 1595 | NEWE | NPCC New England | NG | 293.6 | 0.57246 | 1144026 | 6527813.335 | 11.4689 | 0.02005 | 0.0035138 | EPA/NEI | 11403193 | 20.0345
2018 | MA | MASSPOWER | 10726 | NEWE | NPCC New England | NG | 260.9 | 0.9487 | 498909 | 4060823.309 | 6.6517 | 0.026665 | 0.003276 | EPA/NEI | 4280407 | 7.0114
2018 | MA | Medway Station | 1592 | NEWE | NPCC New England | DFO | 135 |  | 4329 | 108028 | 0.17108 | 0.079041 | 0.0031674 | EPA/NEI | 108028 | 0.17108
2018 | MA | Milford Power, LLC | 54805 | NEWE | NPCC New England | NG | 249.3 |  | 250898 | 2062626 | 1.6893 | 0.013466 | 0.001638 | EPA/NEI | 2062626 | 1.6893
2018 | MA | Millennium Power Partners | 55079 | NEWE | NPCC New England | NG | 427.5 |  | 1118788 | 7971858 | 11.011 | 0.019684 | 0.0027625 | EPA/NEI | 7971858 | 11.011
2018 | MA | MIT Central Utility Plant | 54907 | NEWE | NPCC New England | NG | 64.6 | 0.38879 | 111974 | 664616.091 | 2.5971 | 0.046388 | 0.0078154 | NEI avg EF - PM, fuel type, firing type | 1709432 | 6.68
2018 | MA | Mystic | 1588 | NEWE | NPCC New England | NG | 2844.2 |  | 4688142 | 35306347 | 39.3116 | 0.016771 | 0.0022269 | EPA/NEI | 35306347 | 39.3116
2018 | MA | Pittsfield Generating | 50002 | NEWE | NPCC New England | NG | 175.5 | 0.98309 | 117955 | 1023965.763 | 1.9492 | 0.03305 | 0.0038072 | EPA/NEI | 1041577 | 1.9827
2018 | MA | Potter | 1660 | NEWE | NPCC New England | NG | 222.4 |  | 46784 | 469705 | 1.478 | 0.063183 | 0.0062932 | EPA/NEI | 469705 | 1.478
2018 | MA | Salem Harbor Station NGCC | 60903 | NEWE | NPCC New England | NG | 798.2 |  | 873759 | 5916890 | 7.6407 | 0.017489 | 0.0025827 | EPA/NEI | 5916890 | 7.6407
2018 | MA | South Boston Combustion Turbines | 10176 | NEWE | NPCC New England | KER | 69 |  | 635 | 17729 | 0.072729 | 0.22907 | 0.0082045 | EPA/NEI | 17729 | 0.072729
2018 | MA | Stony Brook Energy Center | 6081 | NEWE | NPCC New England | DFO | 956.6 |  | 110102 | 1052239 | 28.2156 | 0.51254 | 0.05363 | EPA/NEI | 1052239 | 28.2156
2018 | MA | Tanner Street Generation, LLC | 54586 | NEWE | NPCC New England | NG | 150.5 | 1 | 36768 | 333484 | 0.9266 | 0.050403 | 0.0055571 | EPA/NEI | 333484 | 0.9266
2018 | MA | Waters River | 1678 | NEWE | NPCC New England | NG | 124.9 |  | 4760 | 58053 | 0.10454 | 0.043923 | 0.0036014 | EPA/NEI | 58053 | 0.10454
2018 | MA | West Springfield | 1642 | NEWE | NPCC New England | NG | 352.6 |  | 19145.001 | 214095 | 1.8264 | 0.19079 | 0.017061 | EPA/NEI; Estimated using an emission factor | 214095 | 1.8264
2018 | MA | Woodland Road | 1643 | NEWE | NPCC New England | DFO | 20.4 |  | 305 | 6628 | 0.014 | 0.091803 | 0.0042245 | EPA/NEI | 6628 | 0.014
2018 | MD | AES Warrior Run Energy Storage Project | 59949 | RFCW | RFC West | MWH | 11 |  | -114 | 0 |  | 0 |  |  | 0 | 0
2018 | MD | Alpha Ridge LFG | 58252 | RFCE | RFC East | LFG | 1 |  | 4137 | 40393 | 0.29689 | 0.14353 | 0.0147 | Estimated using an emission factor | 40393 | 0.29689
2018 | MD | Amazon Maryland DCA1 | 62876 | RFCE | RFC East | SUN | 1.3
2018 | MD | Annapolis Solar Park, LLC | 60681 | RFCE | RFC East | SUN | 12 |  | 10186 |  |  | 0 |  |  |  | 0
2018 | MD | Anne Arundel County Public Schools | 62407 | RFCE | RFC East | SUN | 1
2018 | MD | APG Combined Heat and Power Plant | 61282 | RFCE | RFC East | NG | 7.9 | 0.6036 | 56666 | 532888.383 | 1.461 | 0.051566 | 0.0054834 | NEI avg EF - PM, fuel type, firing type | 882847 | 2.4205
2018 | MD | APG New Chesapeake | 62629 | RFCE | RFC East | SUN | 2.3 |  | 313 |  |  | 0 |  |  |  | 0
2018 | MD | APG Old Bayside | 62628 | RFCE | RFC East | SUN | 1.7 |  | 417 |  |  | 0 |  |  |  | 0
2018 | MD | Archdiocese of Baltimore J | 60662 | RFCE | RFC East | SUN | 2 |  | 3403 |  |  | 0 |  |  |  | 0
2018 | MD | Archdiocese of Baltimore L | 60663 | RFCE | RFC East | SUN | 2 |  | 3443 |  |  | 0 |  |  |  | 0
2018 | MD | Back River Waste Water Treatment | 59026 | RFCE | RFC East | OBG | 3 |  | 7041 | 83229 | 0.61174 | 0.17377 | 0.0147 | Estimated using an emission factor | 83229 | 0.61174
2018 | MD | Baker Point | 61519 | RFCW | RFC West | SUN | 9 |  | 13090 |  |  | 0 |  |  |  | 0
2018 | MD | Baltimore City B | 60664 | RFCE | RFC East | SUN | 2 |  | 3057 |  |  | 0 |  |  |  | 0
2018 | MD | Baltimore City D | 60665 | RFCE | RFC East | SUN | 2 |  | 3024 |  |  | 0 |  |  |  | 0
2018 | MD | Baltimore City F | 60666 | RFCE | RFC East | SUN | 2 |  | 3052 |  |  | 0 |  |  |  | 0
2018 | MD | Baltimore City G | 60667 | RFCE | RFC East | SUN | 2 |  | 3063 |  |  | 0 |  |  |  | 0
2018 | MD | Bd of Educ of Queen Anne's Cnty, Cnty HS | 62074 | RFCE | RFC East | SUN | 1.7 |  | 0
2018 | MD | Berlin | 6565 | RFCE | RFC East | DFO | 21.5 |  | 166.999 | 4791 | 0.7426 | 8.8935 | 0.31 | EPA/NEI; Estimated using an emission factor | 4791 | 0.7426
2018 | MD | Biggs Ford Solar Center | 61321 | RFCE | RFC East | SUN | 15
2018 | MD | Blue Star | 62332 | RFCE | RFC East | SUN | 7.5
2018 | MD | Bowie State Solar | 61915 | RFCE | RFC East | SUN | 1.3 |  | 1153 |  |  | 0 |  |  |  | 0
2018 | MD | Brown Station Road Plant I | 50060 | RFCE | RFC East | LFG | 2.7 | 1 | 180.999 | 209901 | 1.5428 | 17.0473 | 0.0147 | Estimated using an emission factor | 209901 | 1.5428
2018 | MD | Brown Station Road Plant II | 55964 | RFCE | RFC East | LFG | 4 |  | 5271 | 235255 | 1.7291 | 0.65609 | 0.0147 | Estimated using an emission factor | 235255 | 1.7291
2018 | MD | Calvert Cliffs Nuclear Power Plant | 6011 | RFCE | RFC East | NUC | 1828.7 |  | 14987931 |  |  | 0 |  |  |  | 0
2018 | MD | Casper Solar Center | 61320 | RFCE | RFC East | SUN | 36.7
2018 | MD | CCBC-Catonsville | 60036 | RFCE | RFC East | SUN | 1.6 |  | 2639 |  |  | 0 |  |  |  | 0
2018 | MD | Cecil County CCVT HS | 60353 | RFCE | RFC East | SUN | 2 |  | 3297 |  |  | 0 |  |  |  | 0
2018 | MD | Central Utility Plant at White Oak | 58207 | RFCE | RFC East | NG | 54.3 | 0.78601 | 106053.649 | 1133689.763 | 4.7479 | 0.089537 | 0.008376 | EPA/NEI; Estimated using an emission factor | 1442340.839 | 6.0405
2018 | MD | CES VMT Solar | 60029 | RFCE | RFC East | SUN | 1.1 |  | 1469 |  |  | 0 |  |  |  | 0
2018 | MD | Chesapeake College | 60465 | RFCE | RFC East | SUN | 1.5 |  | 2282 |  |  | 0 |  |  |  | 0
2018 | MD | Chester Woods Point Solar, LLC CSG | 62720 | RFCE | RFC East | SUN | 2
2018 | MD | Chimes West Friendship (Nixon Farms) | 59743 | RFCE | RFC East | SUN | 1.5 |  | 1714 |  |  | 0 |  |  |  | 0
2018 | MD | Church Hill | 60737 | RFCE | RFC East | SUN | 6 |  | 9644 |  |  | 0 |  |  |  | 0
2018 | MD | City of Havre De Grace C | 60668 | RFCE | RFC East | SUN | 2 |  | 3289 |  |  | 0 |  |  |  | 0
2018 | MD | CNE at Cambridge MD | 59842 | RFCE | RFC East | SUN | 3.2 |  | 5862 |  |  | 0 |  |  |  | 0
2018 | MD | Conowingo | 1574 | RFCE | RFC East | WAT | 530.8 |  | 2788408 |  |  | 0 |  |  |  | 0
2018 | MD | Crisfield | 1563 | RFCE | RFC East | DFO | 11.6 |  | 4849 | 50990 | 7.9038 | 3.26 | 0.31001 | Estimated using an emission factor | 50990 | 7.9038
2018 | MD | Criterion | 57300 | RFCW | RFC West | WND | 70 |  | 194413 |  |  | 0 |  |  |  | 0
2018 | MD | Deep Creek | 1567 | RFCE | RFC East | WAT | 20 |  | 42478 |  |  | 0 |  |  |  | 0
2018 | MD | Eastern Correctional Institute | 10693 | RFCE | RFC East | WDS | 5.8 | 0.11433 | 11605 | 74305.807 | 0.87434 | 0.15068 | 0.023533 | EPA/NEI; Estimated using an emission factor | 649914 | 7.6474
2018 | MD | Eastern Landfill Gas LLC | 56571 | RFCE | RFC East | LFG | 3 |  | 6437.001 | 120656.001 | 0.88683 | 0.27554 | 0.0147 | Estimated using an emission factor | 120656.001 | 0.88683
2018 | MD | Easton | 1580 | RFCE | RFC East | DFO | 33.6 |  | 235 | 14396 | 2.2314 | 18.9905 | 0.31 | Estimated using an emission factor | 14396 | 2.2314
2018 | MD | Easton 2 | 4257 | RFCE | RFC East | RFO | 38.8 |  | 2698 | 43699 | 5.7193 | 4.2397 | 0.26176 | EPA/NEI; Estimated using an emission factor | 43699 | 5.7193
2018 | MD | Elkton Solar | 60089 | RFCE | RFC East | SUN | 1.6 |  | 2640 |  |  | 0 |  |  |  | 0
2018 | MD | Emmitsburg Solar Arrays | 60849 | RFCE | RFC East | SUN | 1.7 |  | 2399 |  |  | 0 |  |  |  | 0
2018 | MD | ESS Fairgrounds | 60215 | RFCE | RFC East | MWH | 4
2018 | MD | ESS Wesel | 60214 | RFCE | RFC East | MWH | 6
2018 | MD | Fair Wind | 59147 | RFCW | RFC West | WND | 30 |  | 108781 |  |  | 0 |  |  |  | 0
2018 | MD | FC Landfill Energy | 57786 | RFCE | RFC East | LFG | 2.2 |  | 2315 | 44825 | 0.32947 | 0.28464 | 0.0147 | Estimated using an emission factor | 44825 | 0.32947
2018 | MD | FedEx Field Solar Facility | 57747 | RFCE | RFC East | SUN | 2 |  | 1788 |  |  | 0 |  |  |  | 0
2018 | MD | First Baptist Church of Glenarden | 62043 | RFCE | RFC East | SUN | 1.5 |  | 1993 |  |  | 0 |  |  |  | 0
2018 | MD | FirstEnergy R Paul Smith Power Station | 1570 | RFCW | RFC West | BIT | 109.5
2018 | MD | Fort Detrick Solar PV | 61552 | RFCW | RFC West | SUN | 15.7 |  | 21199 |  |  | 0 |  |  |  | 0
2018 | MD | Fourmile Ridge | 58904 | RFCW | RFC West | WND | 40 |  | 130483 |  |  | 0 |  |  |  | 0
2018 | MD | Garrett County - DPU Treatment Plant | 60847 | RFCE | RFC East | SUN | 1.2 |  | 605 |  |  | 0 |  |  |  | 0
2018 | MD | Gateway Solar | 61794 | RFCE | RFC East | SUN | 7.6
2018 | MD | General Motors Corp at White Marsh MD | 59841 | RFCE | RFC East | SUN | 1 |  | 1487 |  |  | 0 |  |  |  | 0
2018 | MD | Great Bay Solar 1 | 59851 | RFCE | RFC East | SUN | 150 |  | 107182 |  |  | 0 |  |  |  | 0
2018 | MD | Green Machine | 59282 | RFCE | RFC East | NG | 1.7
2018 | MD | GWCC PV Solar Farm | 61738 | RFCE | RFC East | SUN | 1.6 |  | 1982 |  |  | 0 |  |  |  | 0
2018 | MD | Havre de Grace II - E at Perryman | 60708 | RFCE | RFC East | SUN | 1.4 |  | 1970 |  |  | 0 |  |  |  | 0
2018 | MD | Herbert Farm Solar | 58463 | RFCE | RFC East | SUN | 5.5 |  | 8090 |  |  | 0 |  |  |  | 0
2018 | MD | IGS Solar I - BWI2 | 61465 | RFCE | RFC East | SUN | 1.4 |  | 2485 |  |  | 0 |  |  |  | 0
2018 | MD | IGS Solar I - BWI5 | 61358 | RFCE | RFC East | SUN | 1.1 |  | 1763 |  |  | 0 |  |  |  | 0
2018 | MD | IKEA College Park 411 | 58015 | RFCE | RFC East | SUN | 1 |  | 1370 |  |  | 0 |  |  |  | 0
2018 | MD | IKEA Perryville 460 | 58014 | RFCE | RFC East | SUN | 2.1 |  | 5315 |  |  | 0 |  |  |  | 0
2018 | MD | Inner Harbor East Heating | 56050 | RFCE | RFC East | NG | 2.1 | 1 | 11 | 96 | 2.0256e-05 | 0.0036829 | 0.000422 | Estimated using an emission factor | 96 | 2.0256e-05
2018 | MD | Kent County - Worton Complex | 58243 | RFCE | RFC East | SUN | 1 |  | 1660 |  |  | 0 |  |  |  | 0
2018 | MD | Kent County-Kennedyville | 58239 | RFCE | RFC East | SUN | 1 |  | 1577 |  |  | 0 |  |  |  | 0
2018 | MD | LeGore Bridge Solar Center | 61796 | RFCE | RFC East | SUN | 20
2018 | MD | Longview Solar | 60735 | RFCE | RFC East | SUN | 13.6 |  | 22820 |  |  | 0 |  |  |  | 0
2018 | MD | Macy's MD Joppa Solar Project | 62323 | RFCE | RFC East | SUN | 1.8 |  | 2704 |  |  | 0 |  |  |  | 0
2018 | MD | Maryland Solar | 58408 | RFCW | RFC West | SUN | 27 |  | 34233 |  |  | 0 |  |  |  | 0
2018 | MD | Mason Dixon Solar Center | 61797 | RFCW | RFC West | SUN | 20
2018 | MD | Mattawoman Energy Center | 59662 | RFCE | RFC East | NG | 1008
2018 | MD | McCormick & Co. Inc. at Belcamp | 57646 | RFCE | RFC East | SUN | 1.4 |  | 2255 |  |  | 0 |  |  |  | 0
2018 | MD | MEBA | 60496 | RFCE | RFC East | SUN | 1.5 |  | 2539 |  |  | 0 |  |  |  | 0
2018 | MD | Millersville LFG | 58246 | RFCE | RFC East | LFG | 3.2 |  | 25996 | 284440 | 2.0906 | 0.16084 | 0.0147 | Estimated using an emission factor | 284440 | 2.0906
2018 | MD | MNCPPC Germantown Solar | 62910 | RFCE | RFC East | SUN | 1
2018 | MD | Montgomery County Correctional Facility | 60820 | RFCW | RFC West | SUN | 1.4 |  | 1407 |  |  | 0 |  |  |  | 0
2018 | MD | Montgomery County Oaks LFGE Plant | 55885 | RFCE | RFC East | LFG | 8 |  | 13453 | 230494 | 1.6941 | 0.25186 | 0.0147 | EPA/NEI; Estimated using an emission factor | 230494 | 1.6941
2018 | MD | Montgomery County Resource Recovery | 50657 | RFCE | RFC East | MSW | 67.8 |  | 333268 | 6072218.357 | 4.7363 | 0.028424 | 0.00156 | Estimated using an emission factor | 6072218.357 | 4.7363
2018 | MD | Montgomery County Solar | 61608 | RFCE | RFC East | SUN | 1.9 |  | 1288 |  |  | 0 |  |  |  | 0
2018 | MD | Mount Saint Mary's | 57758 | RFCW | RFC West | SUN | 13.7 |  | 19646 |  |  | 0 |  |  |  | 0
2018 | MD | NA 1(Hagerstown) | 60213 | RFCE | RFC East | MWH | 2 |  | -273 | 0 |  | 0 |  |  | 0 | 0
2018 | MD | NIH Cogeneration Facility | 56668 | RFCE | RFC East | NG | 50 | 0.46883 | 160100 | 950277.325 | 2.6054 | 0.032547 | 0.0054834 | EPA/NEI; Estimated using an emission factor | 2026894 | 5.5571
2018 | MD | NIST Solar | 62208 | RFCE | RFC East | SUN | 4 |  | 0
2018 | MD | Notch Cliff | 1555 | RFCE | RFC East | NG | 144 |  | 26694 | 411121 | 1.1272 | 0.084451 | 0.0054834 | NEI avg EF - PM, fuel type, firing type | 411121 | 1.1272
2018 | MD | NRG Chalk Point CT | 61890 | RFCE | RFC East | DFO | 94 |  | 346 | 6624 | 0.057163 | 0.33042 | 0.017259 | NEI avg EF - PM, fuel type, firing type | 6624 | 0.057163
2018 | MD | Perdue Salisbury Photovoltaic | 57879 | RFCE | RFC East | SUN | 1 |  | 1229 |  |  | 0 |  |  |  | 0
2018 | MD | Pfeffers | 61185 | RFCE | RFC East | SUN | 1 |  | 1901 |  |  | 0 |  |  |  | 0
2018 | MD | Philadelphia | 1557 | RFCE | RFC East | DFO | 82.8 |  | 4833 | 79828 | 0.68889 | 0.28508 | 0.017259 | NEI avg EF - PM, fuel type, firing type | 79828 | 0.68889
2018 | MD | Presbyterian Senior Living Service | 60447 | RFCE | RFC East | SUN | 1.2 |  | 1341 |  |  | 0 |  |  |  | 0
2018 | MD | Queen Anne's County | 58631 | RFCE | RFC East | SUN | 2 |  | 2369 |  |  | 0 |  |  |  | 0
2018 | MD | Riverside (MD) | 1559 | RFCE | RFC East | DFO | 257.2 |  | 3772 | 72498 | 0.62563 | 0.33172 | 0.017259 | EPA/NEI; Estimated using an emission factor | 72498 | 0.62563
2018 | MD | Rock Hall | 58241 | RFCE | RFC East | SUN | 1 |  | 1668 |  |  | 0 |  |  |  | 0
2018 | MD | Rockfish Solar LLC | 59811 | RFCE | RFC East | SUN | 10.3 |  | 18815 |  |  | 0 |  |  |  | 0
2018 | MD | Roth Rock North Wind Farm, LLC | 57240 | RFCW | RFC West | WND | 10 |  | 27212 |  |  | 0 |  |  |  | 0
2018 | MD | Roth Rock Wind Farm LLC | 57239 | RFCW | RFC West | WND | 40 |  | 109095 |  |  | 0 |  |  |  | 0
2018 | MD | Smith Island | 6391 | RFCE | RFC East | DFO | 1.7 |  | 101 | 1139 | 0.17655 | 3.4959 | 0.31 | Estimated using an emission factor | 1139 | 0.17655
2018 | MD | Sod Run WTP A | 60669 | RFCE | RFC East | SUN | 2 |  | 3415 |  |  | 0 |  |  |  | 0
2018 | MD | Sol Phoenix | 62331 | RFCE | RFC East | SUN | 2.5
2018 | MD | Solar Hagerstown | 62912 | RFCE | RFC East | SUN | 10
2018 | MD | Synergen Panorama, LLC CSG | 62327 | RFCE | RFC East | SUN | 6.6
2018 | MD | Terrapin Hills Wind Farm | 60211 | RFCW | RFC West | WND | 50
2018 | MD | The Clorox Company | 60461 | RFCE | RFC East | SUN | 1.6 |  | 2529 |  |  | 0 |  |  |  | 0
2018 | MD | Town of Chestertown- Chestertown WWTP | 60096 | RFCE | RFC East | SUN | 1 |  | 1673 |  |  | 0 |  |  |  | 0
2018 | MD | UMCES Ground Mount | 62405 | RFCE | RFC East | SUN | 2 |  | 3570 |  |  | 0 |  |  |  | 0
2018 | MD | UMCP CHP Plant | 56038 | RFCE | RFC East | NG | 27.4 | 0.29066 | 84773 | 423072.083 | 1.1599 | 0.027366 | 0.0054834 | NEI avg EF - PM, fuel type, firing type | 1455556 | 3.9907
2018 | MD | UMES (MD) - Princess Anne | 59749 | RFCE | RFC East | SUN | 2.2 |  | 3129 |  |  | 0 |  |  |  | 0
2018 | MD | UMMS at Pocomoke | 58329 | RFCE | RFC East | SUN | 2.8 |  | 4835 |  |  | 0 |  |  |  | 0
2018 | MD | Wheelabrator Baltimore Refuse | 10629 | RFCE | RFC East | MSW | 64.5 | 0.39437 | 335277 | 2829687.943 | 13.2429 | 0.078997 | 0.00936 | Estimated using an emission factor | 7175266.608 | 33.5802
2018 | MD | Wicomico | 56680 | RFCE | RFC East | LFG | 5.4 |  | 16282.008 | 175478.994 | 1.2898 | 0.15843 | 0.0147 | Estimated using an emission factor | 175478.994 | 1.2898
2018 | MD | Wye Mills VNEM CSG | 60604 | RFCE | RFC East | SUN | 10 |  | 17862 |  |  | 0 |  |  |  | 0
2018 | MD | AES Warrior Run | 10678 | RFCE | RFC East | BIT | 229 | 0.72186 | 1142037 | 9329636.983 | 68.6725 | 0.12026 | 0.014721 | EPA/NEI | 12924469 | 95.133
2018 | MD | American Sugar Refining, Inc. | 54795 | RFCE | RFC East | NG | 20 | 0.13953 | 48878.313 | 46800.188 | 0.16788 | 0.0068694 | 0.0071744 | NEI avg EF - PM, fuel type, firing type | 335420 | 1.2032
2018 | MD | Brandon Shores | 602 | RFCE | RFC East | BIT | 1370 |  | 4732171 | 53834460 | 187.5933 | 0.079284 | 0.0069693 | EPA/NEI | 53834460 | 187.5933
2018 | MD | Brandywine Power Facility | 54832 | RFCE | RFC East | NG | 288.8 | 0.99997 | 1120737 | 9150611.247 | 31.1637 | 0.055613 | 0.0068113 | EPA/NEI | 9150861 | 31.1645
2018 | MD | C P Crane | 1552 | RFCE | RFC East | SUB | 415.8 |  | 211756 | 2315154 | 40.0815 | 0.37856 | 0.034625 | EPA/NEI | 2315154 | 40.0815
2018 | MD | Chalk Point | 1571 | RFCE | RFC East | BIT | 2553 |  | 1454640.002 | 18593009 | 72.7867 | 0.10008 | 0.0078295 | EPA/NEI; Estimated using an emission factor | 18593009 | 72.7867
2018 | MD | Cove Point LNG Terminal | 59073 | RFCE | RFC East | NG | 228.6 |  | 489321.999 | 13187961 | 50.668 | 0.20709 | 0.007684 | NEI avg EF - PM, fuel type, firing type | 13187961 | 50.668
2018 | MD | CPV St. Charles Energy Center | 56846 | RFCE | RFC East | NG | 746 |  | 4308293 | 29696972 | 33.0111 | 0.015324 | 0.0022232 | EPA/NEI | 29696972 | 33.0111
2018 | MD | Dickerson | 1572 | RFCE | RFC East | BIT | 933 |  | 341685.999 | 4389974 | 9.1148 | 0.053352 | 0.0041526 | EPA/NEI | 4389974 | 9.1148
2018 | MD | Gould Street | 1553 | RFCE | RFC East | NG | 103.5 |  | 14839 | 196765 | 0.644 | 0.086798 | 0.0065459 | EPA/NEI | 196765 | 0.644
2018 | MD | Herbert A Wagner | 1554 | RFCE | RFC East | RC | 1058.5 |  | 488292 | 5676415 | 79.7906 | 0.32682 | 0.028113 | EPA/NEI | 5676415 | 79.7906
2018 | MD | Keys Energy Center | 60302 | RFCE | RFC East | NG | 830.6 |  | 2189603 | 9523345 | 0 | 0 | 0 | EPA/NEI | 9523345 | 0
2018 | MD | Luke Paper Company | 50282 | RFCW | RFC West | BLQ | 65 | 0.082028 | 194735 | 1105327.926 | 9.3682 | 0.096215 | 0.016951 | EPA/NEI; Estimated using an emission factor | 13475042.2 | 114.2079
2018 | MD | Morgantown | 1573 | RFCE | RFC East | BIT | 1548 |  | 2523117.998 | 25323030 | 114.5634 | 0.090811 | 0.0090482 | EPA/NEI | 25323030 | 114.5634
2018 | MD | Perryman | 1556 | RFCE | RFC East | NG | 545.4 |  | 270954.001 | 3129040 | 13.0474 | 0.096307 | 0.0083395 | EPA/NEI | 3129040 | 13.0474
2018 | MD | Rock Springs Generating Facility | 7835 | RFCE | RFC East | NG | 773.6 |  | 436850.999 | 4579220 | 17.8943 | 0.081924 | 0.0078154 | NEI avg EF - PM, fuel type, firing type | 4579220 | 17.8943
2018 | MD | Vienna | 1564 | RFCE | RFC East | RFO | 180.6 |  | 5518 | 113748 | 1.5796 | 0.57254 | 0.027774 | EPA/NEI | 113748 | 1.5796
2018 | MD | Westport | 1560 | RFCE | RFC East | NG | 121.5 |  | 32722 | 495458 | 1.9361 | 0.11834 | 0.0078154 | NEI avg EF - PM, fuel type, firing type | 495458 | 1.9361
2018 | MD | Wildcat Point Generation Facility | 59220 | RFCE | RFC East | NG | 1113.6 |  | 3785265 | 25900748 | 74.5479 | 0.039388 | 0.0057564 | NEI avg EF - PM, fuel type, firing type | 25900748 | 74.5479
2018 | ME | Androscoggin 3 | 1480 | NEWE | NPCC New England | WAT | 3.6 |  | 0
2018 | ME | Androscoggin Mill | 54085 | NEWE | NPCC New England | BLQ | 80 | 0.20826 | 308863 | 1713775.177 | 4.6507 | 0.030115 | 0.0054274 | EPA/NEI; Estimated using an emission factor | 8229108 | 22.3314
2018 | ME | Anson Abenaki Hydros | 10186 | NEWE | NPCC New England | WAT | 32 | 1 | 133220.001 |  |  | 0 |  | EPA/NEI; Estimated using an emission factor |  | 0
2018 | ME | Athens Energy | 60457 | NEWE | NPCC New England | WDS | 8.5 |  | 58066 | 992490 | 87.8354 | 3.0254 | 0.177 | Estimated using an emission factor | 992490 | 87.8354
2018 | ME | Aziscohos Hydroelectric Project | 50999 | NEWE | NPCC New England | WAT | 6.7 |  | 34737 |  |  | 0 |  |  |  | 0
2018 | ME | Bar Harbor | 1466 | NEWE | NPCC New England | DFO | 8
2018 | ME | Bar Mills | 1481 | NEWE | NPCC New England | WAT | 4 |  | 0
2018 | ME | Barker Lower | 10728 | NEWE | NPCC New England | WAT | 1.5 |  | 2487 |  |  | 0 |  |  |  | 0
2018 | ME | Basin Mills | 783 | NEWE | NPCC New England | WAT | 36
2018 | ME | Bates Mill Upper | 7044 | NEWE | NPCC New England | WAT | 3.9
2018 | ME | Beaver Ridge Wind | 57130 | NEWE | NPCC New England | WND | 4.5 |  | 11866 |  |  | 0 |  |  |  | 0
2018 | ME | Benton Falls Associates | 10523 | NEWE | NPCC New England | WAT | 4.2 |  | 14955 |  |  | 0 |  |  |  | 0
2018 | ME | Bingham Wind | 57531 | NEWE | NPCC New England | WND | 186 |  | 499319 |  |  | 0 |  |  |  | 0
2018 | ME | Bonny Eagle | 1482 | NEWE | NPCC New England | WAT | 7.2 |  | 35137.002 |  |  | 0 |  |  |  | 0
2018 | ME | Bowers Wind Project | 57088 | NEWE | NPCC New England | WND | 48
2018 | ME | Brassua Hydroelectric Project | 10555 | NEWE | NPCC New England | WAT | 3.6 |  | 16339 |  |  | 0 |  |  |  | 0
2018 | ME | Brunswick Hydro | 1483 | NEWE | NPCC New England | WAT | 19.6 |  | 84736.001 |  |  | 0 |  |  |  | 0
2018 | ME | Bull Hill Wind Project | 57083 | NEWE | NPCC New England | WND | 34.5 |  | 107475 |  |  | 0 |  |  |  | 0
2018 | ME | Canton Mountain Wind | 58620 | NEWE | NPCC New England | WND | 22.8 |  | 57424 |  |  | 0 |  |  |  | 0
2018 | ME | Cape Gas Turbine | 1484 | NEWE | NPCC New England | DFO | 35 |  | 744 | 16004 | 0.13811 | 0.37126 | 0.017259 | NEI avg EF - PM, fuel type, firing type | 16004 | 0.13811
2018 | ME | Caribou Generation Station | 1513 | NEWE | NPCC New England | WAT | 27.4 |  | 552 |  |  | 0 |  | EPA/NEI; Estimated using an emission factor |  | 0
2018 | ME | Cataract Hydro | 1486 | NEWE | NPCC New England | WAT | 6.6 |  | 19887 |  |  | 0 |  |  |  | 0
2018 | ME | Charles E Monty | 805 | NEWE | NPCC New England | WAT | 28.4 |  | 139221 |  |  | 0 |  |  |  | 0
2018 | ME | Continental Mills | 1487 | NEWE | NPCC New England | WAT | 1.4
2018 | ME | Deer Rips | 1488 | NEWE | NPCC New England | WAT | 6.5 |  | 34657.001 |  |  | 0 |  |  |  | 0
2018 | ME | Domtar - Woodland Mill | 10613 | NEWE | NPCC New England | BLQ | 68.3 | 0.21267 | 405775.999 | 2122057.369 | 8.1862 | 0.040349 | 0.0077154 | EPA/NEI; Estimated using an emission factor | 9978148 | 38.4927
2018 | ME | East Millinocket Mill | 55830 | NEWE | NPCC New England | WDS | 61.4
2018 | ME | Eastern Maine Medical Center | 58153 | NEWE | NPCC New England | NG | 3.8 | 0.37212 | 29978 | 159932.852 | 0.43849 | 0.029254 | 0.0054834 | NEI avg EF - PM, fuel type, firing type | 429787 | 1.1783
2018 | ME | Eastport | 1468 | NEWE | NPCC New England | DFO | 4 |  | 19 | 197 | 0.030535 | 3.2142 | 0.31 | Estimated using an emission factor | 197 | 0.030535
2018 | ME | Ellsworth Hydro Station | 1469 | NEWE | NPCC New England | WAT | 8.9 |  | 25925.999 |  |  | 0 |  |  |  | 0
2018 | ME | Flos Inn Diesel | 1514 | NEWE | NPCC New England | DFO | 6
2018 | ME | Fort Halifax | 1490 | NEWE | NPCC New England | WAT | 1.4
2018 | ME | Fox Island Wind LLC | 57354 | NEWE | NPCC New England | WND | 4.5 |  | 10616 |  |  | 0 |  |  |  | 0
2018 | ME | Gardiner | 50688 | NEWE | NPCC New England | WAT | 1 |  | 3719 |  |  | 0 |  |  |  | 0
2018 | ME | Great Lakes Hydro America - ME | 54134 | NEWE | NPCC New England | WAT | 138 |  | 654480.002 |  |  | 0 |  |  |  | 0
2018 | ME | Gulf Island | 1491 | NEWE | NPCC New England | WAT | 19.2 |  | 141489 |  |  | 0 |  |  |  | 0
2018 | ME | Hancock Wind Plant | 58686 | NEWE | NPCC New England | WND | 51 |  | 140856 |  |  | 0 |  |  |  | 0
2018 | ME | Harris Hydro | 1492 | NEWE | NPCC New England | WAT | 76.4 |  | 190050 |  |  | 0 |  |  |  | 0
2018 | ME | Hill Mill | 7048 | NEWE | NPCC New England | WAT | 1.8
2018 | ME | Hiram | 1493 | NEWE | NPCC New England | WAT | 10.5 |  | 39979 |  |  | 0 |  |  |  | 0
2018 | ME | Howland Hydro Station | 1472 | NEWE | NPCC New England | WAT | 1.8
2018 | ME | Hydro Kennebec Project | 54148 | NEWE | NPCC New England | WAT | 15.4 |  | 83043 |  |  | 0 |  |  |  | 0
2018 | ME | Indeck Jonesboro Energy Center | 10765 | NEWE | NPCC New England | WDS | 27.5 |  | 10582 | 213130.7 | 2.431 | 0.45946 | 0.022812 | NEI avg EF - PM, fuel type | 213130.7 | 2.431
2018 | ME | Indeck West Enfield Energy Center | 10766 | NEWE | NPCC New England | WDS | 27.5 |  | 29209 | 599140.8 | 6.8339 | 0.46793 | 0.022812 | NEI avg EF - PM, fuel type | 599140.8 | 6.8339
2018 | ME | International Paper Jay Hydro | 50047 | NEWE | NPCC New England | WAT | 3.1 |  | 16509.999 |  |  | 0 |  |  |  | 0
2018 | ME | International Paper Livermore Hydro | 50082 | NEWE | NPCC New England | WAT | 9.2 |  | 35592 |  |  | 0 |  |  |  | 0
2018 | ME | International Paper Riley Hydro | 50081 | NEWE | NPCC New England | WAT | 6.6 |  | 26236.002 |  |  | 0 |  |  |  | 0
2018 | ME | IOS - MEW Phase 1 | 61460 | NEWE | NPCC New England | SUN | 4.1 |  | 5758 |  |  | 0 |  |  |  | 0
2018 | ME | Kibby Wind Facility | 56829 | NEWE | NPCC New England | WND | 132 |  | 290300 |  |  | 0 |  |  |  | 0
2018 | ME | Lockwood Hydroelectric Facility | 10066 | NEWE | NPCC New England | WAT | 7.2 |  | 27599.003 |  |  | 0 |  |  |  | 0
2018 | ME | Mars Hill Wind Farm Project | 56448 | NEWE | NPCC New England | WND | 42 |  | 140753 |  |  | 0 |  |  |  | 0
2018 | ME | Mead Rumford Cogen | 10491 | NEWE | NPCC New England | NG | 12.5 | 0 | 0 | 0 | 0 |  |  | EPA/NEI; Estimated using an emission factor | 341046.75 | 1.3731
2018 | ME | Mechanic Falls | 54123 | NEWE | NPCC New England | WAT | 1.4 |  | 1819 |  |  | 0 |  |  |  | 0
2018 | ME | Medway | 1474 | NEWE | NPCC New England | DFO | 8
2018 | ME | Medway Hydro | 55288 | NEWE | NPCC New England | WAT | 4 |  | 30036 |  |  | 0 |  |  |  | 0
2018 | ME | Messalonskee 2 (Oakland) | 1497 | NEWE | NPCC New England | WAT | 2.8 |  | 8638 |  |  | 0 |  |  |  | 0
2018 | ME | Messalonskee 3 | 1498 | NEWE | NPCC New England | WAT | 1.6 |  | 4915 |  |  | 0 |  |  |  | 0
2018 | ME | Messalonskee 5 | 1500 | NEWE | NPCC New England | WAT | 1.8 |  | 4663 |  |  | 0 |  |  |  | 0
2018 | ME | Milford Hydro Station | 1475 | NEWE | NPCC New England | WAT | 7.8 |  | 36483.998 |  |  | 0 |  |  |  | 0
2018 | ME | MMWAC Resource Recovery Facility | 50035 | NEWE | NPCC New England | MSW | 5 | 1 | 15614 | 752758 | 58.7151 | 7.5208 | 0.156 | Estimated using an emission factor | 752758 | 58.7151
2018 | ME | North Gorham | 1501 | NEWE | NPCC New England | WAT | 2.2 |  | 10291 |  |  | 0 |  |  |  | 0
2018 | ME | NRG Solar Mule, LLC | 60640 | NEWE | NPCC New England | SUN | 1.5 |  | 6274 |  |  | 0 |  |  |  | 0
2018 | ME | Number Nine Wind Farm | 57612 | NEWE | NPCC New England | WND | 250
2018 | ME | Oakfield Wind Project | 57002 | NEWE | NPCC New England | WND | 148 |  | 352015 |  |  | 0 |  |  |  | 0
2018 | ME | Orono B | 59438 | NEWE | NPCC New England | WAT | 3.9 |  | 23933.001 |  |  | 0 |  |  |  | 0
2018 | ME | Orono Hydro Station | 57184 | NEWE | NPCC New England | WAT | 2.7 |  | 7201.001 |  |  | 0 |  |  |  | 0
2018 | ME | Otis Hydro | 50080 | NEWE | NPCC New England | WAT | 10.2 |  | 51217 |  |  | 0 |  |  |  | 0
2018 | ME | Passadumkeag Windpark LLC | 59222 | NEWE | NPCC New England | WND | 39.9 |  | 148751 |  |  | 0 |  |  |  | 0
2018 | ME | Pejepscot Hydroelectric Project | 50758 | NEWE | NPCC New England | WAT | 13.5 |  | 42229 |  |  | 0 |  |  |  | 0
2018 | ME | Penobscot Energy Recovery | 50051 | NEWE | NPCC New England | MSW | 25.3 |  | 119823 | 2229989.69 | 0.17394 | 0.0029033 | 0.000156 | Estimated using an emission factor | 2229989.69 | 0.17394
2018 | ME | Pine Tree Landfill Gas to Energy | 58993 | NEWE | NPCC New England | LFG | 3.3 |  | 7124.001 | 85935.999 | 0.63162 | 0.17732 | 0.0147 | Estimated using an emission factor | 85935.999 | 0.63162
2018 | ME | Pisgah Mountain Wind | 60404 | NEWE | NPCC New England | WND | 9.1 |  | 30544 |  |  | 0 |  |  |  | 0
2018 | ME | Pittsfield Hydro | 54124 | NEWE | NPCC New England | WAT | 1.1 |  | 3306 |  |  | 0 |  |  |  | 0
2018 | ME | Pumpkin Hill | 50699 | NEWE | NPCC New England | WAT | 1 |  | 4400 |  |  | 0 |  |  |  | 0
2018 | ME | Record Hill Wind | 57568 | NEWE | NPCC New England | WND | 50.6 |  | 119888 |  |  | 0 |  |  |  | 0
2018 | ME | Red Shield Envir Old Town Facility | 10700 | NEWE | NPCC New England |  | 44.5 | 1 | 0 | 0 | 0 |  |  | NEI avg EF - PM, fuel type | 0 | 0
2018 | ME | ReEnergy Ashland | 10356 | NEWE | NPCC New England | WDS | 39.6 |  | 275958 | 3785816 | 43.1814 | 0.31296 | 0.022812 | NEI avg EF - PM, fuel type | 3785816 | 43.1814
2018 | ME | ReEnergy Fort Fairfield | 7513 | NEWE | NPCC New England | WDS | 37.5 |  | 177428 | 2797470 | 31.9082 | 0.35968 | 0.022812 | NEI avg EF - PM, fuel type | 2797470 | 31.9082
2018 | ME | ReEnergy Livermore Falls | 10354 | NEWE | NPCC New England | WDS | 39.6 |  | 223268 | 3314619 | 37.8069 | 0.33867 | 0.022812 | NEI avg EF - PM, fuel type | 3314619 | 37.8069
2018 | ME | ReEnergy Stratton LLC | 50650 | NEWE | NPCC New England | WDS | 45.7 |  | 248041 | 3160520 | 36.0492 | 0.29067 | 0.022812 | NEI avg EF - PM, fuel type | 3160520 | 36.0492
2018 | ME | Regional Waste Systems | 50225 | NEWE | NPCC New England | MSW | 13.3 |  | 84173 | 1774243.059 | 1.3839 | 0.032883 | 0.00156 | Estimated using an emission factor | 1774243.059 | 1.3839
2018 | ME | Robbins Lumber | 50230 | NEWE | NPCC New England | DFO | 13.2 | 0.95749 | 99 | 664.5 | 0.103 | 2.0808 | 0.31 | EPA/NEI; Estimated using an emission factor | 694 | 0.10757
2018 | ME | Rollins Wind Project | 56990 | NEWE | NPCC New England | WND | 60 |  | 151117 |  |  | 0 |  |  |  | 0
2018 | ME | RoxWind | 62857 | NEWE | NPCC New England | WND | 15.3
2018 | ME | Rumford Cogeneration | 10495 | NEWE | NPCC New England | BLQ | 102.6 | 0.20248 | 588404 | 3311000.684 | 27.2013 | 0.092458 | 0.016431 |  | 16352164.8 | 134.3402
2018 | ME | Rumford Falls Hydro Facility | 10493 | NEWE | NPCC New England | WAT | 44.5 |  | 263170.999 |  |  | 0 |  |  |  | 0
2018 | ME | S D Warren Westbrook | 50447 | NEWE | NPCC New England | WDS | 80.9 | 0.20015 | 116564.996 | 660932.584 | 7.5258 | 0.12913 | 0.022773 | EPA/NEI; Estimated using an emission factor | 3302203.63 | 37.6011
2018 | ME | Saddleback Ridge Wind Farm | 58608 | NEWE | NPCC New England | WND | 34.2 |  | 94915 |  |  | 0 |  |  |  | 0
2018 | ME | Salmon Falls | 50702 | NEWE | NPCC New England | WAT | 1.2 |  | 4202.001 |  |  | 0 |  |  |  | 0
2018 | ME | Shawmut | 1504 | NEWE | NPCC New England | WAT | 8.8 |  | 45118.998 |  |  | 0 |  |  |  | 0
2018 | ME | Skelton | 1505 | NEWE | NPCC New England | WAT | 16.8 |  | 109965 |  |  | 0 |  |  |  | 0
2018 | ME | Somerset Plant | 50406 | NEWE | NPCC New England | BLQ | 107.1 | 0.15439 | 538845 | 2989792.125 | 16.0122 | 0.059432 | 0.010711 | EPA/NEI; Estimated using an emission factor | 19365544.08 | 103.715
2018 | ME | Spruce Mountain WInd | 58026 | NEWE | NPCC New England | WND | 20 |  | 59126 |  |  | 0 |  |  |  | 0
2018 | ME | Squa Pan Hydro Station | 1516 | NEWE | NPCC New England | WAT | 1.5 |  | 960 |  |  | 0 |  |  |  | 0
2018 | ME | Stetson Wind I | 56989 | NEWE | NPCC New England | WND | 57 |  | 116263 |  |  | 0 |  |  |  | 0
2018 | ME | Stetson Wind II | 56991 | NEWE | NPCC New England | WND | 25.5 |  | 53067 |  |  | 0 |  |  |  | 0
2018 | ME | Stillwater B | 59437 | NEWE | NPCC New England | WAT | 2.4 |  | 11535 |  |  | 0 |  |  |  | 0
2018 | ME | Stillwater Hydro Station | 1478 | NEWE | NPCC New England | WAT | 1.8 |  | 8681.999 |  |  | 0 |  |  |  | 0
2018 | ME | Twin Rivers Paper Co LLC | 58146 | NEWE | NPCC New England | PUR | 22 | 1 | 106804 | 973841 |  | 0 | 0 |  | 973841 | 0
2018 | ME | Upper Androscoggin | 54202 | NEWE | NPCC New England | WAT | 1.6
2018 | ME | Upper Barker | 52171 | NEWE | NPCC New England | WAT | 1 |  | 4299 |  |  | 0 |  |  |  | 0
2018 | ME | Veazie C | 784 | NEWE | NPCC New England | WAT | 8
2018 | ME | Waste Management Crossroads LFGTE | 57016 | NEWE | NPCC New England | LFG | 3.2 |  | 22510 | 244348 | 1.796 | 0.15957 | 0.0147 | Estimated using an emission factor | 244348 | 1.796
2018 | ME | West Buxton | 1508 | NEWE | NPCC New England | WAT | 7.7 |  | 19466.999 |  |  | 0 |  |  |  | 0
2018 | ME | West Enfield Hydro | 10255 | NEWE | NPCC New England | WAT | 13 |  | 82895 |  |  | 0 |  |  |  | 0
2018 | ME | Weston Hydro | 1509 | NEWE | NPCC New England | WAT | 12 |  | 85407 |  |  | 0 |  |  |  | 0
2018 | ME | Williams Hydro | 1510 | NEWE | NPCC New England | WAT | 13 |  | 82017 |  |  | 0 |  |  |  | 0
2018 | ME | Worumbo Hydro Station | 50278 | NEWE | NPCC New England | WAT | 19.4 |  | 86247 |  |  | 0 |  |  |  | 0
2018 | ME | Wyman Hydro | 1511 | NEWE | NPCC New England | WAT | 72 |  | 352959 |  |  | 0 |  |  |  | 0
2018 | ME | Androscoggin Energy | 55031 | NEWE | NPCC New England | NG | 163.5 | 0.39028 | 329849.001 | 1520501.235 | 2.452 | 0.014868 | 0.0032253 | EPA/NEI | 3895911 | 6.2827
2018 | ME | Bucksport Generation LLC | 50243 | NEWE | NPCC New England | NG | 298.4 | 0.47917 | 10221 | 61020.032 | 0.10056 | 0.019678 | 0.0032961 | EPA/NEI | 127346 | 0.20987
2018 | ME | Maine Independence Station | 55068 | NEWE | NPCC New England | NG | 550.2 |  | 234887 | 1755120 | 3.023 | 0.02574 | 0.0034448 | EPA/NEI | 1755120 | 3.023
2018 | ME | Rumford Power | 55100 | NEWE | NPCC New England | NG | 274.5 |  | 150420 | 1173963 | 0.16983 | 0.0022581 | 0.00028932 | EPA/NEI | 1173963 | 0.16983
2018 | ME | Westbrook Energy Center | 55294 | NEWE | NPCC New England | NG | 563.9 |  | 1488109 | 10368334 | 13.0858 | 0.017587 | 0.0025242 | EPA/NEI | 10368334 | 13.0858
2018 | ME | William F Wyman | 1507 | NEWE | NPCC New England | RFO | 862.7 |  | 156386 | 1744849 | 1.4872 | 0.019019 | 0.0017047 | EPA/NEI | 1744849 | 1.4872
2018 | MI | A.J. Mihm Generating Station | 61391 | RFCW | RFC West | NG | 56.4
2018 | MI | Ada Cogeneration LP | 10819 | RFCM | RFC Michigan | NG | 33.1 | 0.68881 | 183679 | 1309851.009 | 3.3518 | 0.036496 | 0.0051178 | EPA/NEI; Estimated using an emission factor | 1901607.835 | 4.8661
2018 | MI | Ada Dam | 50433 | RFCM | RFC Michigan | WAT | 1.4 |  | 5842 |  |  | 0 |  |  |  | 0
2018 | MI | Adrian Energy Associates LLC | 54903 | RFCM | RFC Michigan | LFG | 2.4 | 1 | 14187.999 | 197229 | 1.4496 | 0.20435 | 0.0147 | Estimated using an emission factor | 197229 | 1.4496
2018 | MI | Alcona | 1693 | RFCM | RFC Michigan | WAT | 8 |  | 30764 |  |  | 0 |  |  |  | 0
2018 | MI | Allegan Dam | 1694 | RFCM | RFC Michigan | WAT | 2.6 |  | 14093 |  |  | 0 |  |  |  | 0
2018 | MI | Alpena Cement Plant | 50305 | RFCM | RFC Michigan | PC | 47.2 | 0.13833 | 157163 | 1036863.411 | 3.268 | 0.041588 | 0.0063037 | NEI avg EF - PM, fuel type | 7495731.282 | 23.6255
2018 | MI | Apple Blossom Wind Farm | 58690 | RFCM | RFC Michigan | WND | 100 |  | 169373 |  |  | 0 |  |  |  | 0
2018 | MI | Assembly Solar Project | 62422 | RFCM | RFC Michigan | SUN | 50
2018 | MI | B C Cobb | 1695 | RFCM | RFC Michigan |  | 519.6
2018 | MI | B E Morrow | 1696 | RFCM | RFC Michigan | NG | 36
2018 | MI | Battle Creek Mill | 58052 | RFCM | RFC Michigan | NG | 4 | 0.037586 | 7845 | 44078.106 | 0.17747 | 0.045244 | 0.0080525 | EPA/NEI; Estimated using an emission factor | 1172740 | 4.7217
2018 | MI | Bay Windpower I | 55944 | RFCM | RFC Michigan | WND | 1.8 |  | 2183 |  |  | 0 |  |  |  | 0
2018 | MI | Beaver Island | 7831 | RFCM | RFC Michigan | DFO | 3.3 |  | 60 | 2363.999 | 0.36657 | 12.2192 | 0.31013 | Estimated using an emission factor | 2363.999 | 0.36657
2018 | MI | Beebe 1B | 58908 | RFCM | RFC Michigan | WND | 50.4 |  | 138780 |  |  | 0 |  |  |  | 0
2018 | MI | Beebe Renewable Energy LLC | 58020 | RFCM | RFC Michigan | WND | 81.6 |  | 213432 |  |  | 0 |  |  |  | 0
2018 | MI | Berrien Springs | 1753 | RFCW | RFC West | WAT | 7.2 |  | 37905.996 |  |  | 0 |  |  |  | 0
2018 | MI | Big Quinnesec 61 | 7821 | RFCW | RFC West | WAT | 4.4 |  | 6807 |  |  | 0 |  |  |  | 0
2018 | MI | Big Quinnesec 92 | 7820 | RFCW | RFC West | WAT | 16 |  | 117572 |  |  | 0 |  |  |  | 0
2018 | MI | Big Turtle Wind Farm, LLC | 58891 | RFCM | RFC Michigan | WND | 49.4 |  | 181237 |  |  | 0 |  |  |  | 0
2018 | MI | Blue Water Energy Center | 62192 | RFCM | RFC Michigan | NG | 1267.4
2018 | MI | Blue Water Renewables Inc | 57706 | RFCM | RFC Michigan | LFG | 3.2 |  | 26844 | 275321 | 2.0236 | 0.15077 | 0.0147 | Estimated using an emission factor | 275321 | 2.0236
2018 | MI | Brent Run Generating Station | 54910 | RFCM | RFC Michigan | LFG | 5.4 |  | 49139.001 | 560210.999 | 4.1175 | 0.16759 | 0.0147 | Estimated using an emission factor | 560210.999 | 4.1175
2018 | MI | Brookfield | 58719 | RFCM | RFC Michigan | WND | 74.8 |  | 251116 |  |  | 0 |  |  |  | 0
2018 | MI | Bryon Center | 56851 | RFCM | RFC Michigan | LFG | 3.2 |  | 21231 | 230167 | 1.6917 | 0.15936 | 0.0147 | Estimated using an emission factor | 230167 | 1.6917
2018 | MI | Buchanan (MI) | 1754 | RFCW | RFC West | WAT | 4.4 |  | 15998.004 |  |  | 0 |  |  |  | 0
2018 | MI | C W Tippy | 1698 | RFCM | RFC Michigan | WAT | 20.1 |  | 61368 |  |  | 0 |  |  |  | 0
2018 | MI | Cargill Salt | 54965 | RFCM | RFC Michigan | NG | 6.1 | 0.019842 | 4760.76 | 27079.365 | 0.10903 | 0.045803 | 0.0080525 | EPA/NEI; Estimated using an emission factor | 1364760 | 5.4948
2018 | MI | Cargill Salt Hersey | 58196 | RFCM | RFC Michigan | NG | 2.1 | 0.26727 | 1191.16 | 9834.145 | 0.039594 | 0.066481 | 0.0080525 | NEI avg EF - PM, fuel type | 36795 | 0.14814
2018 | MI | Caro | 1874 | RFCM | RFC Michigan | DFO | 9.4 |  | 5.879 | 95 | 0.01457 | 4.9566 | 0.30674 | Estimated using an emission factor | 95 | 0.01457
2018 | MI | Cascade Dam | 50436 | RFCM | RFC Michigan | WAT | 1.6 |  | 8104 |  |  | 0 |  |  |  | 0
2018 | MI | Cataract (MI) | 7118 | MROE | MRO East | WAT | 2 |  | 6254 |  |  | 0 |  |  |  | 0
2018 | MI | Central Michigan University | 56190 | RFCM | RFC Michigan | NG | 4.8 | 0.33312 | 30506.79 | 159094.718 | 0.47655 | 0.031243 | 0.0059908 | EPA/NEI; Estimated using an emission factor | 477588 | 1.4306
2018 | MI | Chalk Hill | 1776 | RFCW | RFC West | WAT | 7.8 |  | 38610.999 |  |  | 0 |  |  |  | 0
2018 | MI | Chatham | 58254 | RFCM | RFC Michigan | NG | 7.3 |  | 55 | 879 | 0.00241 | 0.087635 | 0.0054834 | NEI avg EF - PM, fuel type, firing type | 879 | 0.00241
2018 | MI | Cheboygan | 50461 | RFCM | RFC Michigan | WAT | 1.5 |  | 4440 |  |  | 0 |  |  |  | 0
2018 | MI | Claude Vandyke | 1880 | RFCM | RFC Michigan | NG | 51.3 |  | 9172 | 112007.17 | 0.090639 | 0.019764 | 0.0016184 | EPA/NEI; Estimated using an emission factor | 112007.17 | 0.090639
2018 | MI | Clinton | 1818 | RFCM | RFC Michigan | DFO | 4.2 |  | -76.001 | 55.999 | 0.008525 | 0 | 0.30447 | EPA/NEI; Estimated using an emission factor | 55.999 | 0.008525
2018 | MI | Coldwater Peaking Plant | 59467 | RFCM | RFC Michigan | NG | 12.9 |  | 5838.999 | 53721.999 | 0.011335 | 0.0038826 | 0.00042199 | Estimated using an emission factor | 53721.999 | 0.011335
2018 | MI | Colfax | 1725 | RFCM | RFC Michigan | DFO | 13.5 |  | -36 | 4112 | 0.63705 | 0 | 0.30985 | Estimated using an emission factor | 4112 | 0.63705
2018 | MI | Conners Creek | 1726 | RFCM | RFC Michigan |  | 275.4
2018 | MI | Constantine | 1760 | RFCW | RFC West | WAT | 1.2 |  | 4327 |  |  | 0 |  |  |  | 0
2018 | MI | Cooke | 1700 | RFCM | RFC Michigan | WAT | 9 |  | 28359.999 |  |  | 0 |  |  |  | 0
2018 | MI | Coopersville | 54756 | RFCM | RFC Michigan | LFG | 6.4 |  | 37666 | 443436 | 3.2593 | 0.17306 | 0.0147 | Estimated using an emission factor | 443436 | 3.2593
2018 | MI | Cross Winds Energy Park | 58830 | RFCM | RFC Michigan | WND | 155 |  | 492617 |  |  | 0 |  |  |  | 0
2018 | MI | Croswell | 7497 | RFCM | RFC Michigan | DFO | 5.1 |  | 0
2018 | MI | Croton | 1701 | RFCM | RFC Michigan | WAT | 8.9 |  | 35266.001 |  |  | 0 |  |  |  | 0
2018 | MI | Crystal Falls | 1821 | RFCW | RFC West | WAT | 1 |  | 6256 |  |  | 0 |  |  |  | 0
2018 | MI | Dafter | 1868 | RFCW | RFC West | DFO | 9 |  | 24 | 4310 | 0.66805 | 55.6708 | 0.31 | EPA/NEI; Estimated using an emission factor | 4310 | 0.66805
2018 | MI | Dayton (MI) | 1727 | RFCM | RFC Michigan | DFO | 10
2018 | MI | Dearborn Energy Center | 62289 | RFCM | RFC Michigan | NG | 35
2018 | MI | Decorative Panels Intl | 10149 | RFCM | RFC Michigan | NG | 7.5 | 0.50365 | 45142 | 216619.391 | 0.87216 | 0.038641 | 0.0080524 | NEI avg EF - PM, fuel type | 430100 | 1.7317
2018 | MI | Deerfield Wind Energy, LLC | 60883 | RFCM | RFC Michigan | WND | 149 |  | 532581 |  |  | 0 |  |  |  | 0
2018 | MI | Delta Solar Power I | 61954 | RFCM | RFC Michigan | SUN | 8.1 |  | 6288 |  |  | 0 |  |  |  | 0
2018 | MI | Delta Solar Power II | 61955 | RFCM | RFC Michigan | SUN | 15.9 |  | 7340 |  |  | 0 |  |  |  | 0
2018 | MI | Demille Solar Farm | 60346 | RFCM | RFC Michigan | SUN | 28.4 |  | 39897 |  |  | 0 |  |  |  | 0
2018 | MI | Detour | 6369 | RFCW | RFC West | DFO | 6 |  | -92 | 2312 | 0.35836 | 0 | 0.31 | Estimated using an emission factor | 2312 | 0.35836
2018 | MI | DG AMP Solar Coldwater | 61435 | RFCM | RFC Michigan | SUN | 1.3 |  | 1840 |  |  | 0 |  |  |  | 0
2018 | MI | Domino Farms Solar | 60017 | RFCM | RFC Michigan | SUN | 1 |  | 1313 |  |  | 0 |  |  |  | 0
2018 | MI | Donald C Cook | 6000 | RFCW | RFC West | NUC | 2285.3 |  | 17610812 |  |  | 0 |  |  |  | 0
2018 | MI | E.B. Eddy Paper Inc | 58222 | RFCM | RFC Michigan | NG | 5 | 0.11025 | 33404 | 184388.139 | 0.74239 | 0.044449 | 0.0080524 | NEI avg EF - PM, fuel type | 1672427 | 6.7336
2018 | MI | Eagle Valley (MI) | 57405 | RFCM | RFC Michigan | LFG | 3.2 |  | 25367 | 278110 | 2.0441 | 0.16116 | 0.0147 | Estimated using an emission factor | 278110 | 2.0441
2018 | MI | East. Michigan Univ. Heating Plant | 59452 | RFCM | RFC Michigan | NG | 11.3 | 0.34642 | 37067 | 197824.053 | 0.54237 | 0.029264 | 0.0054834 | EPA/NEI; Estimated using an emission factor | 571044 | 1.5656
2018 | MI | Echo Wind Park | 58121 | RFCM | RFC Michigan | WND | 162 |  | 391705 |  |  | 0 |  |  |  | 0
2018 | MI | Edenville | 50158 | RFCM | RFC Michigan | WAT | 4.8 |  | 17328 |  |  | 0 |  |  |  | 0
2018 | MI | Edison Sault | 1751 | RFCW | RFC West | WAT | 41.8 |  | 212928.019 |  |  | 0 |  |  |  | 0
2018 | MI | Endicott Station | 4259 | RFCM | RFC Michigan |  | 58.2
2018 | MI | Escanaba Mill | 10208 | MROE | MRO East | BLQ | 122.4 | 0.16403 | 537766.08 | 2917474.999 | 10.5846 | 0.039365 | 0.007256 | EPA/NEI; Estimated using an emission factor | 17786670.176 | 64.5301
2018 | MI | F.D. Kuester Generating Station | 61392 | RFCW | RFC West | NG | 131.6
2018 | MI | Fermi | 1729 | RFCM | RFC Michigan | NUC | 1281 |  | 7420896 | 211331 | 1.8237 | 0.00049151 | 0.017259 | EPA/NEI; Estimated using an emission factor | 211331 | 1.8237
2018 | MI | Five Channels | 1704 | RFCM | RFC Michigan | WAT | 6 |  | 26448 |  |  | 0 |  |  |  | 0
2018 | MI | Foote | 1705 | RFCM | RFC Michigan | WAT | 9 |  | 32151.999 |  |  | 0 |  |  |  | 0
2018 | MI | Ford World Headquarters | 60018 | RFCM | RFC Michigan | SUN | 1 |  | 783 |  |  | 0 |  |  |  | 0
2018 | MI | Four Mile Hydropower Project | 54341 | RFCM | RFC Michigan | WAT | 2.1 |  | 11555.001 |  |  | 0 |  | EPA/NEI; Estimated using an emission factor |  | 0
2018 | MI | Frank Jenkins | 1851 | RFCM | RFC Michigan | DFO | 4.1 |  | 0
2018 | MI | Fremont Community Digester, LLC | 59785 | RFCM | RFC Michigan | OBG | 5.8 | 0.54613 | 2961 | 17158.185 | 0.12611 | 0.085182 | 0.0147 | Estimated using an emission factor | 31418 | 0.23092
2018 | MI | French Landing Dam | 50437 | RFCM | RFC Michigan | WAT | 1.6 |  | 5198 |  |  | 0 |  |  |  | 0
2018 | MI | French Paper Hydro | 10656 | RFCW | RFC West | WAT | 1.3 |  | 5266.001 |  |  | 0 |  |  |  | 0
2018 | MI | Gaylord - Consumers | 1706 | RFCM | RFC Michigan | NG | 80 |  | 1229.001 | 22115.001 | 0.060635 | 0.098674 | 0.0054836 | NEI avg EF - PM, fuel type, firing type | 22115.001 | 0.060635
2018 | MI | Gaylord - Wolverine | 7932 | RFCM | RFC Michigan | NG | 70.2 |  | 19533.999 | 306653.001 | 0.84075 | 0.086081 | 0.0054834 | NEI avg EF - PM, fuel type, firing type | 306653.001 | 0.84075
2018 | MI | George Johnson | 1877 | RFCM | RFC Michigan | NG | 83 |  | 39910 | 440357 | 1.2073 | 0.060503 | 0.0054834 | EPA/NEI; Estimated using an emission factor | 440357 | 1.2073
2018 | MI | Gichi Noodin Wind Farm | 62815 | MROE | MRO East | WND | 72.8
2018 | MI | Gladstone | 7119 | MROE | MRO East | DFO | 22.6 |  | -179 | 569 | 0.0049103 | 0 | 0.017259 | NEI avg EF - PM, fuel type, firing type | 569 | 0.0049103
2018 | MI | Grand Blanc Generating Station | 54757 | RFCM | RFC Michigan | LFG | 7.8 |  | 52224.001 | 627784.002 | 4.6142 | 0.17671 | 0.0147 | Estimated using an emission factor | 627784.002 | 4.6142
2018 | MI | Grand Haven Diesel Plant | 1826 | RFCM | RFC Michigan | NG | 20.9 |  | 62 | 781 | 0.00016479 | 0.0053158 | 0.000422 | EPA/NEI; Estimated using an emission factor | 781 | 0.00016479
2018 | MI | Grand Rapids | 1787 | MROE | MRO East | WAT | 7.5 |  | 31771 |  |  | 0 |  |  |  | 0
2018 | MI | Grand River | 10532 | RFCM | RFC Michigan | LFG | 4 |  | 13181 | 151747 | 1.1153 | 0.16924 | 0.0147 | EPA/NEI; Estimated using an emission factor | 151747 | 1.1153
2018 | MI | Grand Valley Solar Gardens | 60118 | RFCM | RFC Michigan | SUN | 3 |  | 4242 |  |  | 0 |  |  |  | 0
2018 | MI | Gratiot County Wind LLC | 58677 | RFCM | RFC Michigan | WND | 110.4 |  | 286679 |  |  | 0 |  |  |  | 0
2018 | MI | Gratiot Wind Park | 57421 | RFCM | RFC Michigan | WND | 102 |  | 239913 |  |  | 0 |  |  |  | 0
2018 | MI | Greater Detroit Resource Recovery | 10033 | RFCM | RFC Michigan | MSW | 68.4 | 0.11226 | 151446 | 896790.712 | 3.4975 | 0.046188 | 0.0078 | EPA/NEI; Estimated using an emission factor | 7988261.982 | 31.1542
2018 | MI | Greenwood Solar Farm | 60019 | RFCM | RFC Michigan | SUN | 1.9 |  | 2152 |  |  | 0 |  |  |  | 0
2018 | MI | GRS Arbor Hills | 55596 | RFCM | RFC Michigan | LFG | 30.3 |  | 124161 | 1919753.592 | 18.9232 | 0.30482 | 0.019714 | Estimated using an emission factor | 1919753.592 | 18.9232
2018 | MI | GRS C&C | 55597 | RFCM | RFC Michigan | LFG | 5.7 | 1 | 28476.999 | 499908 | 4.8709 | 0.34209 | 0.019487 | Estimated using an emission factor | 499908 | 4.8709
2018 | MI | GRS Lyon | 55595 | RFCM | RFC Michigan | LFG | 5
2018 | MI | Harbor Beach | 1731 | RFCM | RFC Michigan |  | 125
2018 | MI | Hardy | 1707 | RFCM | RFC Michigan | WAT | 31.5 |  | 104263 |  |  | 0 |  |  |  | 0
2018 | MI | Hart | 1827 | RFCM | RFC Michigan | NG | 5.7 |  | 0
2018 | MI | Harvest | 56635 | RFCM | RFC Michigan | WND | 52.8 |  | 111355 |  |  | 0 |  |  |  | 0
2018 | MI | Harvest 2 | 57888 | RFCM | RFC Michigan | WND | 59.4 |  | 193912 |  |  | 0 |  |  |  | 0
2018 | MI | Hemlock Falls | 1777 | RFCW | RFC West | WAT | 2.8 |  | 11603 |  |  | 0 |  |  |  | 0
2018 | MI | Henry Station | 7399 | RFCM | RFC Michigan | NG | 15.4 |  | 1312 | 12287 | 0.0025928 | 0.0039524 | 0.00042203 | Estimated using an emission factor | 12287 | 0.0025928
2018 | MI | Heritage Garden Wind Farm I LLC | 58103 | RFCW | RFC West | WND | 28 |  | 75432 |  |  | 0 |  |  |  | 0
2018 | MI | Hillman Power LLC | 10346 | RFCM | RFC Michigan | WDS | 20 |  | 121831 | 1401942.7 | 15.9907 | 0.26251 | 0.022812 | NEI avg EF - PM, fuel type | 1401942.7 | 15.9907
2018 | MI | Hillsdale | 1829 | RFCM | RFC Michigan | NG | 28.7 |  | 645 | 5306 | 0.10235 | 0.31737 | 0.03858 | EPA/NEI; Estimated using an emission factor | 5306 | 0.10235
2018 | MI | Hodenpyl | 1708 | RFCM | RFC Michigan | WAT | 17 |  | 45966 |  |  | 0 |  |  |  | 0
2018 | MI | Hoist | 7115 | MROE | MRO East | WAT | 4.4 |  | 14645 |  |  | 0 |  | EPA/NEI; Estimated using an emission factor |  | 0
2018 | MI | Hydro Plant | 1856 | RFCW | RFC West | WAT | 2.2 |  | 6807 |  |  | 0 |  |  |  | 0
2018 | MI | IKEA Canton Rooftop PV System | 62677 | RFCM | RFC Michigan | SUN | 1
2018 | MI | Indeck Niles Energy Center | 55460 | RFCW | RFC West | NG | 1171.4
2018 | MI | J C Weadock | 1720 | RFCM | RFC Michigan |  | 331.2
2018 | MI | J R Whiting | 1723 | RFCM | RFC Michigan |  | 364
2018 | MI | James De Young | 1830 | RFCM | RFC Michigan | BIT | 62.8 |  |  |  | 0.00228 |  |  | EPA/NEI |  | 0.00228
2018 | MI | James R Smith | 1842 | MROE | MRO East | WAT | 3.2 |  | 13143 |  |  | 0 |  |  |  | 0
2018 | MI | John H Warden | 1772 | RFCW | RFC West | WDS | 18.7 |  | 122858 | 1863227.6 | 21.2522 | 0.34596 | 0.022812 | NEI avg EF - PM, fuel type | 1863227.6 | 21.2522
2018 | MI | Kent County Waste to Energy Facility | 50860 | RFCM | RFC Michigan | MSW | 18 | 1 | 102288 | 2056740.579 | 0.16043 | 0.0031367 | 0.000156 | Estimated using an emission factor | 2056740.579 | 0.16043
2018 | MI | Kingsford | 1778 | RFCW | RFC West | WAT | 7.2 |  | 28652.001 |  |  | 0 |  |  |  | 0
2018 | MI | Kleber | 1871 | RFCM | RFC Michigan | WAT | 1.8 |  | 5295 |  |  | 0 |  |  |  | 0
2018 | MI | Lake Winds Energy Park | 57984 | RFCM | RFC Michigan | WND | 100.8 |  | 243109 |  |  | 0 |  |  |  | 0
2018 | MI | Lennon Generating | 59436 | RFCM | RFC Michigan | LFG | 9.6 |  | 30942 | 277743 | 2.0414 | 0.13195 | 0.0147 | Estimated using an emission factor | 277743 | 2.0414
2018 | MI | Lorin Industries | 60102 | RFCM | RFC Michigan | NG | 3.2 | 0.5412 | 9140 | 51632.351 | 0.010895 | 0.0023839 | 0.000422 | Estimated using an emission factor | 95403 | 0.02013
2018 | MI | Loud | 1712 | RFCM | RFC Michigan | WAT | 4 |  | 19330 |  |  | 0 |  |  |  | 0
2018 | MI | Lowell | 1837 | RFCM | RFC Michigan | NG | 3.6
2018 | MI | Ludington | 1713 | RFCM | RFC Michigan | WAT | 1978.8 |  | -698455.002 |  |  | 0 |  |  |  | 0
2018 | MI | Main Street (MI) | 1853 | RFCM | RFC Michigan | NG | 6 |  | 32 | 440 | 0.010309 | 0.64431 | 0.046859 | EPA/NEI; Estimated using an emission factor | 440 | 0.010309
2018 | MI | Manistique | 1750 | RFCW | RFC West | DFO | 4.8 |  | 279 | 4914 | 0.76182 | 5.4611 | 0.31006 | Estimated using an emission factor | 4914 | 0.76182
2018 | MI | Marquette Energy Center | 60559 | MROE | MRO East | NG | 51.3 |  | 75063 | 642702.999 | 0.13561 | 0.0036132 | 0.000422 | Estimated using an emission factor | 642702.999 | 0.13561
2018 | MI | Marshall (MI) | 1844 | RFCM | RFC Michigan | NG | 11.9 |  | 136 | 3108 | 0.042139 | 0.61969 | 0.027117 | EPA/NEI; Estimated using an emission factor | 3108 | 0.042139
2018 | MI | Marysville | 1732 | RFCM | RFC Michigan | BIT | 200
2018 | MI | McClure Dam | 7116 | MROE | MRO East | WAT | 8 |  | 41366 |  |  | 0 |  |  |  | 0
2018 | MI | McKinley Wind Park | 57853 | RFCM | RFC Michigan | WND | 14.4 |  | 51896 |  |  | 0 |  |  |  | 0
2018 | MI | Menominee Mill Marinette | 50409 | MROE | MRO East | WAT | 1.8 |  | 14314 |  |  | 0 |  |  |  | 0
2018 | MI | Michigamme Falls | 1780 | RFCW | RFC West | WAT | 9.6 |  | 36097 |  |  | 0 |  |  |  | 0
2018 | MI | Michigan Wind 1 | 56416 | RFCM | RFC Michigan | WND | 69 |  | 158384 |  |  | 0 |  |  |  | 0
2018 | MI | Michigan Wind 2 | 56659 | RFCM | RFC Michigan | WND | 90 |  | 331712 |  |  | 0 |  |  |  | 0
2018 | MI | Minden Wind Park | 57852 | RFCM | RFC Michigan | WND | 32 |  | 108393 |  |  | 0 |  |  |  | 0
2018 | MI | Mio | 1714 | RFCM | RFC Michigan | WAT | 5 |  | 15587 |  |  | 0 |  |  |  | 0
2018 | MI | Modular Power LLC | 56183 | RFCM | RFC Michigan | DFO | 14.8
2018 | MI | Mottville | 1761 | RFCW | RFC West | WAT | 1.6 |  | 7682 |  |  | 0 |  |  |  | 0
2018 | MI | MSC Croswell | 57950 | RFCM | RFC Michigan | NG | 1.3 | 0.004309 | 446 | 2547.674 | 0.010258 | 0.046 | 0.0080528 | NEI avg EF - PM, fuel type | 591271 | 2.3806
2018 | MI | MSC Sebewaing | 57949 | RFCM | RFC Michigan | BIT | 2.5 | 0.000906 | 144 | 819.862 | 0.018236 | 0.25328 | 0.044485 | EPA/NEI; Estimated using an emission factor | 904889 | 20.1278
2018 | MI | Municipal Power Plant | 56504 | RFCM | RFC Michigan | NG | 2 |  | 135 | 1627 | 0.00034351 | 0.005089 | 0.00042226 | Estimated using an emission factor | 1627 | 0.00034351
2018 | MI | Neenah Paper Munising Mill | 54867 | MROE | MRO East | BIT | 6.2 | 0.14372 | 34838 | 204201.726 | 4.5421 | 0.26076 | 0.044487 | NEI avg EF - PM, fuel type | 1420808 | 31.6036
2018 | MI | Newberry | 1846 | RFCW | RFC West | DFO | 5.5 |  | 48 | 598.999 | 0.092845 | 3.8685 | 0.31 | Estimated using an emission factor | 598.999 | 0.092845
2018 | MI | Ninth Street Hydropower Project | 54342 | RFCM | RFC Michigan | WAT | 1.6 |  | 7298 |  |  | 0 |  | EPA/NEI; Estimated using an emission factor |  | 0
2018 | MI | Northeast (MI) | 1734 | RFCM | RFC Michigan | NG | 129.8 |  | 6556.002 | 99003.002 | 0.46186 | 0.1409 | 0.0093301 | NEI avg EF - PM, fuel type, firing type | 99003.002 | 0.46186
2018 | MI | Norway (MI) | 1848 | RFCW | RFC West | WAT | 6.3 |  | 29200.001 |  |  | 0 |  |  |  | 0
2018 | MI | Norway Point Hydropower Project | 54340 | RFCM | RFC Michigan | WAT | 4 |  | 17406 |  |  | 0 |  |  |  | 0
2018 | MI | Oakwood Hospital & Medical Center | 50260 | RFCM | RFC Michigan | DFO | 6.8 |  | 22 | 312 | 0.04836 | 4.3964 | 0.31 | EPA/NEI; Estimated using an emission factor | 312 | 0.04836
2018 | MI | Oliver | 1735 | RFCM | RFC Michigan | DFO | 13.5 |  | -386 | 613 | 0.095325 | 0 | 0.31101 | Estimated using an emission factor | 613 | 0.095325
2018 | MI | O'Shea Solar Farm | 60348 | RFCM | RFC Michigan | SUN | 2 |  | 2929 |  |  | 0 |  |  |  | 0
2018 | MI | Palisades | 1715 | RFCM | RFC Michigan | NUC | 811.8 |  | 5455940 |  |  | 0 |  |  |  | 0
2018 | MI | Par Sterile Products | 50318 | RFCM | RFC Michigan | NG | 2.8 | 0 | 0
2018 | MI | Parkview Battery | 61909 | RFCM | RFC Michigan | MWH | 1.1 |  | -3 | 0 |  | 0 |  |  | 0 | 0
2018 | MI | PCA, Filer City Mill | 58066 | RFCM | RFC Michigan | NG | 19.5 | 0.12958 | 83750.668 | 539781.079 | 2.1733 | 0.051899 | 0.0080524 | NEI avg EF - PM, fuel type | 4165683.963 | 16.772
2018 | MI | Peavy Falls | 1781 | RFCW | RFC West | WAT | 12 |  | 57221 |  |  | 0 |  |  |  | 0
2018 | MI | Pegasus Wind | 61916 | RFCM | RFC Michigan | WND | 146.1
2018 | MI | Peoples Generating Station | 54890 | RFCM | RFC Michigan | LFG | 3.2 | 1 | 18580 | 124360 | 0.91405 | 0.09839 | 0.0147 | Estimated using an emission factor | 124360 | 0.91405
2018 | MI | Pheasant Run Wind LLC | 58580 | RFCM | RFC Michigan | WND | 74.8 |  | 255881 |  |  | 0 |  |  |  | 0
2018 | MI | Pinconning White Feather | 56852 | RFCM | RFC Michigan | LFG | 3.2 |  | 22354 | 232735 | 1.7106 | 0.15305 | 0.0147 | Estimated using an emission factor | 232735 | 1.7106
2018 | MI | Pine River Wind Park | 61106 | RFCM | RFC Michigan | WND | 161.3
2018 | MI | Pine Street | 7806 | RFCM | RFC Michigan | NG | 14.7 |  | 0
2018 | MI | Pine Tree Acres | 54989 | RFCM | RFC Michigan | LFG | 8.8 |  | 68058.001 | 816736.998 | 6.003 | 0.17641 | 0.0147 | Estimated using an emission factor | 816736.998 | 6.003
2018 | MI | Pine Tree Acres WM LFGTE | 57443 | RFCM | RFC Michigan | LFG | 12.8 |  | 92764 | 1054068 | 7.7474 | 0.16704 | 0.0147 | Estimated using an emission factor | 1054068 | 7.7474
2018 | MI | Placid 12 | 1737 | RFCM | RFC Michigan | DFO | 13.5 |  | -75 | 3584 | 0.55568 | 0 | 0.31009 | Estimated using an emission factor | 3584 | 0.55568
2018 | MI | Plant Four | 1840 | MROE | MRO East | DFO | 24 |  | 75 | 2546 | 0.021971 | 0.5859 | 0.017259 | NEI avg EF - PM, fuel type, firing type | 2546 | 0.021971
2018 | MI | Polaris Wind Park | 62290 | RFCM | RFC Michigan | WND | 168.6
2018 | MI | Portage | 8019 | MROE | MRO East | DFO | 22.6 |  | 838 | 25613 | 0.22103 | 0.52752 | 0.017259 | NEI avg EF - PM, fuel type, firing type | 25613 | 0.22103
2018 | MI | Prickett | 1773 | MROE | MRO East | WAT | 2.2 |  | 8435 |  |  | 0 |  |  |  | 0
2018 | MI | Putnam (MI) | 1739 | RFCM | RFC Michigan | DFO | 13.5 |  | -1 | 4073 | 0.63162 | 0 | 0.31015 | Estimated using an emission factor | 4073 | 0.63162
2018 | MI | Riley Generating Station | 56503 | RFCM | RFC Michigan | NG | 10 |  | 1367 | 16552 | 0.0034921 | 0.0051091 | 0.00042195 | Estimated using an emission factor | 16552 | 0.0034921
2018 | MI | Riverview Energy Systems | 54057 | RFCM | RFC Michigan | LFG | 6.6 |  | 42191 | 810737 | 8.756 | 0.41506 | 0.0216 | Estimated using an emission factor | 810737 | 8.756
2018 | MI | Rogers | 1716 | RFCM | RFC Michigan | WAT | 6.8 |  | 22815 |  |  | 0 |  |  |  | 0
2018 | MI | Saint Marys Falls | 1865 | RFCW | RFC West | WAT | 23.7 |  | 144714 |  |  | 0 |  |  |  | 0
2018 | MI | Sanford Dam | 50157 | RFCM | RFC Michigan | WAT | 3.6 |  | 11592 |  |  | 0 |  |  |  | 0
2018 | MI | Scottville | 1879 | RFCM | RFC Michigan | DFO | 4.1
2018 | MI | Secord | 50159 | RFCM | RFC Michigan | WAT | 1.2 |  | 4443 |  |  | 0 |  |  |  | 0
2018 | MI | Sigel Wind Park | 57851 | RFCM | RFC Michigan | WND | 64 |  | 249920 |  |  | 0 |  |  |  | 0
2018 | MI | Sixth Street Gas Turbine | 6356 | RFCM | RFC Michigan | DFO | 24 |  | -125 | 626 | 0.0054022 | 0 | 0.017259 | NEI avg EF - PM, fuel type, firing type | 626 | 0.0054022
2018 | MI | Slocum | 1741 | RFCM | RFC Michigan | DFO | 13.5 |  | -299 | 1502 | 0.2325 | 0 | 0.30959 | Estimated using an emission factor | 1502 | 0.2325
2018 | MI | Smallwood | 50160 | RFCM | RFC Michigan | WAT | 1.2 |  | 4065 |  |  | 0 |  |  |  | 0
2018 | MI | Southeast Berrien Generating Facility | 59574 | RFCW | RFC West | LFG | 4.8 |  | 24714 | 221839 | 1.6305 | 0.13195 | 0.0147 | Estimated using an emission factor | 221839 | 1.6305
2018 | MI | Spartan PV 1, LLC | 60945 | RFCM | RFC Michigan | SUN | 10.5 |  | 13717 |  |  | 0 |  |  |  | 0
2018 | MI | St Louis | 1852 | RFCM | RFC Michigan | WAT | 7.1 |  | 1045.999 | 84.001 | 0.01302 | 0.024895 | 0.31 | EPA/NEI; Estimated using an emission factor | 84.001 | 0.01302
2018 | MI | State St Generating | 7970 | RFCM | RFC Michigan | DFO | 16.2
2018 | MI | Stoney Corners Wind Farm | 57131 | RFCM | RFC Michigan | WND | 60 |  | 135620 |  |  | 0 |  |  |  | 0
2018 | MI | Straits | 1718 | RFCM | RFC Michigan | NG | 20 |  | 184 | 3649 | 0.010004 | 0.10874 | 0.0054834 | NEI avg EF - PM, fuel type, firing type | 3649 | 0.010004
2018 | MI | Sturgis City Diesel Plant | 1855 | RFCW | RFC West | DFO | 10 |  | -76 | 1365 | 0.21157 | 0 | 0.31 | EPA/NEI; Estimated using an emission factor | 1365 | 0.21157
2018 | MI | Summit Lake Wind Energy Project | 61812 | MROE | MRO East | WND | 120
2018 | MI | Sumpter Energy Associates | 54536 | RFCM | RFC Michigan | LFG | 12 |  | 6583.995 | 90979.995 | 0.66867 | 0.20312 | 0.014699 | Estimated using an emission factor | 90979.995 | 0.66867
2018 | MI | Superior | 1744 | RFCM | RFC Michigan | DFO | 64 |  | -288 | 2564 | 0.022126 | 0 | 0.017259 | NEI avg EF - PM, fuel type, firing type | 2564 | 0.022126
2018 | MI | Superior Falls | 1757 | MROW | MRO West | WAT | 1.4 |  | 12450 |  |  | 0 |  |  |  | 0
2018 | MI | The Andersons Albion Ethanol LLC | 58330 | RFCM | RFC Michigan | NG | 10.1 | 0.21431 | 64633.07 | 355877.506 | 1.2456 | 0.038543 | 0.0070001 | EPA/NEI; Estimated using an emission factor | 1660562 | 5.812
2018 | MI | Tower | 1873 | RFCM | RFC Michigan | DFO | 25.2 |  | 35 | 611 | 0.0052727 | 0.3013 | 0.017259 | EPA/NEI; Estimated using an emission factor | 611 | 0.0052727
2018 | MI | Turrill Solar Farm | 60347 | RFCM | RFC Michigan | SUN | 19.6 |  | 26636 |  |  | 0 |  |  |  | 0
2018 | MI | Tuscola Bay Wind | 58351 | RFCM | RFC Michigan | WND | 120 |  | 345808 |  |  | 0 |  |  |  | 0
2018 | MI | Tuscola Wind II LLC | 58587 | RFCM | RFC Michigan | WND | 100.3 |  | 296214 |  |  | 0 |  |  |  | 0
2018 | MI | Twin Falls (MI) | 1784 | RFCW | RFC West | WAT | 6.3
2018 | MI | Ubly | 1875 | RFCM | RFC Michigan | DFO | 12.4 |  | 22.54 | 278 | 0.043245 | 3.8372 | 0.31112 | Estimated using an emission factor | 278 | 0.043245
2018 | MI | University of Michigan | 50431 | RFCM | RFC Michigan | NG | 48.5 | 0.22546 | 148664 | 804423.511 | 0.62348 | 0.0083878 | 0.0015501 | EPA/NEI; Estimated using an emission factor | 3567924.5 | 2.7654
2018 | MI | Venice Resources Gas Recovery | 54539 | RFCM | RFC Michigan | LFG | 1.6 |  | 13474 | 158487 | 1.1649 | 0.17291 | 0.0147 | Estimated using an emission factor | 158487 | 1.1649
2018 | MI | Verso Paper Quinnesec Mich Mill | 50251 | RFCW | RFC West | BLQ | 56 | 0.17643 | 354289.25 | 2086852.484 | 7.5328 | 0.042524 | 0.0072193 | EPA/NEI; Estimated using an emission factor | 11828220.8 | 42.6958
2018 | MI | Vestaburg | 1881 | RFCM | RFC Michigan | NG | 31.4 |  | 1097 | 15012 | 0.041158 | 0.075038 | 0.0054834 | EPA/NEI; Estimated using an emission factor | 15012 | 0.041158
2018 | MI | Victoria Dam | 1774 | MROE | MRO East | WAT | 12 |  | 63901 |  |  | 0 |  |  |  | 0
2018 | MI | Viking Energy of Lincoln | 50772 | RFCM | RFC Michigan | WDS | 18 | 1 | 143682 | 1709955 | 19.5039 | 0.27149 | 0.022812 | NEI avg EF - PM, fuel type | 1709955 | 19.5039
2018 | MI | Viking Energy of McBain | 50770 | RFCM | RFC Michigan | WDS | 18 |  | 145899 | 1635626.5 | 18.6561 | 0.25574 | 0.022812 | NEI avg EF - PM, fuel type | 1635626.5 | 18.6561
2018 | MI | Warner Lambert | 54604 | RFCM | RFC Michigan | NG | 12.4 | 0.37133 | 25001.999 | 130020.07 | 0.38605 | 0.030881 | 0.0059382 | EPA/NEI; Estimated using an emission factor | 350144.999 | 1.0396
2018 | MI | Waste Management Northern Oaks LFGTE | 57024 | RFCM | RFC Michigan | LFG | 1.6 |  | 9066 | 96543 | 0.70959 | 0.15654 | 0.0147 | Estimated using an emission factor | 96543 | 0.70959
2018 | MI | Water Street Station | 7398 | RFCM | RFC Michigan | NG | 12.6 |  | 781 | 7730 | 0.001631 | 0.0041768 | 0.000422 | Estimated using an emission factor | 7730 | 0.001631
2018 | MI | Watervliet | 58546 | RFCM | RFC Michigan | LFG | 3.2 |  | 25792 | 287894 | 2.116 | 0.16408 | 0.0147 | EPA/NEI; Estimated using an emission factor | 287894 | 2.116
2018 | MI | Watervliet PV | 59853 | RFCW | RFC West | SUN | 4.6 |  | 7368 |  |  | 0 |  |  |  | 0
2018 | MI | Way Dam | 1785 | RFCW | RFC West | WAT | 1.8 |  | 7220 |  |  | 0 |  |  |  | 0
2018 | MI | Webber | 1722 | RFCM | RFC Michigan | WAT | 4.3 |  | 8836 |  |  | 0 |  |  |  | 0
2018 | MI | Western Michigan Solar Gardens | 60117 | RFCM | RFC Michigan | SUN | 1 |  | 1476 |  |  | 0 |  |  |  | 0
2018 | MI | Western Michigan University Power Plant | 58161 | RFCM | RFC Michigan | NG | 11.7 | 0.41529 | 70200.06 | 377903.106 | 1.0787 | 0.030732 | 0.0057088 | EPA/NEI; Estimated using an emission factor | 909970.38 | 2.5974
2018 | MI | White Pine Electric Power | 10148 | RFCW | RFC West | NG | 60
2018 | MI | White Rapids | 1786 | RFCW | RFC West | WAT | 9 |  | 39099 |  |  | 0 |  |  |  | 0
2018 | MI | William Beaumont Hospital | 50937 | RFCM | RFC Michigan | DFO | 3.8 | 1 | 0
2018 | MI | Wilmot | 1746 | RFCM | RFC Michigan | DFO | 13.5 |  | -7 | 4157 | 0.64403 | 0 | 0.30985 | Estimated using an emission factor | 4157 | 0.64403
2018 | MI | Wood Road | 54549 | RFCM | RFC Michigan | LFG | 8 |  | 65416 | 698080 | 5.1309 | 0.15687 | 0.0147 | Estimated using an emission factor | 698080 | 5.1309
2018 | MI | Zeeland | 1867 | RFCM | RFC Michigan | NG | 22.3 |  | 257 | 9332 | 0.0019688 | 0.015322 | 0.00042195 | Estimated using an emission factor | 9332 | 0.0019688
2018 | MI | Zeeland Farm Services | 58704 | RFCM | RFC Michigan | OBG | 3.2 |  | 12709 | 116712 | 0.85783 | 0.135 | 0.0147 | Estimated using an emission factor | 116712 | 0.85783
2018 | MI | 48th Street Peaking Station | 7258 | RFCM | RFC Michigan | NG | 161.7 |  | 50703 | 594638 | 2.1846 | 0.086171 | 0.0073475 | EPA/NEI | 594638 | 2.1846
2018 | MI | Alpine Power Plant | 59926 | RFCM | RFC Michigan | NG | 453.8 |  | 642274 | 7544863 | 7.1635 | 0.022307 | 0.0018989 | EPA/NEI | 7544863 | 7.1635
2018 | MI | Belle River | 6034 | RFCM | RFC Michigan | RC | 1664.4 |  | 7900601.001 | 83201525 | 19.0039 | 0.0048108 | 0.00045682 | EPA/NEI | 83201525 | 19.0039
2018 | MI | Cadillac Renewable Energy | 54415 | RFCM | RFC Michigan | WDS | 44 | 1 | 167044 | 2871340 | 4.8042 | 0.057521 | 0.0033463 | EPA/NEI | 2871340 | 4.8042
2018 | MI | Dan E Karn | 1702 | RFCM | RFC Michigan | SUB | 1946.3 |  | 2399523 | 29155202 | 32.929 | 0.027446 | 0.0022589 | EPA/NEI | 29155202 | 32.929
2018 | MI | Dearborn Industrial Generation | 55088 | RFCM | RFC Michigan | NG | 747.9 | 0.77264 | 4969985.2 | 32338793.997 | 80.9049 | 0.032557 | 0.0050036 | EPA/NEI | 41854824 | 104.712
2018 | MI | Delray | 1728 | RFCM | RFC Michigan | NG | 142.2 |  | 16136 | 194377 | 0.6894 | 0.085449 | 0.0070934 | EPA/NEI | 194377 | 0.6894
2018 | MI | DTE East China | 55718 | RFCM | RFC Michigan | NG | 357.6 |  | 266109 | 3239100 | 10.31 | 0.077487 | 0.006366 | EPA/NEI | 3239100 | 10.31
2018 | MI | Eckert Station | 1831 | RFCM | RFC Michigan | SUB | 375 |  | 384057 | 5326325 | 26.2157 | 0.13652 | 0.0098438 | EPA/NEI; Estimated using an emission factor | 5326325 | 26.2157
2018 | MI | Erickson | 1832 | RFCM | RFC Michigan | SUB | 154.7 |  | 728489 | 9535091 | 1.2619 | 0.0034645 | 0.00026469 | EPA/NEI | 9535091 | 1.2619
2018 | MI | Genesee Power Station | 54751 | RFCM | RFC Michigan | WDS | 39.5 |  | 76999 | 776519 | 3.1423 | 0.08162 | 0.0080934 | EPA/NEI | 776519 | 3.1423
2018 | MI | Graphic Packaging International, Inc. | 10698 | RFCM | RFC Michigan | NG | 11.8 | 0 | -143592 | 0 | 0 | 0 |  | EPA/NEI | 1865890 | 4.9015
2018 | MI | Grayling Generating Station | 10822 | RFCM | RFC Michigan | WDS | 38 |  | 176312 | 2644150 | 9.8599 | 0.11185 | 0.0074579 | EPA/NEI | 2644150 | 9.8599
2018 | MI | Greenwood | 6035 | RFCM | RFC Michigan | NG | 1071.3 |  | 806797.001 | 9179424 | 31.1908 | 0.07732 | 0.0067958 | EPA/NEI | 9179424 | 31.1908
2018 | MI | Hancock Peakers | 1730 | RFCM | RFC Michigan | NG | 160.2 |  | 11980.001 | 136264 | 0.44855 | 0.074883 | 0.0065835 | EPA/NEI | 136264 | 0.44855
2018 | MI | Holland Energy Park | 59093 | RFCM | RFC Michigan | NG | 149.4 |  | 863907 | 6304469 | 6.3045 | 0.014595 | 0.002 | EPA/NEI | 6304469 | 6.3045
2018 | MI | J B Sims | 1825 | RFCM | RFC Michigan | BIT | 80 |  | 171381 | 1768850 | 2.9101 | 0.03396 | 0.0032904 | EPA/NEI | 1768850 | 2.9101
2018 | MI | J H Campbell | 1710 | RFCM | RFC Michigan | SUB | 1579.4 |  | 7660704 | 80860795 | 21.9446 | 0.0057291 | 0.00054277 | EPA/NEI | 80860795 | 21.9446
2018 | MI | Jackson Generating Station | 55270 | RFCM | RFC Michigan | NG | 649 |  | 2075946 | 16665573 | 267.215 | 0.25744 | 0.032068 | EPA/NEI | 16665573 | 267.215
2018 | MI | Kalamazoo River Generating Station | 55101 | RFCM | RFC Michigan | NG | 77.4 |  | 10176 | 134452 | 0.43555 | 0.085603 | 0.0064789 | EPA/NEI | 134452 | 0.43555
2018 | MI | Kalkaska CT Project #1 | 7984 | RFCM | RFC Michigan | NG | 60.5 |  | 38368 | 415362 | 2.665 | 0.13892 | 0.012832 | EPA/NEI | 415362 | 2.665
2018 | MI | Lansing BWL REO Town Plant | 58427 | RFCM | RFC Michigan | NG | 98 | 0.60399 | 534062 | 2690112.125 | 14.9791 | 0.056095 | 0.011136 | EPA/NEI | 4453862 | 24.8
2018 | MI | Livingston Generating Station | 55102 | RFCM | RFC Michigan | NG | 170.1 |  | 5011.001 | 74111 | 0.9936 | 0.39657 | 0.026814 | EPA/NEI | 74111 | 0.9936
2018 | MI | Michigan Power Limited Partnership | 54915 | RFCM | RFC Michigan | NG | 138.1 | 0.64165 | 1024635 | 6077053.011 | 12.6886 | 0.024767 | 0.0041759 | EPA/NEI | 9470985 | 19.775
2018 | MI | Midland Cogeneration Venture | 10745 | RFCM | RFC Michigan | NG | 1853.8 | 0.76801 | 7896077.47 | 54343342.452 | 1712.24 | 0.43369 | 0.063016 | EPA/NEI | 70758798 | 2229.456
2018 | MI | Monroe | 1733 | RFCM | RFC Michigan | RC | 3293.1 |  | 16457511 | 170941778 | 28.9836 | 0.0035222 | 0.0003391 | EPA/NEI | 170941778 | 28.9836
2018 | MI | New Covert Generating Project | 55297 | RFCM | RFC Michigan | NG | 1176 |  | 6785423 | 47796970 | 52.62 | 0.01551 | 0.0022018 | EPA/NEI | 47796970 | 52.62
2018 | MI | Otsego Paper, Inc. | 55799 | RFCM | RFC Michigan | NG | 21.2 | 0.47493 | 123354 | 697051.567 | 2.7239 | 0.044164 | 0.0078154 | NEI avg EF - PM, fuel type, firing type | 1467688 | 5.7353
2018 | MI | Presque Isle | 1769 | RFCW | RFC West | SUB | 624.7 |  | 1406994 | 17831930 | 2.1734 | 0.0030895 | 0.00024377 | EPA/NEI; Estimated using an emission factor | 17831930 | 2.1734
2018 | MI | Renaissance Power | 55402 | RFCM | RFC Michigan | NG | 782 |  | 912804 | 10112764 | 70.02 | 0.15342 | 0.013848 | EPA/NEI | 10112764 | 70.02
2018 | MI | River Rouge | 1740 | RFCM | RFC Michigan | SUB | 944 |  | 785318 | 9355692 | 2.0243 | 0.0051554 | 0.00043275 | EPA/NEI; Estimated using an emission factor | 9355692 | 2.0243
2018 | MI | Shiras | 1843 | MROE | MRO East | SUB | 77.5 |  | 125275 | 1806189 | 0.43614 | 0.0069629 | 0.00048293 | EPA/NEI | 1806189 | 0.43614
2018 | MI | St. Clair | 1743 | RFCM | RFC Michigan | RC | 1928.6 |  | 4530895 | 49558588 | 11.0506 | 0.0048779 | 0.00044596 | EPA/NEI; Estimated using an emission factor | 49558588 | 11.0506
2018 | MI | Sumpter Plant | 7972 | RFCM | RFC Michigan | NG | 340 |  | 398579 | 5101338 | 16.4635 | 0.082611 | 0.0064546 | EPA/NEI | 5101338 | 16.4635
2018 | MI | T B Simon Power Plant | 10328 | RFCM | RFC Michigan | NG | 99.3 | 0.27318 | 300119.36 | 1643038.598 | 5.9984 | 0.039974 | 0.0073016 | EPA/NEI | 6014552 | 21.958
2018 | MI | TES Filer City Station | 50835 | RFCM | RFC Michigan | BIT | 323 | 0.75229 | 505400 | 5154925.691 | 61.5376 | 0.24352 | 0.023875 | EPA/NEI | 6852281 | 81.8
2018 | MI | Thetford | 1719 | RFCM | RFC Michigan | NG | 222.4 |  | 251.001 | 23650 | 0.2274 | 1.8119 | 0.01923 | EPA/NEI | 23650 | 0.2274
2018 | MI | Trenton Channel | 1745 | RFCM | RFC Michigan | SUB | 775.5 |  | 1068363 | 12412806 | 10.3686 | 0.01941 | 0.0016706 | EPA/NEI | 12412806 | 10.3686
2018 | MI | Wyandotte | 1866 | RFCM | RFC Michigan | NG | 78.4 |  | 4099.001 | 195259 | 0.8064 | 0.39346 | 0.0082598 | EPA/NEI | 195259 | 0.8064
2018 | MI | Zeeland Generating Station | 55087 | RFCM | RFC Michigan | NG | 968.2 |  | 3156472 | 25381045 | 121.12 | 0.076744 | 0.0095441 | EPA/NEI | 25381045 | 121.12
2018 | MN | 4710 Hosting | 62162 | MROW | MRO West | DFO | 7.5 |  | 6 | 107 | 0.016585 | 5.5283 | 0.31 | Estimated using an emission factor | 107 | 0.016585
2018 | MN | Adams Wind Farm | 56307 | MROW | MRO West | WND | 24 |  | 47270 |  |  | 0 |  |  |  | 0
2018 | MN | Adams Wind Generations LLC | 57375 | MROW | MRO West | WND | 20 |  | 52285 |  |  | 0 |  |  |  | 0
2018 | MN | Adrian | 1956 | MROW | MRO West | DFO | 3 |  | 13 | 140 | 0.0217 | 3.3385 | 0.31 | EPA/NEI; Estimated using an emission factor | 140 | 0.0217
2018 | MN | Agassiz Beach LLC | 55576 | MROW | MRO West | WND | 1.9 |  | 4355 |  |  | 0 |  |  |  | 0
2018 | MN | Albany Solar | 60519 | MROW | MRO West | SUN | 10 |  | 19212 |  |  | 0 |  |  |  | 0
2018 | MN | Alexandria | 1958 | MROW | MRO West | DFO | 9.2 |  | 84.001 | 687.001 | 0.10664 | 2.539 | 0.31045 | Estimated using an emission factor | 687.001 | 0.10664
2018 | MN | Alliant Techsystems | 7376 | MROW | MRO West | DFO | 1.6
2018 | MN | Altair Community Solar Garden | 61645 | MROW | MRO West | SUN | 1
2018 | MN | American Crystal Sugar Crookston | 54212 | MROW | MRO West | SUB | 6.5 | 0 | 0
2018 | MN | American Crystal Sugar East Grand Forks | 54214 | MROW | MRO West | SUB | 7.5 | 0 | 0
2018 | MN | American Crystal Sugar Moorhead | 54211 | MROW | MRO West | SUB | 5 | 0 | 0
2018 | MN | Andromeda Community Solar | 61181 | MROW | MRO West | SUN | 4.5 |  | 8807 |  |  | 0 |  |  |  | 0
2018 | MN | Annandale Solar | 60520 | MROW | MRO West | SUN | 6 |  | 11754 |  |  | 0 |  |  |  | 0
2018 | MN | Anoka BESS | 62908 | MROW | MRO West | MWH | 6
2018 | MN | Anoka County MN CONX | 62061 | MROW | MRO West | SUN | 3.4 |  | 0
2018 | MN | Antares Community Solar | 61176 | MROW | MRO West | SUN | 3 |  | 2192.001 |  |  | 0 |  |  |  | 0
2018 | MN | Antlia Community Solar | 60937 | MROW | MRO West | SUN | 2 |  | 3616 |  |  | 0 |  |  |  | 0
2018 | MN | Aquarius Community Solar | 61710 | MROW | MRO West | SUN | 1
2018 | MN | Aquila Community Solar | 61704 | MROW | MRO West | SUN | 1
2018 | MN | Archer Daniels Midland Mankato | 10863 | MROW | MRO West | SUB | 10.5 | 0.12234 | 22110 | 125247.258 | 1.0761 | 0.097344 | 0.017184 | EPA/NEI; Estimated using an emission factor | 1023752 | 8.7962
2018 | MN | Arcturus Community Solar | 61705 | MROW | MRO West | SUN | 1 |  | 12 |  |  | 0 |  |  |  | 0
2018 | MN | Argo Navis Community Solar | 61183 | MROW | MRO West | SUN | 2.7 |  | 2100 |  |  | 0 |  |  |  | 0
2018 | MN | Aries Community Solar | 60938 | MROW | MRO West | SUN | 4 |  | 5664 |  |  | 0 |  |  |  | 0
2018 | MN | Armstrong Solar | 61138 | MROW | MRO West | SUN | 3 |  | 3346 |  |  | 0 |  |  |  | 0
2018 | MN | Athens BESS | 62937 | MROW | MRO West | MWH | 6
2018 | MN | Athens MN CONX | 62062 | MROW | MRO West | SUN | 6.6 |  | 0
2018 | MN | Atwater Solar | 60521 | MROW | MRO West | SUN | 4 |  | 7768 |  |  | 0 |  |  |  | 0
2018 | MN | Auriga Community Solar | 61706 | MROW | MRO West | SUN | 1 |  | 10 |  |  | 0 |  |  |  | 0
2018 | MN | Autumn Hills LLC | 55566 | MROW | MRO West | WND | 1.9 |  | 3848 |  |  | 0 |  |  |  | 0
2018 | MN | B&K Energy Systems LLC | 56210 | MROW | MRO West | WND | 2 |  | 5096 |  |  | 0 |  |  |  | 0
2018 | MN | B.R. Corcoran CSG | 61453 | MROW | MRO West | SUN | 5 |  | 7853 |  |  | 0 |  |  |  | 0
2018 | MN | B.R. Sartell CSG | 61454 | MROW | MRO West | SUN | 3 |  | 3648.999 |  |  | 0 |  |  |  | 0
2018 | MN | B.R. Sauk Rapids CSG | 61455 | MROW | MRO West | SUN | 5 |  | 8031 |  |  | 0 |  |  |  | 0
2018 | MN | Barone CSG | 62138 | MROW | MRO West | SUN | 1 |  | 158 |  |  | 0 |  |  |  | 0
2018 | MN | BC Energy LLC | 56624 | MROW | MRO West | WND | 4 |  | 11435 |  |  | 0 |  |  |  | 0
2018 | MN | Becker Solar 2 CSG | 62084 | MROW | MRO West | SUN | 1
2018 | MN | Becker Solar 3 CSG | 62085 | MROW | MRO West | SUN | 1
2018 | MN | Becker Solar 4 CSG | 62086 | MROW | MRO West | SUN | 1
2018 | MN | Becker Solar 5 CSG | 62087 | MROW | MRO West | SUN | 1
2018 | MN | Becker Solar CSG | 62040 | MROW | MRO West | SUN | 1
2018 | MN | Benson City of | 1964 | MROW | MRO West | DFO | 11.2 |  | 89 | 829 | 0.12865 | 2.891 | 0.31037 | EPA/NEI; Estimated using an emission factor | 829 | 0.12865
2018 | MN | Bent Tree Wind Farm Phase 1 | 57198 | MROW | MRO West | WND | 201.3 |  | 507564 |  |  | 0 |  |  |  | 0
2018 | MN | BentonSun LLC | 60695 | MROW | MRO West | SUN | 5 |  | 8310 |  |  | 0 |  |  |  | 0
2018 | MN | Betcher Community Solar Garden | 61671 | MROW | MRO West | SUN | 1 |  | 249 |  |  | 0 |  |  |  | 0
2018 | MN | Big Blue | 57289 | MROW | MRO West | WND | 36 |  | 115319 |  |  | 0 |  |  |  | 0
2018 | MN | Big Lake Holdco Solar CSG | 60836 | MROW | MRO West | SUN | 5 |  | 5507 |  |  | 0 |  |  |  | 0
2018 | MN | Big Lake Project CSG | 61817 | MROW | MRO West | SUN | 5 |  | 5356 |  |  | 0 |  |  |  | 0
2018 | MN | Bisson Windfarm LLC | 56201 | MROW | MRO West | WND | 2 |  | 4019 |  |  | 0 |  |  |  | 0
2018 | MN | Black Oak Wind Farm | 58692 | MROW | MRO West | WND | 78 |  | 282022 |  |  | 0 |  |  |  | 0
2018 | MN | Blanchard | 1892 | MROW | MRO West | WAT | 18 |  | 101217 |  |  | 0 |  |  |  | 0
2018 | MN | Blazing Star 2 Wind Farm | 61650 | MROW | MRO West | WND | 200
2018 | MN | Blazing Star Wind Farm 1 | 60504 | MROW | MRO West | WND | 200
2018 | MN | Blooming Prairie | 1966 | MROW | MRO West | DFO | 9.2 |  | 235 | 2323 | 0.36006 | 3.0644 | 0.31 | EPA/NEI; Estimated using an emission factor | 2323 | 0.36006
2018 | MN | Blue Breezes II LLC | 56581 | MROW | MRO West | WND | 1.3 |  | 2705 |  |  | 0 |  |  |  | 0
2018 | MN | Blue Breezes LLC | 56580 | MROW | MRO West | WND | 1.3 |  | 2737 |  |  | 0 |  |  |  | 0
2018 | MN | Blue Earth | 1967 | MROW | MRO West | DFO | 11 |  | 45.08 | 471 | 0.07316 | 3.2458 | 0.31066 | Estimated using an emission factor | 471 | 0.07316
2018 | MN | Blue Lake Solar | 60632 | MROW | MRO West | SUN | 3.9 |  | 4541 |  |  | 0 |  |  |  | 0
2018 | MN | Boeve Windfarm LLC | 56209 | MROW | MRO West | WND | 2 |  | 5373 |  |  | 0 |  |  |  | 0
2018 | MN | Boise Cascade International Falls | 10486 | MROW | MRO West | BLQ | 81.5 | 0.18076 | 342640 | 1851348.59 | 4.8745 | 0.028453 | 0.0052659 | EPA/NEI; Estimated using an emission factor | 10242131.52 | 26.9671
2018 | MN | Bolduan CSG | 62194 | MROW | MRO West | SUN | 1 |  | 68 |  |  | 0 |  |  |  | 0
2018 | MN | Brainerd Public Utilities | 50636 | MROW | MRO West | WAT | 3.5 |  | 19081 |  |  | 0 |  | EPA/NEI; Estimated using an emission factor |  | 0
2018 | MN | Breezy Bucks I LLC | 56595 | MROW | MRO West | WND | 1.3 |  | 1603 |  |  | 0 |  |  |  | 0
2018 | MN | Breezy Bucks II LLC | 56582 | MROW | MRO West | WND | 1.3 |  | 2407 |  |  | 0 |  |  |  | 0
2018 | MN | Buffalo Ridge Windplant WPP 1993 | 54794 | MROW | MRO West | WND | 21.9
2018 | MN | Byllesby | 50328 | MROW | MRO West | WAT | 2.5 |  | 13799 |  |  | 0 |  |  |  | 0
2018 | MN | Caelum Community Solar | 61180 | MROW | MRO West | SUN | 1.8 |  | 3264 |  |  | 0 |  |  |  | 0
2018 | MN | Canopus Community Solar | 61707 | MROW | MRO West | SUN | 1
2018 | MN | Capella Community Solar | 61178 | MROW | MRO West | SUN | 4.5 |  | 5204 |  |  | 0 |  |  |  | 0
2018 | MN | Capricornus Community Solar Garden | 61651 | MROW | MRO West | SUN | 1
2018 | MN | Carina Community Solar | 61179 | MROW | MRO West | SUN | 3.6 |  | 5442 |  |  | 0 |  |  |  | 0
2018 | MN | Carleton College | 57296 | MROW | MRO West | WND | 7.8 |  | 8318 | 532 | 0.08246 | 0.019827 | 0.31 |  | 532 | 0.08246
2018 | MN | Carstensen Wind | 56410 | MROW | MRO West | WND | 1.7 |  | 4530 |  |  | 0 |  |  |  | 0
2018 | MN | Carver Gladden CSG | 61495 | MROW | MRO West | SUN | 3 |  | 3410.001 |  |  | 0 |  |  |  | 0
2018 | MN | Cassiopeia Community Solar | 61711 | MROW | MRO West | SUN | 1
2018 | MN | Centaurus Community Solar | 60939 | MROW | MRO West | SUN | 2 |  | 2746 |  |  | 0 |  |  |  | 0
2018 | MN | Centennial Generating Station | 57910 | MROW | MRO West | DFO | 11.5 |  | -233 | 492 | 0.07595 | 0 | 0.30874 | Estimated using an emission factor | 492 | 0.07595
2018 | MN | CF Novel Solar CSG Gardens Eleven, LLC | 61141 | MROW | MRO West | SUN | 3 |  | 2657 |  |  | 0 |  |  |  | 0
2018 | MN | CF Novel Solar CSG Gardens Five, LLC | 61543 | MROW | MRO West | SUN | 3.4 |  | 3631 |  |  | 0 |  |  |  | 0
2018 | MN | CF Novel Solar CSG Gardens Seven, LLC | 61548 | MROW | MRO West | SUN | 3.3 |  | 1915 |  |  | 0 |  |  |  | 0
2018 | MN | CF Novel Solar CSG Gardens Two, LLC | 61140 | MROW | MRO West | SUN | 1.8 |  | 2024 |  |  | 0 |  |  |  | 0
2018 | MN | CG Windfarm LLC | 56200 | MROW | MRO West | WND | 2 |  | 2297 |  |  | 0 |  |  |  | 0
2018 | MN | CGSun, LLC Community Solar | 61545 | MROW | MRO West | SUN | 4 |  | 4252 |  |  | 0 |  |  |  | 0
2018 | MN | Champepaden Wind Power | 55980 | MROW | MRO West | WND | 2 |  | 5062 |  |  | 0 |  |  |  | 0
2018 | MN | Chanarambie Power Partners, LLC | 56142 | MROW | MRO West | WND | 85.5 |  | 211623 |  |  | 0 |  |  |  | 0
2018 | MN | Chandler Hills Wind Farm | 56646 | MROW | MRO West | WND | 2 |  | 4205 |  |  | 0 |  |  |  | 0
2018 | MN | Chisago Community Solar | 60711 | MROW | MRO West | SUN | 4 |  | 6166 |  |  | 0 |  |  |  | 0
2018 | MN | Chisago Holdco LLC, CSG | 61968 | MROW | MRO West | SUN | 3
2018 | MN | Chisago Solar | 60522 | MROW | MRO West | SUN | 6.5 |  | 11341 |  |  | 0 |  |  |  | 0
2018 | MN | Christoffer Wind Energy I LLC | 56709 | MROW | MRO West | WND | 2.1 |  | 3721 |  |  | 0 |  |  |  | 0
2018 | MN | Christoffer Wind Energy II LLC | 56710 | MROW | MRO West | WND | 2.1 |  | 3852 |  |  | 0 |  |  |  | 0
2018 | MN | Christoffer Wind Energy III LLC | 56711 | MROW | MRO West | WND | 2.1 |  | 3834 |  |  | 0 |  |  |  | 0
2018 | MN | Christoffer Wind Energy IV LLC | 56712 | MROW | MRO West | WND | 2.1 |  | 3950 |  |  | 0 |  |  |  | 0
2018 | MN | Co Rd 33 | 8014 | MROW | MRO West | DFO | 5
2018 | MN | Community Wind North LLC | 57385 | MROW | MRO West | WND | 30 |  | 5936 |  |  | 0 |  |  |  | 0
2018 | MN | Community Wind South | 58045 | MROW | MRO West | WND | 30 |  | 112440 |  |  | 0 |  |  |  | 0
2018 | MN | Corcoran CSG | 61971 | MROW | MRO West | SUN | 5
2018 | MN | Cornillie | 61977 | MROW | MRO West | SUN | 1 |  | 509 |  |  | 0 |  |  |  | 0
2018 | MN | Corvus Community Solar | 61177 | MROW | MRO West | SUN | 4.5 |  | 29 |  |  | 0 |  |  |  | 0
2018 | MN | Cottage Grove CSG, LLC | 61483 | MROW | MRO West | SUN | 5 |  | 3359 |  |  | 0 |  |  |  | 0
2018 | MN | Cottage Grove Project CSG | 61983 | MROW | MRO West | SUN | 4.9 |  | 2202 |  |  | 0 |  |  |  | 0
2018 | MN | Covanta Hennepin Energy | 10013 | MROW | MRO West | MSW | 39.5 | 1 | 207066 | 3738917.486 | 14.5818 | 0.14084 | 0.0078 | Estimated using an emission factor | 3738917.486 | 14.5818
2018 | MN | Crater Community Solar | 61328 | MROW | MRO West | SUN | 3 |  | 5286.999 |  |  | 0 |  |  |  | 0
2018 | MN | Crux Community Solar | 61712 | MROW | MRO West | SUN | 1
2018 | MN | Dakota Solar | 60977 | MROW | MRO West | SUN | 3
2018 | MN | Danielson Wind Farms LLC | 57396 | MROW | MRO West | WND | 20 |  | 40961 |  |  | 0 |  |  |  | 0
2018 | MN | Delano | 1969 | MROW | MRO West | NG | 24.1 |  | 0 |  |  |  |  | EPA/NEI; Estimated using an emission factor
2018 | MN | Delphinus Community Solar | 61329 | MROW | MRO West | SUN | 2 |  | 2412 |  |  | 0 |  |  |  | 0
2018 | MN | Deneb Community Solar | 61715 | MROW | MRO West | SUN | 1
2018 | MN | Detroit Lakes | 1970 | MROW | MRO West | DFO | 12.5 |  | 42 | 800 | 0.0069037 | 0.32875 | 0.017259 | NEI avg EF - PM, fuel type, firing type | 800 | 0.0069037
2018 | MN | Dickinson Solar Array | 60652 | MROW | MRO West | SUN | 2.3 |  | 2705 |  |  | 0 |  |  |  | 0
2018 | MN | DL Windy Acres LLC | 56207 | MROW | MRO West | WND | 2 |  | 5096 |  |  | 0 |  |  |  | 0
2018 | MN | Dodge Center Solar | 60523 | MROW | MRO West | SUN | 6.5 |  | 12502 |  |  | 0 |  |  |  | 0
2018 | MN | Dodge County Wind | 62437 | MROW | MRO West | WND | 170
2018 | MN | Dodge Holdco Solar CSG | 60833 | MROW | MRO West | SUN | 5 |  | 6231 |  |  | 0 |  |  |  | 0
2018 | MN | DodgeSun CSG | 61379 | MROW | MRO West | SUN | 5 |  | 8958 |  |  | 0 |  |  |  | 0
2018 | MN | Duluth Paper Mill | 50424 | MROW | MRO West | PUR | 10.6 | 1 | 51668 | 471108 |  | 0 | 0 |  | 471108 | 0
2018 | MN | Dundas Solar Holdings LLC CSG | 61626 | MROW | MRO West | SUN | 5 |  | 6690 |  |  | 0 |  |  |  | 0
2018 | MN | Eastridge Wind Project | 56543 | MROW | MRO West | WND | 10.4 |  | 23978 |  |  | 0 |  |  |  | 0
2018 | MN | Eastwood Solar | 60524 | MROW | MRO West | SUN | 5.5 |  | 10460 |  |  | 0 |  |  |  | 0
2018 | MN | Eichtens Community Solar | 60795 | MROW | MRO West | SUN | 3.9 |  | 5613 |  |  | 0 |  |  |  | 0
2018 | MN | Eichtens II CSG | 62137 | MROW | MRO West | SUN | 1 |  | 197 |  |  | 0 |  |  |  | 0
2018 | MN | EKS Landfill | 54939 | MROW | MRO West | LFG | 5.7 |  | 35535.999 | 429164.001 | 3.1544 | 0.17753 | 0.0147 | EPA/NEI; Estimated using an emission factor | 429164.001 | 3.1544
2018 | MN | Elk River City of | 1971 | MROW | MRO West | DFO | 12.2 |  | 25430 | 303731.001 | 35.3155 | 2.7775 | 0.23254 | Estimated using an emission factor | 303731.001 | 35.3155
2018 | MN | Elm Creek Wind II LLC | 57649 | MROW | MRO West | WND | 148.8 |  | 360773 |  |  | 0 |  |  |  | 0
2018 | MN | Elm Creek Wind LLC | 56793 | MROW | MRO West | WND | 99 |  | 287870 |  |  | 0 |  |  |  | 0
2018 | MN | Empire Solar | 60631 | MROW | MRO West | SUN | 7 |  | 8056 |  |  | 0 |  |  |  | 0
2018 | MN | Eolos Wind Energy Research Field Station | 57880 | MROW | MRO West | WND | 2.5 |  | 2796 |  |  | 0 |  |  |  | 0
2018 | MN | Equuleus Community Solar Gardens | 61363 | MROW | MRO West | SUN | 5 |  | 9087 |  |  | 0 |  |  |  | 0
2018 | MN | Fairfax | 1972 | MROW | MRO West | DFO | 3.5 |  | 10 | 56 | 0.00868 | 1.736 | 0.31 | EPA/NEI; Estimated using an emission factor | 56 | 0.00868
2018 | MN | Fairmont (MN) | 1973 | MROW | MRO West | NG | 61.5 |  | 22183.998 | 199398 | 10.3303 | 0.93133 | 0.10361 | EPA/NEI; Estimated using an emission factor | 199398 | 10.3303
2018 | MN | Fairmont Wind | 56415 | MROW | MRO West | WND | 5.4 |  | 13915 |  |  | 0 |  |  |  | 0
2018 | MN | Farmington Holdco Solar | 60832 | MROW | MRO West | SUN | 5 |  | 7431 |  |  | 0 |  |  |  | 0
2018 | MN | FastSun 2 | 62696 | MROW | MRO West | SUN | 1
2018 | MN | Felton CSG PV1-5 | 62210 | MROW | MRO West | SUN | 5
2018 | MN | Fenton Wind Farm | 56617 | MROW | MRO West | WND | 205.5 |  | 645670 |  |  | 0 |  |  |  | 0
2018 | MN | Fergus Control Ctr | 7505 | MROW | MRO West | DFO | 2 |  | 21 | 252 | 0.03906 | 3.72 | 0.31 | Estimated using an emission factor | 252 | 0.03906
2018 | MN | Fey Windfarm LLC | 56204 | MROW | MRO West | WND | 2 |  | 5239 |  |  | 0 |  |  |  | 0
2018 | MN | Florence Hills LLC | 55574 | MROW | MRO West | WND | 1.9 |  | 4972 |  |  | 0 |  |  |  | 0
2018 | MN | Fond Du Lac | 1894 | MROW | MRO West | WAT | 12 |  | 50598 |  |  | 0 |  |  |  | 0
2018 | MN | Foreman's Hill Community Solar | 61690 | MROW | MRO West | SUN | 5 |  | 2584 |  |  | 0 |  |  |  | 0
2018 | MN | Forest Lake Solar CSG | 60837 | MROW | MRO West | SUN | 5 |  | 6637 |  |  | 0 |  |  |  | 0
2018 | MN | Fox CSG, LLC | 61484 | MROW | MRO West | SUN | 5 |  | 1284 |  |  | 0 |  |  |  | 0
2018 | MN | Fox Lake | 1888 | MROW | MRO West |  | 133.4
2018 | MN | Franklin Heating Station | 54224 | MROW | MRO West | NG | 32.6 | 0.24905 | 64611.461 | 467080.084 | 1.3594 | 0.04208 | 0.005821 | EPA/NEI; Estimated using an emission factor | 1875473.253 | 5.4585
2018 | MN | Frontenac Holdco LLC, CSG | 61919 | MROW | MRO West | SUN | 5
2018 | MN | G Flow Wind LLC | 56588 | MROW | MRO West | WND | 1.3 |  | 2892 |  |  | 0 |  |  |  | 0
2018 | MN | G McNeilus Wind Farm Dodge Center | 56054 | MROW | MRO West | WND | 43 |  | 85526 |  |  | 0 |  |  |  | 0
2018 | MN | Gemini Community Solar | 60940 | MROW | MRO West | SUN | 3 |  | 5315.001 |  |  | 0 |  |  |  | 0
2018 | MN | Gibbon Solar | 62010 | MROW | MRO West | SUN | 3.3
2018 | MN | GL Wind | 57813 | MROW | MRO West | WND | 5 |  | 6458 |  |  | 0 |  |  |  | 0
2018 | MN | Glencoe | 1975 | MROW | MRO West | DFO | 40.8 |  | 165.001 | 1701.998 | 0.26397 | 3.1996 | 0.31018 | EPA/NEI; Estimated using an emission factor | 1701.998 | 0.26397
2018 | MN | Goodhue Solar | 60934 | MROW | MRO West | SUN | 2
2018 | MN | Goose Lake MN DPC-GM | 62148 | MROW | MRO West | SUN | 1.5
2018 | MN | Gopher CSG | 61426 | MROW | MRO West | SUN | 5 |  | 7300 |  |  | 0 |  |  |  | 0
2018 | MN | Grand Marais | 1976 | MROW | MRO West | DFO | 9.7 |  | 169.999 | 1561 | 0.24196 | 2.8465 | 0.31 | EPA/NEI; Estimated using an emission factor | 1561 | 0.24196
2018 | MN | Grand Meadow | 56994 | MROW | MRO West | WND | 100.5 |  | 270862 |  |  | 0 |  |  |  | 0
2018 | MN | Granite City | 1910 | MROW | MRO West | NG | 72 |  | -554 | 5376 | 0.014739 | 0 | 0.0054834 | NEI avg EF - PM, fuel type, firing type | 5376 | 0.014739
2018 | MN | Granite Falls | 1977 | MROW | MRO West | WAT | 1.3 |  | 3851 |  |  | 0 |  |  |  | 0
2018 | MN | Granite Falls 2 | 7977 | MROW | MRO West | DFO | 6 |  | 0
2018 | MN | Grant County Wind LLC | 57274 | MROW | MRO West | WND | 20 |  | 54123 |  |  | 0 |  |  |  | 0
2018 | MN | GRE Marshan Solar | 60935 | MROW | MRO West | SUN | 1 |  | 1426 |  |  | 0 |  |  |  | 0
2018 | MN | Green Acres Breeze LLC | 56590 | MROW | MRO West | WND | 1.3 |  | 2892 |  |  | 0 |  |  |  | 0
2018 | MN | Greenback Energy | 56413 | MROW | MRO West | WND | 1.7 |  | 4109 |  |  | 0 |  |  |  | 0
2018 | MN | Grimm Community Solar | 61689 | MROW | MRO West | SUN | 1 |  | 953 |  |  | 0 |  |  |  | 0
2018 | MN | GRS Pine Bend | 55598 | MROW | MRO West | LFG | 16.6 |  | 9217 | 188003.53 | 2.0304 | 0.44059 | 0.0216 | Estimated using an emission factor | 188003.53 | 2.0304
2018 | MN | GSPP Held LLC CSG | 62829 | MROW | MRO West | SUN | 3
2018 | MN | GSPP Imholte CSG | 62830 | MROW | MRO West | SUN | 1
2018 | MN | Guse CSG | 62195 | MROW | MRO West | SUN | 1 |  | 243 |  |  | 0 |  |  |  | 0
2018 | MN | Hadley Ridge LLC | 55573 | MROW | MRO West | WND | 1.9 |  | 5150 |  |  | 0 |  |  |  | 0
2018 | MN | Halstad | 8105 | MROW | MRO West | DFO | 5.1 |  | 22 | 396 | 0.06138 | 5.58 | 0.31 | EPA/NEI; Estimated using an emission factor | 396 | 0.06138
2018 | MN | Hammer CSG | 62099 | MROW | MRO West | SUN | 4.8 |  | 859 |  |  | 0 |  |  |  | 0
2018 | MN | Hampton MN GRE | 62060 | MROW | MRO West | SUN | 2 |  | 0
2018 | MN | Hastings | 58230 | MROW | MRO West | DFO | 8.8 |  | 0
2018 | MN | Hastings City Hydroelectric | 54285 | MROW | MRO West | WAT | 4.4 |  | 13105 |  |  | 0 |  |  |  | 0
2018 | MN | Hastings Solar | 60525 | MROW | MRO West | SUN | 4.5 |  | 8623 |  |  | 0 |  |  |  | 0
2018 | MN | Haven Solar Project CSG | 62651 | MROW | MRO West | SUN | 3
2018 | MN | Held Solar Project | 62267 | MROW | MRO West | SUN | 5 |  | 0
2018 | MN | Helen Solar CSG | 62706 | MROW | MRO West | SUN | 4
2018 | MN | Hennepin Island | 1911 | MROW | MRO West | WAT | 13.7 |  | 61149.999 |  |  | 0 |  |  |  | 0
2018 | MN | Heyer CSG | 61793 | MROW | MRO West | SUN | 1 |  | 681 |  |  | 0 |  |  |  | 0
2018 | MN | Hibbing | 1979 | MROW | MRO West | SUB | 35.9 | 0.2341 | 68770.925 | 439130.318 | 4.1037 | 0.11934 | 0.01869 | EPA/NEI; Estimated using an emission factor | 1875837.82 | 17.5297
2018 | MN | Hills | 1889 | MROW | MRO West | DFO | 4
2018 | MN | Hilltop Power | 61788 | MROW | MRO West | WND | 2 |  | 3000 |  |  | 0 |  |  |  | 0
2018 | MN | Hometown Bio Energy LLC | 58563 | MROW | MRO West | OBG | 8 | 0.99986 | 12124 | 133785.601 | 0.98332 | 0.16221 | 0.0147 | Estimated using an emission factor | 133805 | 0.98347
2018 | MN | Hope Creek LLC | 55572 | MROW | MRO West | WND | 1.9 |  | 4507 |  |  | 0 |  |  |  | 0
2018 | MN | Huneke I CSG | 61505 | MROW | MRO West | SUN | 1 |  | 927 |  |  | 0 |  |  |  | 0
2018 | MN | Huneke II CSG | 62139 | MROW | MRO West | SUN | 1.1 |  | 288 |  |  | 0 |  |  |  | 0
2018 | MN | Hutchinson Plant #1 | 1980 | MROW | MRO West | NG | 64.1 |  | 11435.999 | 113429.768 | 0.023934 | 0.0041856 | 0.000422 | EPA/NEI; Estimated using an emission factor | 113429.768 | 0.023934
2018 | MN | Hwy 14 Holdco Solar CSG | 60834 | MROW | MRO West | SUN | 5 |  | 7943 |  |  | 0 |  |  |  | 0
2018 | MN | Hydra Community Solar | 61714 | MROW | MRO West | SUN | 1
2018 | MN | IBM West | 56269 | MROW | MRO West | DFO | 3.6 |  | 75 | 795 | 0.12338 | 3.2901 | 0.31039 | Estimated using an emission factor | 795 | 0.12338
2018 | MN | International Falls Power | 10487 | MROW | MRO West | WAT | 14.2 |  | 62353 |  |  | 0 |  |  |  | 0
2018 | MN | Jack River LLC | 55565 | MROW | MRO West | WND | 1.9 |  | 4223 |  |  | 0 |  |  |  | 0
2018 | MN | Janesville | 1982 | MROW | MRO West | DFO | 4.9 |  | 15.68 | 167 | 0.02573 | 3.2819 | 0.30814 | Estimated using an emission factor | 167 | 0.02573
2018 | MN | Jeffers Wind 20 LLC | 56750 | MROW | MRO West | WND | 50 |  | 12640 |  |  | 0 |  |  |  | 0
2018 | MN | Jessica Mills LLC | 55564 | MROW | MRO West | WND | 1.9 |  | 3905 |  |  | 0 |  |  |  | 0
2018 | MN | Johnson 1 Community Solar | 61686 | MROW | MRO West | SUN | 1 |  | 370 |  |  | 0 |  |  |  | 0
2018 | MN | Johnson II Community Solar | 61695 | MROW | MRO West | SUN | 1 |  | 194 |  |  | 0 |  |  |  | 0
2018 | MN | Johnson Solar CSG | 61380 | MROW | MRO West | SUN | 5 |  | 7832 |  |  | 0 |  |  |  | 0
2018 | MN | Julia Hills LLC | 55563 | MROW | MRO West | WND | 1.9 |  | 3919 |  |  | 0 |  |  |  | 0
2018 | MN | K&D Energy LLC | 56626 | MROW | MRO West | WND | 4 |  | 12488 |  |  | 0 |  |  |  | 0
2018 | MN | Kas Brothers Windfarm | 55809 | MROW | MRO West | WND | 1.5 |  | 3318 |  |  | 0 |  |  |  | 0
2018 | MN | Kaus Community Solar | 61716 | MROW | MRO West | SUN | 1
2018 | MN | K-Brink Windfarm LLC | 56206 | MROW | MRO West | WND | 2 |  | 5698 |  |  | 0 |  |  |  | 0
2018 | MN | KC Energy LLC | 56625 | MROW | MRO West | WND | 4 |  | 11963 |  |  | 0 |  |  |  | 0
2018 | MN | Kenyon Municipal | 1983 | MROW | MRO West | DFO | 5.4 |  | 18.999 | 200.001 | 0.031155 | 3.2796 | 0.31155 | Estimated using an emission factor | 200.001 | 0.031155
2018 | MN | Key City | 1914 | MROW | MRO West | NG | 72
2018 | MN | Knife Falls | 1895 | MROW | MRO West | WAT | 2.4 |  | 12008.001 |  |  | 0 |  |  |  | 0
2018 | MN | Koda Biomass Plant | 57119 | MROW | MRO West | AB | 23.4 | 0.30853 | 132439 | 848375.119 | 425.0367 | 6.4186 | 1.002 | Estimated using an emission factor | 2749701.512 | 1377.6007
2018 | MN | Koppelman Sun CSG | 61381 | MROW | MRO West | SUN | 5 |  | 8725 |  |  | 0 |  |  |  | 0
2018 | MN | Kramer Solar CSG | 61058 | MROW | MRO West | SUN | 3 |  | 5379 |  |  | 0 |  |  |  | 0
2018 | MN | Krause CSG | 61506 | MROW | MRO West | SUN | 1 |  | 1032 |  |  | 0 |  |  |  | 0
2018 | MN | KSS Turbines LLC | 56627 | MROW | MRO West | WND | 4 |  | 10575 |  |  | 0 |  |  |  | 0
2018 | MN | Lady Slipper Solar Array | 62414 | MROW | MRO West | SUN | 4.5
2018 | MN | Lahr 1, LLC | 61203 | MROW | MRO West | SUN | 5 |  | 7688 |  |  | 0 |  |  |  | 0
2018 | MN | Lake Benton I | 55208 | MROW | MRO West | WND | 107.2 |  | 210211 |  |  | 0 |  |  |  | 0
2018 | MN | Lake Benton II | 55265 | MROW | MRO West | WND | 103.5 |  | 137862 |  |  | 0 |  |  |  | 0
2018 | MN | Lake Crystal | 1985 | MROW | MRO West | DFO | 5.8 |  | 14.001 | 107.001 | 0.016585 | 2.3691 | 0.31 | Estimated using an emission factor | 107.001 | 0.016585
2018 | MN | Lake Emily Solar | 60526 | MROW | MRO West | SUN | 4.5 |  | 8517 |  |  | 0 |  |  |  | 0
2018 | MN | Lake Marion | 58229 | MROW | MRO West | DFO | 8.8 |  | 0
2018 | MN | Lake Pulaski Solar | 60527 | MROW | MRO West | SUN | 7.5 |  | 13248 |  |  | 0 |  |  |  | 0
2018 | MN | Lake Region Community Hybrid, LLC | 62442 | MROW | MRO West | WND | 2 |  | 3 |  |  | 0 |  | EPA/NEI; Estimated using an emission factor |  | 0
2018 | MN | Lake Waconia Community Solar Garden | 61572 | MROW | MRO West | SUN | 1 |  | 1255 |  |  | 0 |  |  |  | 0
2018 | MN | Lake Waconia IV Community Solar Garden | 61573 | MROW | MRO West | SUN | 1 |  | 1255 |  |  | 0 |  |  |  | 0
2018 | MN | Lakefield Utilities | 7415 | MROW | MRO West | DFO | 5.4 |  | 23 | 241 | 0.037355 | 3.2483 | 0.31 | EPA/NEI; Estimated using an emission factor | 241 | 0.037355
2018 | MN | Lakefield Wind Project LLC | 57374 | MROW | MRO West | WND | 205.5 |  | 616358 |  |  | 0 |  |  |  | 0
2018 | MN | Lakeswind Power Partners | 58836 | MROW | MRO West | WND | 51.8 |  | 153680 |  |  | 0 |  |  |  | 0
2018 | MN | Lakota Ridge LLC | 55353 | MROW | MRO West | WND | 11.2 |  | 19699 |  |  | 0 |  |  |  | 0
2018 | MN | Lanesboro | 1987 | MROW | MRO West | DFO | 3.6 |  | 4 | 23 | 0.003565 | 1.7825 | 0.31 | EPA/NEI; Estimated using an emission factor | 23 | 0.003565
2018 | MN | Laverne Battery | 58579 | MROW | MRO West | MWH | 1.1 |  | -807 | 0 |  | 0 |  |  | 0 | 0
2018 | MN | Lawrence Creek Solar | 60528 | MROW | MRO West | SUN | 3.5 |  | 6726 |  |  | 0 |  |  |  | 0
2018 | MN | Lemond Solar | 61072 | MROW | MRO West | SUN | 5 |  | 8443 |  |  | 0 |  |  |  | 0
2018 | MN | Leo Community Solar | 61713 | MROW | MRO West | SUN | 1 |  | 10 |  |  | 0 |  |  |  | 0
2018 | MN | LeSun CSG, LLC | 61544 | MROW | MRO West | SUN | 5 |  | 1088 |  |  | 0 |  |  |  | 0
2018 | MN | Libra Community Solar | 61709 | MROW | MRO West | SUN | 1 |  | 5 |  |  | 0 |  |  |  | 0
2018 | MN | Lind Solar CSG | 60966 | MROW | MRO West | SUN | 4.9 |  | 7499 |  |  | 0 |  |  |  | 0
2018 | MN | Lindstrom Solar CSG | 61382 | MROW | MRO West | SUN | 3 |  | 3626.001 |  |  | 0 |  |  |  | 0
2018 | MN | Litchfield | 1989 | MROW | MRO West | DFO | 15.7 |  | 344.997 | 3268.002 | 0.5067 | 2.9374 | 0.31009 | Estimated using an emission factor | 3268.002 | 0.5067
2018 | MN | Little Falls (MN) | 1896 | MROW | MRO West | WAT | 4.6 |  | 32655.999 |  |  | 0 |  |  |  | 0
2018 | MN | Lucky Wind | 56412 | MROW | MRO West | WND | 1.7 |  | 4708 |  |  | 0 |  |  |  | 0
2018 | MN | Luverne | 1990 | MROW | MRO West | DFO | 7.4 |  | 23 | 278 | 0.04309 | 3.747 | 0.31 | EPA/NEI; Estimated using an emission factor | 278 | 0.04309
2018 | MN | Lyra Community Solar | 61182 | MROW | MRO West | SUN | 2.7 |  | 4632.999 |  |  | 0 |  |  |  | 0
2018 | MN | Madelia | 30 | MROW | MRO West | NG | 11.8 |  | -206 | 154.001 | 3.2283e-05 | 0 | 0.00041926 | Estimated using an emission factor | 154.001 | 3.2283e-05
2018 | MN | Mapleton Community Solar | 60941 | MROW | MRO West | SUN | 3 |  | 5430 |  |  | 0 |  |  |  | 0
2018 | MN | Marmas Solar CSG | 61139 | MROW | MRO West | SUN | 4 |  | 3980 |  |  | 0 |  |  |  | 0
2018 | MN | Marshall (MN) | 1993 | MROW | MRO West | DFO | 18 |  | 204 | 4290 | 0.037021 | 0.36295 | 0.017259 | NEI avg EF - PM, fuel type, firing type | 4290 | 0.037021
2018 | MN | Marshall Solar Energy Project | 59875 | MROW | MRO West | SUN | 62.3 |  | 107408 |  |  | 0 |  |  |  | 0
2018 | MN | Marshall Wind 1 LLC | 56840 | MROW | MRO West | WND | 2.1 |  | 6535 |  |  | 0 |  |  |  | 0
2018 | MN | Marshall Wind 2 LLC | 56824 | MROW | MRO West | WND | 4.2 |  | 12249 |  |  | 0 |  |  |  | 0
2018 | MN | Marshall Wind 3 LLC | 56825 | MROW | MRO West | WND | 4.2 |  | 13294 |  |  | 0 |  |  |  | 0
2018 | MN | Marshall Wind 4 LLC | 56826 | MROW | MRO West | WND | 4.2 |  | 12205 |  |  | 0 |  |  |  | 0
2018 | MN | Marshall Wind 5 LLC | 56827 | MROW | MRO West | WND | 2.1 |  | 6376 |  |  | 0 |  |  |  | 0
2018 | MN | Marshall Wind 6 LLC | 56828 | MROW | MRO West | WND | 2.1 |  | 6489 |  |  | 0 |  |  |  | 0
2018 | MN | Melrose | 1994 | MROW | MRO West | DFO | 8.2 |  | 70 | 734 | 0.11377 | 3.2506 | 0.31 | Estimated using an emission factor | 734 | 0.11377
2018 | MN | Melrose 2 | 58929 | MROW | MRO West | DFO | 1 |  | 4 | 39 | 0.006045 | 3.0225 | 0.31 | Estimated using an emission factor | 39 | 0.006045
2018 | MN | Michael Solar | 60971 | MROW | MRO West | SUN | 3 |  | 7032.999 |  |  | 0 |  |  |  | 0
2018 | MN | MinnDakota Wind LLC | 56459 | MROW | MRO West | WND | 150 |  | 493088 |  |  | 0 |  |  |  | 0
2018 | MN | Minnesota Breeze LLC | 56587 | MROW | MRO West | WND | 1.3 |  | 2892 |  |  | 0 |  |  |  | 0
2018 | MN | Minnesota Valley | 1918 | MROW | MRO West | NG | 46
2018 | MN | Minwind | 56002 | MROW | MRO West | WND | 3.8 |  | 7704 |  |  | 0 |  |  |  | 0
2018 | MN | Minwind 3-9 | 56123 | MROW | MRO West | WND | 11.5 |  | 22725 |  |  | 0 |  |  |  | 0
2018 | MN | MNDOT Standby Generation | 55824 | MROW | MRO West | DFO | 2 |  | 18 | 158 | 0.02449 | 2.7211 | 0.31 | Estimated using an emission factor | 158 | 0.02449
2018 | MN | Montevideo Solar LLC, CSG | 61870 | MROW | MRO West | SUN | 5 |  | 0
2018 | MN | Montgomery | 8025 | MROW | MRO West | DFO | 28.8
2018 | MN | Montgomery Winsted CSG | 61456 | MROW | MRO West | SUN | 3 |  | 4881.999 |  |  | 0 |  |  |  | 0
2018 | MN | Monticello Nuclear Facility | 1922 | MROW | MRO West | NUC | 685 |  | 5618024 |  |  | 0 |  |  |  | 0
2018 | MN | Monticello Project CSG | 62105 | MROW | MRO West | SUN | 5 |  | 119.79 |  |  | 0 |  |  |  | 0
2018 | MN | Montrose Solar | 60529 | MROW | MRO West | SUN | 3.5 |  | 6455 |  |  | 0 |  |  |  | 0
2018 | MN | MontSun Community Solar | 61586 | MROW | MRO West | SUN | 5 |  | 8249 |  |  | 0 |  |  |  | 0
2018 | MN | Moorhead | 1995 | MROW | MRO West | DFO | 10
2018 | MN | Moorhead Wind Turbine | 7855 | MROW | MRO West | WND | 1.4 |  | 1528 |  |  | 0 |  |  |  | 0
2018 | MN | Moose Lake | 1996 | MROW | MRO West | DFO | 10.7 |  | 102.002 | 1010.002 | 0.12404 | 2.4322 | 0.24563 | EPA/NEI; Estimated using an emission factor | 1010.002 | 0.12404
2018 | MN | Mora | 1997 | MROW | MRO West | DFO | 13.8 |  | 119 | 5939 | 0.46763 | 7.8594 | 0.15748 | Estimated using an emission factor | 5939 | 0.46763
2018 | MN | Moraine II Wind LLC | 56794 | MROW | MRO West | WND | 49.5 |  | 164653 |  |  | 0 |  |  |  | 0
2018 | MN | Moraine Wind LLC | 56174 | MROW | MRO West | WND | 51 |  | 142405 |  |  | 0 |  |  |  | 0
2018 | MN | Morgan Community Solar | 60942 | MROW | MRO West | SUN | 3 |  | 5423.001 |  |  | 0 |  |  |  | 0
2018 | MN | Moulton Wind Power | 55981 | MROW | MRO West | WND | 2 |  | 3559 |  |  | 0 |  |  |  | 0
2018 | MN | Mountain Lake | 1998 | MROW | MRO West | WND | 9.2 |  | 3019 | 521.001 | 0.080755 | 0.053498 | 0.31 | Estimated using an emission factor | 521.001 | 0.080755
2018 | MN | Mower County Wind Energy Center | 56424 | MROW | MRO West | WND | 98.9 |  | 262109 |  |  | 0 |  |  |  | 0
2018 | MN | MSC-Chisago01 LLC CSG | 62536 | MROW | MRO West | SUN | 1
2018 | MN | MSC-Chisago02 LLC | 62538 | MROW | MRO West | SUN | 1
2018 | MN | MSC-Empire01, LLC | 62740 | MROW | MRO West | SUN | 1
2018 | MN | MSC-GreyCloud01 Community Solar | 62143 | MROW | MRO West | SUN | 1 |  | 0
2018 | MN | MSC-Rice01 LLC CSG | 62537 | MROW | MRO West | SUN | 1
2018 | MN | MSC-Scandia01 CSG | 62144 | MROW | MRO West | SUN | 1 |  | 0
2018 | MN | MSC-Scott01 LLC | 62535 | MROW | MRO West | SUN | 1
2018 | MN | Nautilus Lindstrom Solar CSG | 62030 | MROW | MRO West | SUN | 2
2018 | MN | Nautilus Saint Cloud Solar CSG | 62031 | MROW | MRO West | SUN | 4
2018 | MN | Nautilus Winsted Solar CSG | 62032 | MROW | MRO West | SUN | 3
2018 | MN | Nesvold Watertown Solar | 60958 | MROW | MRO West | SUN | 5 |  | 7540 |  |  | 0 |  |  |  | 0
2018 | MN | New Germany Community Solar Garden | 61571 | MROW | MRO West | SUN | 1 |  | 1518 |  |  | 0 |  |  |  | 0
2018 | MN | New Prague | 1999 | MROW | MRO West | NG | 18.3 |  | -424.001 | 8115.999 | 0.0017125 | 0 | 0.000422 | EPA/NEI; Estimated using an emission factor | 8115.999 | 0.0017125
2018 | MN | Noble Ridge LLC | 55782 | MROW | MRO West | WND | 1.5 |  | 2432 |  |  | 0 |  |  |  | 0
2018 | MN | Nobles 2 Wind Project | 62364 | MROW | MRO West | WND | 250
2018 | MN | Nobles Wind Project | 57047 | MROW | MRO West | WND | 201 |  | 651204 |  |  | 0 |  |  |  | 0
2018 | MN | North Branch (MN) | 2002 | MROW | MRO West | DFO | 13.3 |  | 318 | 2885 | 0.44717 | 2.8124 | 0.31 | EPA/NEI; Estimated using an emission factor | 2885 | 0.44717
2018 | MN | North Star Solar Project | 59852 | MROW | MRO West | SUN | 100 |  | 197257 |  |  | 0 |  |  |  | 0
2018 | MN | Northern Lights Wind LLC | 56411 | MROW | MRO West | WND | 1.7 |  | 4647 |  |  | 0 |  |  |  | 0
2018 | MN | Northfield Community Solar | 60717 | MROW | MRO West | SUN | 5 |  | 8313 |  |  | 0 |  |  |  | 0
2018 | MN | Northfield Holdco CSG | 61451 | MROW | MRO West | SUN | 5 |  | 7898 |  |  | 0 |  |  |  | 0
2018 | MN | Northfield Solar CSG | 62708 | MROW | MRO West | SUN | 5
2018 | MN | Novel - OYA of Mapleton | 61060 | MROW | MRO West | SUN | 3.5 |  | 1200 |  |  | 0 |  |  |  | 0
2018 | MN | Novel Martin Solar One LLC (McLeod) | 62779 | MROW | MRO West | SUN | 1
2018 | MN | Novel OYA of Osakis | 61059 | MROW | MRO West | SUN | 5 |  | 303 |  |  | 0 |  |  |  | 0
2018 | MN | Novel Solar One CSG LLC | 62665 | MROW | MRO West | SUN | 3
2018 | MN | Novel Solar Two LLC | 62913 | MROW | MRO West | SUN | 5
2018 | MN | Oak Glen Wind Farm | 57432 | MROW | MRO West | WND | 44 |  | 115436 |  |  | 0 |  |  |  | 0
2018 | MN | Odell Wind Farm | 58657 | MROW | MRO West | WND | 200 |  | 759266 |  |  | 0 |  |  |  | 0
2018 | MN | Odin Wind Farm LLC | 56755 | MROW | MRO West | WND | 20 |  | 58762 |  |  | 0 |  |  |  | 0
2018 | MN | Olmsted Waste Energy | 50413 | MROW | MRO West | MSW | 12.1 | 0.15725 | 33314.13 | 188495.354 | 14.7048 | 0.8828 | 0.15602 | EPA/NEI; Estimated using an emission factor | 1198717.001 | 93.5134
2018 | MN | OREG 3 Inc | 57281 | MROW | MRO West | WH | 5 |  | 41772 |  |  | 0 |  |  |  | 0
2018 | MN | Orion Community Solar | 60716 | MROW | MRO West | SUN | 3 |  | 4626.999 |  |  | 0 |  |  |  | 0
2018 | MN | Owatonna | 2003 | MROW | MRO West | NG | 45 |  | 0 |  |  |  |  | EPA/NEI; Estimated using an emission factor
2018 | MN | Owatonna Energy Station | 60254 | MROW | MRO West | NG | 38.8 |  | 37107 | 324193 | 0.068405 | 0.0036869 | 0.000422 | Estimated using an emission factor | 324193 | 0.068405
2018 | MN | Palmer's Creek Wind Farm, LLC | 62291 | MROW | MRO West | WND | 44.6 |  | 3537 |  |  | 0 |  |  |  | 0
2018 | MN | Paynesville Community Solar | 60715 | MROW | MRO West | SUN | 5 |  | 8685 |  |  | 0 |  |  |  | 0
2018 | MN | Paynesville Solar | 60530 | MROW | MRO West | SUN | 10 |  | 18459 |  |  | 0 |  |  |  | 0
2018 | MN | Pegasus Community Solar | 61175 | MROW | MRO West | SUN | 2 |  | 3661 |  |  | 0 |  |  |  | 0
2018 | MN | Perham Incinerator | 56243 | MROW | MRO West | MSW | 4.5 |  | 0
2018 | MN | Pillager | 1898 | MROW | MRO West | WAT | 1.6 |  | 10343 |  |  | 0 |  |  |  | 0
2018 | MN | Pine Island Solar | 60531 | MROW | MRO West | SUN | 4 |  | 9233 |  |  | 0 |  |  |  | 0
2018 | MN | Pine Island Solar CSG | 60835 | MROW | MRO West | SUN | 3.9 |  | 5960 |  |  | 0 |  |  |  | 0
2018 | MN | Pisces Community Solar Garden | 61992 | MROW | MRO West | SUN | 0.7
2018 | MN | Pleasant Valley Wind Farm | 59201 | MROW | MRO West | WND | 200 |  | 756650 |  |  | 0 |  |  |  | 0
2018 | MN | Plum Creek | 61687 | MROW | MRO West | WND | 400
2018 | MN | Poet Biorefining Lake Crystal | 58197 | MROW | MRO West | NG | 7 | 0.042095 | 6828 | 40461.95 | 0.16716 | 0.048963 | 0.0082626 | EPA/NEI; Estimated using an emission factor | 961204 | 3.971
2018 | MN | PopeSun CSG, LLC | 61542 | MROW | MRO West | SUN | 5 |  | 5345 |  |  | 0 |  |  |  | 0
2018 | MN | Porter Way Community Solar Garden | 61500 | MROW | MRO West | SUN | 3 |  | 4432 |  |  | 0 |  |  |  | 0
2018 | MN | Prairie Island | 1925 | MROW | MRO West | NUC | 1186.2 |  | 8983305 |  |  | 0 |  |  |  | 0
2018 | MN | Prairie River | 378 | MROW | MRO West | WAT | 1 |  | 3239 |  |  | 0 |  |  |  | 0
2018 | MN | Prairie Rose Wind Farm | 57644 | MROW | MRO West | WND | 200 |  | 623121 |  |  | 0 |  |  |  | 0
2018 | MN | Prairie Star Wind Farm | 56494 | MROW | MRO West | WND | 100.6 |  | 298524 |  |  | 0 |  |  |  | 0
2018 | MN | Prairie Wind Power LLC | 56628 | MROW | MRO West | WND | 4 |  | 12377 |  |  | 0 |  |  |  | 0
2018 | MN | Preston (MN) | 2004 | MROW | MRO West | NG | 4.3 |  | 85 | 1045 | 0.02638 | 0.6207 | 0.050488 | EPA/NEI; Estimated using an emission factor | 1045 | 0.02638
2018 | MN | Princeton (MN) | 2005 | MROW | MRO West | DFO | 12.5 |  | 329.999 | 6097 | 0.94503 | 5.7275 | 0.31 | EPA/NEI; Estimated using an emission factor | 6097 | 0.94503
2018 | MN | Randolph CSG PV1-5 | 62209 | MROW | MRO West | SUN | 5
2018 | MN | Rapidan Hydro Facility | 52054 | MROW | MRO West | WAT | 6.8 |  | 18820 |  |  | 0 |  |  |  | 0
2018 | MN | Rapids Energy Center | 10686 | MROW | MRO West | WDS | 28.4 | 0.2304 | 118485 | 630751.069 | 7.1944 | 0.12144 | 0.022812 | EPA/NEI; Estimated using an emission factor | 2737581.8 | 31.2251
2018 | MN | Red Maple Solar | 60962 | MROW | MRO West | SUN | 3 |  | 2165.001 |  |  | 0 |  |  |  | 0
2018 | MN | Red Pine Wind Project | 61357 | MROW | MRO West | WND | 200 |  | 798064 |  |  | 0 |  |  |  | 0
2018 | MN | Red Wing | 1926 | MROW | MRO West | MSW | 23 |  | 121339 | 2415181.959 | 0.94192 | 0.015525 | 0.00078 | Estimated using an emission factor | 2415181.959 | 0.94192
2018 | MN | Red Wing Community Solar | 60796 | MROW | MRO West | SUN | 4.9 |  | 7342 |  |  | 0 |  |  |  | 0
2018 | MN | Redwood Falls | 2009 | MROW | MRO West | WAT | 9 |  | 1800 | 3199 | 0.13689 | 0.1521 | 0.085583 | EPA/NEI; Estimated using an emission factor | 3199 | 0.13689
2018 | MN | Redwood Falls Wind | 56414 | MROW | MRO West | WND | 3.4 |  | 9016 |  |  | 0 |  |  |  | 0
2018 | MN | Rengstorf Solar CSG | 61383 | MROW | MRO West | SUN | 5 |  | 8889 |  |  | 0 |  |  |  | 0
2018 | MN | Richmond CSG | 61427 | MROW | MRO West | SUN | 5 |  | 7785 |  |  | 0 |  |  |  | 0
2018 | MN | Ridgewind | 57386 | MROW | MRO West | WND | 25.3 |  | 79411 |  |  | 0 |  |  |  | 0
2018 | MN | RJC I CSG | 61504 | MROW | MRO West | SUN | 1 |  | 579 |  |  | 0 |  |  |  | 0
2018 | MN | RJC II Community Solar Garden | 61670 | MROW | MRO West | SUN | 1 |  | 806 |  |  | 0 |  |  |  | 0
2018 | MN | Roadrunner I LLC | 56578 | MROW | MRO West | WND | 1.3 |  | 2415 |  |  | 0 |  |  |  | 0
2018 | MN | Rochester Hydro | 2007 | MROW | MRO West | WAT | 2.6 |  | 17566 |  |  | 0 |  |  |  | 0
2018 | MN | Rollingstone Holdco CSG | 62037 | MROW | MRO West | SUN | 5
2018 | MN | Rosemount Community Solar | 60714 | MROW | MRO West | SUN | 5 |  | 8768 |  |  | 0 |  |  |  | 0
2018 | MN | Ruthton Ridge LLC | 55571 | MROW | MRO West | WND | 1.9 |  | 5349 |  |  | 0 |  |  |  | 0
2018 | MN | S&P Windfarm LLC | 56208 | MROW | MRO West | WND | 2 |  | 5096 |  |  | 0 |  |  |  | 0
2018 | MN | SAF Hydroelectric LLC | 57665 | MROW | MRO West | WAT | 9.6 |  | 51387.008 |  |  | 0 |  |  |  | 0
2018 | MN | Sagitta Community Solar | 61708 | MROW | MRO West | SUN | 1 |  | 14 |  |  | 0 |  |  |  | 0
2018 | MN | Sagittarius Community Solar Gardens LLC | 61994 | MROW | MRO West | SUN | 0.7
2018 | MN | Saint Marys Hospital Power Plant | 54262 | MROW | MRO West | NG | 15.4 | 0.33436 | 55837.49 | 293977.736 | 1.0669 | 0.038214 | 0.0072583 | EPA/NEI; Estimated using an emission factor | 879218.999 | 3.1908
2018 | MN | Salty Dog I LLC | 56583 | MROW | MRO West | WND | 1.3 |  | 2412 |  |  | 0 |  |  |  | 0
2018 | MN | Salty Dog II LLC | 56584 | MROW | MRO West | WND | 1.3 |  | 2370 |  |  | 0 |  |  |  | 0
2018 | MN | Sappi Cloquet Mill | 50639 | MROW | MRO West | BLQ | 96.5 | 0.18196 | 471616.889 | 2570694.831 | 8.4136 | 0.03568 | 0.0065458 | EPA/NEI; Estimated using an emission factor | 14127692.22 | 46.2385
2018 | MN | Sartell Dam | 50252 | MROW | MRO West | WAT | 9.3 |  | 35767.997 |  |  | 0 |  |  |  | 0
2018 | MN | Sartell Holdco CSG | 62036 | MROW | MRO West | SUN | 5
2018 | MN | Scandia Community Solar Garden | 61669 | MROW | MRO West | SUN | 2.5 |  | 734 |  |  | 0 |  |  |  | 0
2018 | MN | Scandia CSG | 61585 | MROW | MRO West | SUN | 5 |  | 9448 |  |  | 0 |  |  |  | 0
2018 | MN | Scanlon | 1899 | MROW | MRO West | WAT | 1.6 |  | 8874 |  |  | 0 |  |  |  | 0
2018 | MN | School Sisters CSG | 61516 | MROW | MRO West | SUN | 1 |  | 901 |  |  | 0 |  |  |  | 0
2018 | MN | Schultz CSG | 62088 | MROW | MRO West | SUN | 1.8 |  | 871 |  |  | 0 |  |  |  | 0
2018 | MN | Shakopee Energy Park | 60647 | MROW | MRO West | NG | 46.5 | 1 | 22735 | 194880 | 0.04112 | 0.0036173 | 0.000422 | Estimated using an emission factor | 194880 | 0.04112
2018 | MN | Shakopee Met Council WTP | 60919 | MROW | MRO West | SUN | 1.3 |  | 1882 |  |  | 0 |  |  |  | 0
2018 | MN | Shane's Wind Machine | 56577 | MROW | MRO West | WND | 1.3 |  | 6237 |  |  | 0 |  |  |  | 0
2018 | MN | Shaokatan Hills LLC | 55354 | MROW | MRO West | WND | 11.8 |  | 26389 |  |  | 0 |  |  |  | 0
2018 | MN | Sherburne Community Solar | 61672 | MROW | MRO West | SUN | 5 |  | 5635 |  |  | 0 |  |  |  | 0
2018 | MN | Sherburne North Project CSG | 61762 | MROW | MRO West | SUN | 5 |  | 2012 |  |  | 0 |  |  |  | 0
2018 | MN | Silver Lake | 2008 | MROW | MRO West | BIT | 99
2018 | MN | Slayton Solar | 58164 | MROW | MRO West | SUN | 1.7 |  | 2622 |  |  | 0 |  |  |  | 0
2018 | MN | Sleepy Eye | 2011 | MROW | MRO West | DFO | 12.9 |  | 32.001 | 1609.002 | 0.24924 | 15.577 | 0.30981 | EPA/NEI; Estimated using an emission factor | 1609.002 | 0.24924
2018 | MN | SMMPA Methane Energy Facility | 57903 | MROW | MRO West | LFG | 1.6 |  | 5816 | 56022 | 0.41176 | 0.1416 | 0.0147 | Estimated using an emission factor | 56022 | 0.41176
2018 | MN | Soliloquoy Ridge LLC | 55570 | MROW | MRO West | WND | 1.9 |  | 4837 |  |  | 0 |  |  |  | 0
2018 | MN | South Fork Wind Farm | 58691 | MROW | MRO West | WND | 13 |  | 51547 |  |  | 0 |  |  |  | 0
2018 | MN | South Generation | 7982 | MROW | MRO West | DFO | 6.6 |  | 161.001 | 1629 | 0.2525 | 3.1366 | 0.31 | Estimated using an emission factor | 1629 | 0.2525
2018 | MN | Southeast Steam Plant | 57966 | MROW | MRO West | NG | 13 | 0.003158 | 321 | 1853.447 | 0.0074615 | 0.046489 | 0.0080515 | NEI avg EF - PM, fuel type | 586837.39 | 2.3627
2018 | MN | Southern Minnesota Beet Sugar | 54533 | MROW | MRO West | SUB | 7.5 | 0.022113 | 17908 | 101132.231 | 0.86895 | 0.097046 | 0.017185 | NEI avg EF - PM, fuel type | 4573503 | 39.2961
2018 | MN | Spartan Hills LLC | 55569 | MROW | MRO West | WND | 1.9 |  | 5190 |  |  | 0 |  |  |  | 0
2018 | MN | Spica Community Solar | 60943 | MROW | MRO West | SUN | 2 |  | 3522 |  |  | 0 |  |  |  | 0
2018 | MN | Spring Valley | 2013 | MROW | MRO West | DFO | 7.9 | 1 | 140.999 | 766.999 | 0.11888 | 1.6863 | 0.31 | EPA/NEI; Estimated using an emission factor | 766.999 | 0.11888
2018 | MN | Springfield (MN) | 2012 | MROW | MRO West | DFO | 13 |  | 0
2018 | MN | Spruce Ridge Gas Recovery | 57017 | MROW | MRO West | LFG | 3.2 |  | 25321 | 300726 | 2.2104 | 0.17459 | 0.0147 | Estimated using an emission factor | 300726 | 2.2104
2018 | MN | St James | 1929 | MROW | MRO West | DFO | 12 |  | 54.882 | 508.998 | 0.07905 | 2.8807 | 0.31061 | Estimated using an emission factor | 508.998 | 0.07905
2018 | MN | St Paul Cogeneration | 56643 | MROW | MRO West | WDS | 37 | 0.39497 | 161318 | 1076084.053 | 12.2739 | 0.15217 | 0.022812 | NEI avg EF - PM, fuel type | 2724488.84 | 31.0758
2018 | MN | St. Charles Power Plant | 56100 | MROW | MRO West | DFO | 8.8 |  | 81 | 922 | 0.14322 | 3.5363 | 0.31067 | Estimated using an emission factor | 922 | 0.14322
2018 | MN | St. Charles Solar | 62869 | MROW | MRO West | SUN | 2
2018 | MN | St. Cloud Solar CSG | 61384 | MROW | MRO West | SUN | 5 |  | 5144 |  |  | 0 |  |  |  | 0
2018 | MN | St. Olaf StandBy Generators | 58996 | MROW | MRO West | DFO | 4.1 |  | 17.999 | 258.999 | 0.0403 | 4.478 | 0.3112 | Estimated using an emission factor | 258.999 | 0.0403
2018 | MN | St. Olaf Wind Turbine | 58995 | MROW | MRO West | WND | 1.6 |  | 2403 |  |  | 0 |  |  |  | 0
2018 | MN | St. Paul Intl Airport Red & Blue Parking | 59709 | MROW | MRO West | SUN | 3.2 |  | 3092 |  |  | 0 |  |  |  | 0
2018 | MN | Stahl Wind Energy | 56409 | MROW | MRO West | WND | 1.7 |  | 4242 |  |  | 0 |  |  |  | 0
2018 | MN | Stevens Community Medical Center | 56245 | MROW | MRO West | DFO | 1 |  | 31 | 289 | 0.044795 | 2.89 | 0.31 | Estimated using an emission factor | 289 | 0.044795
2018 | MN | Stoneray Power Partners, LLC | 62269 | MROW | MRO West | WND | 100
2018 | MN | Sun River LLC | 55562 | MROW | MRO West | WND | 1.9 |  | 4308 |  |  | 0 |  |  |  | 0
2018 | MN | SunE Feely 1 CSG, LLC | 61478 | MROW | MRO West | SUN | 5 |  | 2115 |  |  | 0 |  |  |  | 0
2018 | MN | SunE Stolee CSG, LLC | 61485 | MROW | MRO West | SUN | 3 |  | 3762.999 |  |  | 0 |  |  |  | 0
2018 | MN | Sunrise Community Solar | 60713 | MROW | MRO West | SUN | 5 |  | 8529 |  |  | 0 |  |  |  | 0
2018 | MN | Sunset Breeze LLC | 56586 | MROW | MRO West | WND | 1.3 |  | 2892 |  |  | 0 |  |  |  | 0
2018 | MN | Sylvan | 1900 | MROW | MRO West | WAT | 1.8 |  | 11201.001 |  |  | 0 |  |  |  | 0
2018 | MN | Syncarpha Clara City CSG I (Stamer) | 61980 | MROW | MRO West | SUN | 1 |  | 63 |  |  | 0 |  |  |  | 0
2018 | MN | Syncarpha Dodge 1 CSG | 62053 | MROW | MRO West | SUN | 1
2018 | MN | Syncarpha Prinsburg CSG (Ledeboer) | 61979 | MROW | MRO West | SUN | 1 |  | 68 |  |  | 0 |  |  |  | 0
2018 | MN | Taconite Ridge 1 Wind Energy Center | 56630 | MROW | MRO West | WND | 25 |  | 50813 |  |  | 0 |  |  |  | 0
2018 | MN | Tatanka Wi | 61680 | MROW | MRO West | SUN | 7.1 |  | 11327 |  |  | 0 |  |  |  | 0
2018 | MN | Taurus Community Solar | 61174 | MROW | MRO West | SUN | 3.6 |  | 1960 |  |  | 0 |  |  |  | 0
2018 | MN | Taylors Falls CSG | 61428 | MROW | MRO West | SUN | 5 |  | 6999 |  |  | 0 |  |  |  | 0
2018 | MN | TG Windfarm LLC | 56199 | MROW | MRO West | WND | 2 |  | 4683 |  |  | 0 |  |  |  | 0
2018 | MN | Thief River Falls | 2014 | MROW | MRO West | WAT | 6.5 |  | 967 | 227 | 0.03503 | 0.072451 | 0.30863 | EPA/NEI; Estimated using an emission factor | 227 | 0.03503
2018 | MN | Thomson | 1901 | MROW | MRO West | WAT | 72.6 |  | 355802 |  |  | 0 |  |  |  | 0
2018 | MN | Thomson Reuters Campus Bldg A-D | 55133 | MROW | MRO West | DFO | 14 |  | 180.999 | 1492.001 | 0.23111 | 2.5537 | 0.30979 | Estimated using an emission factor | 1492.001 | 0.23111
2018 | MN | Thomson Reuters Data Center Bldg ES101 | 57207 | MROW | MRO West | DFO | 1.2 |  | 19 | 160 | 0.0248 | 2.6105 | 0.31 | Estimated using an emission factor | 160 | 0.0248
2018 | MN | Thomson Reuters Data Center Bldg H | 57208 | MROW | MRO West | DFO | 8 |  | 97 | 894 | 0.13888 | 2.8635 | 0.31069 | Estimated using an emission factor | 894 | 0.13888
2018 | MN | Tiller CSG | 62098 | MROW | MRO West | SUN | 5 |  | 1632 |  |  | 0 |  |  |  | 0
2018 | MN | Tofteland Windfarm LLC | 56202 | MROW | MRO West | WND | 2 |  | 4258 |  |  | 0 |  |  |  | 0
2018 | MN | Trimont Area Wind Farm | 56296 | MROW | MRO West | WND | 100.5 |  | 286622 |  |  | 0 |  |  |  | 0
2018 | MN | Trishe Wind Minnesota | 57255 | MROW | MRO West | WND | 340
2018 | MN | Truman | 2015 | MROW | MRO West | DFO | 8.1 |  | 7 | 75 | 0.01178 | 3.3657 | 0.31413 | EPA/NEI; Estimated using an emission factor | 75 | 0.01178
2018 | MN | Tsar Nicholas LLC | 55561 | MROW | MRO West | WND | 1.9 |  | 4008 |  |  | 0 |  |  |  | 0
2018 | MN | Twin Cities Hydro LLC | 57069 | MROW | MRO West | WAT | 18 |  | 103786 |  |  | 0 |  |  |  | 0
2018 | MN | Twin Lake Hills LLC | 55568 | MROW | MRO West | WND | 1.9 |  | 4766 |  |  | 0 |  |  |  | 0
2018 | MN | Uilk Wind LLC | 57351 | MROW | MRO West | WND | 4.5 |  | 12074.001 |  |  | 0 |  |  |  | 0
2018 | MN | UMM Wind Turbine | 57732 | MROW | MRO West | WND | 1.7 |  | 4889 |  |  | 0 |  |  |  | 0
2018 | MN | United Health Care | 7377 | MROW | MRO West | DFO | 3.6
2018 | MN | United Hospital | 7378 | MROW | MRO West | DFO | 4.8
2018 | MN | Univ Minnesota CHP Plant | 59197 | MROW | MRO West | NG | 21 | 1 | 164272 | 1885094 | 5.1684 | 0.062924 | 0.0054834 | NEI avg EF - PM, fuel type, firing type | 1885094 | 5.1684
2018 | MN | Ursa Community Solar | 60712 | MROW | MRO West | SUN | 5 |  | 8663 |  |  | 0 |  |  |  | 0
2018 | MN | USS Big Lake 1 Solar CSG | 61997 | MROW | MRO West | SUN | 1 |  | 43 |  |  | 0 |  |  |  | 0
2018 | MN | USS Brockway Solar CSG | 62049 | MROW | MRO West | SUN | 1 |  | 0
2018 | MN | USS Brude Solar CSG | 62361 | MROW | MRO West | SUN | 1
2018 | MN | USS Centerfield Solar CSG | 62335 | MROW | MRO West | SUN | 1
2018 | MN | USS Dubhe Solar CSG | 62048 | MROW | MRO West | SUN | 1 |  | 37 |  |  | 0 |  |  |  | 0
2018 | MN | USS DVL Solar CSG | 62360 | MROW | MRO West | SUN | 1
2018 | MN | USS East Hauer Watt CSG | 62362 | MROW | MRO West | SUN | 1
2018 | MN | USS Eggo Solar CSG | 62359 | MROW | MRO West | SUN | 1
2018 | MN | USS Good Solar CSG | 61998 | MROW | MRO West | SUN | 1 |  | 34 |  |  | 0 |  |  |  | 0
2018 | MN | USS Hockey Pad Solar CSG | 62334 | MROW | MRO West | SUN | 1
2018 | MN | USS JJ Solar CSG | 62047 | MROW | MRO West | SUN | 1 |  | 0
2018 | MN | USS Kasch Solar CSG | 61999 | MROW | MRO West | SUN | 1 |  | 67 |  |  | 0 |  |  |  | 0
2018 | MN | USS King 2 CSG | 62358 | MROW | MRO West | SUN | 1
2018 | MN | USS Kost Trail Solar CSG | 62339 | MROW | MRO West | SUN | 1
2018 | MN | USS Lake Patterson Solar CSG | 62337 | MROW | MRO West | SUN | 1
2018 | MN | USS Nillie Corn Solar CSG | 62046 | MROW | MRO West | SUN | 1 |  | 33 |  |  | 0 |  |  |  | 0
2018 | MN | USS Norelius Solar CSG | 62045 | MROW | MRO West | SUN | 1 |  | 0
2018 | MN | USS Rapidan Solar CSG | 62338 | MROW | MRO West | SUN | 1
2018 | MN | USS Rockpoint Solar CSG | 62000 | MROW | MRO West | SUN | 1 |  | 33 |  |  | 0 |  |  |  | 0
2018 | MN | USS Solar Dawn CSG | 62044 | MROW | MRO West | SUN | 1 |  | 37 |  |  | 0 |  |  |  | 0
2018 | MN | USS Solar Rapids CSG | 62042 | MROW | MRO West | SUN | 1 |  | 0
2018 | MN | USS Webster Solar CSG | 62336 | MROW | MRO West | SUN | 1
2018 | MN | Valley View Transmission LLC | 57434 | MROW | MRO West | WND | 10 |  | 27443 |  |  | 0 |  |  |  | 0
2018 | MN | Vega Community Solar | 60944 | MROW | MRO West | SUN | 5 |  | 9128 |  |  | 0 |  |  |  | 0
2018 | MN | Veseli Community Solar Garden | 61570 | MROW | MRO West | SUN | 1 |  | 1368 |  |  | 0 |  |  |  | 0
2018 | MN | Viking Wind Partners | 56153 | MROW | MRO West | WND | 12 |  | 33024 |  |  | 0 |  |  |  | 0