2019 | TX | Marshall Ford | 3600 | 2 | HY | OP | NA | WAT |  | 467317.7 |  | 1.5381e-07 | EIA Prime Mover-level Data | NEI avg EF - PM, fuel type, firing type
2019 | TX | Marshall Ford | 3600 | 3 | HY | OP | NA | WAT |  | 467317.7 |  | 1.5381e-07 | EIA Prime Mover-level Data | NEI avg EF - PM, fuel type, firing type
2019 | TX | Maryneal Windpower | 62836 | MNW | WT | T | NA | WND
2019 | TX | Maverick Creek Wind | 62853 | MVRCK | WT | L | NA | WND
2019 | TX | McAdoo Wind Energy LLC | 56773 | 1 | WT | OP | NA | WND |  | 4563077 |  | 0 | EIA Prime Mover-level Data | Estimated using an emission factor
2019 | TX | Mesquite Creek LFGTE Project | 57167 | GEN1 | IC | OP | NA | LFG |  | 138035 | 1.0146 | 0.0147 | EIA Prime Mover-level Data | Estimated using an emission factor
2019 | TX | Mesquite Creek LFGTE Project | 57167 | GEN2 | IC | OP | NA | LFG |  | 138035 | 1.0146 | 0.0147 | EIA Prime Mover-level Data | Estimated using an emission factor
2019 | TX | Mesquite Creek Wind | 59332 | MSCRK | WT | OP | NA | WND |  | 6152664 |  | 0 | EIA Prime Mover-level Data | Estimated using an emission factor
2019 | TX | Mesquite Star | 62587 | MESQ | WT | V | NA | WND
2019 | TX | Mesquite Wind Power LLC | 56395 | 1 | WT | OP | NA | WND |  | 4560254 |  | 0 | EIA Prime Mover-level Data | Estimated using an emission factor
2019 | TX | Mesteno | 62258 | MES | WT | OP | NA | WND |  | 70707 |  | 0 | EIA Prime Mover-level Data | Estimated using an emission factor
2019 | TX | Miami Wind Energy Center | 58765 | 1 | WT | OP | NA | WND |  | 9946722 |  | 0 | EIA Prime Mover-level Data | Estimated using an emission factor
2019 | TX | Midway Solar - TX | 61368 | PV1 | PV | OP | NA | SUN |  | 2970409 |  | 0 | EIA Prime Mover-level Data | Estimated using an emission factor
2019 | TX | Midway Wind, LLC | 61776 | MIDWY | WT | OP | NA | WND |  | 1590389 |  | 0 | EIA Prime Mover-level Data | Estimated using an emission factor
2019 | TX | Misae Solar | 62249 | 77777 | PV | U | NA | SUN
2019 | TX | Mission Road | 3610 | 3 | ST | RE | NA | NG
2019 | TX | Mont Belvieu Cogeneration Unit | 57322 | GT01 | GT | OP | NA | NG |  | 1975495 | 5.4162 | 0.0054834 | EIA Prime Mover-level Data | NEI avg EF - PM, fuel type, firing type
2019 | TX | Montana Solar Facility | 60300 | IMPV1 | PV | OP | NA | SUN |  | 74376 |  | 0 | EIA Prime Mover-level Data | Estimated using an emission factor
2019 | TX | Montgomery County | 60925 | 1A | CT | L | NA | NG
2019 | TX | Montgomery County | 60925 | 1B | CT | L | NA | NG
2019 | TX | Montgomery County | 60925 | 1C | CA | L | NA | NG
2019 | TX | Monticello | 6147 | 1 | ST | RE | TANGENTIAL | SUB
2019 | TX | Monticello | 6147 | 2 | ST | RE | TANGENTIAL | SUB
2019 | TX | Monticello | 6147 | 3 | ST | RE | WALL | SUB
2019 | TX | Monticello | 6147 | 4 | ST | CN | NA | SUB
2019 | TX | Moore County | 3483 | 3 | ST | RE | NA | NG
2019 | TX | Morada del Sol, LLC | 61049 | PV1 | PV | CN | NA | SUN
2019 | TX | Motiva Enterprises Port Arthur Refinery | 50973 | 32 | CA | RE | WALL | OG |  | 0 |  |  | EIA Unit-level Data
2019 | TX | Motiva Enterprises Port Arthur Refinery | 50973 | 33 | CA | RE | WALL | OG |  | 0 |  |  | EIA Unit-level Data
2019 | TX | Motiva Enterprises Port Arthur Refinery | 50973 | 34 | CA | OP | WALL | OG |  | 3299294 | 0.69615 | 0.000422 | EIA Unit-level Data | Estimated using an emission factor
2019 | TX | Motiva Enterprises Port Arthur Refinery | 50973 | 35 | CA | OP | WALL | OG |  | 3323510 | 0.70126 | 0.000422 | EIA Unit-level Data | Estimated using an emission factor
2019 | TX | Motiva Enterprises Port Arthur Refinery | 50973 | 37 | CA | OP | DUCTBURNER | OG |  | 867037.5 | 0.18294 | 0.000422 | EIA Unit-level Data | Estimated using an emission factor
2019 | TX | Motiva Enterprises Port Arthur Refinery | 50973 | 41 | CA | OP | DUCTBURNER | NG |  | 4349307 | 0.9177 | 0.000422 | EIA Unit-level Data | Estimated using an emission factor
2019 | TX | Motiva Enterprises Port Arthur Refinery | 50973 | 42 | CA | OP | DUCTBURNER | NG |  | 4879327 | 1.0295 | 0.000422 | EIA Unit-level Data | Estimated using an emission factor
2019 | TX | Motiva Enterprises Port Arthur Refinery | 50973 | 43 | CA | OP | DUCTBURNER | NG |  | 3568820 | 0.75302 | 0.000422 | EIA Unit-level Data | Estimated using an emission factor
2019 | TX | Motiva Enterprises Port Arthur Refinery | 50973 | 44 | CA | OP | DUCTBURNER | NG |  | 5044820 | 1.0645 | 0.000422 | EIA Unit-level Data | Estimated using an emission factor
2019 | TX | Motiva Enterprises Port Arthur Refinery | 50973 | 46 | CA | OP | DUCTBURNER | OG |  | 3627865 | 0.76548 | 0.000422 | EIA Unit-level Data | Estimated using an emission factor
2019 | TX | Motiva Enterprises Port Arthur Refinery | 50973 | GN26 | CS | RE | NA | NG
2019 | TX | Motiva Enterprises Port Arthur Refinery | 50973 | GN34 | GT | OP | NA | NG |  | 2581298 | 7.0771 | 0.0054834 | EIA Prime Mover-level Data | NEI avg EF - PM, fuel type, firing type
2019 | TX | Motiva Enterprises Port Arthur Refinery | 50973 | GN35 | CT | OP | NA | NG |  | 2675176 | 7.6997 | 0.0057564 | EIA Prime Mover-level Data | NEI avg EF - PM, fuel type
2019 | TX | Motiva Enterprises Port Arthur Refinery | 50973 | GN41 | CT | OP | NA | NG |  | 2747835 | 7.9089 | 0.0057564 | EIA Prime Mover-level Data | NEI avg EF - PM, fuel type
2019 | TX | Motiva Enterprises Port Arthur Refinery | 50973 | GN42 | CT | OP | NA | NG |  | 2747835 | 7.9089 | 0.0057564 | EIA Prime Mover-level Data | NEI avg EF - PM, fuel type
2019 | TX | Motiva Enterprises Port Arthur Refinery | 50973 | GN43 | CT | OP | NA | NG |  | 2747835 | 7.9089 | 0.0057564 | EIA Prime Mover-level Data | NEI avg EF - PM, fuel type
2019 | TX | Motiva Enterprises Port Arthur Refinery | 50973 | GN44 | CT | OP | NA | NG |  | 2747835 | 7.9089 | 0.0057564 | EIA Prime Mover-level Data | NEI avg EF - PM, fuel type
2019 | TX | NAFTA Region Olefins Complex Cogen Fac | 55122 | UN1 | GT | OP | NA | NG |  | 2657120 | 7.285 | 0.0054834 | EIA Prime Mover-level Data | NEI avg EF - PM, fuel type, firing type
2019 | TX | NAFTA Region Olefins Complex Cogen Fac | 55122 | UN2 | GT | OP | NA | NG |  | 2657120 | 7.285 | 0.0054834 | EIA Prime Mover-level Data | NEI avg EF - PM, fuel type, firing type
2019 | TX | NASA Johnson Space Center CHP | 62762 | CTG-1 | GT | OP | NA | NG |  | 549771.5 | 1.5073 | 0.0054834 | EIA Prime Mover-level Data | NEI avg EF - PM, fuel type, firing type
2019 | TX | NASA Johnson Space Center CHP | 62762 | CTG-2 | GT | OP | NA | NG |  | 549771.5 | 1.5073 | 0.0054834 | EIA Prime Mover-level Data | NEI avg EF - PM, fuel type, firing type
2019 | TX | Nelson Gardens Landfill Gas to Energy | 59649 | UNIT1 | IC | OP | NA | LFG |  | 58147 | 0.42738 | 0.0147 | EIA Prime Mover-level Data | Estimated using an emission factor
2019 | TX | Nelson Gardens Landfill Gas to Energy | 59649 | UNIT2 | IC | OP | NA | LFG |  | 58147 | 0.42738 | 0.0147 | EIA Prime Mover-level Data | Estimated using an emission factor
2019 | TX | Nelson Gardens Landfill Gas to Energy | 59649 | UNIT3 | IC | OP | NA | LFG |  | 58147 | 0.42738 | 0.0147 | EIA Prime Mover-level Data | Estimated using an emission factor
2019 | TX | Nelson Gardens Landfill Gas to Energy | 59649 | UNIT4 | IC | OP | NA | LFG |  | 58147 | 0.42738 | 0.0147 | EIA Prime Mover-level Data | Estimated using an emission factor
2019 | TX | NET Power La Porte Station | 60910 | NPLPS | GT | TS | NA | NG
2019 | TX | Newman Solar | 59407 | NEW1 | PV | OP | NA | SUN |  | 240345 |  | 0 | EIA Prime Mover-level Data | Estimated using an emission factor
2019 | TX | Nolte | 3585 | 1 | HY | OP | NA | WAT |  | 41600 |  | 1.5381e-07 | EIA Prime Mover-level Data | NEI avg EF - PM, fuel type, firing type
2019 | TX | Nolte | 3585 | 2 | HY | OP | NA | WAT |  | 41600 |  | 1.5381e-07 | EIA Prime Mover-level Data | NEI avg EF - PM, fuel type, firing type
2019 | TX | North Gainesville Solar | 61514 | GEN1 | PV | OP | NA | SUN |  | 83135 |  | 0 | EIA Prime Mover-level Data | Estimated using an emission factor
2019 | TX | North Lake | 3454 | 1 | ST | RE | NA | NG
2019 | TX | North Lake | 3454 | 2 | ST | RE | NA | NG
2019 | TX | North Lake | 3454 | 3 | ST | RE | NA | NG
2019 | TX | North Main | 3493 | 4 | ST | RE | NA | NG
2019 | TX | North Texas | 3627 | 1 | ST | RE | NA | NG
2019 | TX | North Texas | 3627 | 2 | ST | RE | NA | NG
2019 | TX | North Texas | 3627 | 3 | ST | RE | NA | NG
2019 | TX | Norton Solar Farm | 61967 | NSM01 | PV | P | NA | SUN
2019 | TX | Notrees Windpower Hybrid | 56961 | BATT | BA | OP | NA | MWH |  | 0 |  |  | EIA Prime Mover-level Data
2019 | TX | Notrees Windpower Hybrid | 56961 | GE | WT | OP | NA | WND |  | 1388071 |  | 0 | EIA Prime Mover-level Data | Estimated using an emission factor
2019 | TX | Notrees Windpower Hybrid | 56961 | VESTA | WT | OP | NA | WND |  | 2139943 |  | 0 | EIA Prime Mover-level Data | Estimated using an emission factor
2019 | TX | NRG Elbow Creek Energy Storage Project | 61362 | ECBS | BA | OP | NA | MWH |  | 0 |  |  | EIA Prime Mover-level Data
2019 | TX | NWP Indian Mesa Wind Farm | 55747 | NWP2 | WT | OP | NA | WND |  | 1854313 |  | 0 | EIA Prime Mover-level Data | Estimated using an emission factor
2019 | TX | Oberon IA | 62933 | OBR1A | PV | U | NA | SUN
2019 | TX | Oberon IB | 62932 | OBR1B | PV | U | NA | SUN
2019 | TX | OCI Alamo 2, LLC | 58716 | 1 | PV | OP | NA | SUN |  | 71740 |  | 0 | EIA Prime Mover-level Data | Estimated using an emission factor
2019 | TX | OCI Alamo 3 LLC | 59204 | OCIA3 | PV | OP | NA | SUN |  | 96233 |  | 0 | EIA Prime Mover-level Data | Estimated using an emission factor
2019 | TX | OCI Alamo 4, LLC | 58717 | 1 | PV | OP | NA | SUN |  | 627313 |  | 0 | EIA Prime Mover-level Data | Estimated using an emission factor
2019 | TX | OCI Alamo 5 LLC | 59205 | OCIA5 | PV | OP | NA | SUN |  | 1764872 |  | 0 | EIA Prime Mover-level Data | Estimated using an emission factor
2019 | TX | OCI Alamo 7 LLC | 59207 | OCIA7 | PV | OP | NA | SUN |  | 2244236 |  | 0 | EIA Prime Mover-level Data | Estimated using an emission factor
2019 | TX | OCI Alamo Solar I Hybrid | 58537 | 1 | PV | OP | NA | SUN |  | 499078 |  | 0 | EIA Prime Mover-level Data | Estimated using an emission factor
2019 | TX | OCI Alamo Solar I Hybrid | 58537 | ASTRO | BA | OP | NA | MWH |  | 0 |  |  | EIA Prime Mover-level Data
2019 | TX | Ocotillo Windpower | 56959 | OWF | WT | OP | NA | WND |  | 874079 |  | 0 | EIA Prime Mover-level Data | Estimated using an emission factor
2019 | TX | Old Jackson Solar LLC | 62501 | 1 | PV | P | NA | SUN
2019 | TX | Old Settler Wind | 60366 | OSWF | WT | OP | NA | WND |  | 5058861 |  | 0 | EIA Prime Mover-level Data | Estimated using an emission factor
2019 | TX | Oxy Renewable Energy - Goldsmith | 63388 | SOLAR | PV | TS | NA | SUN
2019 | TX | Oyster Creek Unit VIII | 54676 | G81 | CT |  | NA | NG |  | 5988334 | 17.2357 | 0.0057564 | EIA Unit-level Data | NEI avg EF - PM, fuel type
2019 | TX | Oyster Creek Unit VIII | 54676 | G82 | CT |  | NA | NG |  | 7575775 | 21.8047 | 0.0057564 | EIA Unit-level Data | NEI avg EF - PM, fuel type
2019 | TX | Oyster Creek Unit VIII | 54676 | G83 | CT |  | NA | NG |  | 7605174 | 21.8893 | 0.0057564 | EIA Unit-level Data | NEI avg EF - PM, fuel type
2019 | TX | Oyster Creek Unit VIII | 54676 | H81 | CA | OP | DUCTBURNER | NG |  | 1577573 | 0.33287 | 0.000422 | EIA Unit-level Data | Estimated using an emission factor
2019 | TX | Oyster Creek Unit VIII | 54676 | H82 | CA | OP | DUCTBURNER | NG |  | 1823316 | 0.38472 | 0.000422 | EIA Unit-level Data | Estimated using an emission factor
2019 | TX | Oyster Creek Unit VIII | 54676 | H83 | CA | OP | DUCTBURNER | NG |  | 1498313 | 0.31614 | 0.000422 | EIA Unit-level Data | Estimated using an emission factor
2019 | TX | P H Robinson | 3466 | 1 | ST | RE | NA | NG
2019 | TX | P H Robinson | 3466 | 2 | ST | RE | NA | NG
2019 | TX | P H Robinson | 3466 | 3 | ST | RE | NA | NG
2019 | TX | P H Robinson | 3466 | 4 | ST | RE | NA | NG
2019 | TX | Palestine Power Peaking Facility | 62684 | PP-1 | GT | P | NA | NG
2019 | TX | Palestine Power Peaking Facility | 62684 | PP-2 | GT | P | NA | NG
2019 | TX | Palestine Power Peaking Facility | 62684 | PP-3 | GT | P | NA | NG
2019 | TX | Palestine Power Peaking Facility | 62684 | PP-4 | GT | P | NA | NG
2019 | TX | Palmas Wind, LLC | 61773 | PW | WT | V | NA | WND
2019 | TX | Palo Duro Wind | 59475 | GE1.7 | WT | OP | NA | WND |  | 9595423 |  | 0 | EIA Prime Mover-level Data | Estimated using an emission factor
2019 | TX | Pantex | 58404 | 1 | WT | OP | NA | WND |  | 423048 |  | 0 | EIA Prime Mover-level Data | Estimated using an emission factor
2019 | TX | Panther Creek Wind Farm I | 56920 | 1 | WT | OP | NA | WND |  | 3759298 |  | 0 | EIA Prime Mover-level Data | Estimated using an emission factor
2019 | TX | Panther Creek Wind Farm II | 56921 | 1 | WT | OP | NA | WND |  | 2890088 |  | 0 | EIA Prime Mover-level Data | Estimated using an emission factor
2019 | TX | Panther Creek Wind Farm Three | 56979 | 1 | WT | OP | NA | WND |  | 5339133 |  | 0 | EIA Prime Mover-level Data | Estimated using an emission factor
2019 | TX | Papalote Creek I LLC | 56983 | 1 | WT | OP | NA | WND |  | 4610644 |  | 0 | EIA Prime Mover-level Data | Estimated using an emission factor
2019 | TX | Papalote Creek II LLC | 57212 | 1 | WT | OP | NA | WND |  | 4959447 |  | 0 | EIA Prime Mover-level Data | Estimated using an emission factor
2019 | TX | Parkdale | 3455 | 1 | ST | RE | NA | NG
2019 | TX | Parkdale | 3455 | 2 | ST | RE | NA | NG
2019 | TX | Parkdale | 3455 | 3 | ST | RE | NA | NG
2019 | TX | Pasadena | 10638 | GEN1 | GT | RE | NA | NG
2019 | TX | Patriot Wind Farm | 58614 | PAT1 | WT | OP | NA | WND |  | 3341600 |  | 0 | EIA Prime Mover-level Data | Estimated using an emission factor
2019 | TX | Pattern Gulf Wind | 56661 | 1 | WT | OP | NA | WND |  | 5917047 |  | 0 | EIA Prime Mover-level Data | Estimated using an emission factor
2019 | TX | Pattern Panhandle Wind 2 LLC | 58720 | 1 | WT | OP | NA | WND |  | 6654368 |  | 0 | EIA Prime Mover-level Data | Estimated using an emission factor
2019 | TX | Pattern Panhandle Wind LLC | 58242 | 1 | WT | OP | NA | WND |  | 6494247 |  | 0 | EIA Prime Mover-level Data | Estimated using an emission factor
2019 | TX | Pearl Solar | 60682 | PEARL | PV | OP | NA | SUN |  | 928714 |  | 0 | EIA Prime Mover-level Data | Estimated using an emission factor
2019 | TX | Pearsall | 3630 | 1 | ST | RE | NA | NG
2019 | TX | Pearsall | 3630 | 2 | ST | RE | NA | NG
2019 | TX | Pearsall | 3630 | 3 | ST | RE | NA | NG
2019 | TX | Pearsall | 3630 | 10A | IC | OP | NA | NG |  | 151501.6 | 0.031967 | 0.000422 | EIA Prime Mover-level Data | Estimated using an emission factor
2019 | TX | Pearsall | 3630 | 11A | IC | OP | NA | NG |  | 151501.6 | 0.031967 | 0.000422 | EIA Prime Mover-level Data | Estimated using an emission factor
2019 | TX | Pearsall | 3630 | 12A | IC | OP | NA | NG |  | 151501.6 | 0.031967 | 0.000422 | EIA Prime Mover-level Data | Estimated using an emission factor
2019 | TX | Pearsall | 3630 | 13A | IC | OP | NA | NG |  | 151501.6 | 0.031967 | 0.000422 | EIA Prime Mover-level Data | Estimated using an emission factor
2019 | TX | Pearsall | 3630 | 14A | IC | OP | NA | NG |  | 151501.6 | 0.031967 | 0.000422 | EIA Prime Mover-level Data | Estimated using an emission factor
2019 | TX | Pearsall | 3630 | 15A | IC | OP | NA | NG |  | 151501.6 | 0.031967 | 0.000422 | EIA Prime Mover-level Data | Estimated using an emission factor
2019 | TX | Pearsall | 3630 | 16A | IC | OP | NA | NG |  | 151501.6 | 0.031967 | 0.000422 | EIA Prime Mover-level Data | Estimated using an emission factor
2019 | TX | Pearsall | 3630 | 17A | IC | OP | NA | NG |  | 151501.6 | 0.031967 | 0.000422 | EIA Prime Mover-level Data | Estimated using an emission factor
2019 | TX | Pearsall | 3630 | 18A | IC | OP | NA | NG |  | 151501.6 | 0.031967 | 0.000422 | EIA Prime Mover-level Data | Estimated using an emission factor
2019 | TX | Pearsall | 3630 | 19A | IC | OP | NA | NG |  | 151501.6 | 0.031967 | 0.000422 | EIA Prime Mover-level Data | Estimated using an emission factor
2019 | TX | Pearsall | 3630 | 1A | IC | OP | NA | NG |  | 151501.6 | 0.031967 | 0.000422 | EIA Prime Mover-level Data | Estimated using an emission factor
2019 | TX | Pearsall | 3630 | 20A | IC | OP | NA | NG |  | 151501.6 | 0.031967 | 0.000422 | EIA Prime Mover-level Data | Estimated using an emission factor
2019 | TX | Pearsall | 3630 | 21A | IC | OP | NA | NG |  | 151501.6 | 0.031967 | 0.000422 | EIA Prime Mover-level Data | Estimated using an emission factor
2019 | TX | Pearsall | 3630 | 22A | IC | OP | NA | NG |  | 151501.6 | 0.031967 | 0.000422 | EIA Prime Mover-level Data | Estimated using an emission factor
2019 | TX | Pearsall | 3630 | 23A | IC | OP | NA | NG |  | 151501.6 | 0.031967 | 0.000422 | EIA Prime Mover-level Data | Estimated using an emission factor
2019 | TX | Pearsall | 3630 | 24A | IC | OP | NA | NG |  | 151501.6 | 0.031967 | 0.000422 | EIA Prime Mover-level Data | Estimated using an emission factor
2019 | TX | Pearsall | 3630 | 2A | IC | OP | NA | NG |  | 151501.6 | 0.031967 | 0.000422 | EIA Prime Mover-level Data | Estimated using an emission factor
2019 | TX | Pearsall | 3630 | 3A | IC | OP | NA | NG |  | 151501.6 | 0.031967 | 0.000422 | EIA Prime Mover-level Data | Estimated using an emission factor
2019 | TX | Pearsall | 3630 | 4A | IC | OP | NA | NG |  | 151501.6 | 0.031967 | 0.000422 | EIA Prime Mover-level Data | Estimated using an emission factor
2019 | TX | Pearsall | 3630 | 5A | IC | OP | NA | NG |  | 151501.6 | 0.031967 | 0.000422 | EIA Prime Mover-level Data | Estimated using an emission factor
2019 | TX | Pearsall | 3630 | 6A | IC | OP | NA | NG |  | 151501.6 | 0.031967 | 0.000422 | EIA Prime Mover-level Data | Estimated using an emission factor
2019 | TX | Pearsall | 3630 | 7A | IC | OP | NA | NG |  | 151501.6 | 0.031967 | 0.000422 | EIA Prime Mover-level Data | Estimated using an emission factor
2019 | TX | Pearsall | 3630 | 8A | IC | OP | NA | NG |  | 151501.6 | 0.031967 | 0.000422 | EIA Prime Mover-level Data | Estimated using an emission factor
2019 | TX | Pearsall | 3630 | 9A | IC | OP | NA | NG |  | 151501.6 | 0.031967 | 0.000422 | EIA Prime Mover-level Data | Estimated using an emission factor
2019 | TX | Pecan Creek Energy Center | 59298 | PCEC1 | GT | CN | NA | NG
2019 | TX | Pecan Creek Energy Center | 59298 | PCEC2 | GT | CN | NA | NG
2019 | TX | Penascal II Wind Project LLC | 57095 | 1 | WT | OP | NA | WND |  | 4120344 |  | 0 | EIA Prime Mover-level Data | Estimated using an emission factor
2019 | TX | Penascal Wind Power LLC | 56795 | 1 | WT | OP | NA | WND |  | 4404078 |  | 0 | EIA Prime Mover-level Data | Estimated using an emission factor
2019 | TX | Peyton Creek Wind Farm LLC | 62417 | WT1 | WT | V | NA | WND
2019 | TX | Phantom Solar | 60774 | GEN1 | PV | OP | NA | SUN |  | 184082 |  | 0 | EIA Prime Mover-level Data | Estimated using an emission factor
2019 | TX | Phelps Dodge Refining | 54628 | 2607 | GT | OS | NA | NG |  | 137999.6 | 0.37835 | 0.0054834 | EIA Prime Mover-level Data | NEI avg EF - PM, fuel type, firing type
2019 | TX | Phelps Dodge Refining | 54628 | 2608 | GT | OS | NA | NG |  | 137999.6 | 0.37835 | 0.0054834 | EIA Prime Mover-level Data | NEI avg EF - PM, fuel type, firing type
2019 | TX | Phelps Dodge Refining | 54628 | 3001 | GT | OP | NA | NG |  | 165599.6 | 0.45402 | 0.0054834 | EIA Prime Mover-level Data | NEI avg EF - PM, fuel type, firing type
2019 | TX | Phelps Dodge Refining | 54628 | 3002 | GT | OP | NA | NG |  | 165599.6 | 0.45402 | 0.0054834 | EIA Prime Mover-level Data | NEI avg EF - PM, fuel type, firing type
2019 | TX | Phelps Dodge Refining | 54628 | 3003 | GT | OP | NA | NG |  | 165599.6 | 0.45402 | 0.0054834 | EIA Prime Mover-level Data | NEI avg EF - PM, fuel type, firing type
2019 | TX | Phoebe Solar | 61906 | PHOEB | PV | OP | NA | SUN |  | 1704235 |  | 0 | EIA Prime Mover-level Data | Estimated using an emission factor
2019 | TX | Pinecrest Energy Center | 59923 | CTG-1 | CT | IP | NA | NG
2019 | TX | Pinecrest Energy Center | 59923 | CTG-2 | CT | IP | NA | NG
2019 | TX | Pinecrest Energy Center | 59923 | STG | CA | IP | NA | NG
2019 | TX | Pleasant Hill Wind Energy Project | 59417 | WT1 | WT | OP | NA | WND |  | 466150 |  | 0 | EIA Prime Mover-level Data | Estimated using an emission factor
2019 | TX | Point Comfort Operations | 52069 | HP1 | ST | RE | NA | NG |  | 0 |  |  | EIA Unit-level Data
2019 | TX | Point Comfort Operations | 52069 | HP2 | ST | RE | NA | NG |  | 0 |  |  | EIA Unit-level Data
2019 | TX | Point Comfort Operations | 52069 | HP3 | ST | RE | NA | NG |  | 0 |  |  | EIA Unit-level Data
2019 | TX | Point Comfort Operations | 52069 | HP4 | ST | RE | NA | NG |  | 0 |  |  | EIA Unit-level Data
2019 | TX | Point Comfort Operations | 52069 | HP5 | ST | RE | NA | NG |  | 0 |  |  | EIA Unit-level Data
2019 | TX | Point Comfort Operations | 52069 | HP6 | ST | RE | NA | NG |  | 0 |  |  | EIA Unit-level Data
2019 | TX | Port Arthur Steam Energy | 58823 | STG | ST | RE | NA | WH
2019 | TX | Port Arthur Texas Refinery | 10568 | GEN1 | GT | OP | NA | NG |  | 3584382 | 9.8273 | 0.0054834 | EIA Prime Mover-level Data | NEI avg EF - PM, fuel type, firing type
2019 | TX | Port Neches Plant | 54748 | G1 | GT | OP | NA | NG |  | 4238685 | 11.6212 | 0.0054834 | EIA Prime Mover-level Data | NEI avg EF - PM, fuel type, firing type
2019 | TX | Porterhouse Wind (4) LLC | 56560 | JDW4 | WT | OP | NA | WND |  | 1263407 |  | 0 | EIA Prime Mover-level Data | Estimated using an emission factor
2019 | TX | Post Oak Wind LLC | 56483 | 1 | WT | OP | NA | WND |  | 4703566 |  | 0 | EIA Prime Mover-level Data | Estimated using an emission factor
2019 | TX | Post Wind Farm LP | 56457 | 1 | WT | OP | NA | WND |  | 3028883 |  | 0 | EIA Prime Mover-level Data | Estimated using an emission factor
2019 | TX | Power Station 3 | 52131 | 307A | CA | RE | NA | NG
2019 | TX | Power Station 3 | 52131 | 307B | CA | RE | NA | NG
2019 | TX | Power Station 3 | 52131 | 307C | CT | RE | NA | NG
2019 | TX | Power Station 3 | 52131 | 307D | CA | RE | NA | NG
2019 | TX | Power Station 3 | 52131 | 307E | CT | RE | NA | NG
2019 | TX | Power Station 3 | 52131 | 307F | CT | RE | NA | NG
2019 | TX | Power Station 4 | 52132 | GEN1 | CT |  | NA | NG |  | 4709654 | 13.5554 | 0.0057564 | EIA Unit-level Data | NEI avg EF - PM, fuel type
2019 | TX | Power Station 4 | 52132 | GEN2 | CT |  | NA | NG |  | 3707786 | 10.6718 | 0.0057564 | EIA Unit-level Data | NEI avg EF - PM, fuel type
2019 | TX | Power Station 4 | 52132 | HRSG1 | CA | OP | NA | NG |  | 790033.8 | 0.1667 | 0.000422 | EIA Unit-level Data | Estimated using an emission factor
2019 | TX | Power Station 4 | 52132 | HRSG2 | CA | OP | NA | NG |  | 468212.2 | 0.098793 | 0.000422 | EIA Unit-level Data | Estimated using an emission factor
2019 | TX | PowerFin Kingsbery | 61700 | PFPKB | PV | OP | NA | SUN |  | 33712 |  | 0 | EIA Prime Mover-level Data | Estimated using an emission factor
2019 | TX | Prairie Hill Wind Project | 63100 | WTG | WT | U | NA | WND
2019 | TX | Prospect Storage | 62753 | BESS | BA | TS | NA | MWH
2019 | TX | Prospero Solar | 62755 | PROSP | PV | V | NA | SUN
2019 | TX | PRSI FCC Generator | 58069 | 55M1 | ST | OP | NA | PC |  | 1224646 | 3.8599 | 0.0063037 | EIA Prime Mover-level Data | NEI avg EF - PM, fuel type
2019 | TX | PYCO Industries, Inc. Wind Farm | 61848 | WT1 | WT | OP | NA | WND |  | 80654 |  | 0 | EIA Prime Mover-level Data | Estimated using an emission factor
2019 | TX | Pyron Wind Farm LLC Hybrid | 56981 | 1 | WT | OP | NA | WND |  | 6732294 |  | 0 | EIA Prime Mover-level Data | Estimated using an emission factor
2019 | TX | Pyron Wind Farm LLC Hybrid | 56981 | PYRBT | BA | OP | NA | MWH |  | 0 |  |  | EIA Prime Mover-level Data
2019 | TX | Rabbit Hill Energy Storage Project | 60649 | 1 | BA | V | NA | MWH
2019 | TX | Ralls Wind Farm | 57474 | 1 | WT | OP | NA | WND |  | 208169 |  | 0 | EIA Prime Mover-level Data | Estimated using an emission factor
2019 | TX | Rambler | 62141 | RMBLR | PV | U | NA | SUN
2019 | TX | Ranchero Wind Farm LLC | 62259 | RAN | WT | OP | NA | WND |  | 1844696 |  | 0 | EIA Prime Mover-level Data | Estimated using an emission factor
2019 | TX | Rattlesnake Den | 59943 | 1 | WT | OP | NA | WND |  | 6394995 |  | 0 | EIA Prime Mover-level Data | Estimated using an emission factor
2019 | TX | Rattlesnake Power, LLC | 60743 | WT1 | WT | OP | NA | WND |  | 5339204 |  | 0 | EIA Prime Mover-level Data | Estimated using an emission factor
2019 | TX | Raymond Wind Farm, LLC | 62909 | ERAYM | WT | U | NA | WND
2019 | TX | Raymond, LLC | 60362 | MVIII | WT | CN | NA | WND
2019 | TX | RC Thomas Hydroelectric Project | 58645 | RCT1 | HY | V | NA | WAT
2019 | TX | RC Thomas Hydroelectric Project | 58645 | RCT2 | HY | V | NA | WAT
2019 | TX | RC Thomas Hydroelectric Project | 58645 | RCT3 | HY | V | NA | WAT
2019 | TX | RE Bravepost LLC | 63730 | BVPST | PV | L | NA | SUN
2019 | TX | RE Maplewood | 61346 | PV1 | PV | P | NA | SUN
2019 | TX | RE Maplewood | 61346 | PV2 | PV | P | NA | SUN
2019 | TX | RE Maplewood | 61346 | PV3 | PV | CN | NA | SUN
2019 | TX | RE Maplewood | 61346 | PV4 | PV | CN | NA | SUN
2019 | TX | RE Maplewood | 61346 | PV5 | PV | CN | NA | SUN
2019 | TX | RE Roserock | 59994 | ROSEK | PV | OP | NA | SUN |  | 3427594 |  | 0 | EIA Prime Mover-level Data | Estimated using an emission factor
2019 | TX | Red Gate Power Plant | 59391 | ENG01 | IC | OP | NA | NG |  | 323490.4 | 0.068256 | 0.000422 | EIA Prime Mover-level Data | Estimated using an emission factor
2019 | TX | Red Gate Power Plant | 59391 | ENG02 | IC | OP | NA | NG |  | 323490.4 | 0.068256 | 0.000422 | EIA Prime Mover-level Data | Estimated using an emission factor
2019 | TX | Red Gate Power Plant | 59391 | ENG03 | IC | OP | NA | NG |  | 323490.4 | 0.068256 | 0.000422 | EIA Prime Mover-level Data | Estimated using an emission factor
2019 | TX | Red Gate Power Plant | 59391 | ENG04 | IC | OP | NA | NG |  | 323490.4 | 0.068256 | 0.000422 | EIA Prime Mover-level Data | Estimated using an emission factor
2019 | TX | Red Gate Power Plant | 59391 | ENG05 | IC | OP | NA | NG |  | 323490.4 | 0.068256 | 0.000422 | EIA Prime Mover-level Data | Estimated using an emission factor
2019 | TX | Red Gate Power Plant | 59391 | ENG06 | IC | OP | NA | NG |  | 323490.4 | 0.068256 | 0.000422 | EIA Prime Mover-level Data | Estimated using an emission factor
2019 | TX | Red Gate Power Plant | 59391 | ENG07 | IC | OP | NA | NG |  | 323490.4 | 0.068256 | 0.000422 | EIA Prime Mover-level Data | Estimated using an emission factor
2019 | TX | Red Gate Power Plant | 59391 | ENG08 | IC | OP | NA | NG |  | 323490.4 | 0.068256 | 0.000422 | EIA Prime Mover-level Data | Estimated using an emission factor
2019 | TX | Red Gate Power Plant | 59391 | ENG09 | IC | OP | NA | NG |  | 323490.4 | 0.068256 | 0.000422 | EIA Prime Mover-level Data | Estimated using an emission factor
2019 | TX | Red Gate Power Plant | 59391 | ENG10 | IC | OP | NA | NG |  | 323490.4 | 0.068256 | 0.000422 | EIA Prime Mover-level Data | Estimated using an emission factor
2019 | TX | Red Gate Power Plant | 59391 | ENG11 | IC | OP | NA | NG |  | 323490.4 | 0.068256 | 0.000422 | EIA Prime Mover-level Data | Estimated using an emission factor
2019 | TX | Red Gate Power Plant | 59391 | ENG12 | IC | OP | NA | NG |  | 323490.4 | 0.068256 | 0.000422 | EIA Prime Mover-level Data | Estimated using an emission factor
2019 | TX | Reloj del Sol Wind Farm | 62207 | RELOJ | WT | P | NA | WND
2019 | TX | Rentech Nitrogen Pasadena Cogeneration | 58870 | MG202 | ST | OP | NA | WH |  | 851276 |  | 0 | EIA Prime Mover-level Data | Estimated using an emission factor
2019 | TX | Ribeye Wind (11) LLC | 56835 | 1 | WT | OP | NA | WND |  | 171537 |  | 0 | EIA Prime Mover-level Data | Estimated using an emission factor
2019 | TX | Rice University | 50054 | GEN1 | GT | SB | NA | NG |  | 119166.7 | 0.32672 | 0.0054834 | EIA Prime Mover-level Data | NEI avg EF - PM, fuel type, firing type
2019 | TX | Rice University | 50054 | GEN2 | GT | OP | NA | NG |  | 146075.3 | 0.40049 | 0.0054834 | EIA Prime Mover-level Data | NEI avg EF - PM, fuel type, firing type
2019 | TX | Rio Bravo Windpower, LLC | 61865 | 1 | WT | OP | NA | WND |  | 4055415 |  | 0 | EIA Prime Mover-level Data | Estimated using an emission factor
2019 | TX | Rio Grande Valley Sugar Growers | 54338 | 1 | ST | OP | NA |  |  | 296171 |  |  | EIA Unit-level Data
2019 | TX | Rio Grande Valley Sugar Growers | 54338 | 2 | ST | OP | NA |  |  | 205205 |  |  | EIA Unit-level Data
2019 | TX | Rio Grande Valley Sugar Growers | 54338 | 3 | ST | OP | NA |  |  | 239421 |  |  | EIA Unit-level Data
2019 | TX | Rio Grande Valley Sugar Growers | 54338 | 4 | ST | OP | NA |  |  | 290003 |  |  | EIA Unit-level Data
2019 | TX | Rio Grande Valley Sugar Growers | 54338 | 6 | ST | OP | NA |  |  | 563517 |  |  | EIA Unit-level Data
2019 | TX | Rio Grande Valley Sugar Growers | 54338 | GENE | IC | OP | NA | DFO |  | 2488 | 0.048205 | 0.03875 | EIA Prime Mover-level Data | Estimated using an emission factor
2019 | TX | Rippey Solar | 62773 | BTCOO | PV | P | NA | SUN
2019 | TX | River Crest | 3503 | 1 | ST | RE | NA | NG
2019 | TX | Riverview | 3487 | 6 | GT | RE | NA | NG
2019 | TX | Roadrunner, LLC | 62561 | RODR1 | PV | V | NA | SUN
2019 | TX | Roadrunner, LLC | 62561 | RODR2 | PV | T | NA | SUN
2019 | TX | Robert D Willis | 7200 | 1 | HY | OS | NA | WAT |  |  |  | 1.5381e-07
2019 | TX | Robert D Willis | 7200 | 2 | HY | OS | NA | WAT |  |  |  | 1.5381e-07
2019 | TX | Robert Mueller Energy Center | 56374 | CT1 | GT | OP | NA | NG |  | 386501 | 1.0597 | 0.0054834 | EIA Prime Mover-level Data | NEI avg EF - PM, fuel type, firing type
2019 | TX | Robert Mueller Energy Center | 56374 | DG1 | IC | SB | NA | DFO |  | 195 | 0.030225 | 0.31 | EIA Prime Mover-level Data | Estimated using an emission factor
2019 | TX | Rocksprings | 60217 | RKSP | WT | OP | NA | WND |  | 4568686 |  | 0 | EIA Prime Mover-level Data | Estimated using an emission factor
2019 | TX | Roscoe Wind Farm LLC | 56593 | RO1 | WT | OP | NA | WND |  | 4776150 |  | 0 | EIA Prime Mover-level Data | Estimated using an emission factor
2019 | TX | Route 66 Wind Plant | 58681 | RT661 | WT | OP | NA | WND |  | 5311229 |  | 0 | EIA Prime Mover-level Data | Estimated using an emission factor
2019 | TX | Sage Draw Wind | 62620 | SD | WT | V | NA | WND
2019 | TX | Salt Fork Wind Project, LLC | 60657 | GEN1 | WT | OP | NA | WND |  | 6431884 |  | 0 | EIA Prime Mover-level Data | Estimated using an emission factor
2019 | TX | Sam Rayburn Dam | 6413 | 1 | HY | OP | NA | WAT |  | 980562.5 |  | 1.5381e-07 | EIA Prime Mover-level Data | NEI avg EF - PM, fuel type, firing type
2019 | TX | Sam Rayburn Dam | 6413 | 2 | HY | OP | NA | WAT |  | 980562.5 |  | 1.5381e-07 | EIA Prime Mover-level Data | NEI avg EF - PM, fuel type, firing type
2019 | TX | Samson Solar Energy | 63211 | GEN1 | PV | U | NA | SUN
2019 | TX | Samson Solar Energy II LLC | 63882 | GEN1 | PV | U | NA | SUN
2019 | TX | Samson Solar Energy III LLC | 63883 | GEN1 | PV | U | NA | SUN
2019 | TX | San Roman Wind I, LLC | 59712 | SRWI | WT | OP | NA | WND |  | 2726441 |  | 0 | EIA Prime Mover-level Data | Estimated using an emission factor
2019 | TX | Sand Bluff Wind Farm | 56479 | 2 | WT | OP | NA | WND |  | 1916506 |  | 0 | EIA Prime Mover-level Data | Estimated using an emission factor
2019 | TX | Sandow No 4 | 6648 | 4 | ST | RE | TANGENTIAL | LIG |  |  |  | 0.053713
2019 | TX | Sandow No 5 | 52071 | 5 | ST | RE | NA | LIG
2019 | TX | Sandow No 5 | 52071 | GEN1 | ST | RE | NA | LIG
2019 | TX | Sandow No 5 | 52071 | GEN2 | ST | RE | NA | LIG
2019 | TX | Sandow No 5 | 52071 | GEN3 | ST | RE | NA | LIG
2019 | TX | Santa Rita East | 62038 | STRAE | WT | OP | NA | WND |  | 5745601 |  | 0 | EIA Prime Mover-level Data | Estimated using an emission factor
2019 | TX | Santa Rita Wind Energy | 60987 | GEN1 | WT | OP | NA | WND |  | 12168600 |  | 0 | EIA Prime Mover-level Data | Estimated using an emission factor
2019 | TX | Scurry County Wind II | 56775 | 1 | WT | OP | NA | WND |  | 2682551 |  | 0 | EIA Prime Mover-level Data | Estimated using an emission factor
2019 | TX | Scurry County Wind LP | 56506 | SCW | WT | OP | NA | WND |  | 2954088 |  | 0 | EIA Prime Mover-level Data | Estimated using an emission factor
2019 | TX | Seadrift Coke LP | 10167 | GEN1 | ST | OP | NA | PC |  | 1374333 | 4.3317 | 0.0063037 | EIA Prime Mover-level Data | NEI avg EF - PM, fuel type
2019 | TX | Sealy Power Peaking Facility | 62685 | SP-1 | GT | P | NA | NG
2019 | TX | Sealy Power Peaking Facility | 62685 | SP-2 | GT | P | NA | NG
2019 | TX | Sealy Power Peaking Facility | 62685 | SP-3 | GT | P | NA | NG
2019 | TX | Sealy Power Peaking Facility | 62685 | SP-4 | GT | P | NA | NG
2019 | TX | Security | 55556 | GEN5 | IC | OP | NA | LFG |  | 71536.66 | 0.52579 | 0.0147 | EIA Prime Mover-level Data | NEI avg EF - PM, fuel type, firing type
2019 | TX | Security | 55556 | UNT1 | IC | RE | NA | LFG
2019 | TX | Security | 55556 | UNT2 | IC | OP | NA | LFG |  | 71536.66 | 0.52579 | 0.0147 | EIA Prime Mover-level Data | Estimated using an emission factor
2019 | TX | Security | 55556 | UNT3 | IC | RE | NA | LFG |  | 71536.66 | 0.52579 | 0.0147 | EIA Prime Mover-level Data | Estimated using an emission factor
2019 | TX | Senate Wind LLC | 57981 | GEN1 | WT | OP | NA | WND |  | 4505825 |  | 0 | EIA Prime Mover-level Data | Estimated using an emission factor
2019 | TX | Sendero | 59654 | 1 | WT | OP | NA | WND |  | 2822443 |  | 0 | EIA Prime Mover-level Data | Estimated using an emission factor
2019 | TX | Seymour Hills Wind Project, LLC | 62227 | WTGS | WT | OP | NA | WND |  | 726477 |  | 0 | EIA Prime Mover-level Data | Estimated using an emission factor
2019 | TX | Shannon Wind | 59034 | SHAN1 | WT | OP | NA | WND |  | 6126380 |  | 0 | EIA Prime Mover-level Data | Estimated using an emission factor
2019 | TX | Shell Deer Park | 50304 | GEN1 | ST | OP | NA | PUR |  | 1105704 |  | 0 | EIA Prime Mover-level Data | Estimated using an emission factor
2019 | TX | Shell Deer Park | 50304 | GEN2 | ST | OP | NA | PUR |  | 1105704 |  | 0 | EIA Prime Mover-level Data | Estimated using an emission factor
2019 | TX | Shell Deer Park | 50304 | GEN3 | ST | RE | NA | PUR
2019 | TX | Shell Deer Park | 50304 | GEN4 | GT | OP | NA | PRG |  | 8243772 | 1.7394 | 0.000422 | EIA Prime Mover-level Data | Estimated using an emission factor
2019 | TX | Shell Deer Park | 50304 | GEN5 | GT | OP | NA | PRG |  | 8243772 | 1.7394 | 0.000422 | EIA Prime Mover-level Data | Estimated using an emission factor
2019 | TX | Sherbino I Wind Farm | 56779 | 1 | WT | OP | NA | WND |  | 2242981 |  | 0 | EIA Prime Mover-level Data | Estimated using an emission factor
2019 | TX | Sherbino II | 57415 | 1 | WT | OP | NA | WND |  | 1142784 |  | 0 | EIA Prime Mover-level Data | Estimated using an emission factor
2019 | TX | Signal Hill Generating LLC | 50127 | GTA | CT |  | NA | NG |  | 76177.45 | 0.21926 | 0.0057564 | EIA Unit-level Data | NEI avg EF - PM, fuel type
2019 | TX | Signal Hill Generating LLC | 50127 | GTB | CT |  | NA | NG |  | 45173.05 | 0.13002 | 0.0057564 | EIA Unit-level Data | NEI avg EF - PM, fuel type
2019 | TX | Signal Hill Generating LLC | 50127 | GTC | CT |  | NA | NG |  | 76755.67 | 0.22092 | 0.0057564 | EIA Unit-level Data | NEI avg EF - PM, fuel type
2019 | TX | Signal Hill Generating LLC | 50127 | HRSGA | CA | OP | NA | NG |  | 0 | 0 | 0.0017814 | EIA Unit-level Data | NEI avg EF - PM, fuel type, firing type
2019 | TX | Signal Hill Generating LLC | 50127 | HRSGB | CA | OP | NA | NG |  | 0 | 0 | 0.0017814 | EIA Unit-level Data | NEI avg EF - PM, fuel type, firing type
2019 | TX | Signal Hill Generating LLC | 50127 | HRSGC | CA | OP | NA | NG |  | 0 | 0 | 0.0017814 | EIA Unit-level Data | NEI avg EF - PM, fuel type, firing type
2019 | TX | Silver Star I Wind Power Project | 56771 | 1 | WT | OP | NA | WND |  | 506914 |  | 0 | EIA Prime Mover-level Data | Estimated using an emission factor
2019 | TX | SJRR Power LLC | 62548 | SJ-1 | GT | P | NA | NG
2019 | TX | SJRR Power LLC | 62548 | SJ-2 | GT | P | NA | NG
2019 | TX | SJRR Power LLC | 62548 | SJ-3 | GT | P | NA | NG
2019 | TX | SJRR Power LLC | 62548 | SJ-4 | GT | P | NA | NG
2019 | TX | Sky Global Power One | 59938 | UNIT1 | IC | OP | NA | NG |  | 45228.33 | 0.0095432 | 0.000422 | EIA Prime Mover-level Data | Estimated using an emission factor
2019 | TX | Sky Global Power One | 59938 | UNIT2 | IC | OP | NA | NG |  | 45228.33 | 0.0095432 | 0.000422 | EIA Prime Mover-level Data | Estimated using an emission factor
2019 | TX | Sky Global Power One | 59938 | UNIT3 | IC | OP | NA | NG |  | 45228.33 | 0.0095432 | 0.000422 | EIA Prime Mover-level Data | Estimated using an emission factor
2019 | TX | Sky Global Power One | 59938 | UNIT4 | IC | OP | NA | NG |  | 45228.33 | 0.0095432 | 0.000422 | EIA Prime Mover-level Data | Estimated using an emission factor
2019 | TX | Sky Global Power One | 59938 | UNIT5 | IC | OP | NA | NG |  | 45228.33 | 0.0095432 | 0.000422 | EIA Prime Mover-level Data | Estimated using an emission factor
2019 | TX | Sky Global Power One | 59938 | UNIT6 | IC | OP | NA | NG |  | 45228.33 | 0.0095432 | 0.000422 | EIA Prime Mover-level Data | Estimated using an emission factor
2019 | TX | Skyline Gas Recovery | 56528 | GEN1 | IC | OP | NA | LFG |  | 105496.3 | 0.7754 | 0.0147 | EIA Prime Mover-level Data | Estimated using an emission factor
2019 | TX | Skyline Gas Recovery | 56528 | GEN2 | IC | OP | NA | LFG |  | 105496.3 | 0.7754 | 0.0147 | EIA Prime Mover-level Data | Estimated using an emission factor
2019 | TX | Skyline Gas Recovery | 56528 | GEN3 | IC | OP | NA | LFG |  | 105496.3 | 0.7754 | 0.0147 | EIA Prime Mover-level Data | Estimated using an emission factor
2019 | TX | Skyline Gas Recovery | 56528 | GEN4 | IC | OS | NA | LFG |  | 105496.3 | 0.7754 | 0.0147 | EIA Prime Mover-level Data | Estimated using an emission factor
2019 | TX | Snider Industries | 50141 | WGN1 | ST | OP | NA | WDS |  | 598012 | 6.821 | 0.022812 | EIA Prime Mover-level Data | NEI avg EF - PM, fuel type
2019 | TX | Snyder Wind Farm | 56602 | SNY1 | WT | OP | NA | WND |  | 1066237 |  | 0 | EIA Prime Mover-level Data | Estimated using an emission factor
2019 | TX | SolaireHolman Solar Project | 60989 | PV1 | PV | OP | NA | SUN |  | 1079523 |  | 0 | EIA Prime Mover-level Data | Estimated using an emission factor
2019 | TX | Solemio LLC | 62522 | 1 | PV | P | NA | SUN
2019 | TX | South Plains II | 60087 | SPII | WT | OP | NA | WND |  | 9845269 |  | 0 | EIA Prime Mover-level Data | Estimated using an emission factor
2019 | TX | South Plains Wind Phase I | 59384 | 1 | WT | OP | NA | WND |  | 7034026 |  | 0 | EIA Prime Mover-level Data | Estimated using an emission factor
2019 | TX | South Texas Project | 6251 | 1 | ST | OP | NA | NUC |  | 119974700 |  | 0 | EIA Prime Mover-level Data | Estimated using an emission factor
2019 | TX | South Texas Project | 6251 | 2 | ST | OP | NA | NUC |  | 109670700 |  | 0 | EIA Prime Mover-level Data | Estimated using an emission factor
2019 | TX | South Trent Wind Farm | 56649 | 1 | WT | OP | NA | WND |  | 2619707 |  | 0 | EIA Prime Mover-level Data | Estimated using an emission factor
2019 | TX | Sparta Solar | 63840 | 1111 | PV | P | NA | SUN
2019 | TX | Spinning Spur Wind II | 58774 | GEN1 | WT | OP | NA | WND |  | 5161844 |  | 0 | EIA Prime Mover-level Data | Estimated using an emission factor
2019 | TX | Spinning Spur Wind III | 58775 | GEN1 | WT | OP | NA | WND |  | 7332045 |  | 0 | EIA Prime Mover-level Data | Estimated using an emission factor
2019 | TX | Spinning Spur Wind LLC | 57973 | GEN1 | WT | OP | NA | WND |  | 6342204 |  | 0 | EIA Prime Mover-level Data | Estimated using an emission factor
2019 | TX | Stanton Wind Energy LLC | 56644 | 1 | WT | OP | NA | WND |  | 2581705 |  | 0 | EIA Prime Mover-level Data | Estimated using an emission factor
2019 | TX | State Farm Insur Support Center Central | 55390 | 2A | IC | SB | NA | DFO |  | 59.833 | 0.0092741 | 0.31 | EIA Prime Mover-level Data | Estimated using an emission factor
2019 | TX | State Farm Insur Support Center Central | 55390 | 2B | IC | SB | NA | DFO |  | 59.833 | 0.0092741 | 0.31 | EIA Prime Mover-level Data | Estimated using an emission factor
2019 | TX | State Farm Insur Support Center Central | 55390 | 3A | IC | SB | NA | DFO |  | 59.833 | 0.0092741 | 0.31 | EIA Prime Mover-level Data | Estimated using an emission factor
2019 | TX | State Farm Insur Support Center Central | 55390 | 3B | IC | SB | NA | DFO |  | 59.833 | 0.0092741 | 0.31 | EIA Prime Mover-level Data | Estimated using an emission factor
2019 | TX | State Farm Insur Support Center Central | 55390 | 4A | IC | SB | NA | DFO |  | 59.833 | 0.0092741 | 0.31 | EIA Prime Mover-level Data | Estimated using an emission factor
2019 | TX | State Farm Insur Support Center Central | 55390 | 4B | IC | SB | NA | DFO |  | 59.833 | 0.0092741 | 0.31 | EIA Prime Mover-level Data | Estimated using an emission factor
2019 | TX | Stella Wind Farm | 59063 | WT1 | WT | OP | NA | WND |  | 5778114 |  | 0 | EIA Prime Mover-level Data | Estimated using an emission factor
2019 | TX | Stella Wind Farm II | 59064 | WT1 | WT | CN | NA | WND
2019 | TX | Stephens Ranch Wind Energy LLC | 57983 | 1 | WT | OP | NA | WND |  | 6479804 |  | 0 | EIA Prime Mover-level Data | Estimated using an emission factor
2019 | TX | Stephens Ranch Wind Energy LLC | 57983 | 2 | WT | OP | NA | WND |  | 5067145 |  | 0 | EIA Prime Mover-level Data | Estimated using an emission factor
2019 | TX | Sterling Solar (TX) | 61871 | GEN1 | PV | OP | NA | SUN |  | 141539 |  | 0 | EIA Prime Mover-level Data | Estimated using an emission factor
2019 | TX | SunE CPS1 LLC | 58068 | 1 | PV | OP | NA | SUN |  | 146915 |  | 0 | EIA Prime Mover-level Data | Estimated using an emission factor
2019 | TX | SunE CPS2 LLC | 58027 | 1 | PV | OP | NA | SUN |  | 153967 |  | 0 | EIA Prime Mover-level Data | Estimated using an emission factor
2019 | TX | SunE CPS3 LLC | 58009 | 1 | PV | OP | NA | SUN |  | 85077.73 |  | 0 | EIA Prime Mover-level Data | Estimated using an emission factor
2019 | TX | SunE CPS3 LLC | 58009 | 2 | PV | OP | NA | SUN |  | 75962.27 |  | 0 | EIA Prime Mover-level Data | Estimated using an emission factor
2019 | TX | Sunray Wind I | 57326 | WND1 | WT | OP | NA | WND |  | 1464112 |  | 0 | EIA Prime Mover-level Data | Estimated using an emission factor
2019 | TX | Suzlon Project VIII LLC | 57741 | S128 | WT | CN | NA | WND
2019 | TX | Suzlon Project VIII LLC | 57741 | SP111 | WT | OP | NA | WND |  | 56411 |  | 0 | EIA Prime Mover-level Data | Estimated using an emission factor
2019 | TX | Suzlon Project VIII LLC | 57741 | SP95 | WT | RE | NA | WND
2019 | TX | Suzlon Project VIII LLC | 57741 | SP97 | WT | OP | NA | WND |  | 56411 |  | 0 | EIA Prime Mover-level Data | Estimated using an emission factor
2019 | TX | Sweetwater Wind 1 LLC | 56211 | SW1 | WT | OP | NA | WND |  | 1338467 |  | 0 | EIA Prime Mover-level Data | Estimated using an emission factor
2019 | TX | Sweetwater Wind 2 LLC | 56212 | SW2 | WT | OP | NA | WND |  | 3246702 |  | 0 | EIA Prime Mover-level Data | Estimated using an emission factor
2019 | TX | Sweetwater Wind 3 LLC | 56311 | SW3 | WT | OP | NA | WND |  | 3886677 |  | 0 | EIA Prime Mover-level Data | Estimated using an emission factor
2019 | TX | Sweetwater Wind 4 LLC | 56337 | SW4 | WT | OP | NA | WND |  | 6280053 |  | 0 | EIA Prime Mover-level Data | Estimated using an emission factor
2019 | TX | Sweetwater Wind 5 | 56372 | SW5 | WT | OP | NA | WND |  | 1939969 |  | 0 | EIA Prime Mover-level Data | Estimated using an emission factor
2019 | TX | System Control Center | 61742 | GEN1 | FW | SB | NA | MWH
2019 | TX | System Control Center | 61742 | GEN2 | FW | SB | NA | MWH
2019 | TX | Tahoka Wind | 61921 | TAH | WT | OP | NA | WND |  | 10250920 |  | 0 | EIA Prime Mover-level Data | Estimated using an emission factor
2019 | TX | Taygete Energy Project LLC | 62483 | PV1 | PV | U | NA | SUN
2019 | TX | T-Bone Wind (10) LLC | 56836 | 1 | WT | OP | NA | WND |  | 148011 |  | 0 | EIA Prime Mover-level Data | Estimated using an emission factor
2019 | TX | TECO CHP-1 | 57504 | CHP1 | GT | OP | NA | NG |  | 742764 | 2.0364 | 0.0054834 | EIA Prime Mover-level Data | NEI avg EF - PM, fuel type, firing type
2019 | TX | Tenderloin Wind (6) LLC | 56562 | JDW6 | WT | OP | NA | WND |  | 141369 |  | 0 | EIA Prime Mover-level Data | Estimated using an emission factor
2019 | TX | Tenet Hospital | 50241 | 9541 | IC | OP | NA | DFO |  | 439 | 0.068045 | 0.31 | EIA Prime Mover-level Data | Estimated using an emission factor
2019 | TX | Tenet Hospital | 50241 | 9542 | IC | SB | NA | NG |  | 439 | 9.2629e-05 | 0.000422 | EIA Prime Mover-level Data | Estimated using an emission factor
2019 | TX | Tessman Road | 56113 | 1 | IC | OP | NA | LFG |  | 60874.29 | 0.44743 | 0.0147 | EIA Prime Mover-level Data | Estimated using an emission factor
2019 | TX | Tessman Road | 56113 | 2 | IC | OP | NA | LFG |  | 60874.29 | 0.44743 | 0.0147 | EIA Prime Mover-level Data | Estimated using an emission factor
2019 | TX | Tessman Road | 56113 | 3 | IC | OP | NA | LFG |  | 60874.29 | 0.44743 | 0.0147 | EIA Prime Mover-level Data | Estimated using an emission factor
2019 | TX | Tessman Road | 56113 | 4 | IC | OP | NA | LFG |  | 60874.29 | 0.44743 | 0.0147 | EIA Prime Mover-level Data | Estimated using an emission factor
2019 | TX | Tessman Road | 56113 | 5 | IC | OP | NA | LFG |  | 60874.29 | 0.44743 | 0.0147 | EIA Prime Mover-level Data | Estimated using an emission factor
2019 | TX | Tessman Road | 56113 | 6 | IC | OP | NA | LFG |  | 60874.29 | 0.44743 | 0.0147 | EIA Prime Mover-level Data | Estimated using an emission factor
2019 | TX | Tessman Road | 56113 | 7 | IC | OP | NA | LFG |  | 60874.29 | 0.44743 | 0.0147 | EIA Prime Mover-level Data | Estimated using an emission factor
2019 | TX | Texas City Plant Union Carbide | 50153 | GTG | GT | RE | NA | NG
2019 | TX | Texas City Plant Union Carbide | 50153 | STG | ST | OP | NA | PUR |  | 626360 |  | 0 | EIA Prime Mover-level Data | Estimated using an emission factor
2019 | TX | Texas Gulf Wind 2 | 56662 | 1 | WT | IP | NA | WND
2019 | TX | Texas Petrochemicals | 50229 | GT1 | CT | CN | NA | NG
2019 | TX | Texas Petrochemicals | 50229 | GT2 | CT | CN | NA | NG
2019 | TX | Texas Petrochemicals | 50229 | ST#1 | CA | CN | NA | NG
2019 | TX | Texas Petrochemicals | 50229 | TPCBLR | ST | OP | NA | NG |  | 12177770 | 49.0303 | 0.0080524 | EIA Unit-level Data | NEI avg EF - PM, fuel type
2019 | TX | Tex-Mex Renewable Energy Project, LLC | 60269 | WT1 | WT | CN | NA | WND
2019 | TX | The Methodist Hospital, Gas Turbine | 59381 | GT-1 | GT | OP | NA | NG |  | 263817 | 0.72331 | 0.0054834 | EIA Prime Mover-level Data | NEI avg EF - PM, fuel type, firing type
2019 | TX | Ticona Polymers Inc | 10243 | GEN1 | OT | RE | NA | NG
2019 | TX | Ticona Polymers Inc | 10243 | GEN2 | OT | RE | NA | NG
2019 | TX | Ticona Polymers Inc | 10243 | GEN3 | OT | RE | NA | NG
2019 | TX | Ticona Polymers Inc | 10243 | GEN4 | CA | RE | NA | NG
2019 | TX | Ticona Polymers Inc | 10243 | GEN5 | GT | OP | NA | NG |  | 3483312 | 9.5502 | 0.0054834 | EIA Prime Mover-level Data | NEI avg EF - PM, fuel type, firing type
2019 | TX | Titan Solar Project | 63320 | IPTTN | PV | T | NA | SUN
2019 | TX | Toledo Bend | 6595 | 1 | HY | OP | NA | WAT |  | 1795051 |  | 1.5381e-07 | EIA Prime Mover-level Data | NEI avg EF - PM, fuel type, firing type
2019 | TX | Toledo Bend | 6595 | 2 | HY | OP | NA | WAT |  | 1795051 |  | 1.5381e-07 | EIA Prime Mover-level Data | NEI avg EF - PM, fuel type, firing type
2019 | TX | Topaz Generating | 63688 | CTG-1 | GT | T | NA | NG
2019 | TX | Topaz Generating | 63688 | CTG10 | GT | T | NA | NG
2019 | TX | Topaz Generating | 63688 | CTG-2 | GT | T | NA | NG
2019 | TX | Topaz Generating | 63688 | CTG-3 | GT | T | NA | NG
2019 | TX | Topaz Generating | 63688 | CTG-4 | GT | T | NA | NG
2019 | TX | Topaz Generating | 63688 | CTG-5 | GT | T | NA | NG
2019 | TX | Topaz Generating | 63688 | CTG-6 | GT | T | NA | NG
2019 | TX | Topaz Generating | 63688 | CTG-7 | GT | T | NA | NG
2019 | TX | Topaz Generating | 63688 | CTG-8 | GT | T | NA | NG
2019 | TX | Topaz Generating | 63688 | CTG-9 | GT | T | NA | NG
2019 | TX | Torrecillas Wind Energy, LLC | 61969 | TWE | WT | OP | NA | WND |  | 8606481 |  | 0 | EIA Prime Mover-level Data | Estimated using an emission factor
2019 | TX | Toyota HQ Plan | 61895 | TOYHQ | PV | OP | NA | SUN |  | 107898 |  | 0 | EIA Prime Mover-level Data | Estimated using an emission factor
2019 | TX | TP 4 | 3586 | 1 | HY | OP | NA | WAT |  | 96439 |  | 1.5381e-07 | EIA Prime Mover-level Data | NEI avg EF - PM, fuel type, firing type
2019 | TX | TPE Whitney Solar, LLC | 63180 | TXWHT | PV | OP | NA | SUN |  | 196787 |  | 0 | EIA Prime Mover-level Data | Estimated using an emission factor
2019 | TX | Tradinghouse | 3506 | CT1 | GT | CN | NA | NG
2019 | TX | Tradinghouse | 3506 | CT2 | GT | CN | NA | NG
2019 | TX | Trent Wind Farm LP | 55968 | WTG1 | WT | OP | NA | WND |  | 5165111 |  | 0 | EIA Prime Mover-level Data | Estimated using an emission factor
2019 | TX | TREX US Green Holly | 63201 | 705 | PV | L | NA | SUN
2019 | TX | TREX US Green Holly | 63201 | 705-S | BA | L | NA | MWH
2019 | TX | TREX US Red Holly | 63202 | 701 | PV | L | NA | SUN
2019 | TX | TREX US Red Holly | 63202 | 701-S | BA | L | NA | MWH
2019 | TX | Trinity Hills | 57520 | 1 | WT | OP | NA | WND |  | 2195148 |  | 0 | EIA Prime Mover-level Data | Estimated using an emission factor
2019 | TX | Tri-Tip Wind (9) LLC | 56837 | 1 | WT | OP | NA | WND |  | 175988 |  | 0 | EIA Prime Mover-level Data | Estimated using an emission factor
2019 | TX | Turbine | 7732 | 1 | GT | CN | NA | NG
2019 | TX | Turkey Track Wind Energy LLC | 56774 | 1 | WT | OP | NA | WND |  | 3920226 |  | 0 | EIA Prime Mover-level Data | Estimated using an emission factor
2019 | TX | TX Hereford Wind | 58773 | GEN1 | WT | OP | NA | WND |  | 6683876 |  | 0 | EIA Prime Mover-level Data | Estimated using an emission factor
2019 | TX | TX Jumbo Road Wind | 59621 | JRWND | WT | OP | NA | WND |  | 8861947 |  | 0 | EIA Prime Mover-level Data | Estimated using an emission factor
2019 | TX | TX17 Nickel Prairie Storage | 63880 | TX17 | BA | P | NA | MWH
2019 | TX | TX18 Cottage Meadow Storage | 63879 | TX18 | BA | P | NA | MWH
2019 | TX | TXU Sweetwater Generating Plant | 50615 | GT01 | CT | RE | NA | NG
2019 | TX | TXU Sweetwater Generating Plant | 50615 | GT02 | CT | RE | NA | NG
2019 | TX | TXU Sweetwater Generating Plant | 50615 | GT03 | CT | RE | NA | NG
2019 | TX | TXU Sweetwater Generating Plant | 50615 | STG1 | CA | RE | NA | NG
2019 | TX | Ty Cooke | 3602 | 1 | ST | SC | WALL | NG |  | 0 |  |  | EIA Unit-level Data
2019 | TX | Ty Cooke | 3602 | 2 | ST | OP | WALL | NG |  | 0 | 0 | 0.0071744 | EIA Unit-level Data | NEI avg EF - PM, fuel type, firing type
2019 | TX | Ty Cooke | 3602 | GT1 | GT | RE | NA | NG
2019 | TX | Ty Cooke | 3602 | GT2 | GT | OP | NA | NG |  |  |  | 0.0070853
2019 | TX | Ty Cooke | 3602 | GT3 | GT | OA | NA | NG |  |  |  | 0.0070853
2019 | TX | Tyler Bluff Wind Project, LLC | 60502 | GEN1 | WT | OP | NA | WND |  | 3649019 |  | 0 | EIA Prime Mover-level Data | Estimated using an emission factor
2019 | TX | UL Advanced Wind Turbine Test Facility | 61589 | MT-1 | WT | OP | NA | WND |  | 1623.086 |  | 0 | EIA Prime Mover-level Data | Estimated using an emission factor
2019 | TX | UL Advanced Wind Turbine Test Facility | 61589 | UT-1 | WT | OP | NA | WND |  | 55184.91 |  | 0 | EIA Prime Mover-level Data | Estimated using an emission factor
2019 | TX | Union Carbide Seadrift Cogen | 50150 | 11HRSG | CA | OP | DUCTBURNER | NG |  | 392360 | 0.082788 | 0.000422 | EIA Unit-level Data | Estimated using an emission factor
2019 | TX | Union Carbide Seadrift Cogen | 50150 | 6 HRSG | CA | OP | DUCTBURNER | OG |  | 876828.6 | 0.18501 | 0.000422 | EIA Unit-level Data | NEI avg EF - PM, fuel type, firing type
2019 | TX | Union Carbide Seadrift Cogen | 50150 | 8 HRSG | CA | OP | DUCTBURNER | NG |  | 270270.5 | 0.057027 | 0.000422 | EIA Unit-level Data | Estimated using an emission factor
2019 | TX | Union Carbide Seadrift Cogen | 50150 | GE11 | CT |  | NA | NG |  | 3366779 | 9.6903 | 0.0057564 | EIA Unit-level Data | NEI avg EF - PM, fuel type
2019 | TX | Union Carbide Seadrift Cogen | 50150 | GEN6 | CT |  | NA | NG |  | 2060613 | 5.9309 | 0.0057564 | EIA Unit-level Data | NEI avg EF - PM, fuel type
2019 | TX | Union Carbide Seadrift Cogen | 50150 | GEN8 | CT |  | NA | NG |  | 2028609 | 5.8388 | 0.0057564 | EIA Unit-level Data | NEI avg EF - PM, fuel type
2019 | TX | Union Carbide Seadrift Cogen | 50150 | IGT | CT | OP | NA | NG |  |  |  | 0.0057564
2019 | TX | Union Valley Energy Center | 59616 | CTG-1 | GT | IP | NA | NG
2019 | TX | Union Valley Energy Center | 59616 | CTG-2 | GT | IP | NA | NG
2019 | TX | Union Valley Energy Center | 59616 | CTG-3 | GT | IP | NA | NG
2019 | TX | University of Texas at Dallas | 54607 | GEN1 | IC | RE | NA | NG
2019 | TX | Upton County Solar | 60581 | UCTX | PV | OP | NA | SUN |  | 3594137 |  | 0 | EIA Prime Mover-level Data | Estimated using an emission factor
2019 | TX | Valero Refinery Corpus Christi East | 10203 | GEN1 | GT | RE | NA | NG
2019 | TX | Valero Refinery Corpus Christi East | 10203 | GEN2 | GT | RE | NA | NG
2019 | TX | Valero Refinery Corpus Christi West | 50121 | HOC | ST | OP | NA | PC |  | 2756438 | 8.6879 | 0.0063037 | EIA Unit-level Data | NEI avg EF - PM, fuel type
2019 | TX | Valero Refinery Corpus Christi West | 50121 | PRU | ST | OP | NA | WH |  | 478036.1 |  | 0 | EIA Prime Mover-level Data | Estimated using an emission factor
2019 | TX | Valero Refinery Corpus Christi West | 50121 | TG3 | ST | RE | NA | PRG
2019 | TX | Van Alstyne Energy Center | 59617 | CTG-1 | GT | IP | NA | NG
2019 | TX | Van Alstyne Energy Center | 59617 | CTG-2 | GT | IP | NA | NG
2019 | TX | Van Alstyne Energy Center | 59617 | CTG-3 | GT | IP | NA | NG
2019 | TX | Victoria City Power LLC | 61241 | VC-1 | GT | TS | NA | NG
2019 | TX | Victoria City Power LLC | 61241 | VC-2 | GT | TS | NA | NG
2019 | TX | Victoria Port Power II LLC | 61966 | VP2-1 | GT | T | NA | NG
2019 | TX | Victoria Port Power II LLC | 61966 | VP2-2 | GT | T | NA | NG
2019 | TX | Victoria Texas Plant | 10790 | GEN1 | GT | OP | NA | NG |  | 6237785 | 17.1021 | 0.0054834 | EIA Prime Mover-level Data | NEI avg EF - PM, fuel type, firing type
2019 | TX | Village Creek Water Reclamation Facility | 54520 | 3 | IC | RE | NA | OBG
2019 | TX | Village Creek Water Reclamation Facility | 54520 | SD1 | IC | SB | NA | NG |  |  |  | 0.0004219
2019 | TX | Village Creek Water Reclamation Facility | 54520 | SD2 | IC | SB | NA | NG |  |  |  | 0.0004219
2019 | TX | Village Creek Water Reclamation Facility | 54520 | TG1 | GT | OP | NA | NG |  | 215897 | 0.59192 | 0.0054834 | EIA Prime Mover-level Data | NEI avg EF - PM, fuel type, firing type
2019 | TX | Village Creek Water Reclamation Facility | 54520 | TG2 | GT | OP | NA | OBG |  | 215897 | 2.3317 | 0.0216 | EIA Prime Mover-level Data | Estimated using an emission factor
2019 | TX | W B Tuttle | 3613 | 1 | ST | RE | WALL | NG
2019 | TX | W B Tuttle | 3613 | 2 | ST | RE | WALL | NG
2019 | TX | W B Tuttle | 3613 | 3 | ST | RE | WALL | NG
2019 | TX | W B Tuttle | 3613 | 4 | ST | RE | WALL | NG
2019 | TX | Wagyu | 63273 | 1215 | PV | V | NA | SUN
2019 | TX | Wake Wind Energy Center | 58766 | 1 | WT | OP | NA | WND |  | 10063020 |  | 0 | EIA Prime Mover-level Data | Estimated using an emission factor
2019 | TX | Wake Wind Energy Center | 58766 | 2 | WT | IP | NA | WND
2019 | TX | Wake Wind Energy Center | 58766 | 3 | WT | IP | NA | WND
2019 | TX | Walnut Springs Solar | 61370 | GEN1 | PV | OP | NA | SUN |  | 106144 |  | 0 | EIA Prime Mover-level Data | Estimated using an emission factor
2019 | TX | Wasson CO2 Removal Plant | 52122 | GEN1 | GT | OP | NA | NG |  | 1727901 | 4.7374 | 0.0054834 | EIA Prime Mover-level Data | NEI avg EF - PM, fuel type, firing type
2019 | TX | Water Valley Wind Energy | 62846 | WWE1 | WT | P | NA | WND
2019 | TX | Webberville Solar Project | 57699 | AES1 | PV | OP | NA | SUN |  | 502924 |  | 0 | EIA Prime Mover-level Data | Estimated using an emission factor
2019 | TX | Webster | 3471 | 3 | ST | RE | NA | NG
2019 | TX | Webster | 3471 | GT1 | GT | RE | NA | NG
2019 | TX | West Moore Solar | 61624 | GEN1 | PV | CN | NA | SUN
2019 | TX | West Moore Solar II | 61625 | GEN1 | PV | OP | NA | SUN |  | 74989 |  | 0 | EIA Prime Mover-level Data | Estimated using an emission factor
2019 | TX | West of the Pecos Solar | 62415 | WOTP1 | PV | OP | NA | SUN |  | 51332 |  | 0 | EIA Prime Mover-level Data | Estimated using an emission factor
2019 | TX | West Raymond Wind Farm LLC | 62855 | WRAYM | WT | U | NA | WND
2019 | TX | West Texas Wind Energy LLC | 55367 | 01 | WT | RE | NA | WND |  | 326759 |  |  | EIA Prime Mover-level Data
2019 | TX | Westhollow Technology Center | 54330 | 1 | GT | OA | NA | NG |  | 62321 | 0.17087 | 0.0054834 | EIA Prime Mover-level Data | NEI avg EF - PM, fuel type, firing type
2019 | TX | WestRock (TX) | 50101 | PB1 | ST | RE | NA | WDS |  | 0 |  |  | EIA Unit-level Data
2019 | TX | WestRock (TX) | 50101 | PB2 | ST | OP | NA | NG |  | 2992001 | 12.0464 | 0.0080524 | EIA Unit-level Data | NEI avg EF - PM, fuel type, firing type
2019 | TX | WestRock (TX) | 50101 | PB5 | ST | OP | NA | NG |  | 686625.6 | 2.7645 | 0.0080524 | EIA Unit-level Data | NEI avg EF - PM, fuel type
2019 | TX | WestRock (TX) | 50101 | PB6 | ST | OP | NA | WDS |  | 4485318 | 51.16 | 0.022812 | EIA Unit-level Data | NEI avg EF - PM, fuel type
2019 | TX | WestRock (TX) | 50101 | RB2 | ST | RE | NA | WDS |  | 0 |  |  | EIA Unit-level Data
2019 | TX | WestRock (TX) | 50101 | RB3 | ST | OP | NA | BLQ |  | 5382002 | 0.8369 | 0.000311 | EIA Unit-level Data | Estimated using an emission factor
2019 | TX | WestRock (TX) | 50101 | RB4 | ST | OP | NA | BLQ |  | 9309570 | 1.4476 | 0.000311 | EIA Unit-level Data | Estimated using an emission factor
2019 | TX | Westside Landfill Gas Recovery | 57020 | GEN1 | IC | OP | NA | LFG |  | 135890.5 | 0.9988 | 0.0147 | EIA Prime Mover-level Data | Estimated using an emission factor
2019 | TX | Westside Landfill Gas Recovery | 57020 | GEN2 | IC | OP | NA | LFG |  | 135890.5 | 0.9988 | 0.0147 | EIA Prime Mover-level Data | Estimated using an emission factor
2019 | TX | Westside Landfill Gas Recovery | 57020 | GEN3 | IC | RE | NA | LFG |  |  |  | 0.0147
2019 | TX | Whirlwind Energy Center | 56673 | WEC | WT | OP | NA | WND |  | 1801202 |  | 0 | EIA Prime Mover-level Data | Estimated using an emission factor
2019 | TX | White Camp Solar | 58888 | WCAMP | PV | P | NA | SUN
2019 | TX | Whitesboro Solar | 61410 | GEN1 | PV | OP | NA | SUN |  | 98104 |  | 0 | EIA Prime Mover-level Data | Estimated using an emission factor
2019 | TX | Whitesboro Solar II | 61411 | GEN1 | PV | OP | NA | SUN |  | 97926 |  | 0 | EIA Prime Mover-level Data | Estimated using an emission factor
2019 | TX | Whitetail | 58021 | 1 | WT | OP | NA | WND |  | 2252392 |  | 0 | EIA Prime Mover-level Data | Estimated using an emission factor
2019 | TX | Whitewright Solar | 61524 | GEN1 | PV | OP | NA | SUN |  | 193616 |  | 0 | EIA Prime Mover-level Data | Estimated using an emission factor
2019 | TX | Whitney | 6414 | 1 | HY | OP | NA | WAT |  |  |  | 1.5381e-07
2019 | TX | Whitney | 6414 | 2 | HY | OP | NA | WAT |  |  |  | 1.5381e-07
2019 | TX | Wildcat Creek Wind Farm LLC | 62715 | WCCWF | WT | L | NA | WND
2019 | TX | Wildcat Ranch Wind Project | 61674 | WT | WT | OP | NA | WND |  | 5892491 |  | 0 | EIA Prime Mover-level Data | Estimated using an emission factor
2019 | TX | Wildorado Wind LLC | 56432 | 1 | WT | OP | NA | WND |  | 3928578 |  | 0 | EIA Prime Mover-level Data | Estimated using an emission factor
2019 | TX | Williams Solar, LLC | 60859 | PV1 | PV | P | NA | SUN
2019 | TX | Willow Springs Wind Farm | 60901 | WSPWF | WT | OP | NA | WND |  | 8537199 |  | 0 | EIA Prime Mover-level Data | Estimated using an emission factor
2019 | TX | Windthorst-2 | 59238 | WND2 | WT | OP | NA | WND |  | 2063314 |  | 0 | EIA Prime Mover-level Data | Estimated using an emission factor
2019 | TX | Wolf Ridge Wind | 58080 | 1 | WT | OP | NA | WND |  | 2870641 |  | 0 | EIA Prime Mover-level Data | Estimated using an emission factor
2019 | TX | Woodall Gas Plant | 57952 | GEN1 | IC | OP | NA | NG |  | 117542 | 0.024801 | 0.000422 | EIA Prime Mover-level Data | Estimated using an emission factor
2019 | TX | Woodall Gas Plant | 57952 | GEN2 | IC | OP | NA | NG |  | 117542 | 0.024801 | 0.000422 | EIA Prime Mover-level Data | Estimated using an emission factor
2019 | TX | Woodall Gas Plant | 57952 | GEN3 | IC | OP | NA | NG |  | 117542 | 0.024801 | 0.000422 | EIA Prime Mover-level Data | Estimated using an emission factor
2019 | TX | Woodville Renewable Power Project | 58944 | 2771 | ST | OP | NA | WDS |  | 0 | 0 | 0.022812 | EIA Unit-level Data | NEI avg EF - PM, fuel type, firing type
2019 | TX | Woodward Mountain I | 55796 | 01 | WT | OP | NA | WND |  | 1344227 |  | 0 | EIA Prime Mover-level Data | Estimated using an emission factor
2019 | TX | Woodward Mountain II | 55795 | 01 | WT | OP | NA | WND |  | 1278649 |  | 0 | EIA Prime Mover-level Data | Estimated using an emission factor
2019 | TX | Works 4 | 54364 | L1G | IC | SB | NA | DFO |  | 428.571 | 0.066429 | 0.31 | EIA Prime Mover-level Data | Estimated using an emission factor
2019 | TX | Works 4 | 54364 | L1PG | IC | SB | NA | DFO |  | 192.857 | 0.029893 | 0.31 | EIA Prime Mover-level Data | Estimated using an emission factor
2019 | TX | Works 4 | 54364 | L2G | IC | SB | NA | DFO |  | 428.571 | 0.066429 | 0.31 | EIA Prime Mover-level Data | Estimated using an emission factor
2019 | TX | Works 4 | 54364 | L2PG | IC | RE | NA | DFO |  |  |  | 0.31
2019 | TX | Yates Gas Plant | 55025 | GEN1 | GT | OP | NA | NG |  | 70688 | 0.19381 | 0.0054834 | EIA Prime Mover-level Data | NEI avg EF - PM, fuel type, firing type
2019 | TX | Yates Gas Plant | 55025 | GEN2 | GT | OP | NA | NG |  | 70688 | 0.19381 | 0.0054834 | EIA Prime Mover-level Data | NEI avg EF - PM, fuel type, firing type
2019 | TX | Yellow Jacket | 61873 | GEN1 | PV | OP | NA | SUN |  | 82007 |  | 0 | EIA Prime Mover-level Data | Estimated using an emission factor
2019 | TX | Air Liquide Bayport Complex | 10298 | CG801 | GT | OP | CT | NG | 8567 | 7979701 | 31.1824 | 0.0078154 | EPA/CAMD | NEI avg EF - PM, fuel type, firing type | 1984
2019 | TX | Air Liquide Bayport Complex | 10298 | CG802 | GT | OP | CT | NG | 8606 | 8067018 | 31.5236 | 0.0078154 | EPA/CAMD | NEI avg EF - PM, fuel type, firing type | 1984
2019 | TX | Air Liquide Bayport Complex | 10298 | CG802A | GT | Future | CT | [7 empty] | 2016
2019 | TX | Air Liquide Bayport Complex | 10298 | CG803 | GT | OP | CT | NG | 8182 | 7965926 | 31.1286 | 0.0078154 | EPA/CAMD | NEI avg EF - PM, fuel type, firing type | 1985
2019 | TX | Air Liquide Bayport Complex | 10298 | CG804 | GT | OP | CT | NG | 7448 | 7072363 | 27.6368 | 0.0078154 | EPA/CAMD | NEI avg EF - PM, fuel type, firing type | 1985
2019 | TX | Antelope Elk Energy Center | 57865 | 1 | GT | OP | CT | NG | 3204 | 4574149 | 15.0946 | 0.0066 | EPA/CAMD | EPA/NEI | 2015
2019 | TX | Antelope Elk Energy Center | 57865 | 2 | GT | OP | CT | NG | 3167 | 4509752 | 14.8822 | 0.0066 | EPA/CAMD | EPA/NEI | 2016
2019 | TX | Antelope Elk Energy Center | 57865 | 3 | GT | OP | CT | NG | 1085 | 1448630 | 4.7805 | 0.0066 | EPA/CAMD | EPA/NEI | 2016
2019 | TX | Bacliff Generating Station | 60264 | BCGT1 | GT | OP | CT | NG | 686 | 403191.6 | 0.96539 | 0.0047887 | EPA/CAMD | EPA/NEI | 2016
2019 | TX | Bacliff Generating Station | 60264 | BCGT2 | GT | OP | CT | NG | 604 | 336065.2 | 0.7912 | 0.0047086 | EPA/CAMD | EPA/NEI | 2016
2019 | TX | Bacliff Generating Station | 60264 | BCGT3 | GT | OP | CT | NG | 493 | 251589.7 | 0.60045 | 0.0047732 | EPA/CAMD | EPA/NEI | 2017
2019 | TX | Bacliff Generating Station | 60264 | BCGT4 | GT | OP | CT | NG | 577 | 298849.7 | 0.70445 | 0.0047144 | EPA/CAMD | EPA/NEI | 2017
2019 | TX | Bacliff Generating Station | 60264 | BCGT5 | GT | OP | CT | NG | 892 | 482363 | 1.1426 | 0.0047375 | EPA/CAMD | EPA/NEI | 2017
2019 | TX | Bacliff Generating Station | 60264 | BCGT6 | GT | OP | CT | NG | 625 | 353321.8 | 0.84751 | 0.0047974 | EPA/CAMD | EPA/NEI | 2017
2019 | TX | Barney M. Davis | 4939 | 1 | ST | OP | TANGENTIAL | NG | 2246 | 2265852 | 8.45 | 0.0074585 | EPA/CAMD | EPA/NEI | 1974
2019 | TX | Barney M. Davis | 4939 | 3 | CT | OP | CC | NG | 3376 | 5439053 | 25.7161 | 0.0094561 | EPA/CAMD | EPA/NEI | 2009
2019 | TX | Barney M. Davis | 4939 | 4 | CT | OP | CC | NG | 3155 | 5006966 | 23.6838 | 0.0094603 | EPA/CAMD | EPA/NEI | 2009
2019 | TX | Bastrop Clean Energy Center | 55168 | CTG-1A | CT | OP | CC | NG | 5698 | 8487084 | 11.2602 | 0.0026535 | EPA/CAMD | EPA/NEI | 2002
2019 | TX | Bastrop Clean Energy Center | 55168 | CTG-1B | CT | OP | CC | NG | 5816 | 8531269 | 11.3168 | 0.002653 | EPA/CAMD | EPA/NEI | 2002
2019 | TX | Baytown Energy Center | 55327 | CTG-1 | CT | OP | CC | NG | 6722 | 11100800 | 10.502 | 0.0018921 | EPA/CAMD | EPA/NEI | 2002
2019 | TX | Baytown Energy Center | 55327 | CTG-2 | CT | OP | CC | NG | 7257 | 11878310 | 10.0601 | 0.0016939 | EPA/CAMD | EPA/NEI | 2002
2019 | TX | Baytown Energy Center | 55327 | CTG-3 | CT | OP | CC | NG | 7808 | 12927580 | 12.9083 | 0.001997 | EPA/CAMD | EPA/NEI | 2002
2019 | TX | Blackhawk Station | 55064 | 001 | GT | OP | CT | NG | 8501 | 9053029 | 30.4021 | 0.0067165 | EPA/CAMD | EPA/NEI | 1998
2019 | TX | Blackhawk Station | 55064 | 002 | GT | OP | CT | NG | 8283 | 9203629 | 30.8835 | 0.0067111 | EPA/CAMD | EPA/NEI | 1998
2019 | TX | Bosque County Power Plant | 55172 | GT-1 | CT | OP | CC | NG | 6437 | 10148810 | 21.7577 | 0.0042877 | EPA/CAMD | EPA/NEI | 2000
2019 | TX | Bosque County Power Plant | 55172 | GT-2 | CT | OP | CC | NG | 5769 | 9113351 | 22.2626 | 0.0048857 | EPA/CAMD | EPA/NEI | 2000
2019 | TX | Bosque County Power Plant | 55172 | GT-3 | CT | OP | CC | NG | 6912 | 10553480 | 22.3576 | 0.004237 | EPA/CAMD | EPA/NEI | 2001
2019 | TX | Brazos Valley Energy, LP | 55357 | CTG1 | CT | OP | CC | NG | 4788 | 8455914 | 31.3775 | 0.0074214 | EPA/CAMD | EPA/NEI | 2003
2019 | TX | Brazos Valley Energy, LP | 55357 | CTG2 | CT | OP | CC | NG | 5082 | 8720688 | 14.9315 | 0.0034244 | EPA/CAMD | EPA/NEI | 2003
2019 | TX | C. R. Wing Cogeneration Plant | 52176 | 1 | CT | OP | CC | NG | 5535 | 4689447 | 15.7109 | 0.0067005 | EPA/CAMD | EPA/NEI | 1987
2019 | TX | C. R. Wing Cogeneration Plant | 52176 | 2 | CT | OP | CC | NG | 5221 | 4461734 | 14.8606 | 0.0066614 | EPA/CAMD | EPA/NEI | 1987
2019 | TX | Calpine Hidalgo Energy Center | 7762 | HRSG1 | CT | OP | CC | NG | 6604 | 9985232 | 24.459 | 0.004899 | EPA/CAMD | EPA/NEI | 2000
2019 | TX | Calpine Hidalgo Energy Center | 7762 | HRSG2 | CT | OP | CC | NG | 6107 | 9343663 | 22.8936 | 0.0049003 | EPA/CAMD | EPA/NEI | 2000
2019 | TX | Carbon Capture Plant | 58378 | CTHRSG | GT | OP | CT | NG | 7461 | 7436194 | 29.0586 | 0.0078154 | EPA/CAMD | NEI avg EF - PM, fuel type, firing type | 2013
2019 | TX | Cedar Bayou | 3460 | CBY1 | ST | OP | WALL | NG | 3745 | 12961930 | 48.909 | 0.0075466 | EPA/CAMD | EPA/NEI | 1970
2019 | TX | Cedar Bayou | 3460 | CBY2 | ST | OP | WALL | NG | 3341 | 10035890 | 37.8681 | 0.0075465 | EPA/CAMD | EPA/NEI | 1972
2019 | TX | Cedar Bayou 4 | 56806 | CBY41 | CT | OP | CC | NG | 2812 | 4319450 | 14.2543 | 0.0066 | EPA/CAMD | EPA/NEI | 2009
2019 | TX | Cedar Bayou 4 | 56806 | CBY42 | CT | OP | CC | NG | 3302 | 5072461 | 16.7391 | 0.0066 | EPA/CAMD | EPA/NEI | 2009
2019 | TX | Chamon Power, LLC | 60460 | CT1 | GT | OP | CT | NG | 1190 | 409817.6 | 1.6015 | 0.0078154 | EPA/CAMD | NEI avg EF - PM, fuel type, firing type | 2017
2019 | TX | Chamon Power, LLC | 60460 | CT2 | GT | OP | CT | NG | 1090 | 393783.5 | 1.5388 | 0.0078154 | EPA/CAMD | NEI avg EF - PM, fuel type, firing type | 2017
2019 | TX | Channel Energy Center | 55299 | CTG1 | CT | OP | CC | OG | 8175 | 14096180 | 34.5296 | 0.0048991 | EPA/CAMD | EPA/NEI | 2001
2019 | TX | Channel Energy Center | 55299 | CTG2 | CT | OP | CC | OG | 6282 | 7018005 | 2.8401 | 0.00080938 | EPA/CAMD | EPA/NEI | 2002
2019 | TX | Channel Energy Center | 55299 | CTG3 | CT | OP | CC | NG | 6981 | 10837900 | 26.2534 | 0.0048447 | EPA/CAMD | EPA/NEI | 2014
2019 | TX | Channelview Cogeneration Facility | 55187 | CHV1 | CT | OP | CC | NG | 7700 | 13746530 | 32.0506 | 0.0046631 | EPA/CAMD | EPA/NEI | 2002
2019 | TX | Channelview Cogeneration Facility | 55187 | CHV2 | CT | OP | CC | NG | 7989 | 14214120 | 33.6862 | 0.0047398 | EPA/CAMD | EPA/NEI | 2002
2019 | TX | Channelview Cogeneration Facility | 55187 | CHV3 | CT | OP | CC | NG | 8300 | 14832920 | 35.497 | 0.0047862 | EPA/CAMD | EPA/NEI | 2001
2019 | TX | Channelview Cogeneration Facility | 55187 | CHV4 | CT | OP | CC | NG | 8108 | 13999360 | 33.4581 | 0.0047799 | EPA/CAMD | EPA/NEI | 2001
2019 | TX | Coleto Creek | 6178 | 1 | ST | OP | TANGENTIAL | SUB | 8577 | 35579060 | 148.5335 | 0.0083495 | EPA/CAMD | EPA/NEI | 1980
2019 | TX | Colorado Bend Energy Center | 56350 | CT1A | CT | OP | CC | NG | 4282 | 3517124 | 11.618 | 0.0066065 | EPA/CAMD | EPA/NEI | 2007
2019 | TX | Colorado Bend Energy Center | 56350 | CT1B | CT | OP | CC | NG | 4243 | 3453507 | 11.4081 | 0.0066067 | EPA/CAMD | EPA/NEI | 2007
2019 | TX | Colorado Bend Energy Center | 56350 | CT2A | CT | OP | CC | NG | 6675 | 5303626 | 17.5215 | 0.0066074 | EPA/CAMD | EPA/NEI | 2008
2019 | TX | Colorado Bend Energy Center | 56350 | CT2B | CT | OP | CC | NG | 6608 | 5262129 | 17.3856 | 0.0066078 | EPA/CAMD | EPA/NEI | 2008
2019 | TX | Colorado Bend II | 60122 | CT7 | CT | OP | CC | NG | 7953 | 20770490 | 45.2714 | 0.0043592 | EPA/CAMD | EPA/NEI | 2017
2019 | TX | Colorado Bend II | 60122 | CT8 | CT | OP | CC | NG | 7844 | 20687970 | 51.5189 | 0.0049806 | EPA/CAMD | EPA/NEI | 2017
2019 | TX | Copper Station | 9 | CTG-1 | GT | OP | CT | NG | 1350 | 702149.2 | 2.3171 | 0.0066 | EPA/CAMD | EPA/NEI | 1980
2019 | TX | Corpus Christi Energy Center | 55206 | CU1 | CT | OP | CC | NG | 5279 | 8930987 | 5.4803 | 0.0012273 | EPA/CAMD | EPA/NEI | 2001
2019 | TX | Corpus Christi Energy Center | 55206 | CU2 | CT | OP | CC | NG | 7029 | 11733950 | 20.833 | 0.0035509 | EPA/CAMD | EPA/NEI | 2001
2019 | TX | Cottonwood Energy Project | 55358 | CT1 | CT | OP | CC | NG | 7785 | 13159410 | 29.3264 | 0.0044571 | EPA/CAMD | EPA/NEI | 2002
2019 | TX | Cottonwood Energy Project | 55358 | CT2 | CT | OP | CC | NG | 7695 | 12988700 | 21.8014 | 0.003357 | EPA/CAMD | EPA/NEI | 2002
2019 | TX | Cottonwood Energy Project | 55358 | CT3 | CT | OP | CC | NG | 8116 | 13936460 | 99.9115 | 0.014338 | EPA/CAMD | EPA/NEI | 2003
2019 | TX | Cottonwood Energy Project | 55358 | CT4 | CT | OP | CC | NG | 7256 | 12317760 | 6.0642 | 0.00098463 | EPA/CAMD | EPA/NEI | 2003
2019 | TX | Decker Creek | 3548 | 1 | ST | OP | TANGENTIAL | NG | 1407 | 1666757 | 2.5001 | 0.003 | EPA/CAMD | EPA/NEI | 1971
2019 | TX | Decker Creek | 3548 | 2 | ST | OP | WALL | NG | 4266 | 6200062 | 1.24 | 0.00039998 | EPA/CAMD | EPA/NEI | 1978
2019 | TX | Decker Creek | 3548 | GT-1A | GT | OP | CT | NG | 434 | 117404 | 0.97763 | 0.016654 | EPA/CAMD | EPA/NEI | 1988
2019 | TX | Decker Creek | 3548 | GT-1B | GT | OP | CT | NG | 433 | 117376 | 1.04 | 0.01772 | EPA/CAMD | EPA/NEI | 1988
2019 | TX | Decker Creek | 3548 | GT-2A | GT | OP | CT | NG | 2 | 199.5 | 0.00057588 | 0.0057732 | EPA/CAMD | EPA/NEI | 1988
2019 | TX | Decker Creek | 3548 | GT-2B | GT | OP | CT | NG | 2 | 192.5 | 0.00052883 | 0.0054943 | EPA/CAMD | EPA/NEI | 1988
2019 | TX | Decker Creek | 3548 | GT-3A | GT | OP | CT | NG | 279 | 71753.5 | 0.219 | 0.0061043 | EPA/CAMD | EPA/NEI | 1988
2019 | TX | Decker Creek | 3548 | GT-3B | GT | OP | CT | NG | 310 | 79737 | 0.24831 | 0.0062282 | EPA/CAMD | EPA/NEI | 1988
2019 | TX | Decker Creek | 3548 | GT-4A | GT | OP | CT | NG | 367 | 100404.5 | 0.2796 | 0.0055694 | EPA/CAMD | EPA/NEI | 1988
2019 | TX | Decker Creek | 3548 | GT-4B | GT | OP | CT | NG | 359 | 98210 | 0.28109 | 0.0057242 | EPA/CAMD | EPA/NEI | 1988
2019 | TX | Decordova | 8063 | CT1 | GT | OP | CT | NG | 257 | 120755.4 | 0.82776 | 0.01371 | EPA/CAMD | EPA/NEI | 1990
2019 | TX | Decordova | 8063 | CT2 | GT | OP | CT | NG | 140 | 62418.9 | 0.41374 | 0.013257 | EPA/CAMD | EPA/NEI | 1990
2019 | TX | Decordova | 8063 | CT3 | GT | OP | CT | NG | 128 | 61583.6 | 0.39879 | 0.012951 | EPA/CAMD | EPA/NEI | 1990
2019 | TX | Decordova | 8063 | CT4 | GT | OP | CT | NG | 174 | 83226.1 | 0.55843 | 0.013419 | EPA/CAMD | EPA/NEI | 1990
2019 | TX | Deer Park Energy Center | 55464 | CTG1 | CT | OP | CC | NG | 5384 | 11167120 | 6.0755 | 0.0010881 | EPA/CAMD | EPA/NEI | 2002
2019 | TX | Deer Park Energy Center | 55464 | CTG2 | CT | OP | CC | NG | 7071 | 13897920 | 8.4356 | 0.0012139 | EPA/CAMD | EPA/NEI | 2003
2019 | TX | Deer Park Energy Center | 55464 | CTG3 | CT | OP | CC | NG | 7388 | 15579800 | 8.5379 | 0.001096 | EPA/CAMD | EPA/NEI | 2003
2019 | TX | Deer Park Energy Center | 55464 | CTG4 | CT | OP | CC | NG | 7926 | 15738500 | 10.0201 | 0.0012733 | EPA/CAMD | EPA/NEI | 2004
2019 | TX | Deer Park Energy Center | 55464 | CTG5 | CT | OP | CC | NG | 7965 | 14197870 | 30.3644 | 0.0042773 | EPA/CAMD | EPA/NEI | 2014
2019 | TX | Eastman Cogeneration Facility | 55176 | 1 | CT | OP | CC | NG | 8039 | 12642630 | 32.8849 | 0.0052022 | EPA/CAMD | EPA/NEI | 2001
2019 | TX | Eastman Cogeneration Facility | 55176 | 2 | CT | OP | CC | NG | 8296 | 12518120 | 20.7023 | 0.0033076 | EPA/CAMD | EPA/NEI | 2001
2019 | TX | Ector County Energy Center | 58471 | CT-1 | GT | OP | CT | NG | 1968 | 2778975 | 4.1661 | 0.0029983 | EPA/CAMD | EPA/NEI | 2015
2019 | TX | Ector County Energy Center | 58471 | CT-2 | GT | OP | CT | NG | 2207 | 3194042 | 3.1928 | 0.0019992 | EPA/CAMD | EPA/NEI | 2015
2019 | TX | Ennis Power Company, LLC | 55223 | GT-1 | CT | OP | CC | NG | 5047 | 9617652 | 32.6327 | 0.006786 | EPA/CAMD | EPA/NEI | 2001
2019 | TX | Exelon Laporte Generating Station | 55365 | GT-1 | GT | OP | CT | NG | 989 | 363512.7 | 0.43386 | 0.002387 | EPA/CAMD | EPA/NEI | 2001
2019 | TX | Exelon Laporte Generating Station | 55365 | GT-2 | GT | OP | CT | NG | 921 | 335354.4 | 0.40142 | 0.002394 | EPA/CAMD | EPA/NEI | 2001
2019 | TX | Exelon Laporte Generating Station | 55365 | GT-3 | GT | OP | CT | NG | 956 | 336671.9 | 0.41886 | 0.0024882 | EPA/CAMD | EPA/NEI | 2001
2019 | TX | Exelon Laporte Generating Station | 55365 | GT-4 | GT | OP | CT | NG | 1048 | 383129.9 | 0.46923 | 0.0024494 | EPA/CAMD | EPA/NEI | 2001
2019 | TX | ExxonMobil Beaumont Refinery | 50625 | 61STK1 | CT | OP | CC | NG | 6235 | 10971400 | 36.76 | 0.0067011 | EPA/CAMD | EPA/NEI | 2005
2019 | TX | ExxonMobil Beaumont Refinery | 50625 | 61STK2 | CT | OP | CC | NG | 7390 | 12592550 | 23.3218 | 0.0037041 | EPA/CAMD | EPA/NEI | 2005
2019 | TX | ExxonMobil Beaumont Refinery | 50625 | 61STK3 | CT | OP | CC | NG | 8581 | 16271430 | 36.9912 | 0.0045468 | EPA/CAMD | EPA/NEI | 2004
2019 | TX | Forney Power Plant | 55480 | U1 | CT | OP | CC | NG | 6149 | 10836520 | 34.1352 | 0.0063 | EPA/CAMD | EPA/NEI | 2003
2019 | TX | Forney Power Plant | 55480 | U2 | CT | OP | CC | NG | 6091 | 10844180 | 9.814 | 0.00181 | EPA/CAMD | EPA/NEI | 2003
2019 | TX | Forney Power Plant | 55480 | U3 | CT | OP | CC | NG | 5973 | 10704880 | 11.1866 | 0.00209 | EPA/CAMD | EPA/NEI | 2003
2019 | TX | Forney Power Plant | 55480 | U4 | CT | OP | CC | NG | 7774 | 14298910 | 44.5413 | 0.00623 | EPA/CAMD | EPA/NEI | 2003
2019 | TX | Forney Power Plant | 55480 | U5 | CT | OP | CC | NG | 7871 | 14315390 | 24.4078 | 0.00341 | EPA/CAMD | EPA/NEI | 2003
2019 | TX | Forney Power Plant | 55480 | U6 | CT | OP | CC | NG | 7703 | 14280600 | 11.497 | 0.0016102 | EPA/CAMD | EPA/NEI | 2003
2019 | TX | Freestone Power Generation | 55226 | GT1 | CT | OP | CC | NG | 8014 | 13248200 | 23.7931 | 0.0035919 | EPA/CAMD | EPA/NEI | 2002
2019 | TX | Freestone Power Generation | 55226 | GT2 | CT | OP | CC | NG | 7752 | 12960850 | 25.272 | 0.0038997 | EPA/CAMD | EPA/NEI | 2002
2019 | TX | Freestone Power Generation | 55226 | GT3 | CT | OP | CC | NG | 7852 | 12968710 | 15.7253 | 0.0024251 | EPA/CAMD | EPA/NEI | 2002
2019 | TX | Freestone Power Generation | 55226 | GT4 | CT | OP | CC | NG | 8171 | 13736050 | 16.435 | 0.002393 | EPA/CAMD | EPA/NEI | 2002
2019 | TX | Gibbons Creek Steam Electric Station | 6136 | 1 | ST | OP | TANGENTIAL | SUB | 0 |  |  | 0.017184 |  |  | 1983
2019 | TX | Graham | 3490 | 1 | ST | OP | WALL | NG | 927 | 1095780 | 3.435 | 0.0062695 | EPA/CAMD | EPA/NEI | 1960
2019 | TX | Graham | 3490 | 2 | ST | OP | WALL | NG | 1130 | 2027459 | 7.318 | 0.0072189 | EPA/CAMD | EPA/NEI | 1969
2019 | TX | Greens Bayou | 3464 | GBY73 | GT | OP | CT | NG | 698 | 394743.6 | 1.2711 | 0.0064401 | EPA/CAMD | EPA/NEI | 1976
2019 | TX | Greens Bayou | 3464 | GBY74 | GT | OP | CT | NG | 674 | 381578.9 | 1.2321 | 0.006458 | EPA/CAMD | EPA/NEI | 1976
2019 | TX | Greens Bayou | 3464 | GBY81 | GT | OP | CT | NG | 716 | 411090.2 | 1.3267 | 0.0064546 | EPA/CAMD | EPA/NEI | 1976
2019 | TX | Greens Bayou | 3464 | GBY82 | GT | OP | CT | NG | 728 | 395960.5 | 1.2784 | 0.006457 | EPA/CAMD | EPA/NEI | 1976
2019 | TX | Greens Bayou | 3464 | GBY83 | GT | OP | CT | NG | 710 | 424047.2 | 1.3683 | 0.0064533 | EPA/CAMD | EPA/NEI | 1976
2019 | TX | Greens Bayou | 3464 | GBY84 | GT | OP | CT | NG | 725 | 413808.4 | 1.3339 | 0.0064467 | EPA/CAMD | EPA/NEI | 1976
2019 | TX | Gregory Power Facility | 55086 | 101 | CT | OP | CC | NG | 1269 | 1634115 | 4.7033 | 0.0057564 | EPA/CAMD | NEI avg EF - PM, fuel type, firing type | 2000
2019 | TX | Gregory Power Facility | 55086 | 102 | CT | OP | CC | NG | 1384 | 1875218 | 5.3973 | 0.0057564 | EPA/CAMD | NEI avg EF - PM, fuel type, firing type | 2000
2019 | TX | Guadalupe Generating Station | 55153 | CTG-1 | CT | OP | CC | NG | 5118 | 9249066 | 17.4622 | 0.003776 | EPA/CAMD | EPA/NEI | 2000
2019 | TX | Guadalupe Generating Station | 55153 | CTG-2 | CT | OP | CC | NG | 4963 | 8769903 | 17.001 | 0.0038771 | EPA/CAMD | EPA/NEI | 2000
2019 | TX | Guadalupe Generating Station | 55153 | CTG-3 | CT | OP | CC | NG | 7330 | 13182580 | 24.8322 | 0.0037674 | EPA/CAMD | EPA/NEI | 2000
2019 | TX | Guadalupe Generating Station | 55153 | CTG-4 | CT | OP | CC | NG | 7086 | 12623140 | 23.8172 | 0.0037736 | EPA/CAMD | EPA/NEI | 2000
2019 | TX | H W Pirkey Power Plant | 7902 | 1 | ST | OP | WALL | LIG | 5853 | 34716560 | 65.2325 | 0.003758 | EPA/CAMD | EPA/NEI | 1984
2019 | TX | Handley Generating Station | 3491 | 3 | ST | OP | WALL | NG | 2382 | 3208018 | 12.2572 | 0.0076416 | EPA/CAMD | EPA/NEI | 1963
2019 | TX | Handley Generating Station | 3491 | 4 | ST | OP | WALL | NG | 1295 | 2199817 | 8.4056 | 0.0076421 | EPA/CAMD | EPA/NEI | 1976
2019 | TX | Handley Generating Station | 3491 | 5 | ST | OP | WALL | NG | 1304 | 2510402 | 9.6098 | 0.007656 | EPA/CAMD | EPA/NEI | 1977
2019 | TX | Hardin County Peaking Facility | 56604 | HCCT1 | GT | OP | CT | NG | 449 | 281995.3 | 1.8502 | 0.013122 | EPA/CAMD | EPA/NEI | 2009
2019 | TX | Hardin County Peaking Facility | 56604 | HCCT2 | GT | OP | CT | NG | 351 | 219061.5 | 1.4359 | 0.013109 | EPA/CAMD | EPA/NEI | 2009
2019 | TX | Harrington Station | 6193 | 061B | ST | OP | TANGENTIAL | SUB | 5326 | 9154148 | 28.0726 | 0.0061333 | EPA/CAMD | EPA/NEI | 1976
2019 | TX | Harrington Station | 6193 | 062B | ST | OP | TANGENTIAL | SUB | 7083 | 14736970 | 18.0232 | 0.002446 | EPA/CAMD | EPA/NEI | 1978
2019 | TX | Harrington Station | 6193 | 063B | ST | OP | TANGENTIAL | SUB | 7643 | 16221520 | 19.7591 | 0.0024362 | EPA/CAMD | EPA/NEI | 1980
2019 | TX | Harrison County Power Project | 55664 | GT-1 | CT | OP | CC | NG | 5581 | 9442531 | 42.0194 | 0.0089 | EPA/CAMD | EPA/NEI | 2003
2019 | TX | Harrison County Power Project | 55664 | GT-2 | CT | OP | CC | NG | 5623 | 9613489 | 42.7803 | 0.0089 | EPA/CAMD | EPA/NEI | 2003
2019 | TX | Hays Energy Facility | 55144 | STK1 | CT | OP | CC | NG | 4340 | 6040321 | 18.8156 | 0.00623 | EPA/CAMD | EPA/NEI | 2001
2019 | TX | Hays Energy Facility | 55144 | STK2 | CT | OP | CC | NG | 4451 | 6448878 | 16.7026 | 0.00518 | EPA/CAMD | EPA/NEI | 2001
2019 | TX | Hays Energy Facility | 55144 | STK3 | CT | OP | CC | NG | 3783 | 5490044 | 18.3368 | 0.00668 | EPA/CAMD | EPA/NEI | 2001
2019 | TX | Hays Energy Facility | 55144 | STK4 | CT | OP | CC | NG | 4180 | 6011114 | 21.129 | 0.00703 | EPA/CAMD | EPA/NEI | 2001
2019 | TX | J K Spruce | 7097 | **1 | ST | OP | TANGENTIAL | SUB | 5881 | 24338870 | 40.4244 | 0.0033218 | EPA/CAMD | EPA/NEI | 1992
2019 | TX | J K Spruce | 7097 | **2 | ST | OP | TANGENTIAL | SUB | 7760 | 48503400 | 66.5056 | 0.0027423 | EPA/CAMD | EPA/NEI | 2009
2019 | TX | J Robert Massengale Generating Station | 3604 | GT1 | CT | OP | CC | NG | 3699 | 1418157 | 4.6799 | 0.0066 | EPA/CAMD | EPA/NEI | 2000
2019 | TX | J T Deely | 6181 | 1 | ST | OP | TANGENTIAL | SUB | 6 | 130.674 | 0.00020441 | 0.0031286 | EPA/CAMD | EPA/NEI | 1977
2019 | TX | J T Deely | 6181 | 2 | ST | OP | TANGENTIAL | SUB | 6 | 127.94 | 0.00020411 | 0.0031908 | EPA/CAMD | EPA/NEI | 1978
2019 | TX | Jack County Generation Facility | 55230 | CT-1 | CT | OP | CC | NG | 5638 | 7989048 | 10.3011 | 0.0025788 | EPA/CAMD | EPA/NEI | 2005
2019 | TX | Jack County Generation Facility | 55230 | CT-2 | CT | OP | CC | NG | 5336 | 7582990 | 4.3311 | 0.0011423 | EPA/CAMD | EPA/NEI | 2005
2019 | TX | Jack County Generation Facility | 55230 | CT-3 | CT | OP | CC | NG | 5392 | 7624943 | 4.7482 | 0.0012454 | EPA/CAMD | EPA/NEI | 2011
2019 | TX | Jack County Generation Facility | 55230 | CT-4 | CT | OP | CC | NG | 4486 | 6360953 | 8.1821 | 0.0025726 | EPA/CAMD | EPA/NEI | 2011
2019 | TX | Johnson County Generation Facility | 54817 | EAST | CT | OP | CC | NG | 5003 | 6527733 | 21.5399 | 0.0065995 | EPA/CAMD | EPA/NEI | 1996
2019 | TX | Jones Station | 3482 | 151B | ST | OP | TANGENTIAL | NG | 7945 | 12944980 | 47.5462 | 0.0073459 | EPA/CAMD | EPA/NEI | 1971
2019 | TX | Jones Station | 3482 | 152B | ST | OP | TANGENTIAL | NG | 4384 | 6703579 | 24.6227 | 0.0073461 | EPA/CAMD | EPA/NEI | 1974
2019 | TX | Jones Station | 3482 | 153T | GT | OP | CT | NG | 2246 | 3695181 | 4.8037 | 0.0026 | EPA/CAMD | EPA/NEI | 2011
2019 | TX | Jones Station | 3482 | 154T | GT | OP | CT | NG | 2247 | 3737196 | 1.8686 | 0.00099998 | EPA/CAMD | EPA/NEI | 2013
2019 | TX | Knox Lee Power Plant | 3476 | 2 | ST | OP | WALL | NG | 235 | 29694.6 | 0.10387 | 0.0069959 | EPA/CAMD | EPA/NEI | 1950
2019 | TX | Knox Lee Power Plant | 3476 | 3 | ST | OP | WALL | NG | 269 | 43941.37 | 0.14941 | 0.0068006 | EPA/CAMD | EPA/NEI | 1952
2019 | TX | Knox Lee Power Plant | 3476 | 5 | ST | OP | TANGENTIAL | NG | 1294 | 1361203 | 5.0501 | 0.00742 | EPA/CAMD | EPA/NEI | 1974
2019 | TX | Lake Hubbard | 3452 | 1 | ST | OP | WALL | NG | 1020 | 1502432 | 5.6183 | 0.0074789 | EPA/CAMD | EPA/NEI | 1970
2019 | TX | Lake Hubbard | 3452 | 2 | ST | OP | WALL | NG | 793 | 2167868 | 6.6431 | 0.0061287 | EPA/CAMD | EPA/NEI | 1973
2019 | TX | Lamar Power Plant | 55097 | 1 | CT | OP | CC | NG | 7259 | 12119560 | 22.9925 | 0.0037943 | EPA/CAMD | EPA/NEI | 2000
2019 | TX | Lamar Power Plant | 55097 | 2 | CT | OP | CC | NG | 7225 | 12074230 | 18.2796 | 0.0030279 | EPA/CAMD | EPA/NEI | 2000
2019 | TX | Lamar Power Plant | 55097 | 3 | CT | OP | CC | NG | 7391 | 12557940 | 21.2306 | 0.0033812 | EPA/CAMD | EPA/NEI | 2000
2019 | TX | Lamar Power Plant | 55097 | 4 | CT | OP | CC | NG | 7377 | 12316750 | 20.8561 | 0.0033866 | EPA/CAMD | EPA/NEI | 2000
2019 | TX | Laredo | 3439 | 4 | GT | OP | CT | NG | 870 | 491572.5 | 0.78899 | 0.0032101 | EPA/CAMD | EPA/NEI | 2008
2019 | TX | Laredo | 3439 | 5 | GT | OP | CT | NG | 1170 | 596823.4 | 1.1321 | 0.0037937 | EPA/CAMD | EPA/NEI | 2008
2019 | TX | Leon Creek | 3609 | CGT1 | GT | OP | CT | NG | 1130 | 377266.4 | 0.93212 | 0.0049415 | EPA/CAMD | EPA/NEI | 2004
2019 | TX | Leon Creek | 3609 | CGT2 | GT | OP | CT | NG | 1265 | 430290.8 | 0.5486 | 0.0025499 | EPA/CAMD | EPA/NEI | 2004
2019 | TX | Leon Creek | 3609 | CGT3 | GT | OP | CT | NG | 1482 | 502243.7 | 0.73615 | 0.0029314 | EPA/CAMD | EPA/NEI | 2004
2019 | TX | Leon Creek | 3609 | CGT4 | GT | OP | CT | NG | 1341 | 406989.3 | 1.5073 | 0.0074072 | EPA/CAMD | EPA/NEI | 2004
2019 | TX | Lewis Creek | 3457 | 1 | ST | OP | WALL | NG | 6578 | 10799130 | 39.1396 | 0.0072487 | EPA/CAMD | EPA/NEI | 1970
2019 | TX | Lewis Creek | 3457 | 2 | ST | OP | WALL | NG | 7334 | 11287410 | 40.9092 | 0.0072487 | EPA/CAMD | EPA/NEI | 1971
2019 | TX | Limestone | 298 | LIM1 | ST | OP | TANGENTIAL | SUB | 6840 | 40986580 | 211.3207 | 0.010312 | EPA/CAMD | EPA/NEI | 1985
2019 | TX | Limestone | 298 | LIM2 | ST | OP | TANGENTIAL | SUB | 7891 | 53201880 | 224.8558 | 0.0084529 | EPA/CAMD | EPA/NEI | 1985
2019 | TX | Lone Star Power Plant | 3477 | 1 | ST | OP | WALL | NG | 745 | 164302.8 | 0.61039 | 0.00743 | EPA/CAMD | EPA/NEI | 1954
2019 | TX | Lost Pines 1 | 55154 | 1 | CT | OP | CC | NG | 5450 | 8806953 | 21.5507 | 0.004894 | EPA/CAMD | EPA/NEI | 2001
2019 | TX | Lost Pines 1 | 55154 | 2 | CT | OP | CC | NG | 5477 | 8904326 | 21.725 | 0.0048796 | EPA/CAMD | EPA/NEI | 2001
2019 | TX | Magic Valley Generating Station | 55123 | CTG-1 | CT | OP | CC | NG | 4280 | 9509607 | 12.3484 | 0.002597 | EPA/CAMD | EPA/NEI | 2001
2019 | TX | Magic Valley Generating Station | 55123 | CTG-2 | CT | OP | CC | NG | 5122 | 11051560 | 32.0198 | 0.0057946 | EPA/CAMD | EPA/NEI | 2001
2019 | TX | Martin Lake | 6146 | 1 | ST | OP | TANGENTIAL | LIG | 7683 | 41130180 | 279.1613 | 0.013575 | EPA/CAMD | EPA/NEI | 1977
2019 | TX | Martin Lake | 6146 | 2 | ST | OP | TANGENTIAL | LIG | 8330 | 40519380 | 281.6856 | 0.013904 | EPA/CAMD | EPA/NEI | 1978
2019 | TX | Martin Lake | 6146 | 3 | ST | OP | TANGENTIAL | LIG | 8341 | 46007660 | 340.8079 | 0.014815 | EPA/CAMD | EPA/NEI | 1979
2019 | TX | Midlothian Energy | 55091 | STK1 | CT | OP | CC | NG | 4692 | 6746603 | 37.0574 | 0.010985 | EPA/CAMD | EPA/NEI | 2000
2019 | TX | Midlothian Energy | 55091 | STK2 | CT | OP | CC | NG | 4433 | 6286463 | 27.686 | 0.0088081 | EPA/CAMD | EPA/NEI | 2000
2019 | TX | Midlothian Energy | 55091 | STK3 | CT | OP | CC | NG | 4770 | 6773517 | 21.9843 | 0.0064913 | EPA/CAMD | EPA/NEI | 2000
2019 | TX | Midlothian Energy | 55091 | STK4 | CT | OP | CC | NG | 4525 | 6703980 | 21.5153 | 0.0064187 | EPA/CAMD | EPA/NEI | 2000
2019 | TX | Midlothian Energy | 55091 | STK5 | CT | OP | CC | NG | 4646 | 7398658 | 19.2482 | 0.0052032 | EPA/CAMD | EPA/NEI | 2001
2019 | TX | Midlothian Energy | 55091 | STK6 | CT | OP | CC | NG | 5191 | 8342365 | 19.2325 | 0.0046108 | EPA/CAMD | EPA/NEI | 2001
2019 | TX | Montana Power Station | 58562 | GT-1 | GT | OP | CT | NG | 4259 | 2735822 | 9.5633 | 0.0069912 | EPA/CAMD | EPA/NEI | 2015
2019 | TX | Montana Power Station | 58562 | GT-2 | GT | OP | CT | NG | 4154 | 2631483 | 9.1986 | 0.0069912 | EPA/CAMD | EPA/NEI | 2015
2019 | TX | Montana Power Station | 58562 | GT-3 | GT | OP | CT | NG | 3281 | 2043326 | 7.1427 | 0.0069912 | EPA/CAMD | EPA/NEI | 2016
2019 | TX | Montana Power Station | 58562 | GT-4 | GT | OP | CT | NG | 3783 | 2340852 | 8.1827 | 0.0069912 | EPA/CAMD | EPA/NEI | 2016
2019 | TX | Morgan Creek | 3492 | CT1 | GT | OP | CT | NG | 96 | 30242.7 | 0.28208 | 0.018655 | EPA/CAMD | EPA/NEI | 1988
2019 | TX | Morgan Creek | 3492 | CT2 | GT | OP | CT | NG | 175 | 54369.4 | 0.38457 | 0.014146 | EPA/CAMD | EPA/NEI | 1988
2019 | TX | Morgan Creek | 3492 | CT3 | GT | OP | CT | NG | 100 | 40030.5 | 0.32059 | 0.016017 | EPA/CAMD | EPA/NEI | 1988
2019 | TX | Morgan Creek | 3492 | CT4 | GT | OP | CT | NG | 74 | 18414.3 | 0.16111 | 0.017498 | EPA/CAMD | EPA/NEI | 1988
2019 | TX | Morgan Creek | 3492 | CT5 | GT | OP | CT | NG | 128 | 44168.6 | 0.35546 | 0.016096 | EPA/CAMD | EPA/NEI | 1988
2019 | TX | Morgan Creek | 3492 | CT6 | GT | OP | CT | NG | 84 | 28053.7 | 0.3073 | 0.021908 | EPA/CAMD | EPA/NEI | 1988
2019 | TX | Mountain Creek Generating Station | 3453 | 6 | ST | OP | WALL | NG | 1374 | 682436.3 | 2.62 | 0.0076785 | EPA/CAMD | EPA/NEI | 1956
2019 | TX | Mountain Creek Generating Station | 3453 | 7 | ST | OP | WALL | NG | 1521 | 667607 | 2.5638 | 0.0076806 | EPA/CAMD | EPA/NEI | 1958
2019 | TX | Mountain Creek Generating Station | 3453 | 8 | ST | OP | TANGENTIAL | NG | 1772 | 3966523 | 15.2232 | 0.0076758 | EPA/CAMD | EPA/NEI | 1967
2019 | TX | Mustang Station | 55065 | 1 | CT | OP | CC | NG | 6841 | 10351920 | 34.1611 | 0.0066 | EPA/CAMD | EPA/NEI | 1999
2019 | TX | Mustang Station | 55065 | 2 | CT | OP | CC | NG | 6530 | 9545230 | 31.4993 | 0.0066 | EPA/CAMD | EPA/NEI | 1999
2019 | TX | Mustang Station (56326) | 56326 | GEN1 | GT | OP | CT | NG | 5463 | 7792912 | 25.7167 | 0.0066 | EPA/CAMD | EPA/NEI | 2006
2019 | TX | Mustang Station (56326) | 56326 | GEN2 | GT | OP | CT | NG | 5769 | 8111808 | 26.7691 | 0.0066 | EPA/CAMD | EPA/NEI | 2007
2019 | TX | Mustang Station (56326) | 56326 | GEN3 | GT | OP | CT | NG | 3001 | 3734486 | 12.3238 | 0.0066 | EPA/CAMD | EPA/NEI | 2013
2019 | TX | Nacogdoches Generating Facility | 55708 | BFB-1 | ST | OP | FLUIDIZED | WDS | 1044 | 1100412 | 0.59693 | 0.0010849 | EPA/CAMD | EPA/NEI | 2012
2019 | TX | New Gulf Power Facility | 50137 | 1 | GT | OP | CT | NG | 276 | 185253.5 | 0.18526 | 0.0020001 | EPA/CAMD | EPA/NEI | 1996
2019 | TX | Newman | 3456 | 1 | ST | OP | WALL | NG | 6475 | 3328703 | 1.2159 | 0.00073057 | EPA/CAMD | EPA/NEI | 1960
2019 | TX | Newman | 3456 | 2 | ST | OP | WALL | NG | 7150 | 3681923 | 2.2939 | 0.001246 | EPA/CAMD | EPA/NEI | 1963
2019 | TX | Newman | 3456 | 3 | ST | OP | WALL | NG | 7241 | 4005052 | 2.1487 | 0.001073 | EPA/CAMD | EPA/NEI | 1966
2019 | TX | Newman | 3456 | **4 | CT | OP | CC | NG | 5168 | 3852648 | 2.4573 | 0.0012756 | EPA/CAMD | EPA/NEI | 1975
2019 | TX | Newman | 3456 | **5 | CT | OP | CC | NG | 7652 | 6293480 | 3.9963 | 0.00127 | EPA/CAMD | EPA/NEI | 1975
2019 | TX | Newman | 3456 | GT-6A | CT | OP | CC | NG | 6614 | 5165841 | 20.9834 | 0.0081239 | EPA/CAMD | EPA/NEI | 2009
2019 | TX | Newman | 3456 | GT-6B | CT | OP | CC | NG | 6540 | 4389326 | 20.7779 | 0.0094675 | EPA/CAMD | EPA/NEI | 2009
2019 | TX | Nichols Station | 3484 | 141B | ST | OP | TANGENTIAL | NG | 5050 | 2355726 | 8.6834 | 0.0073722 | EPA/CAMD | EPA/NEI | 1960
2019 | TX | Nichols Station | 3484 | 142B | ST | OP | TANGENTIAL | NG | 7255 | 4155162 | 15.3163 | 0.0073722 | EPA/CAMD | EPA/NEI | 1962
2019 | TX | Nichols Station | 3484 | 143B | ST | OP | TANGENTIAL | NG | 5725 | 6601899 | 24.2546 | 0.0073478 | EPA/CAMD | EPA/NEI | 1968
2019 | TX | Nueces Bay | 3441 | 8 | CT | OP | CC | NG | 3759 | 5891149 | 27.9265 | 0.0094808 | EPA/CAMD | EPA/NEI | 2009
2019 | TX | Nueces Bay | 3441 | 9 | CT | OP | CC | NG | 4070 | 6458105 | 30.5992 | 0.0094762 | EPA/CAMD | EPA/NEI | 2009
2019 | TX | O W Sommers | 3611 | 1 | ST | OP | TANGENTIAL | NG | 3176 | 6108218 | 22.4944 | 0.0073653 | EPA/CAMD | EPA/NEI | 1972
2019 | TX | O W Sommers | 3611 | 2 | ST | OP | TANGENTIAL | NG | 3701 | 7079088 | 26.1346 | 0.0073836 | EPA/CAMD | EPA/NEI | 1974
2019 | TX | Oak Grove | 6180 | 1 | ST | OP | TANGENTIAL | LIG | 7228 | 60492400 | 362.9545 | 0.012 | EPA/CAMD | EPA/NEI | 2009
2019 | TX | Oak Grove | 6180 | 2 | ST | OP | WALL | LIG | 8418 | 63493210 | 380.9593 | 0.012 | EPA/CAMD | EPA/NEI | 2010
2019 | TX | Odessa Ector Generating Station | 55215 | GT1 | CT | OP | CC | NG | 7437 | 12985160 | 11.9053 | 0.0018337 | EPA/CAMD | EPA/NEI | 2001
2019 | TX | Odessa Ector Generating Station | 55215 | GT2 | CT | OP | CC | NG | 6927 | 12126960 | 11.0483 | 0.0018221 | EPA/CAMD | EPA/NEI | 2001
2019 | TX | Odessa Ector Generating Station | 55215 | GT3 | CT | OP | CC | NG | 8114 | 14103280 | 8.5534 | 0.001213 | EPA/CAMD | EPA/NEI | 2001
2019 | TX | Odessa Ector Generating Station | 55215 | GT4 | CT | OP | CC | NG | 7990 | 14003110 | 16.018 | 0.0022878 | EPA/CAMD | EPA/NEI | 2001
2019 | TX | Oklaunion Power Station | 127 | 1 | ST | OP | WALL | SUB | 6408 | 30952290 | 52.4378 | 0.0033883 | EPA/CAMD | EPA/NEI | 1986
2019 | TX | Optim Energy Altura Cogen, LLC | 50815 | ENG101 | CT | OP | CC | NG | 8614 | 6562419 | 12.1471 | 0.003702 | EPA/CAMD | EPA/NEI | 1985
2019 | TX | Optim Energy Altura Cogen, LLC | 50815 | ENG201 | CT | OP | CC | NG | 8418 | 6577440 | 16.0427 | 0.0048781 | EPA/CAMD | EPA/NEI | 1985
2019 | TX | Optim Energy Altura Cogen, LLC | 50815 | ENG301 | CT | OP | CC | NG | 8273 | 6152273 | 14.1506 | 0.0046001 | EPA/CAMD | EPA/NEI | 1985
2019 | TX | Optim Energy Altura Cogen, LLC | 50815 | ENG401 | CT | OP | CC | NG | 8399 | 6272572 | 9.1244 | 0.0029093 | EPA/CAMD | EPA/NEI | 1985
2019 | TX | Optim Energy Altura Cogen, LLC | 50815 | ENG501 | CT | OP | CC | NG | 8595 | 6427565 | 11.7954 | 0.0036703 | EPA/CAMD | EPA/NEI | 1985
2019 | TX | Optim Energy Altura Cogen, LLC | 50815 | ENG601 | CT | OP | CC | NG | 7920 | 5575417 | 10.0352 | 0.0035998 | EPA/CAMD | EPA/NEI | 1995
2019 | TX | Panda Sherman Power Station | 58005 | CTG1 | CT | OP | CC | NG | 5813 | 11765500 | 6.5463 | 0.0011128 | EPA/CAMD | EPA/NEI | 2014
2019 | TX | Panda Sherman Power Station | 58005 | CTG2 | CT | OP | CC | NG | 5717 | 11645010 | 9.9352 | 0.0017063 | EPA/CAMD | EPA/NEI | 2014
2019 | TX | Panda Temple Power Station | 58001 | CTG1 | CT | OP | CC | NG | 3391 | 6840961 | 7.6225 | 0.0022285 | EPA/CAMD | EPA/NEI | 2014
2019 | TX | Panda Temple Power Station | 58001 | CTG2 | CT | OP | CC | NG | 4690 | 9549682 | 12.3647 | 0.0025896 | EPA/CAMD | EPA/NEI | 2014
2019 | TX | Panda Temple Power Station | 58001 | CTG3 | CT | OP | CC | NG | 4943 | 10119230 | 9.2339 | 0.001825 | EPA/CAMD | EPA/NEI | 2015
2019 | TX | Panda Temple Power Station | 58001 | CTG4 | CT | OP | CC | NG | 4908 | 10054610 | 9.2536 | 0.0018407 | EPA/CAMD | EPA/NEI | 2015
2019 | TX | Paris Energy Center | 50109 | HRSG1 | CT | OP | CC | NG | 2718 | 2078919 | 7.5149 | 0.0072296 | EPA/CAMD | EPA/NEI | 1989
2019 | TX | Paris Energy Center | 50109 | HRSG2 | CT | OP | CC | NG | 2655 | 2109410 | 7.6495 | 0.0072527 | EPA/CAMD | EPA/NEI | 1989
2019 | TX | Pasadena Power Plant | 55047 | CG-1 | CT | OP | CC | NG | 5528 | 8173019 | 15.5163 | 0.003797 | EPA/CAMD | EPA/NEI | 1998
2019 | TX | Pasadena Power Plant | 55047 | CG-2 | CT | OP | CC | NG | 6920 | 11112750 | 19.7659 | 0.0035573 | EPA/CAMD | EPA/NEI | 2000
2019 | TX | Pasadena Power Plant | 55047 | CG-3 | CT | OP | CC | NG | 6603 | 10578420 | 6.5382 | 0.0012361 | EPA/CAMD | EPA/NEI | 2000
2019 | TX | Permian Basin | 3494 | CT1 | GT | OP | CT | NG | 1575 | 1073461 | 7.5272 | 0.014024 | EPA/CAMD | EPA/NEI | 1988
2019 | TX | Permian Basin | 3494 | CT2 | GT | OP | CT | NG | 1986 | 1449647 | 11.4064 | 0.015737 | EPA/CAMD | EPA/NEI | 1988
2019 | TX | Permian Basin | 3494 | CT3 | GT | OP | CT | NG | 2640 | 2046896 | 12.3227 | 0.01204 | EPA/CAMD | EPA/NEI | 1988
2019 | TX | Permian Basin | 3494 | CT4 | GT | OP | CT | NG | 3381 | 2538372 | 16.8661 | 0.013289 | EPA/CAMD | EPA/NEI | 1990
2019 | TX | Permian Basin | 3494 | CT5 | GT | OP | CT | NG | 2686 | 1862665 | 15.5288 | 0.016674 | EPA/CAMD | EPA/NEI | 1990
2019 | TX | Plant X | 3485 | 111B | ST | OP | WALL | NG | 3490 | 1465256 | 5.3979 | 0.0073679 | EPA/CAMD | EPA/NEI | 1952
2019 | TX | Plant X | 3485 | 112B | ST | OP | TANGENTIAL | NG | 1973 | 1261852 | 4.6484 | 0.0073675 | EPA/CAMD | EPA/NEI | 1953
2019 | TX | Plant X | 3485 | 113B | ST | OP | TANGENTIAL | NG | 3743 | 2729433 | 10.055 | 0.0073679 | EPA/CAMD | EPA/NEI | 1955
2019 | TX | Plant X | 3485 | 114B | ST | OP | TANGENTIAL | NG | 4140 | 4743293 | 17.4739 | 0.0073678 | EPA/CAMD | EPA/NEI | 1964
2019 | TX | Port Comfort Peaking Facility | 60459 | CT1 | GT | OP | CT | NG | 1013 | 342772.4 | 1.3395 | 0.0078154 | EPA/CAMD | NEI avg EF - PM, fuel type, firing type | 2017
2019 | TX | Port Comfort Peaking Facility | 60459 | CT2 | GT | OP | CT | NG | 1123 | 383346.3 | 1.498 | 0.0078154 | EPA/CAMD | NEI avg EF - PM, fuel type, firing type | 2017
2019 | TX | Power Island | 10154 | 1 | GT | Future | CT | [7 empty] | 2018
2019 | TX | Power Island | 10154 | 2 | GT | Future | CT | [7 empty] | 2018
2019 | TX | Power Lane Steam Plant | 4195 | 2 | ST | OP | WALL | NG | 916 | 84147.13 | 0.31331 | 0.0074467 | EPA/CAMD | EPA/NEI | 1969
2019 | TX | Power Lane Steam Plant | 4195 | 3 | ST | OP | WALL | NG | 633 | 54359.13 | 0.20251 | 0.0074507 | EPA/CAMD | EPA/NEI | 1977
2019 | TX | Quail Run Energy Center | 56349 | CT1A | CT | OP | CC | NG | 5289 | 4713573 | 16.0569 | 0.006813 | EPA/CAMD | EPA/NEI | 2007
2019 | TX | Quail Run Energy Center | 56349 | CT1B | CT | OP | CC | NG | 5003 | 4336948 | 14.7518 | 0.0068028 | EPA/CAMD | EPA/NEI | 2007
2019 | TX | Quail Run Energy Center | 56349 | CT2A | CT | OP | CC | NG | 5890 | 5506289 | 18.9584 | 0.0068861 | EPA/CAMD | EPA/NEI | 2008
2019 | TX | Quail Run Energy Center | 56349 | CT2B | CT | OP | CC | NG | 5497 | 5248519 | 18.2365 | 0.0069492 | EPA/CAMD | EPA/NEI | 2008
2019 | TX | R W Miller | 3628 | 1 | ST | OP | WALL | NG | 1449 | 381683.2 | 1.4101 | 0.0073888 | EPA/CAMD | EPA/NEI | 1968
2019 | TX | R W Miller | 3628 | 2 | ST | OP | WALL | NG | 1914 | 1132849 | 4.2003 | 0.0074155 | EPA/CAMD | EPA/NEI | 1972
2019 | TX | R W Miller | 3628 | 3 | ST | OP | WALL | NG | 3155 | 2069489 | 7.6749 | 0.0074172 | EPA/CAMD | EPA/NEI | 1975
2019 | TX | R W Miller | 3628 | **4 | GT | OP | CT | NG | 1263 | 796384.9 | 3.6613 | 0.0091948 | EPA/CAMD | EPA/NEI | 1994
2019 | TX | R W Miller | 3628 | **5 | GT | OP | CT | NG | 1322 | 815550.9 | 4.063 | 0.0099639 | EPA/CAMD | EPA/NEI | 1994
2019 | TX | Ray Olinger | 3576 | BW2 | ST | OP | WALL | NG | 1402 | 372154.2 | 1.3865 | 0.007451 | EPA/CAMD | EPA/NEI | 1970
2019 | TX | Ray Olinger | 3576 | BW3 | ST | OP | WALL | NG | 1691 | 572851.4 | 2.1339 | 0.0074502 | EPA/CAMD | EPA/NEI | 1976
2019 | TX | Ray Olinger | 3576 | CE1 | ST | OP | TANGENTIAL | NG | 557 | 94991.25 | 0.35384 | 0.0074499 | EPA/CAMD | EPA/NEI | 1967
2019 | TX | Ray Olinger | 3576 | GE4 | GT | OP | CT | NG | 220 | 113174.7 | 0.36612 | 0.00647 | EPA/CAMD | EPA/NEI | 2001
2019 | TX | Rio Nogales Power Project, LP | 55137 | CTG-1 | CT | OP | CC | NG | 6104 | 9253917 | 51.1176 | 0.011048 | EPA/CAMD | EPA/NEI | 2002
2019 | TX | Rio Nogales Power Project, LP | 55137 | CTG-2 | CT | OP | CC | NG | 6977 | 9719315 | 25.1461 | 0.0051745 | EPA/CAMD | EPA/NEI | 2002
2019 | TX | Rio Nogales Power Project, LP | 55137 | CTG-3 | CT | OP | CC | NG | 7138 | 10219360 | 34.761 | 0.006803 | EPA/CAMD | EPA/NEI | 2002
2019 | TX | Roland C. Dansby Power Plant | 6243 | 1 | ST | OP | WALL | NG | 7535 | 1557063 | 5.9096 | 0.0075906 | EPA/CAMD | EPA/NEI | 1978
2019 | TX | Roland C. Dansby Power Plant | 6243 | 2 | GT | OP | CT | NG | 666 | 223925 | 0.73899 | 0.0066003 | EPA/CAMD | EPA/NEI | 2003
2019 | TX | Roland C. Dansby Power Plant | 6243 | 3 | GT | OP | CT | NG | 826 | 277295.5 | 0.91507 | 0.0066 | EPA/CAMD | EPA/NEI | 2010
2019 | TX | Sabine | 3459 | 1 | ST | OP | TANGENTIAL | NG | 3252 | 3251941 | 11.7759 | 0.0072424 | EPA/CAMD | EPA/NEI | 1962
2019 | TX | Sabine | 3459 | 3 | ST | OP | TANGENTIAL | NG | 3328 | 7192338 | 26.045 | 0.0072424 | EPA/CAMD | EPA/NEI | 1966
2019 | TX | Sabine | 3459 | 4 | ST | OP | WALL | NG | 5112 | 16372820 | 59.2896 | 0.0072424 | EPA/CAMD | EPA/NEI | 1974
2019 | TX | Sabine | 3459 | 5 | ST | OP | TANGENTIAL | NG | 3541 | 7783785 | 28.1878 | 0.0072427 | EPA/CAMD | EPA/NEI | 1979
2019 | TX | Sabine Cogeneration Facility | 55104 | SAB-1 | CT | OP | CC | NG | 8179 | 3966576 | 8.915 | 0.0044951 | EPA/CAMD | EPA/NEI | 1999
2019 | TX | Sabine Cogeneration Facility | 55104 | SAB-2 | CT | OP | CC | NG | 7714 | 3745521 | 13.2475 | 0.0070738 | EPA/CAMD | EPA/NEI | 2000
2019 | TX | Sam Bertron | 3468 | SRB1 | ST | OP | WALL | NG | 0 |  |  | 0.0080534 |  |  | 1958
2019 | TX | Sam Bertron | 3468 | SRB2 | ST | OP | WALL | NG | 0 |  |  | 0.0080534 |  |  | 1956
2019 | TX | Sam Rayburn Plant | 3631 | CT7 | CT | OP | CC | NG | 2500 | 617177.9 | 2.0873 | 0.0067639 | EPA/CAMD | EPA/NEI | 2003
2019 | TX | Sam Rayburn Plant | 3631 | CT8 | CT | OP | CC | NG | 2965 | 708375.3 | 2.3504 | 0.0066359 | EPA/CAMD | EPA/NEI | 2003
2019 | TX | Sam Rayburn Plant | 3631 | CT9 | CT | OP | CC | NG | 2910 | 699449 | 2.3548 | 0.0067333 | EPA/CAMD | EPA/NEI | 2003
2019 | TX | Sam Seymour | 6179 | 1 | ST | OP | TANGENTIAL | SUB | 6069 | 28949070 | 158.3158 | 0.010938 | EPA/CAMD | EPA/NEI | 1979
2019 | TX | Sam Seymour | 6179 | 2 | ST | OP | TANGENTIAL | SUB | 8264 | 43850990 | 261.5096 | 0.011927 | EPA/CAMD | EPA/NEI | 1980
2019 | TX | Sam Seymour | 6179 | 3 | ST | OP | TANGENTIAL | SUB | 8625 | 35074060 | 184.493 | 0.01052 | EPA/CAMD | EPA/NEI | 1988
2019 | TX | San Jacinto County Peaking Facility | 56603 | SJCCT1 | GT | OP | CT | NG | 1083 | 689798.1 | 4.5874 | 0.013301 | EPA/CAMD | EPA/NEI | 2009
2019 | TX | San Jacinto County Peaking Facility | 56603 | SJCCT2 | GT | OP | CT | NG | 1626 | 1248299 | 8.3017 | 0.013301 | EPA/CAMD | EPA/NEI | 2009
2019 | TX | San Jacinto Steam Electric Station | 7325 | SJS1 | GT | OP | CT | NG | 7807 | 7157412 | 41.6557 | 0.01164 | EPA/CAMD | EPA/NEI | 1995
2019 | TX | San Jacinto Steam Electric Station | 7325 | SJS2 | GT | OP | CT | NG | 7855 | 7051155 | 43.9309 | 0.012461 | EPA/CAMD | EPA/NEI | 1995
2019 | TX | San Miguel | 6183 | SM-1 | ST | OP | WALL | LIG | 7267 | 28545960 | 66.0298 | 0.0046262 | EPA/CAMD | EPA/NEI | 1982
2019 | TX | Sand Hill Energy Center | 7900 | SH1 | GT | OP | CT | NG | 1596 | 586676.9 | 1.1734 | 0.0040001 | EPA/CAMD | EPA/NEI | 2001
2019 | TX | Sand Hill Energy Center | 7900 | SH2 | GT | OP | CT | NG | 1706 | 630331.1 | 1.2607 | 0.0040001 | EPA/CAMD | EPA/NEI | 2001
2019 | TX | Sand Hill Energy Center | 7900 | SH3 | GT | OP | CT | NG | 1806 | 629695.3 | 1.2594 | 0.004 | EPA/CAMD | EPA/NEI | 2001
2019 | TX | Sand Hill Energy Center | 7900 | SH4 | GT | OP | CT | NG | 1766 | 629583.1 | 1.2591 | 0.0039999 | EPA/CAMD | EPA/NEI | 2001
2019 | TX | Sand Hill Energy Center | 7900 | SH5 | CT | OP | CC | NG | 6640 | 9363020 | 13.5812 | 0.002901 | EPA/CAMD | EPA/NEI | 2004
2019 | TX | Sand Hill Energy Center | 7900 | SH6 | GT | OP | CT | NG | 1394 | 408636.9 | 0.81729 | 0.0040001 | EPA/CAMD | EPA/NEI | 2010
2019 | TX | Sand Hill Energy Center | 7900 | SH7 | GT | OP | CT | NG | 1132 | 301717.6 | 0.60344 | 0.004 | EPA/CAMD | EPA/NEI | 2010
2019 | TX | Sandy Creek Energy Station | 56611 | S01 | ST | OP | WALL | SUB | 7563 | 50394720 | 168.857 | 0.0067014 | EPA/CAMD | EPA/NEI | 2011
2019 | TX | Silas Ray | 3559 | 9 | CT | OP | CC | NG | 824 | 367007.7 | 0.47641 | 0.0025962 | EPA/CAMD | EPA/NEI | 1996
2019 | TX | Silas Ray | 3559 | 10 | GT | OP | CT | NG | 1492 | 367272.4 | 1.5707 | 0.0085533 | EPA/CAMD | EPA/NEI | 2004
2019 | TX | Sim Gideon | 3601 | 1 | ST | OP | WALL | NG | 2037 | 1354819 | 5.0995 | 0.0075279 | EPA/CAMD | EPA/NEI | 1965
2019 | TX | Sim Gideon | 3601 | 2 | ST | OP | WALL | NG | 2078 | 1276179 | 4.7906 | 0.0075077 | EPA/CAMD | EPA/NEI | 1968
2019 | TX | Sim Gideon | 3601 | 3 | ST | OP | TANGENTIAL | NG | 3251 | 5194330 | 19.3892 | 0.0074655 | EPA/CAMD | EPA/NEI | 1972
2019 | TX | South Houston Green Power Site | 55470 | EPN801 | CT | OP | CC | NG | 8405 | 21368800 | 87.3222 | 0.0081729 | EPA/CAMD | EPA/NEI | 2003
2019 | TX | South Houston Green Power Site | 55470 | EPN802 | CT | OP | CC | NG | 6810 | 17220340 | 64.3558 | 0.0074744 | EPA/CAMD | EPA/NEI | 2003
2019 | TX | South Houston Green Power Site | 55470 | EPN803 | CT | OP | CC | NG | 7777 | 20466260 | 77.5223 | 0.0075756 | EPA/CAMD | EPA/NEI | 2003
2019 | TX | Spencer | 4266 | 4 | ST | OP | WALL | NG | 1084 | 196724.3 | 0.73283 | 0.0074503 | EPA/CAMD | EPA/NEI | 1966
2019 | TX | Spencer | 4266 | 5 | ST | OP | WALL | NG | 1309 | 219617 | 0.81802 | 0.0074495 | EPA/CAMD | EPA/NEI | 1973
2019 | TX | SRO Cogen Limited Partnership | 55120 | CTG-1 | CT | OP | CC | NG | 8137 | 15072500 | 21.5955 | 0.0028655 | EPA/CAMD | EPA/NEI | 2001
2019 | TX | SRO Cogen Limited Partnership | 55120 | CTG-2 | CT | OP | CC | NG | 7556 | 13141760 | 34.5219 | 0.0052538 | EPA/CAMD | EPA/NEI | 2001
2019 | TX | Stryker Creek | 3504 | 1 | ST | OP | WALL | NG | 953 | 531344.1 | 2.0112 | 0.0075701 | EPA/CAMD | EPA/NEI | 1958
2019 | TX | Stryker Creek | 3504 | 2 | ST | OP | TANGENTIAL | NG | 1205 | 2223719 | 6.6186 | 0.0059527 | EPA/CAMD | EPA/NEI | 1965
2019 | TX | Sweeny Cogeneration Facility | 55015 | 1 | GT | OP | CT | NG | 5710 | 9746663 | 3.8858 | 0.00079736 | EPA/CAMD | EPA/NEI | 1997
2019 | TX | Sweeny Cogeneration Facility | 55015 | 2 | GT | OP | CT | NG | 8488 | 20909100 | 22.181 | 0.0021217 | EPA/CAMD | EPA/NEI | 1997
2019 | TX | Sweeny Cogeneration Facility | 55015 | 3 | GT | OP | CT | NG | 8234 | 21196420 | 3.8603 | 0.00036424 | EPA/CAMD | EPA/NEI | 1997
2019 | TX | Sweeny Cogeneration Facility | 55015 | 4 | GT | OP | CT | NG | 6057 | 14744380 | 18.7084 | 0.0025377 | EPA/CAMD | EPA/NEI | 2000
2019 | TX | T C Ferguson Power Plant | 4937 | CT-1 | CT | OP | CC | NG | 7017 | 11047810 | 19.3337 | 0.0035 | EPA/CAMD | EPA/NEI | 2014
2019 | TX | T C Ferguson Power Plant | 4937 | CT-2 | CT | OP | CC | NG | 6764 | 10544350 | 23.7247 | 0.0045 | EPA/CAMD | EPA/NEI | 2014
2019 | TX | T H Wharton | 3469 | THW31 | CT | OP | CC | NG | 1573 | 1005996 | 3.3199 | 0.0066001 | EPA/CAMD | EPA/NEI | 1972
2019 | TX | T H Wharton | 3469 | THW32 | CT | OP | CC | NG | 1166 | 740929.1 | 2.445 | 0.0065999 | EPA/CAMD | EPA/NEI | 1972
2019 | TX | T H Wharton | 3469 | THW33 | CT | OP | CC | NG | 1569 | 1021756 | 3.3719 | 0.0066002 | EPA/CAMD | EPA/NEI | 1972
2019 | TX | T H Wharton | 3469 | THW34 | CT | OP | CC | NG | 1448 | 915360.9 | 3.0207 | 0.0066 | EPA/CAMD | EPA/NEI | 1972
2019 | TX | T H Wharton | 3469 | THW41 | CT | OP | CC | NG | 1558 | 1025043 | 3.3827 | 0.0066001 | EPA/CAMD | EPA/NEI | 1972
2019 | TX | T H Wharton | 3469 | THW42 | CT | OP | CC | NG | 1564 | 998545.3 | 3.2951 | 0.0065999 | EPA/CAMD | EPA/NEI | 1972
2019 | TX | T H Wharton | 3469 | THW43 | CT | OP | CC | NG | 1580 | 1015178 | 3.3501 | 0.0066 | EPA/CAMD | EPA/NEI | 1974
2019 | TX | T H Wharton | 3469 | THW44 | CT | OP | CC | NG | 1614 | 1048481 | 3.4599 | 0.0065999 | EPA/CAMD | EPA/NEI | 1974
2019 | TX | T H Wharton | 3469 | THW51 | GT | OP | CT | NG | 565 | 500568.8 | 1.1591 | 0.0046313 | EPA/CAMD | EPA/NEI | 1975
2019 | TX | T H Wharton | 3469 | THW52 | GT | OP | CT | NG | 566 | 514230.3 | 1.1931 | 0.0046403 | EPA/CAMD | EPA/NEI | 1975
2019 | TX | T H Wharton | 3469 | THW53 | GT | OP | CT | NG | 616 | 551094.2 | 1.2519 | 0.0045432 | EPA/CAMD | EPA/NEI | 1975
2019 | TX | T H Wharton | 3469 | THW54 | GT | OP | CT | NG | 608 | 539389.3 | 1.2261 | 0.0045464 | EPA/CAMD | EPA/NEI | 1975
2019 | TX | T H Wharton | 3469 | THW55 | GT | OP | CT | NG | 521 | 464237.2 | 1.049 | 0.0045194 | EPA/CAMD | EPA/NEI | 1975
2019 | TX | T H Wharton | 3469 | THW56 | GT | OP | CT | NG | 557 | 497939 | 1.1282 | 0.0045313 | EPA/CAMD | EPA/NEI | 1975
2019 | TX | Tejas Power Generation Unit 1 | 60468 | CT-1 | GT | OP | CT | NG | 921 | 894047.1 | 2.9761 | 0.0066576 | EPA/CAMD | EPA/NEI | 2018
2019 | TX | Tenaska Frontier Generating Station | 55062 | 1 | CT | OP | CC | NG | 5286 | 8627582 | 10.4922 | 0.0024322 | EPA/CAMD | EPA/NEI | 2000
2019 | TX | Tenaska Frontier Generating Station | 55062 | 2 | CT | OP | CC | NG | 5160 | 8290822 | 7.618 | 0.0018377 | EPA/CAMD | EPA/NEI | 2000
2019 | TX | Tenaska Frontier Generating Station | 55062 | 3 | CT | OP | CC | NG | 7486 | 12309950 | 19.1923 | 0.0031182 | EPA/CAMD | EPA/NEI | 2000
2019 | TX | Tenaska Gateway Generating Station | 55132 | OGTDB1 | CT | OP | CC | NG | 5893 | 9701981 | 63.5673 | 0.013104 | EPA/CAMD | EPA/NEI | 2001
2019 | TX | Tenaska Gateway Generating Station | 55132 | OGTDB2 | CT | OP | CC | NG | 5791 | 9619752 | 9.1177 | 0.0018956 | EPA/CAMD | EPA/NEI | 2001
2019 | TX | Tenaska Gateway Generating Station | 55132 | OGTDB3 | CT | OP | CC | NG | 5513 | 9208584 | 8.3996 | 0.0018243 | EPA/CAMD | EPA/NEI | 2001
2019 | TX | Texas City Cogeneration | 52088 | GT-A | CT | OP | CC | NG | 4308 | 4624456 | 14.7827 | 0.0063933 | EPA/CAMD | EPA/NEI | 1987
2019 | TX | Texas City Cogeneration | 52088 | GT-B | CT | OP | CC | NG | 7665 | 7962812 | 25.7453 | 0.0064664 | EPA/CAMD | EPA/NEI | 1987
2019 | TX | Texas City Cogeneration | 52088 | GT-C | CT | OP | CC | NG | 5585 | 6152935 | 19.6329 | 0.0063817 | EPA/CAMD | EPA/NEI | 1987
2019 | TX | Tolk Station | 6194 | 171B | ST | OP | TANGENTIAL | SUB | 5276 | 12000190 | 17.2369 | 0.0028728 | EPA/CAMD | EPA/NEI | 1982
2019 | TX | Tolk Station | 6194 | 172B | ST | OP | TANGENTIAL | SUB | 7002 | 18540090 | 23.1365 | 0.0024958 | EPA/CAMD | EPA/NEI | 1985
2019 | TX | Trinidad | 3507 | 9 | ST | OP | TANGENTIAL | NG | 908 | 976369.1 | 3.6234 | 0.0074223 | EPA/CAMD | EPA/NEI | 1965
2019 | TX | Twin Oaks | 7030 | U1 | ST | OP | FLUIDIZED | LIG | 8032 | 14262690 | 178.129 | 0.024978 | EPA/CAMD | EPA/NEI | 1990
2019 | TX | Twin Oaks | 7030 | U2 | ST | OP | FLUIDIZED | LIG | 8712 | 14320280 | 250.04 | 0.034921 | EPA/CAMD | EPA/NEI | 1991
2019 | TX | V H Braunig | 3612 | 1 | ST | OP | TANGENTIAL | NG | 2115 | 2235896 | 8.4471 | 0.0075559 | EPA/CAMD | EPA/NEI | 1966
2019 | TX | V H Braunig | 3612 | 2 | ST | OP | TANGENTIAL | NG | 1678 | 1612031 | 5.9006 | 0.0073207 | EPA/CAMD | EPA/NEI | 1968
2019 | TX | V H Braunig | 3612 | 3 | ST | OP | TANGENTIAL | NG | 3653 | 6141634 | 22.4529 | 0.0073117 | EPA/CAMD | EPA/NEI | 1970
2019 | TX | V H Braunig | 3612 | CGT5 | GT | OP | CT | NG | 895 | 308302.2 | 0.74912 | 0.0048596 | EPA/CAMD | EPA/NEI | 2010
2019 | TX | V H Braunig | 3612 | CGT6 | GT | OP | CT | NG | 1050 | 368509.3 | 0.5513 | 0.002992 | EPA/CAMD | EPA/NEI | 2010
2019 | TX | V H Braunig | 3612 | CGT7 | GT | OP | CT | NG | 1526 | 509222.8 | 1.5216 | 0.0059762 | EPA/CAMD | EPA/NEI | 2010
2019 | TX | V H Braunig | 3612 | CGT8 | GT | OP | CT | NG | 1412 | 451090.1 | 1.594 | 0.0070674 | EPA/CAMD | EPA/NEI | 2010
2019 | TX | V H Braunig | 3612 | CT01 | CT | OP | CC | NG | 7927 | 11988600 | 44.3136 | 0.0073926 | EPA/CAMD | EPA/NEI | 2000
2019 | TX | V H Braunig | 3612 | CT02 | CT | OP | CC | NG | 8110 | 12220790 | 28.8122 | 0.0047153 | EPA/CAMD | EPA/NEI | 2000
2019 | TX | Victoria Port Peaking Facility | 61242 | CT1 | GT | OP | CT | NG | 831 | 243412.4 | 0.95119 | 0.0078154 | EPA/CAMD | NEI avg EF - PM, fuel type, firing type | 2019
2019 | TX | Victoria Port Peaking Facility | 61242 | CT2 | GT | OP | CT | NG | 846 | 253660.2 | 0.99123 | 0.0078154 | EPA/CAMD | NEI avg EF - PM, fuel type, firing type | 2019
2019 | TX | Victoria Power Station | 3443 | 9 | CT | OP | CC | NG | 6204 | 9924051 | 28.385 | 0.0057205 | EPA/CAMD | EPA/NEI | 2008
2019 | TX | W A Parish | 3470 | WAP1 | ST | OP | WALL | NG | 2193 | 1932187 | 7.2458 | 0.0075001 | EPA/CAMD | EPA/NEI | 1958
2019 | TX | W A Parish | 3470 | WAP2 | ST | OP | WALL | NG | 1825 | 1744304 | 6.5411 | 0.0075 | EPA/CAMD | EPA/NEI | 1958
2019 | TX | W A Parish | 3470 | WAP3 | ST | OP | WALL | NG | 1992 | 2129886 | 7.9871 | 0.0075 | EPA/CAMD | EPA/NEI | 1961
2019 | TX | W A Parish | 3470 | WAP4 | ST | OP | TANGENTIAL | NG | 1925 | 5634451 | 21.1291 | 0.0075 | EPA/CAMD | EPA/NEI | 1968
2019 | TX | W A Parish | 3470 | WAP5 | ST | OP | WALL | SUB | 6645 | 29296110 | 310.447 | 0.021194 | EPA/CAMD | EPA/NEI | 1977
2019 | TX | W A Parish | 3470 | WAP6 | ST | OP | WALL | SUB | 7308 | 37847590 | 413.1463 | 0.021832 | EPA/CAMD | EPA/NEI | 1978
2019 | TX | W A Parish | 3470 | WAP7 | ST | OP | TANGENTIAL | SUB | 7289 | 28882310 | 317.8833 | 0.022012 | EPA/CAMD | EPA/NEI | 1980
2019 | TX | W A Parish | 3470 | WAP8 | ST | OP | TANGENTIAL | SUB | 8488 | 41868290 | 96.5606 | 0.0046126 | EPA/CAMD | EPA/NEI | 1982
2019 | TX | Welsh Power Plant | 6139 | 1 | ST | OP | WALL | SUB | 7325 | 26449390 | 20.3936 | 0.0015421 | EPA/CAMD | EPA/NEI | 1977
2019 | TX | Welsh Power Plant | 6139 | 3 | ST | OP | WALL | SUB | 7518 | 25260150 | 8.3694 | 0.00066266 | EPA/CAMD | EPA/NEI | 1982
2019 | TX | Wilkes Power Plant | 3478 | 1 | ST | OP | TANGENTIAL | NG | 7061 | 3478133 | 12.9615 | 0.0074531 | EPA/CAMD | EPA/NEI | 1964
2019 | TX | Wilkes Power Plant | 3478 | 2 | ST | OP | WALL | NG | 2272 | 1835069 | 6.8398 | 0.0074545 | EPA/CAMD | EPA/NEI | 1970
2019 | TX | Wilkes Power Plant | 3478 | 3 | ST | OP | WALL | NG | 2666 | 2149169 | 8.0075 | 0.0074517 | EPA/CAMD | EPA/NEI | 1971
2019 | TX | Winchester Power Park | 56674 | 1 | GT | OP | CT | NG | 455 | 101747.3 | 0.38968 | 0.0076597 | EPA/CAMD | EPA/NEI | 2009
2019 | TX | Winchester Power Park | 56674 | 2 | GT | OP | CT | NG | 570 | 139769.4 | 0.52752 | 0.0075485 | EPA/CAMD | EPA/NEI | 2009
2019 | TX | Winchester Power Park | 56674 | 3 | GT | OP | CT | NG | 398 | 94772.08 | 0.35467 | 0.0074847 | EPA/CAMD | EPA/NEI | 2009
2019 | TX | Winchester Power Park | 56674 | 4 | GT | OP | CT | NG | 386 | 92594.41 | 0.34825 | 0.0075221 | EPA/CAMD | EPA/NEI | 2009
2019 | TX | Wise County Power Company, LLC | 55320 | GT-1 | CT | OP | CC | NG | 5419 | 10620280 | 12.189 | 0.0022954 | EPA/CAMD | EPA/NEI | 2003
2019 | TX | Wise County Power Company, LLC | 55320 | GT-2 | CT | OP | CC | NG | 5108 | 9914910 | 11.8111 | 0.0023825 | EPA/CAMD | EPA/NEI | 2003
2019 | TX | Wolf Hollow Generating Station | 55139 | CTG1 | CT | OP | CC | NG | 4277 | 8494424 | 47.4784 | 0.011179 | EPA/CAMD | EPA/NEI | 2003
2019 | TX | Wolf Hollow Generating Station | 55139 | CTG2 | CT | OP | CC | NG | 4417 | 7935894 | 29.4032 | 0.0074102 | EPA/CAMD | EPA/NEI | 2003
2019 | TX | Wolf Hollow II | 59812 | CGT4 | CT | OP | CC | NG | 7547 | 21330820 | 81.4952 | 0.0076411 | EPA/CAMD | EPA/NEI | 2017
2019 | TX | Wolf Hollow II | 59812 | CGT5 | CT | OP | CC | NG | 7724 | 21824620 | 75.4724 | 0.0069163 | EPA/CAMD | EPA/NEI | 2017
2019 | UT | Bartholomew | 3688 | 1 | HY | RE | NA | WAT
2019 | UT | Bartholomew | 3688 | 2 | HY | OP | NA | WAT |  | 20542 |  | 1.5381e-07 | EIA Prime Mover-level Data | NEI avg EF - PM, fuel type, firing type
2019 | UT | Beryl Solar Plant | 58598 | BSP1 | PV | OP | NA | SUN |  | 50290 |  | 0 | EIA Prime Mover-level Data | Estimated using an emission factor
2019 | UT | Bloomington Power Plant | 7767 | 1 | IC | OP | NA | DFO |  |  |  | 0.30942
2019 | UT | Bloomington Power Plant | 7767 | 2 | IC | OP | NA | DFO |  |  |  | 0.30942
2019 | UT | Bloomington Power Plant | 7767 | 3 | IC | OP | NA | DFO |  |  |  | 0.30942
2019 | UT | Bloomington Power Plant | 7767 | 4 | IC | OP | NA | DFO |  |  |  | 0.30942
2019 | UT | Bloomington Power Plant | 7767 | 5 | IC | OP | NA | DFO |  |  |  | 0.30942
2019 | UT | Bloomington Power Plant | 7767 | 6 | IC | OP | NA | DFO |  |  |  | 0.30942
2019 | UT | Bloomington Power Plant | 7767 | 7 | IC | RE | NA | DFO
2019 | UT | Bloomington Solar I | 62805 | BLOOM | PV | OP | NA | SUN |  | 33933 |  | 0 | EIA Prime Mover-level Data | Estimated using an emission factor
2019 | UT | Blue Mountain Biogas | 58130 | BMB N | IC | OP | NA | OBG |  | 1877.5 | 0.0138 | 0.0147 | EIA Prime Mover-level Data | Estimated using an emission factor
2019 | UT | Blue Mountain Biogas | 58130 | BMB S | IC | OP | NA | OBG |  | 1877.5 | 0.0138 | 0.0147 | EIA Prime Mover-level Data | Estimated using an emission factor
2019 | UT | Blundell | 299 | 1 | ST | OP | NA | GEO |  | 702778.5 |  | 0 | EIA Prime Mover-level Data | Estimated using an emission factor
2019 | UT | Blundell | 299 | 2 | ST | OP | NA | GEO |  | 322774.5 |  | 0 | EIA Prime Mover-level Data | Estimated using an emission factor
2019 | UT | Blundell | 299 | 3 | ST | CN | NA | GEO
2019 | UT | Boulder | 3699 | 1 | HY | OP | NA | WAT |  | 74876.34 |  | 1.5381e-07 | EIA Prime Mover-level Data | NEI avg EF - PM, fuel type, firing type
2019 | UT | Boulder | 3699 | 2 | HY | OP | NA | WAT |  | 74876.34 |  | 1.5381e-07 | EIA Prime Mover-level Data | NEI avg EF - PM, fuel type, firing type
2019 | UT | Boulder | 3699 | 3 | HY | OP | NA | WAT |  | 74876.34 |  | 1.5381e-07 | EIA Prime Mover-level Data | NEI avg EF - PM, fuel type, firing type
2019 | UT | Bountiful City | 3665 | 2 | IC | RE | NA | NG
2019 | UT | Bountiful City | 3665 | 3 | IC | RE | NA | NG
2019 | UT | Bountiful City | 3665 | 4 | IC | RE | NA | NG
2019 | UT | Bountiful City | 3665 | 5 | IC | RE | NA | NG
2019 | UT | Bountiful City | 3665 | 6 | IC | RE | NA | NG
2019 | UT | Bountiful City | 3665 | 7 | IC | RE | NA | DFO
2019 | UT | Bountiful City | 3665 | 1A | GT | OP | NA | NG |  | 29593.64 | 0.081137 | 0.0054834 | EIA Prime Mover-level Data | NEI avg EF - PM, fuel type, firing type
2019 | UT | Bountiful City | 3665 | 2A | GT | OP | NA | NG |  | 71707.68 | 0.1966 | 0.0054834 | EIA Prime Mover-level Data | NEI avg EF - PM, fuel type, firing type
2019 | UT | Bountiful City | 3665 | 3A | GT | OP | NA | NG |  | 71707.68 | 0.1966 | 0.0054834 | EIA Prime Mover-level Data | NEI avg EF - PM, fuel type, firing type
2019 | UT | Bountiful City | 3665 | IC8 | IC | RE | NA | NG
2019 | UT | Brigham City | 3666 | 1 | HY | OP | NA | WAT |  | 24993.33 |  | 1.5381e-07 | EIA Prime Mover-level Data | NEI avg EF - PM, fuel type, firing type
2019 | UT | Brigham City | 3666 | 2 | HY | OP | NA | WAT |  | 24993.33 |  | 1.5381e-07 | EIA Prime Mover-level Data | NEI avg EF - PM, fuel type, firing type
2019 | UT | Brigham City | 3666 | 8182 | HY | OP | NA | WAT |  | 24993.33 |  | 1.5381e-07 | EIA Prime Mover-level Data | NEI avg EF - PM, fuel type, firing type
2019 | UT | Buckhorn Solar Plant | 58600 | BSP1 | PV | OP | NA | SUN |  | 44761 |  | 0 | EIA Prime Mover-level Data | Estimated using an emission factor
2019 | UT | BYU Central Heating Plant | 63423 | GEN1 | GT | OA | NA | NG |  |  |  | 0.0070853
2019 | UT | Carbon | 3644 | 1 | ST | RE | TANGENTIAL | BIT
2019 | UT | Carbon | 3644 | 2 | ST | RE | TANGENTIAL | BIT
2019 | UT | Causey | 7548 | 1 | HY | OP | NA | WAT |  | 35050 |  | 1.5381e-07 | EIA Prime Mover-level Data | NEI avg EF - PM, fuel type, firing type
2019 | UT | Causey | 7548 | 2 | HY | OP | NA | WAT |  | 14020 |  | 1.5381e-07 | EIA Prime Mover-level Data | NEI avg EF - PM, fuel type, firing type
2019 | UT | Cedar Valley Solar Plant | 58599 | CVSP1 | PV | OP | NA | SUN |  | 51794 |  | 0 | EIA Prime Mover-level Data | Estimated using an emission factor
2019 | UT | Central Energy Plant USU | 58139 | TURBI | GT | OP | NA | NG |  | 485676 | 1.3316 | 0.0054834 | EIA Prime Mover-level Data | NEI avg EF - PM, fuel type, firing type
2019 | UT | Clover Creek Solar | 63061 | CLVR | PV | P | NA | SUN
2019 | UT | Cove Mountain Solar | 62469 | GEN01 | PV | U | NA | SUN
2019 | UT | Cove Mountain Solar 2 | 62470 | GEN01 | PV | U | NA | SUN
2019 | UT | Cutler Hydro | 3646 | 1 | HY | OP | NA | WAT |  | 401508 |  | 1.5381e-07 | EIA Prime Mover-level Data | NEI avg EF - PM, fuel type, firing type
2019 | UT | Cutler Hydro | 3646 | 2 | HY | OP | NA | WAT |  | 401508 |  | 1.5381e-07 | EIA Prime Mover-level Data | NEI avg EF - PM, fuel type, firing type
2019 | UT | Deer Creek (UT) | 6404 | 1 | HY | OP | NA | WAT |  | 99591 |  | 1.5381e-07 | EIA Prime Mover-level Data | NEI avg EF - PM, fuel type, firing type
2019 | UT | Deer Creek (UT) | 6404 | 2 | HY | OP | NA | WAT |  | 99591 |  | 1.5381e-07 | EIA Prime Mover-level Data | NEI avg EF - PM, fuel type, firing type
2019 | UT | eBay - South Jordan | 59281 | EBY00 | FC | OP | NA | NG |  | 582819.8 | 0 | 0 | EIA Prime Mover-level Data | Estimated using an emission factor
2019 | UT | eBay - South Jordan | 59281 | EBY03 | FC | OP | NA | NG |  | 369119.2 | 0 | 0 | EIA Prime Mover-level Data | Estimated using an emission factor
2019 | UT | Echo Dam | 4263 | 3 | HY | OP | NA | WAT |  | 14974.77 |  | 1.5381e-07 | EIA Prime Mover-level Data | NEI avg EF - PM, fuel type, firing type
2019 | UT | Echo Dam | 4263 | NA1 | HY | OP | NA | WAT |  | 25457.11 |  | 1.5381e-07 | EIA Prime Mover-level Data | NEI avg EF - PM, fuel type, firing type
2019 | UT | Echo Dam | 4263 | NA2 | HY | OP | NA | WAT |  | 25457.11 |  | 1.5381e-07 | EIA Prime Mover-level Data | NEI avg EF - PM, fuel type, firing type
2019 | UT | Enel Cove Fort | 58570 | 1-G1A | BT | OP | NA | GEO |  | 576636 |  | 0 | EIA Prime Mover-level Data | Estimated using an emission factor
2019 | UT | Enel Cove Fort | 58570 | 2-GIA | BT | OP | NA | GEO |  | 576636 |  | 0 | EIA Prime Mover-level Data | Estimated using an emission factor
2019 | UT | Enterprise Solar, LLC | 59386 | ENTS1 | PV | OP | NA | SUN |  | 1959290 |  | 0 | EIA Prime Mover-level Data | Estimated using an emission factor
2019 | UT | Escalante Solar I, LLC | 59387 | ESCS1 | PV | OP | NA | SUN |  | 1826620 |  | 0 | EIA Prime Mover-level Data | Estimated using an emission factor
2019 | UT | Escalante Solar II, LLC | 59388 | ESCS2 | PV | OP | NA | SUN |  | 1813575 |  | 0 | EIA Prime Mover-level Data | Estimated using an emission factor
2019 | UT | Escalante Solar III, LLC | 59389 | ESCS3 | PV | OP | NA | SUN |  | 1820353 |  | 0 | EIA Prime Mover-level Data | Estimated using an emission factor
2019 | UT | Fiddler's Canyon #1 | 59787 | FID1 | PV | OP | NA | SUN |  | 63717 |  | 0 | EIA Prime Mover-level Data | Estimated using an emission factor
2019 | UT | Fiddler's Canyon #2 | 59786 | FID2 | PV | OP | NA | SUN |  | 54359 |  | 0 | EIA Prime Mover-level Data | Estimated using an emission factor
2019 | UT | Fiddler's Canyon 3 | 59932 | FID3 | PV | OP | NA | SUN |  | 58696 |  | 0 | EIA Prime Mover-level Data | Estimated using an emission factor
2019 | UT | Flaming Gorge | 6405 | 1 | HY | OP | NA | WAT |  | 1493468 |  | 1.5381e-07 | EIA Prime Mover-level Data | NEI avg EF - PM, fuel type, firing type
2019 | UT | Flaming Gorge | 6405 | 2 | HY | OP | NA | WAT |  | 1493468 |  | 1.5381e-07 | EIA Prime Mover-level Data | NEI avg EF - PM, fuel type, firing type
2019 | UT | Flaming Gorge | 6405 | 3 | HY | OP | NA | WAT |  | 1493468 |  | 1.5381e-07 | EIA Prime Mover-level Data | NEI avg EF - PM, fuel type, firing type
2019 | UT | Gateway | 3697 | 1 | HY | OP | NA | WAT |  | 61250.5 |  | 1.5381e-07 | EIA Prime Mover-level Data | NEI avg EF - PM, fuel type, firing type
2019 | UT | Gateway | 3697 | 2 | HY | OP | NA | WAT |  | 61250.5 |  | 1.5381e-07 | EIA Prime Mover-level Data | NEI avg EF - PM, fuel type, firing type
2019 | UT | Granite | 3651 | 1 | HY | OP | NA | WAT |  | 59827 |  | 1.5381e-07 | EIA Prime Mover-level Data | NEI avg EF - PM, fuel type, firing type
2019 | UT | Granite Mountain Solar East, LLC | 59946 | GMSE | PV | OP | NA | SUN |  | 1817085 |  | 0 | EIA Prime Mover-level Data | Estimated using an emission factor
2019 | UT | Granite Mountain Solar West, LLC | 59945 | GMSW | PV | OP | NA | SUN |  | 1116919 |  | 0 | EIA Prime Mover-level Data | Estimated using an emission factor
2019 | UT | Granite Peak Solar Plant | 58604 | GPSP1 | PV | OP | NA | SUN |  | 50422 |  | 0 | EIA Prime Mover-level Data | Estimated using an emission factor
2019 | UT | Greenville Solar Plant | 58603 | GVSP1 | PV | OP | NA | SUN |  | 34575 |  | 0 | EIA Prime Mover-level Data | Estimated using an emission factor
2019 | UT | Heber City | 7111 | 1 | IC | OP | NA | NG |  | 21517.5 | 0.0045402 | 0.000422 | EIA Prime Mover-level Data | Estimated using an emission factor
2019 | UT | Heber City | 7111 | 2 | IC | OP | NA | NG |  | 21517.5 | 0.0045402 | 0.000422 | EIA Prime Mover-level Data | Estimated using an emission factor
2019 | UT | Heber City | 7111 | 4 | IC | OP | NA | NG |  | 29202.33 | 0.0061617 | 0.000422 | EIA Prime Mover-level Data | Estimated using an emission factor
2019 | UT | Heber City | 7111 | 11 | IC | OP | NA | NG |  | 29202.33 | 0.0061617 | 0.000422 | EIA Prime Mover-level Data | Estimated using an emission factor
2019 | UT | Heber City | 7111 | 12 | IC | OP | NA | NG |  | 35350.18 | 0.0074589 | 0.000422 | EIA Prime Mover-level Data | Estimated using an emission factor
2019 | UT | Heber City | 7111 | NA1 | IC | RE | NA | NG
2019 | UT | Heber City | 7111 | NA10 | IC | OP | NA | NG |  | 29202.33 | 0.0061617 | 0.000422 | EIA Prime Mover-level Data | Estimated using an emission factor
2019 | UT | Heber City | 7111 | NA2 | IC | RE | NA | NG
2019 | UT | Heber City | 7111 | NA3 | IC | RE | NA | NG
2019 | UT | Heber City | 7111 | NA4 | IC | RE | NA | NG
2019 | UT | Heber City | 7111 | NA5 | IC | OP | NA | NG |  | 10758.75 | 0.0022701 | 0.000422 | EIA Prime Mover-level Data | Estimated using an emission factor
2019 | UT | Heber City | 7111 | NA6 | IC | OP | NA | NG |  | 10758.75 | 0.0022701 | 0.000422 | EIA Prime Mover-level Data | Estimated using an emission factor
2019 | UT | Heber City | 7111 | NA7 | IC | RE | NA | DFO
2019 | UT | Heber City | 7111 | NA8 | IC | RE | NA | DFO
2019 | UT | Heber City | 7111 | NA9 | IC | OP | NA | NG |  | 29202.33 | 0.0061617 | 0.000422 | EIA Prime Mover-level Data | Estimated using an emission factor
2019 | UT | Hill AFB LFG Facility, Bldg #737 | 60349 | LFGG1 | IC | OP | NA | LFG |  | 23168.87 | 0.17029 | 0.0147 | EIA Prime Mover-level Data | Estimated using an emission factor
2019 | UT | Hill AFB LFG Facility, Bldg #737 | 60349 | LFGG2 | IC | OP | NA | LFG |  | 27030.35 | 0.19867 | 0.0147 | EIA Prime Mover-level Data | Estimated using an emission factor
2019 | UT | Hill AFB LFG Facility, Bldg #737 | 60349 | LFGG3 | IC | OP | NA | LFG |  | 38614.78 | 0.28382 | 0.0147 | EIA Prime Mover-level Data | Estimated using an emission factor
2019 | UT | HTW Plant 303 COGEN | 58597 | CGN1 | GT | OP | NA | NG |  | 468100 | 1.2834 | 0.0054834 | EIA Prime Mover-level Data | NEI avg EF - PM, fuel type, firing type
2019 | UT | Hunter Solar LLC | 62656 | HUSOL | PV | U | NA | SUN
2019 | UT | Hurricane City Power | 57899 | 1 | IC | SB | NA | DFO |  | 3632.708 | 0.56307 | 0.31 | EIA Prime Mover-level Data | Estimated using an emission factor
2019 | UT | Hurricane City Power | 57899 | 2 | IC | SB | NA | DFO |  | 3632.708 | 0.56307 | 0.31 | EIA Prime Mover-level Data | Estimated using an emission factor
2019 | UT | Hurricane City Power | 57899 | 3 | IC | SB | NA | DFO |  | 3632.708 | 0.56307 | 0.31 | EIA Prime Mover-level Data | Estimated using an emission factor
2019 | UT | Hurricane City Power | 57899 | 4 | IC | OP | NA | NG |  | 4273.775 | 0.00090177 | 0.000422 | EIA Prime Mover-level Data | Estimated using an emission factor
2019 | UT | Hurricane City Power | 57899 | 5 | IC | OP | NA | NG |  | 4273.775 | 0.00090177 | 0.000422 | EIA Prime Mover-level Data | Estimated using an emission factor
2019 | UT | Hurricane City Power | 57899 | 6 | IC | OP | NA | NG |  | 4273.775 | 0.00090177 | 0.000422 | EIA Prime Mover-level Data | Estimated using an emission factor
2019 | UT | Hurricane City Power | 57899 | 7 | IC | OP | NA | NG |  | 4273.775 | 0.00090177 | 0.000422 | EIA Prime Mover-level Data | Estimated using an emission factor
2019 | UT | Hurricane City Power | 57899 | 8 | IC | OP | NA | NG |  | 4273.775 | 0.00090177 | 0.000422 | EIA Prime Mover-level Data | Estimated using an emission factor
2019 | UT | Hurricane City Power | 57899 | 9 | IC | P | NA | NG
2019 | UT | Hydro II | 7034 | 1 | HY | OP | NA | WAT |  | 74107.5 |  | 1.5381e-07 | EIA Prime Mover-level Data | NEI avg EF - PM, fuel type, firing type
2019 | UT | Hydro II | 7034 | 2 | HY | OP | NA | WAT |  | 74107.5 |  | 1.5381e-07 | EIA Prime Mover-level Data | NEI avg EF - PM, fuel type, firing type
2019 | UT | Hydro III | 3675 | 1 | HY | RE | NA | WAT
2019 | UT | Hydro III | 3675 | HY1 | HY | OP | NA | WAT |  | 16353 |  | 1.5381e-07 | EIA Prime Mover-level Data | NEI avg EF - PM, fuel type, firing type
2019 | UT | Hydro III | 3675 | HY2 | HY | OP | NA | WAT |  | 16353 |  | 1.5381e-07 | EIA Prime Mover-level Data | NEI avg EF - PM, fuel type, firing type
2019 | UT | Hydro III | 3675 | HY3 | HY | RE | NA | WAT
2019 | UT | Hydro III | 3675 | IC1 | IC | RE | NA | DFO
2019 | UT | Hydro Plant No 3 | 925 | 2 | HY | OP | NA | WAT |  | 6553.75 |  | 1.5381e-07 | EIA Prime Mover-level Data | NEI avg EF - PM, fuel type, firing type
2019 | UT | Hydro Plant No 3 | 925 | 3 | HY | OP | NA | WAT |  | 19661.25 |  | 1.5381e-07 | EIA Prime Mover-level Data | NEI avg EF - PM, fuel type, firing type
2019 | UT | Iron Springs Solar, LLC | 59941 | ISS | PV | OP | NA | SUN |  | 1854026 |  | 0 | EIA Prime Mover-level Data | Estimated using an emission factor
2019 | UT | Joes Valley Dam | 4264 | NA1 | HY | CN | NA | WAT
2019 | UT | Joes Valley Dam | 4264 | NA2 | HY | CN | NA | WAT
2019 | UT | Joes Valley Dam | 4264 | NA3 | HY | CN | NA | WAT
2019 | UT | Jordanelle Dam Hydroelectric Project | 61853 | GEN 1 | HY | OP | NA | WAT |  | 205250 |  | 1.5381e-07 | EIA Prime Mover-level Data | NEI avg EF - PM, fuel type, firing type
2019 | UT | Jordanelle Dam Hydroelectric Project | 61853 | GEN 2 | HY | OP | NA | WAT |  | 205250 |  | 1.5381e-07 | EIA Prime Mover-level Data | NEI avg EF - PM, fuel type, firing type
2019 | UT | Kennecott Power Plant | 56163 | 1 | ST | RE | WALL | BIT |  | 0 |  |  | EIA Unit-level Data
2019 | UT | Kennecott Power Plant | 56163 | 2 | ST | RE | WALL | BIT |  | 0 |  |  | EIA Unit-level Data
2019 | UT | Kennecott Power Plant | 56163 | 3 | ST | RE | WALL | BIT |  | 0 |  |  | EIA Unit-level Data
2019 | UT | Kennecott Power Plant | 56163 | 4 | ST | RE | TANGENTIAL | BIT |  | 0 |  |  | EIA Unit-level Data
2019 | UT | Kennecott Power Plant | 56163 | 5CTG | CT | CN | NA | NG
2019 | UT | Kennecott Power Plant | 56163 | MCHP | GT | CN | NA | NG
2019 | UT | Kennecott Power Plant | 56163 | RCHP | GT | OP | NA | NG |  | 358475 | 0.98283 | 0.0054834 | EIA Prime Mover-level Data | NEI avg EF - PM, fuel type, firing type
2019 | UT | Kennecott Power Plant | 56163 | SM58 | ST | OP | NA | WH |  | 1244085 |  | 0 | EIA Prime Mover-level Data | Estimated using an emission factor
2019 | UT | Lagoon Cogeneration Facility | 50942 | 1 | IC | SB | NA | NG |  |  |  | 0.0004219
2019 | UT | Lagoon Cogeneration Facility | 50942 | 2 | IC | SB | NA | NG |  |  |  | 0.0004219
2019 | UT | Lagoon Cogeneration Facility | 50942 | 3 | IC | SB | NA | NG |  |  |  | 0.0004219
2019 | UT | Laho Solar Plant | 58602 | LSP1 | PV | OP | NA | SUN |  | 55394 |  | 0 | EIA Prime Mover-level Data | Estimated using an emission factor
2019 | UT | Lake Creek Dam | 159 | 1 | HY | OP | NA | WAT |  | 35138 |  | 1.5381e-07 | EIA Prime Mover-level Data | NEI avg EF - PM, fuel type, firing type
2019 | UT | Latigo Wind Park | 59965 | LTIGO | WT | OP | NA | WND |  | 1470951 |  | 0 | EIA Prime Mover-level Data | Estimated using an emission factor
2019 | UT | Little Cottonwood | 6537 | 1 | HY | OP | NA | WAT |  | 34818.5 |  | 1.5381e-07 | EIA Prime Mover-level Data | NEI avg EF - PM, fuel type, firing type
2019 | UT | Little Cottonwood | 6537 | 2 | HY | OP | NA | WAT |  | 34818.5 |  | 1.5381e-07 | EIA Prime Mover-level Data | NEI avg EF - PM, fuel type, firing type
2019 | UT | Little Mountain | 6553 | 1 | GT | RE | NA | NG
2019 | UT | Logan City | 4251 | 1 | GT | OP | NA | NG |  | 883.333 | 0.0024218 | 0.0054834 | EIA Prime Mover-level Data | NEI avg EF - PM, fuel type, firing type
2019 | UT | Logan City | 4251 | 2 | GT | OP | NA | NG |  | 883.333 | 0.0024218 | 0.0054834 | EIA Prime Mover-level Data | NEI avg EF - PM, fuel type, firing type
2019 | UT | Logan City | 4251 | 3 | GT | OP | NA | NG |  | 883.333 | 0.0024218 | 0.0054834 | EIA Prime Mover-level Data | NEI avg EF - PM, fuel type, firing type
2019 | UT | Logan City | 4251 | IC2 | IC | RE | NA | DFO
2019 | UT | Logan City | 4251 | IC3 | IC | RE | NA | DFO
2019 | UT | Logan City | 4251 | IC4 | IC | RE | NA | DFO
2019 | UT | Logan City | 4251 | IC5A | IC | RE | NA | DFO
2019 | UT | Logan City | 4251 | IC5B | IC | RE | NA | DFO
2019 | UT | Logan City | 4251 | IC6 | IC | RE | NA | DFO
2019 | UT | Long Ridge Solar Farm | 61170 | 33UI8 | PV | P | NA | SUN
2019 | UT | Manti Lower | 1020 | 2 | HY | OP | NA | WAT |  | 4732 |  | 1.5381e-07 | EIA Prime Mover-level Data | NEI avg EF - PM, fuel type, firing type
2019 | UT | Manti Lower | 1020 | HC1 | HY | OP | NA | WAT |  | 4732 |  | 1.5381e-07 | EIA Prime Mover-level Data | NEI avg EF - PM, fuel type, firing type
2019 | UT | Manti Upper | 3676 | 1 | HY | OP | NA | WAT |  | 6842.25 |  | 1.5381e-07 | EIA Prime Mover-level Data | NEI avg EF - PM, fuel type, firing type
2019 | UT | Manti Upper | 3676 | HC2 | HY | OP | NA | WAT |  | 11403.75 |  | 1.5381e-07 | EIA Prime Mover-level Data | NEI avg EF - PM, fuel type, firing type
2019 | UT | Milford 2 | 59958 | MIL2 | PV | OP | NA | SUN |  | 54333 |  | 0 | EIA Prime Mover-level Data | Estimated using an emission factor
2019 | UT | Milford Flat Solar Plant | 58601 | MFSP1 | PV | OP | NA | SUN |  | 54216 |  | 0 | EIA Prime Mover-level Data | Estimated using an emission factor
2019 | UT | Milford Solar 1 | 62812 | MS1 | PV | U | NA | SUN
2019 | UT | Milford Wind Corridor I LLC | 57079 | 1 | WT | OP | NA | WND |  | 3571243 |  | 0 | EIA Prime Mover-level Data | Estimated using an emission factor
2019 | UT | Milford Wind Corridor Phase III | 57546 | 1 | WT | IP | NA | WND
2019 | UT | Milford Wind Corridor Stage II LLC | 57107 | 1 | WT | OP | NA | WND |  | 1783221 |  | 0 | EIA Prime Mover-level Data | Estimated using an emission factor
2019 | UT | Murray City | 3683 | 3 | IC | RE | NA | NG
2019 | UT | Murray City | 3683 | 4 | IC | RE | NA | NG
2019 | UT | Murray City | 3683 | 5 | IC | RE | NA | NG
2019 | UT | Murray City | 3683 | 6 | IC | RE | NA | NG
2019 | UT | Murray Turbine | 8010 | 1 | GT | OP | NA | NG |  | 23104.33 | 0.063345 | 0.0054834 | EIA Prime Mover-level Data | NEI avg EF - PM, fuel type, firing type
2019 | UT | Murray Turbine | 8010 | 2 | GT | OP | NA | NG |  | 23104.33 | 0.063345 | 0.0054834 | EIA Prime Mover-level Data | NEI avg EF - PM, fuel type, firing type
2019 | UT | Murray Turbine | 8010 | 3 | GT | OP | NA | NG |  | 23104.33 | 0.063345 | 0.0054834 | EIA Prime Mover-level Data | NEI avg EF - PM, fuel type, firing type
2019 | UT | Olmstead | 3655 | 1 | HY | RE | NA | WAT
2019 | UT | Olmstead | 3655 | 2 | HY | RE | NA | WAT
2019 | UT | Olmstead | 3655 | 4 | HY | RE | NA | WAT
2019 | UT | Pavant Solar II LLC | 60449 | PSII | PV | OP | NA | SUN |  | 1024690 |  | 0 | EIA Prime Mover-level Data | Estimated using an emission factor
2019 | UT | Pavant Solar III | 60886 | PSIII | PV | OP | NA | SUN |  | 428576 |  | 0 | EIA Prime Mover-level Data | Estimated using an emission factor
2019 | UT | Pavant Solar, LLC | 59702 | 1 | PV | OP | NA | SUN |  | 898859 |  | 0 | EIA Prime Mover-level Data | Estimated using an emission factor
2019 | UT | Payson | 7408 | 86-1 | IC | OP | NA | NG |  | 78.536 | 1.6571e-05 | 0.000422 | EIA Prime Mover-level Data | Estimated using an emission factor
2019 | UT | Payson | 7408 | 86-2 | IC | OP | NA | NG |  | 78.536 | 1.6571e-05 | 0.000422 | EIA Prime Mover-level Data | Estimated using an emission factor
2019 | UT | Payson | 7408 | 86-3 | IC | OP | NA | NG |  | 75.515 | 1.5934e-05 | 0.000422 | EIA Prime Mover-level Data | Estimated using an emission factor
2019 | UT | Payson | 7408 | 86-4 | IC | OP | NA | NG |  | 60.412 | 1.2747e-05 | 0.000422 | EIA Prime Mover-level Data | Estimated using an emission factor
2019 | UT | Pine View Dam | 7132 | NA1 | HY | OP | NA | WAT |  | 59950 |  | 1.5381e-07 | EIA Prime Mover-level Data | NEI avg EF - PM, fuel type, firing type
2019 | UT | Pioneer | 3656 | 1 | HY | OP | NA | WAT |  | 95063 |  | 1.5381e-07 | EIA Prime Mover-level Data | NEI avg EF - PM, fuel type, firing type
2019 | UT | Pioneer | 3656 | 2 | HY | OP | NA | WAT |  | 95063 |  | 1.5381e-07 | EIA Prime Mover-level Data | NEI avg EF - PM, fuel type, firing type
2019 | UT | Provo Power Plant | 61508 | 1 | IC | OP | NA | NG |  | 10187.2 | 0.0021495 | 0.000422 | EIA Prime Mover-level Data | Estimated using an emission factor
2019 | UT | Provo Power Plant | 61508 | 2 | IC | OP | NA | NG |  | 10187.2 | 0.0021495 | 0.000422 | EIA Prime Mover-level Data | Estimated using an emission factor
2019 | UT | Provo Power Plant | 61508 | 3 | IC | OP | NA | NG |  | 10187.2 | 0.0021495 | 0.000422 | EIA Prime Mover-level Data | Estimated using an emission factor
2019 | UT | Provo Power Plant | 61508 | 4 | IC | OP | NA | NG |  | 10187.2 | 0.0021495 | 0.000422 | EIA Prime Mover-level Data | Estimated using an emission factor
2019 | UT | Provo Power Plant | 61508 | 5 | IC | OP | NA | NG |  | 10187.2 | 0.0021495 | 0.000422 | EIA Prime Mover-level Data | Estimated using an emission factor
2019 | UT | Quail Creek Hydro Plant #1 | 52039 | 1 | HY | OP | NA | WAT |  | 106332 |  | 1.5381e-07 | EIA Prime Mover-level Data | NEI avg EF - PM, fuel type, firing type
2019 | UT | Quichapa 1 | 61119 | W5519 | PV | OP | NA | SUN |  | 71037 |  | 0 | EIA Prime Mover-level Data | Estimated using an emission factor
2019 | UT | Quichapa 2 | 61120 | W5520 | PV | OP | NA | SUN |  | 70581 |  | 0 | EIA Prime Mover-level Data | Estimated using an emission factor
2019 | UT | Quichapa 3 | 61121 | W5521 | PV | OP | NA | SUN |  | 69693 |  | 0 | EIA Prime Mover-level Data | Estimated using an emission factor
2019 | UT | Sage Solar I-III | 62399 | 77778 | PV | OP | NA | SUN |  | 192098 |  | 0 | EIA Prime Mover-level Data | Estimated using an emission factor
2019 | UT | Salt Lake Energy Systems | 56554 | Unit1 | IC | OP | NA | LFG |  | 75186 | 0.55262 | 0.0147 | EIA Prime Mover-level Data | Estimated using an emission factor
2019 | UT | Salt Lake Energy Systems | 56554 | Unit2 | IC | OP | NA | LFG |  | 75186 | 0.55262 | 0.0147 | EIA Prime Mover-level Data | Estimated using an emission factor
2019 | UT | Salt Lake Energy Systems | 56554 | Unit3 | IC | OP | NA | LFG |  | 150372 | 1.1052 | 0.0147 | EIA Prime Mover-level Data | Estimated using an emission factor
2019 | UT | Salt Palace Solar Gen Plant | 58006 | 1 | PV | OP | NA | SUN |  | 11699.08 |  | 0 | EIA Prime Mover-level Data | Estimated using an emission factor
2019 | UT | Salt Palace Solar Gen Plant | 58006 | 2 | PV | OP | NA | SUN |  | 7311.923 |  | 0 | EIA Prime Mover-level Data | Estimated using an emission factor
2019 | UT | Sigurd Solar LLC | 62666 | SGSOL | PV | U | NA | SUN
2019 | UT | Snake Creek | 3658 | 1 | HY | OP | NA | WAT |  | 22309 |  | 1.5381e-07 | EIA Prime Mover-level Data | NEI avg EF - PM, fuel type, firing type
2019 | UT | Snake Creek | 3658 | 2 | HY | OP | NA | WAT |  | 22309 |  | 1.5381e-07 | EIA Prime Mover-level Data | NEI avg EF - PM, fuel type, firing type
2019 | UT | Snowbird Power Plant | 10215 | 1367 | IC | OP | NA | NG |  | 60.667 | 1.2801e-05 | 0.000422 | EIA Prime Mover-level Data | Estimated using an emission factor
2019 | UT | Snowbird Power Plant | 10215 | 1391 | IC | OP | NA | NG |  | 60.667 | 1.2801e-05 | 0.000422 | EIA Prime Mover-level Data | Estimated using an emission factor
2019 | UT | Snowbird Power Plant | 10215 | 1392 | IC | OP | NA | NG |  | 60.667 | 1.2801e-05 | 0.000422 | EIA Prime Mover-level Data | Estimated using an emission factor
2019 | UT | South Milford Solar Plant | 59620 | SMS1 | PV | OP | NA | SUN |  | 64171 |  | 0 | EIA Prime Mover-level Data | Estimated using an emission factor
2019 | UT | Spanish Fork | 3691 | 1 | HY | OP | NA | WAT |  | 58322.75 |  | 1.5381e-07 | EIA Prime Mover-level Data | NEI avg EF - PM, fuel type, firing type
2019 | UT | Spanish Fork | 3691 | 2 | HY | OP | NA | WAT |  | 58322.75 |  | 1.5381e-07 | EIA Prime Mover-level Data | NEI avg EF - PM, fuel type, firing type
2019 | UT | Spanish Fork | 3691 | 3 | HY | OP | NA | WAT |  | 6861.5 |  | 1.5381e-07 | EIA Prime Mover-level Data | NEI avg EF - PM, fuel type, firing type
2019 | UT | Spanish Fork Wind Park 2 LLC | 56751 | 1 | WT | OP | NA | WND |  | 436762 |  | 0 | EIA Prime Mover-level Data | Estimated using an emission factor
2019 | UT | St George Red Rock | 7080 | 1 | IC | SB | NA | DFO |  | 318 | 0.04929 | 0.31 | EIA Prime Mover-level Data | Estimated using an emission factor
2019 | UT | St George Red Rock | 7080 | 2 | IC | SB | NA | DFO |  | 318 | 0.04929 | 0.31 | EIA Prime Mover-level Data | Estimated using an emission factor
2019 | UT | Stairs | 3659 | 3 | HY | OP | NA | WAT |  | 51384 |  | 1.5381e-07 | EIA Prime Mover-level Data | NEI avg EF - PM, fuel type, firing type
2019 | UT | Sunnyside Cogen Associates | 50951 | 1 | ST | OP | NA | WC |  | 4883656 | 15.1517 | 0.0062051 | EIA Unit-level Data | EPA/NEI
2019 | UT | Tesoro SLC Cogeneration Plant | 56509 | 1 | GT | OP | NA | NG |  | 1135498 | 3.1132 | 0.0054834 | EIA Prime Mover-level Data | NEI avg EF - PM, fuel type, firing type
2019 | UT | Tesoro SLC Cogeneration Plant | 56509 | 2 | GT | OP | NA | NG |  | 1135498 | 3.1132 | 0.0054834 | EIA Prime Mover-level Data | NEI avg EF - PM, fuel type, firing type
2019 | UT | Thermo No 1 | 57353 | 1 | BT | RE | NA | GEO
2019 | UT | Thermo No 1 | 57353 | 2 | BT | OP | NA | GEO |  | 584209 |  | 0 | EIA Prime Mover-level Data | Estimated using an emission factor
2019 | UT | Thermo Solar PV-01 | 59883 | SOLAR | PV | IP | NA | SUN
2019 | UT | Three Peaks Power | 60432 | TPP | PV | OP | NA | SUN |  | 1929656 |  | 0 | EIA Prime Mover-level Data | Estimated using an emission factor
2019 | UT | Tooele Army Depot | 59817 | GEN03 | WT | OP | NA | WND |  | 27389 |  | 0 | EIA Prime Mover-level Data | Estimated using an emission factor
2019 | UT | Tooele Army Depot | 59817 | PV1 | PV | V | NA | SUN
2019 | UT | Trans-Jordan Generating Station | 56853 | 1 | IC | OP | NA | LFG |  | 154855 | 1.1382 | 0.0147 | EIA Prime Mover-level Data | Estimated using an emission factor
2019 | UT | Trans-Jordan Generating Station | 56853 | 2 | IC | OP | NA | LFG |  | 154855 | 1.1382 | 0.0147 | EIA Prime Mover-level Data | Estimated using an emission factor
2019 | UT | Trans-Jordan Generating Station | 56853 | 3 | IC | OP | NA | LFG |  | 154855 | 1.1382 | 0.0147 | EIA Prime Mover-level Data | Estimated using an emission factor
2019 | UT | Uintah | 3704 | 1 | HY | OP | NA | WAT |  | 26293.5 |  | 1.5381e-07 | EIA Prime Mover-level Data | NEI avg EF - PM, fuel type, firing type
2019 | UT | Uintah | 3704 | 2 | HY | OP | NA | WAT |  | 26293.5 |  | 1.5381e-07 | EIA Prime Mover-level Data | NEI avg EF - PM, fuel type, firing type
2019 | UT | Unit 4 | 7015 | 1 | HY | OP | NA | WAT |  | 37574 |  | 1.5381e-07 | EIA Prime Mover-level Data | NEI avg EF - PM, fuel type, firing type
2019 | UT | Upper Beaver | 3643 | 1 | HY | OP | NA | WAT |  | 49736.44 |  | 1.5381e-07 | EIA Prime Mover-level Data | NEI avg EF - PM, fuel type, firing type
2019 | UT | Upper Beaver | 3643 | 2 | HY | OP | NA | WAT |  | 45910.56 |  | 1.5381e-07 | EIA Prime Mover-level Data | NEI avg EF - PM, fuel type, firing type
2019 | UT | US Magnesium | 58191 | GT1 | GT | OP | NA | NG |  | 1593400 | 4.3686 | 0.0054834 | EIA Prime Mover-level Data | NEI avg EF - PM, fuel type, firing type
2019 | UT | US Magnesium | 58191 | GT2 | GT | OP | NA | NG |  | 1593400 | 4.3686 | 0.0054834 | EIA Prime Mover-level Data | NEI avg EF - PM, fuel type, firing type
2019 | UT | US Magnesium | 58191 | GT3 | GT | OP | NA | NG |  | 1593400 | 4.3686 | 0.0054834 | EIA Prime Mover-level Data | NEI avg EF - PM, fuel type, firing type
2019 | UT | US Magnesium | 58191 | GT4 | GT | CN | NA | NG
2019 | UT | Utah Red Hills Renewable Energy Park | 58660 | 1 | PV | OP | NA | SUN |  | 1765022 |  | 0 | EIA Prime Mover-level Data | Estimated using an emission factor
2019 | UT | Veyo Heat Recovery Project | 60421 | WHR1 | ST | OP | NA | WH |  | 435096 |  | 0 | EIA Prime Mover-level Data | Estimated using an emission factor
2019 | UT | Wanship | 3698 | 1 | HY | OP | NA | WAT |  | 55257 |  | 1.5381e-07 | EIA Prime Mover-level Data | NEI avg EF - PM, fuel type, firing type
2019 | UT | Washington City Electric Generation | 59660 | 3 | IC | OP | NA | NG |  | 1879.667 | 0.00039661 | 0.000422 | EIA Prime Mover-level Data | Estimated using an emission factor
2019 | UT | Washington City Electric Generation | 59660 | 4 | IC | OP | NA | NG |  | 1879.667 | 0.00039661 | 0.000422 | EIA Prime Mover-level Data | Estimated using an emission factor
2019 | UT | Washington City Electric Generation | 59660 | 9 | IC | OP | NA | NG |  | 1879.667 | 0.00039661 | 0.000422 | EIA Prime Mover-level Data | Estimated using an emission factor
2019 | UT | Weber | 3661 | 1 | HY | OP | NA | WAT |  | 125226 |  | 1.5381e-07 | EIA Prime Mover-level Data | NEI avg EF - PM, fuel type, firing type
2019 | UT | Weber State University - Davis Campus PV | 60821 | PV1 | PV | OP | NA | SUN |  | 19819 |  | 0 | EIA Prime Mover-level Data | Estimated using an emission factor
2019 | UT | Whitehead | 7028 | K1 | IC | OP | NA | NG |  | 18634.9 | 0.003932 | 0.000422 | EIA Prime Mover-level Data | Estimated using an emission factor
2019 | UT | Whitehead | 7028 | K2 | IC | OP | NA | NG |  | 18634.9 | 0.003932 | 0.000422 | EIA Prime Mover-level Data | Estimated using an emission factor
2019 | UT | Whitehead | 7028 | K3 | IC | OP | NA | NG |  | 18634.9 | 0.003932 | 0.000422 | EIA Prime Mover-level Data | Estimated using an emission factor
2019 | UT | Whitehead | 7028 | K4 | IC | OP | NA | NG |  | 13310.65 | 0.0028085 | 0.000422 | EIA Prime Mover-level Data | Estimated using an emission factor
2019 | UT | Whitehead | 7028 | K6CAT | IC | OP | NA | NG |  | 6655.323 | 0.0014043 | 0.000422 | EIA Prime Mover-level Data | Estimated using an emission factor
2019 | UT | Whitehead | 7028 | K7CAT | IC | OP | NA | NG |  | 6655.323 | 0.0014043 | 0.000422 | EIA Prime Mover-level Data | Estimated using an emission factor
2019 | UT | Bonanza | 7790 | 1-1 | ST | OP | WALL | BIT | 8609 | 40305520 | 514.0969 | 0.02551 | EPA/CAMD | EPA/NEI | 1985
2019 | UT | Currant Creek Power Project | 56102 | CTG1A | CT | OP | CC | NG | 7771 | 10657490 | 16.9971 | 0.0031897 | EPA/CAMD | EPA/NEI | 2005
2019 | UT | Currant Creek Power Project | 56102 | CTG1B | CT | OP | CC | NG | 7893 | 10905740 | 11.4224 | 0.0020948 | EPA/CAMD | EPA/NEI | 2005
2019 | UT | Gadsby | 3648 | 1 | ST | OP | WALL | NG | 1036 | 260257.6 | 1.0679 | 0.0082065 | EPA/CAMD | EPA/NEI | 1951
2019 | UT | Gadsby | 3648 | 2 | ST | OP | WALL | NG | 1863 | 553882.3 | 2.2406 | 0.0080906 | EPA/CAMD | EPA/NEI | 1952
2019 | UT | Gadsby | 3648 | 3 | ST | OP | TANGENTIAL | NG | 3123 | 1209856 | 4.2226 | 0.0069803 | EPA/CAMD | EPA/NEI | 1955
2019 | UT | Gadsby | 3648 | 4 | GT | OP | CT | NG | 460 | 93183.3 | 0.30751 | 0.0066001 | EPA/CAMD | EPA/NEI | 2002
2019 | UT | Gadsby | 3648 | 5 | GT | OP | CT | NG | 376 | 79417.91 | 0.26208 | 0.0066 | EPA/CAMD | EPA/NEI | 2002
2019 | UT | Gadsby | 3648 | 6 | GT | OP | CT | NG | 330 | 67442.7 | 0.22256 | 0.0066 | EPA/CAMD | EPA/NEI | 2002
2019 | UT | Hunter | 6165 | 1 | ST | OP | TANGENTIAL | BIT | 8541 | 30982520 | 42.3795 | 0.0027357 | EPA/CAMD | EPA/NEI | 1978
2019 | UT | Hunter | 6165 | 2 | ST | OP | TANGENTIAL | BIT | 7907 | 29687990 | 61.3694 | 0.0041343 | EPA/CAMD | EPA/NEI | 1980
2019 | UT | Hunter | 6165 | 3 | ST | OP | WALL | BIT | 8429 | 30333400 | 28.1118 | 0.0018535 | EPA/CAMD | EPA/NEI | 1983
2019 | UT | Huntington | 8069 | 1 | ST | OP | TANGENTIAL | BIT | 8610 | 29931570 | 85.6218 | 0.0057212 | EPA/CAMD | EPA/NEI | 1977
2019 | UT | Huntington | 8069 | 2 | ST | OP | TANGENTIAL | BIT | 7358 | 22269180 | 78.3617 | 0.0070377 | EPA/CAMD | EPA/NEI | 1974
2019 | UT | Intermountain | 6481 | 1SGA | ST | OP | WALL | BIT | 8474 | 36551720 | 446.2031 | 0.024415 | EPA/CAMD | EPA/NEI | 1986
2019 | UT | Intermountain | 6481 | 2SGA | ST | OP | WALL | BIT | 7906 | 35729960 | 415.9089 | 0.023281 | EPA/CAMD | EPA/NEI | 1987
2019 | UT | Lake Side Power Plant | 56237 | CT01 | CT | OP | CC | NG | 7523 | 11427750 | 25.2087 | 0.0044118 | EPA/CAMD | EPA/NEI | 2007
2019 | UT | Lake Side Power Plant | 56237 | CT02 | CT | OP | CC | NG | 6705 | 9828438 | 13.5482 | 0.0027569 | EPA/CAMD | EPA/NEI | 2007
2019 | UT | Lake Side Power Plant | 56237 | CT03 | CT | OP | CC | NG | 6235 | 9810433 | 15.3426 | 0.0031278 | EPA/CAMD | EPA/NEI | 2014
2019 | UT | Lake Side Power Plant | 56237 | CT04 | CT | OP | CC | NG | 4712 | 7150270 | 8.6391 | 0.0024164 | EPA/CAMD | EPA/NEI | 2014
2019 | UT | Millcreek Power | 56253 | MC-1 | GT | OP | CT | NG | 653 | 209016 | 0.51973 | 0.0049731 | EPA/CAMD | EPA/NEI | 2006
2019 | UT | Millcreek Power | 56253 | MC-2 | GT | OP | CT | NG | 1936 | 622974.7 | 2.1505 | 0.0069041 | EPA/CAMD | EPA/NEI | 2010
2019 | UT | Nebo Power Station | 56177 | U1 | CT | OP | CC | NG | 4184 | 3214489 | 9.252 | 0.0057564 | EPA/CAMD | NEI avg EF - PM, fuel type, firing type | 2004
2019 | UT | West Valley Power Plant | 55622 | U1 | GT | OP | CT | NG | 1065 | 258998.9 | 0.3798 | 0.0029328 | EPA/CAMD | EPA/NEI | 2002
2019 | UT | West Valley Power Plant | 55622 | U2 | GT | OP | CT | NG | 1497 | 382258.8 | 0.7975 | 0.0041726 | EPA/CAMD | EPA/NEI | 2002
2019 | UT | West Valley Power Plant | 55622 | U3 | GT | OP | CT | NG | 1983 | 507279 | 1.082 | 0.0042661 | EPA/CAMD | EPA/NEI | 2001
2019 | UT | West Valley Power Plant | 55622 | U4 | GT | OP | CT | NG | 1857 | 472157.4 | 1.0577 | 0.0044804 | EPA/CAMD | EPA/NEI | 2001
2019 | UT | West Valley Power Plant | 55622 | U5 | GT | OP | CT | NG | 1648 | 420512.5 | 0.81379 | 0.0038705 | EPA/CAMD | EPA/NEI | 2002
2019 | VA | Amelia | 56681 | 1 | IC | OP | NA | LFG |  | 11319.96 | 0.083202 | 0.0147 | EIA Prime Mover-level Data | Estimated using an emission factor
2019 | VA | Amelia | 56681 | 2 | IC | OP | NA | LFG |  | 11319.96 | 0.083202 | 0.0147 | EIA Prime Mover-level Data | Estimated using an emission factor
2019 | VA | Amelia | 56681 | 3 | IC | OP | NA | LFG |  | 11319.96 | 0.083202 | 0.0147 | EIA Prime Mover-level Data | Estimated using an emission factor
2019 | VA | Amelia | 56681 | 4 | IC | OP | NA | LFG |  | 11319.96 | 0.083202 | 0.0147 | EIA Prime Mover-level Data | Estimated using an emission factor
2019 | VA | Amelia | 56681 | 5 | IC | OP | NA | LFG |  | 11319.96 | 0.083202 | 0.0147 | EIA Prime Mover-level Data | Estimated using an emission factor
2019 | VA | Amelia | 56681 | 6 | IC | OP | NA | LFG |  | 11319.96 | 0.083202 | 0.0147 | EIA Prime Mover-level Data | Estimated using an emission factor
2019 | VA | Amelia | 56681 | 7 | IC | OP | NA | LFG |  | 11319.96 | 0.083202 | 0.0147 | EIA Prime Mover-level Data | Estimated using an emission factor
2019 | VA | Amelia | 56681 | 8 | IC | OP | NA | LFG |  | 11319.96 | 0.083202 | 0.0147 | EIA Prime Mover-level Data | Estimated using an emission factor
2019 | VA | Amelia | 56681 | 9 | IC | OP | NA | LFG |  | 11319.96 | 0.083202 | 0.0147 | EIA Prime Mover-level Data | Estimated using an emission factor
2019 | VA | Amelia | 56681 | 10 | IC | OP | NA | LFG |  | 11319.96 | 0.083202 | 0.0147 | EIA Prime Mover-level Data | Estimated using an emission factor
2019 | VA | Amelia | 56681 | 11 | IC | OP | NA | LFG |  | 11319.96 | 0.083202 | 0.0147 | EIA Prime Mover-level Data | Estimated using an emission factor
2019 | VA | Amelia | 56681 | 12 | IC | OP | NA | LFG |  | 11319.96 | 0.083202 | 0.0147 | EIA Prime Mover-level Data | Estimated using an emission factor
2019 | VA | Amelia | 56681 | 13 | IC | OP | NA | LFG |  | 11319.96 | 0.083202 | 0.0147 | EIA Prime Mover-level Data | Estimated using an emission factor
2019 | VA | Amelia | 56681 | 14 | IC | OP | NA | LFG |  | 11319.96 | 0.083202 | 0.0147 | EIA Prime Mover-level Data | Estimated using an emission factor
2019 | VA | Amelia | 56681 | 15 | IC | OP | NA | LFG |  | 11319.96 | 0.083202 | 0.0147 | EIA Prime Mover-level Data | Estimated using an emission factor
2019 | VA | Amelia | 56681 | 16 | IC | OP | NA | LFG |  | 11319.96 | 0.083202 | 0.0147 | EIA Prime Mover-level Data | Estimated using an emission factor
2019 | VA | Amelia | 56681 | 17 | IC | OP | NA | LFG |  | 11319.96 | 0.083202 | 0.0147 | EIA Prime Mover-level Data | Estimated using an emission factor
2019 | VA | Amelia | 56681 | 18 | IC | OP | NA | LFG |  | 11319.96 | 0.083202 | 0.0147 | EIA Prime Mover-level Data | Estimated using an emission factor
2019 | VA | Amelia | 56681 | 19 | IC | OP | NA | LFG |  | 11319.96 | 0.083202 | 0.0147 | EIA Prime Mover-level Data | Estimated using an emission factor
2019 | VA | Amelia | 56681 | 20 | IC | OP | NA | LFG |  | 11319.96 | 0.083202 | 0.0147 | EIA Prime Mover-level Data | Estimated using an emission factor
2019 | VA | Amelia | 56681 | 21 | IC | OP | NA | LFG |  | 11319.96 | 0.083202 | 0.0147 | EIA Prime Mover-level Data | Estimated using an emission factor
2019 | VA | Amelia | 56681 | 22 | IC | OP | NA | LFG |  | 11319.96 | 0.083202 | 0.0147 | EIA Prime Mover-level Data | Estimated using an emission factor
2019 | VA | Amelia | 56681 | 23 | IC | OP | NA | LFG |  | 11319.96 | 0.083202 | 0.0147 | EIA Prime Mover-level Data | Estimated using an emission factor
2019 | VA | Amelia | 56681 | 24 | IC | OP | NA | LFG |  | 11319.96 | 0.083202 | 0.0147 | EIA Prime Mover-level Data | Estimated using an emission factor
2019 | VA | Amelia | 56681 | 25 | IC | OP | NA | LFG |  | 11319.96 | 0.083202 | 0.0147 | EIA Prime Mover-level Data | Estimated using an emission factor
2019 | VA | Amelia | 56681 | 26 | IC | OP | NA | LFG |  | 11319.96 | 0.083202 | 0.0147 | EIA Prime Mover-level Data | Estimated using an emission factor
2019 | VA | Amelia | 56681 | 27 | IC | OP | NA | LFG |  | 11319.96 | 0.083202 | 0.0147 | EIA Prime Mover-level Data | Estimated using an emission factor
2019 | VA | Amelia | 56681 | 28 | IC | OP | NA | LFG |  | 11319.96 | 0.083202 | 0.0147 | EIA Prime Mover-level Data | Estimated using an emission factor
2019 | VA | Amelia | 56681 | 29 | IC | OP | NA | LFG |  | 11319.96 | 0.083202 | 0.0147 | EIA Prime Mover-level Data | Estimated using an emission factor
2019 | VA | Amelia | 56681 | 30 | IC | OP | NA | LFG |  | 11319.96 | 0.083202 | 0.0147 | EIA Prime Mover-level Data | Estimated using an emission factor
2019 | VA | Amelia | 56681 | 31 | IC | OP | NA | LFG |  | 11319.96 | 0.083202 | 0.0147 | EIA Prime Mover-level Data | Estimated using an emission factor
2019 | VA | Amelia | 56681 | 32 | IC | OP | NA | LFG |  | 11319.96 | 0.083202 | 0.0147 | EIA Prime Mover-level Data | Estimated using an emission factor
2019 | VA | Amelia | 56681 | 33 | IC | OP | NA | LFG |  | 11319.96 | 0.083202 | 0.0147 | EIA Prime Mover-level Data | Estimated using an emission factor
2019 | VA | Amelia | 56681 | 34 | IC | OP | NA | LFG |  | 11319.96 | 0.083202 | 0.0147 | EIA Prime Mover-level Data | Estimated using an emission factor
2019 | VA | Amelia | 56681 | 35 | IC | OP | NA | LFG |  | 11319.96 | 0.083202 | 0.0147 | EIA Prime Mover-level Data | Estimated using an emission factor
2019 | VA | Amelia | 56681 | 36 | IC | OP | NA | LFG |  | 11319.96 | 0.083202 | 0.0147 | EIA Prime Mover-level Data | Estimated using an emission factor
2019 | VA | Amelia | 56681 | 37 | IC | OP | NA | LFG |  | 11319.96 | 0.083202 | 0.0147 | EIA Prime Mover-level Data | Estimated using an emission factor
2019 | VA | Amelia | 56681 | 38 | IC | OP | NA | LFG |  | 11319.96 | 0.083202 | 0.0147 | EIA Prime Mover-level Data | Estimated using an emission factor
2019 | VA | Amelia | 56681 | 39 | IC | OP | NA | LFG |  | 11319.96 | 0.083202 | 0.0147 | EIA Prime Mover-level Data | Estimated using an emission factor
2019 | VA | Amelia | 56681 | 40 | IC | OP | NA | LFG |  | 11319.96 | 0.083202 | 0.0147 | EIA Prime Mover-level Data | Estimated using an emission factor
2019 | VA | Amelia | 56681 | 41 | IC | OP | NA | LFG |  | 11319.96 | 0.083202 | 0.0147 | EIA Prime Mover-level Data | Estimated using an emission factor
2019 | VA | Amelia | 56681 | 42 | IC | OP | NA | LFG |  | 11319.96 | 0.083202 | 0.0147 | EIA Prime Mover-level Data | Estimated using an emission factor
2019 | VA | Amelia | 56681 | 43 | IC | OP | NA | LFG |  | 11319.96 | 0.083202 | 0.0147 | EIA Prime Mover-level Data | Estimated using an emission factor
2019 | VA | Amelia | 56681 | 44 | IC | OP | NA | LFG |  | 11319.96 | 0.083202 | 0.0147 | EIA Prime Mover-level Data | Estimated using an emission factor
2019 | VA | Amelia | 56681 | 45 | IC | OP | NA | LFG |  | 11319.96 | 0.083202 | 0.0147 | EIA Prime Mover-level Data | Estimated using an emission factor
2019 | VA | Amelia | 56681 | 46 | IC | OP | NA | LFG |  | 11319.96 | 0.083202 | 0.0147 | EIA Prime Mover-level Data | Estimated using an emission factor
2019 | VA | Amelia | 56681 | 47 | IC | OP | NA | LFG |  | 11319.96 | 0.083202 | 0.0147 | EIA Prime Mover-level Data | Estimated using an emission factor
2019 | VA | Amelia | 56681 | 48 | IC | OP | NA | LFG |  | 11319.96 | 0.083202 | 0.0147 | EIA Prime Mover-level Data | Estimated using an emission factor
2019 | VA | Ameresco Stafford | 56894 | 1 | IC | OP | NA | LFG |  | 60433.5 | 0.44419 | 0.0147 | EIA Prime Mover-level Data | Estimated using an emission factor
2019 | VA | Ameresco Stafford | 56894 | 2 | IC | OP | NA | LFG |  | 60433.5 | 0.44419 | 0.0147 | EIA Prime Mover-level Data | Estimated using an emission factor
2019 | VA | Bath County | 6167 | 1 | PS | OP | NA | WAT |  | 0 |  |  | EIA Prime Mover-level Data
2019 | VA | Bath County | 6167 | 2 | PS | OP | NA | WAT |  | 0 |  |  | EIA Prime Mover-level Data
2019 | VA | Bath County | 6167 | 3 | PS | OP | NA | WAT |  | 0 |  |  | EIA Prime Mover-level Data
2019 | VA | Bath County | 6167 | 4 | PS | OP | NA | WAT |  | 0 |  |  | EIA Prime Mover-level Data
2019 | VA | Bath County | 6167 | 5 | PS | OP | NA | WAT |  | 0 |  |  | EIA Prime Mover-level Data
2019 | VA | Bath County | 6167 | 6 | PS | OP | NA | WAT |  | 0 |  |  | EIA Prime Mover-level Data
2019 | VA | Bayview | 3782 | BAYV | IC | SB | NA | DFO |  | 4275.667 | 0.66273 | 0.31 | EIA Prime Mover-level Data | Estimated using an emission factor
2019 | VA | Bayview | 3782 | BYV2 | IC | SB | NA | DFO |  | 4275.667 | 0.66273 | 0.31 | EIA Prime Mover-level Data | Estimated using an emission factor
2019 | VA | Bayview | 3782 | BYV3 | IC | SB | NA | DFO |  | 4275.667 | 0.66273 | 0.31 | EIA Prime Mover-level Data | Estimated using an emission factor
2019 | VA | Bayview | 3782 | BYV4 | IC | SB | NA | DFO |  | 4275.667 | 0.66273 | 0.31 | EIA Prime Mover-level Data | Estimated using an emission factor
2019 | VA | Bayview | 3782 | BYV5 | IC | SB | NA | DFO |  | 4275.667 | 0.66273 | 0.31 | EIA Prime Mover-level Data | Estimated using an emission factor
2019 | VA | Bayview | 3782 | BYV6 | IC | SB | NA | DFO |  | 4275.667 | 0.66273 | 0.31 | EIA Prime Mover-level Data | Estimated using an emission factor
2019 | VA | Bedford Solar | 61126 | 12346 | PV | OP | NA | SUN |  | 47386 |  | 0 | EIA Prime Mover-level Data | Estimated using an emission factor
2019 | VA | Belle Haven Diesel Generation Facility | 60234 | BDG10 | IC | SB | NA | DFO |  | 888 | 0.13764 | 0.31 | EIA Prime Mover-level Data | Estimated using an emission factor
2019 | VA | Belle Haven Diesel Generation Facility | 60234 | BDG9 | IC | SB | NA | DFO |  | 888 | 0.13764 | 0.31 | EIA Prime Mover-level Data | Estimated using an emission factor
2019 | VA | Bellmeade Power Station | 50966 | 1 | CA | OP | DUCTBURNER | DFO |  | 0 | 0 | 0.011 | EIA Unit-level Data | NEI avg EF - PM, fuel type
2019 | VA | Bellmeade Power Station | 50966 | 2 | CA | OP | DUCTBURNER | DFO |  | 0 | 0 | 0.011 | EIA Unit-level Data | NEI avg EF - PM, fuel type
2019 | VA | Bluestone Solar | 62950 | BLUE1 | PV | U | NA | SUN
2019 | VA | Boydton Plank Road Cogen Plant | 54766 | GEN1 | IC | OP | NA | DFO |  | 36.882 | 0.0057167 | 0.31 | EIA Prime Mover-level Data | Estimated using an emission factor
2019 | VA | Boydton Plank Road Cogen Plant | 54766 | GEN10 | IC | OP | NA | DFO |  | 36.882 | 0.0057167 | 0.31 | EIA Prime Mover-level Data | Estimated using an emission factor
2019 | VA | Boydton Plank Road Cogen Plant | 54766 | GEN11 | IC | OP | NA | DFO |  | 36.882 | 0.0057167 | 0.31 | EIA Prime Mover-level Data | Estimated using an emission factor
2019 | VA | Boydton Plank Road Cogen Plant | 54766 | GEN12 | IC | OP | NA | DFO |  | 36.882 | 0.0057167 | 0.31 | EIA Prime Mover-level Data | Estimated using an emission factor
2019 | VA | Boydton Plank Road Cogen Plant | 54766 | GEN13 | IC | OP | NA | DFO |  | 36.882 | 0.0057167 | 0.31 | EIA Prime Mover-level Data | Estimated using an emission factor
2019 | VA | Boydton Plank Road Cogen Plant | 54766 | GEN14 | IC | OP | NA | DFO |  | 36.882 | 0.0057167 | 0.31 | EIA Prime Mover-level Data | Estimated using an emission factor
2019 | VA | Boydton Plank Road Cogen Plant | 54766 | GEN15 | IC | OP | NA | DFO |  | 36.882 | 0.0057167 | 0.31 | EIA Prime Mover-level Data | Estimated using an emission factor
2019 | VA | Boydton Plank Road Cogen Plant | 54766 | GEN16 | IC | OP | NA | DFO |  | 36.882 | 0.0057167 | 0.31 | EIA Prime Mover-level Data | Estimated using an emission factor
2019 | VA | Boydton Plank Road Cogen Plant | 54766 | GEN17 | IC | OP | NA | DFO |  | 36.882 | 0.0057167 | 0.31 | EIA Prime Mover-level Data | Estimated using an emission factor
2019 | VA | Boydton Plank Road Cogen Plant | 54766 | GEN18 | IC | OP | NA | DFO |  | 36.882 | 0.0057167 | 0.31 | EIA Prime Mover-level Data | Estimated using an emission factor
2019 | VA | Boydton Plank Road Cogen Plant | 54766 | GEN19 | IC | OP | NA | DFO |  | 36.882 | 0.0057167 | 0.31 | EIA Prime Mover-level Data | Estimated using an emission factor
2019 | VA | Boydton Plank Road Cogen Plant | 54766 | GEN2 | IC | OP | NA | DFO |  | 36.882 | 0.0057167 | 0.31 | EIA Prime Mover-level Data | Estimated using an emission factor
2019 | VA | Boydton Plank Road Cogen Plant | 54766 | GEN20 | IC | OP | NA | DFO |  | 36.882 | 0.0057167 | 0.31 | EIA Prime Mover-level Data | Estimated using an emission factor
2019 | VA | Boydton Plank Road Cogen Plant | 54766 | GEN21 | IC | OP | NA | DFO |  | 36.882 | 0.0057167 | 0.31 | EIA Prime Mover-level Data | Estimated using an emission factor
2019 | VA | Boydton Plank Road Cogen Plant | 54766 | GEN22 | IC | OP | NA | DFO |  | 36.882 | 0.0057167 | 0.31 | EIA Prime Mover-level Data | Estimated using an emission factor
2019 | VA | Boydton Plank Road Cogen Plant | 54766 | GEN23 | IC | OP | NA | DFO |  | 36.882 | 0.0057167 | 0.31 | EIA Prime Mover-level Data | Estimated using an emission factor
2019 | VA | Boydton Plank Road Cogen Plant | 54766 | GEN24 | IC | OP | NA | DFO |  | 36.882 | 0.0057167 | 0.31 | EIA Prime Mover-level Data | Estimated using an emission factor
2019 | VA | Boydton Plank Road Cogen Plant | 54766 | GEN25 | IC | OP | NA | DFO |  | 36.882 | 0.0057167 | 0.31 | EIA Prime Mover-level Data | Estimated using an emission factor
2019 | VA | Boydton Plank Road Cogen Plant | 54766 | GEN26 | IC | OP | NA | DFO |  | 36.882 | 0.0057167 | 0.31 | EIA Prime Mover-level Data | Estimated using an emission factor
2019 | VA | Boydton Plank Road Cogen Plant | 54766 | GEN27 | IC | OP | NA | DFO |  | 36.882 | 0.0057167 | 0.31 | EIA Prime Mover-level Data | Estimated using an emission factor
2019 | VA | Boydton Plank Road Cogen Plant | 54766 | GEN28 | IC | OP | NA | DFO |  | 36.882 | 0.0057167 | 0.31 | EIA Prime Mover-level Data | Estimated using an emission factor
2019 | VA | Boydton Plank Road Cogen Plant | 54766 | GEN29 | IC | OP | NA | DFO |  | 36.882 | 0.0057167 | 0.31 | EIA Prime Mover-level Data | Estimated using an emission factor
2019 | VA | Boydton Plank Road Cogen Plant | 54766 | GEN3 | IC | OP | NA | DFO |  | 36.882 | 0.0057167 | 0.31 | EIA Prime Mover-level Data | Estimated using an emission factor
2019 | VA | Boydton Plank Road Cogen Plant | 54766 | GEN30 | IC | OP | NA | DFO |  | 36.882 | 0.0057167 | 0.31 | EIA Prime Mover-level Data | Estimated using an emission factor
2019 | VA | Boydton Plank Road Cogen Plant | 54766 | GEN31 | IC | OP | NA | DFO |  | 36.882 | 0.0057167 | 0.31 | EIA Prime Mover-level Data | Estimated using an emission factor
2019 | VA | Boydton Plank Road Cogen Plant | 54766 | GEN32 | IC | OP | NA | DFO |  | 36.882 | 0.0057167 | 0.31 | EIA Prime Mover-level Data | Estimated using an emission factor
2019 | VA | Boydton Plank Road Cogen Plant | 54766 | GEN33 | IC | OP | NA | DFO |  | 36.882 | 0.0057167 | 0.31 | EIA Prime Mover-level Data | Estimated using an emission factor
2019 | VA | Boydton Plank Road Cogen Plant | 54766 | GEN34 | IC | OP | NA | DFO |  | 36.882 | 0.0057167 | 0.31 | EIA Prime Mover-level Data | Estimated using an emission factor
2019 | VA | Boydton Plank Road Cogen Plant | 54766 | GEN4 | IC | OP | NA | DFO |  | 36.882 | 0.0057167 | 0.31 | EIA Prime Mover-level Data | Estimated using an emission factor
2019 | VA | Boydton Plank Road Cogen Plant | 54766 | GEN5 | IC | OP | NA | DFO |  | 36.882 | 0.0057167 | 0.31 | EIA Prime Mover-level Data | Estimated using an emission factor
2019 | VA | Boydton Plank Road Cogen Plant | 54766 | GEN6 | IC | OP | NA | DFO |  | 36.882 | 0.0057167 | 0.31 | EIA Prime Mover-level Data | Estimated using an emission factor
2019 | VA | Boydton Plank Road Cogen Plant | 54766 | GEN7 | IC | OP | NA | DFO |  | 36.882 | 0.0057167 | 0.31 | EIA Prime Mover-level Data | Estimated using an emission factor
2019 | VA | Boydton Plank Road Cogen Plant | 54766 | GEN8 | IC | OP | NA | DFO |  | 36.882 | 0.0057167 | 0.31 | EIA Prime Mover-level Data | Estimated using an emission factor
2019 | VA | Boydton Plank Road Cogen Plant | 54766 | GEN9 | IC | OP | NA | DFO |  | 36.882 | 0.0057167 | 0.31 | EIA Prime Mover-level Data | Estimated using an emission factor
2019 | VA | Brasfield | 10155 | 1 | HY | OP | NA | WAT |  | 95878 |  | 1.5381e-07 | EIA Prime Mover-level Data | NEI avg EF - PM, fuel type, firing type
2019 | VA | Bristol Plant | 60222 | A1 | IC | OP | NA | LFG |  | 4299.167 | 0.031599 | 0.0147 | EIA Prime Mover-level Data | Estimated using an emission factor
2019 | VA | Bristol Plant | 60222 | A2 | IC | OP | NA | LFG |  | 4299.167 | 0.031599 | 0.0147 | EIA Prime Mover-level Data | Estimated using an emission factor
2019 | VA | Bristol Plant | 60222 | A3 | IC | OP | NA | LFG |  | 4299.167 | 0.031599 | 0.0147 | EIA Prime Mover-level Data | Estimated using an emission factor
2019 | VA | Bristol Plant | 60222 | A4 | IC | OP | NA | LFG |  | 4299.167 | 0.031599 | 0.0147 | EIA Prime Mover-level Data | Estimated using an emission factor
2019 | VA | Bristol Plant | 60222 | A5 | IC | OP | NA | LFG |  | 4299.167 | 0.031599 | 0.0147 | EIA Prime Mover-level Data | Estimated using an emission factor
2019 | VA | Bristol Plant | 60222 | A6 | IC | OP | NA | LFG |  | 4299.167 | 0.031599 | 0.0147 | EIA Prime Mover-level Data | Estimated using an emission factor
2019 | VA | Bristol Plant | 60222 | B1 | IC | RE | NA | LFG |  | 4299.167 | 0.031599 | 0.0147 | EIA Prime Mover-level Data | Estimated using an emission factor
2019 | VA | Bristol Plant | 60222 | B2 | IC | RE | NA | LFG |  | 4299.167 | 0.031599 | 0.0147 | EIA Prime Mover-level Data | Estimated using an emission factor
2019 | VA | Bristol Plant | 60222 | B3 | IC | RE | NA | LFG |  | 4299.167 | 0.031599 | 0.0147 | EIA Prime Mover-level Data | Estimated using an emission factor
2019 | VA | Bristol Plant | 60222 | B4 | IC | RE | NA | LFG |  | 4299.167 | 0.031599 | 0.0147 | EIA Prime Mover-level Data | Estimated using an emission factor
2019 | VA | Bristol Plant | 60222 | B5 | IC | RE | NA | LFG |  | 4299.167 | 0.031599 | 0.0147 | EIA Prime Mover-level Data | Estimated using an emission factor
2019 | VA | Bristol Plant | 60222 | B6 | IC | RE | NA | LFG |  | 4299.167 | 0.031599 | 0.0147 | EIA Prime Mover-level Data | Estimated using an emission factor
2019 | VA | Bristol Plant | 60222 | C1 | IC | OP | NA | LFG |  | 4299.167 | 0.031599 | 0.0147 | EIA Prime Mover-level Data | Estimated using an emission factor
2019 | VA | Bristol Plant | 60222 | C2 | IC | OP | NA | LFG |  | 4299.167 | 0.031599 | 0.0147 | EIA Prime Mover-level Data | Estimated using an emission factor
2019 | VA | Bristol Plant | 60222 | C3 | IC | OP | NA | LFG |  | 4299.167 | 0.031599 | 0.0147 | EIA Prime Mover-level Data | Estimated using an emission factor
2019 | VA | Bristol Plant | 60222 | C4 | IC | OP | NA | LFG |  | 4299.167 | 0.031599 | 0.0147 | EIA Prime Mover-level Data | Estimated using an emission factor
2019 | VA | Bristol Plant | 60222 | C5 | IC | OP | NA | LFG |  | 4299.167 | 0.031599 | 0.0147 | EIA Prime Mover-level Data | Estimated using an emission factor
2019 | VA | Bristol Plant | 60222 | C6 | IC | OP | NA | LFG |  | 4299.167 | 0.031599 | 0.0147 | EIA Prime Mover-level Data | Estimated using an emission factor
2019 | VA | Brunswick Landfill Gas | 56682 | 2 | IC | OP | NA | LFG |  | 14988.71 | 0.11017 | 0.0147 | EIA Prime Mover-level Data | Estimated using an emission factor
2019 | VA | Brunswick Landfill Gas | 56682 | 3 | IC | OP | NA | LFG |  | 14988.71 | 0.11017 | 0.0147 | EIA Prime Mover-level Data | Estimated using an emission factor
2019 | VA | Brunswick Landfill Gas | 56682 | 4 | IC | OP | NA | LFG |  | 14988.71 | 0.11017 | 0.0147 | EIA Prime Mover-level Data | Estimated using an emission factor
2019 | VA | Brunswick Landfill Gas | 56682 | 5 | IC | OP | NA | LFG |  | 14988.71 | 0.11017 | 0.0147 | EIA Prime Mover-level Data | Estimated using an emission factor
2019 | VA | Brunswick Landfill Gas | 56682 | 6 | IC | OP | NA | LFG |  | 14988.71 | 0.11017 | 0.0147 | EIA Prime Mover-level Data | Estimated using an emission factor
2019 | VA | Brunswick Landfill Gas | 56682 | 7 | IC | OP | NA | LFG |  | 14988.71 | 0.11017 | 0.0147 | EIA Prime Mover-level Data | Estimated using an emission factor
2019 | VA | Brunswick Landfill Gas | 56682 | 8 | IC | OP | NA | LFG |  | 14988.71 | 0.11017 | 0.0147 | EIA Prime Mover-level Data | Estimated using an emission factor
2019 | VA | Brunswick Landfill Gas | 56682 | 9 | IC | OP | NA | LFG |  | 14988.71 | 0.11017 | 0.0147 | EIA Prime Mover-level Data | Estimated using an emission factor
2019 | VA | Brunswick Landfill Gas | 56682 | 10 | IC | OP | NA | LFG |  | 14988.71 | 0.11017 | 0.0147 | EIA Prime Mover-level Data | Estimated using an emission factor
2019 | VA | Brunswick Landfill Gas | 56682 | 11 | IC | OP | NA | LFG |  | 14988.71 | 0.11017 | 0.0147 | EIA Prime Mover-level Data | Estimated using an emission factor
2019 | VA | Brunswick Landfill Gas | 56682 | 12 | IC | OP | NA | LFG |  | 14988.71 | 0.11017 | 0.0147 | EIA Prime Mover-level Data | Estimated using an emission factor
2019 | VA | Brunswick Landfill Gas | 56682 | 13 | IC | OP | NA | LFG |  | 14988.71 | 0.11017 | 0.0147 | EIA Prime Mover-level Data | Estimated using an emission factor
2019 | VA | Brunswick Landfill Gas | 56682 | 14 | IC | OP | NA | LFG |  | 14988.71 | 0.11017 | 0.0147 | EIA Prime Mover-level Data | Estimated using an emission factor
2019 | VA | Brunswick Landfill Gas | 56682 | 15 | IC | OP | NA | LFG |  | 14988.71 | 0.11017 | 0.0147 | EIA Prime Mover-level Data | Estimated using an emission factor
2019 | VA | Brunswick Landfill Gas | 56682 | 16 | IC | OP | NA | LFG |  | 14988.71 | 0.11017 | 0.0147 | EIA Prime Mover-level Data | Estimated using an emission factor
2019 | VA | Brunswick Landfill Gas | 56682 | 17 | IC | OP | NA | LFG |  | 14988.71 | 0.11017 | 0.0147 | EIA Prime Mover-level Data | Estimated using an emission factor
2019 | VA | Brunswick Landfill Gas | 56682 | 18 | IC | OP | NA | LFG |  | 14988.71 | 0.11017 | 0.0147 | EIA Prime Mover-level Data | Estimated using an emission factor
2019 | VA | Brunswick Landfill Gas | 56682 | 19 | IC | OP | NA | LFG |  | 14988.71 | 0.11017 | 0.0147 | EIA Prime Mover-level Data | Estimated using an emission factor
2019 | VA | Brunswick Landfill Gas | 56682 | 20 | IC | OP | NA | LFG |  | 14988.71 | 0.11017 | 0.0147 | EIA Prime Mover-level Data | Estimated using an emission factor
2019 | VA | Brunswick Landfill Gas | 56682 | 21 | IC | OP | NA | LFG |  | 14988.71 | 0.11017 | 0.0147 | EIA Prime Mover-level Data | Estimated using an emission factor
2019 | VA | Brunswick Landfill Gas | 56682 | 22 | IC | OP | NA | LFG |  | 14988.71 | 0.11017 | 0.0147 | EIA Prime Mover-level Data | Estimated using an emission factor
2019 | VA | Brunswick Landfill Gas | 56682 | 23 | IC | OP | NA | LFG |  | 14988.71 | 0.11017 | 0.0147 | EIA Prime Mover-level Data | Estimated using an emission factor
2019 | VA | Brunswick Landfill Gas | 56682 | 24 | IC | OP | NA | LFG |  | 14988.71 | 0.11017 | 0.0147 | EIA Prime Mover-level Data | Estimated using an emission factor
2019 | VA | Brunswick Landfill Gas | 56682 | 25 | IC | OP | NA | LFG |  | 14988.71 | 0.11017 | 0.0147 | EIA Prime Mover-level Data | Estimated using an emission factor
2019 | VA | Brunswick Landfill Gas | 56682 | 26 | IC | OP | NA | LFG |  | 14988.71 | 0.11017 | 0.0147 | EIA Prime Mover-level Data | Estimated using an emission factor
2019 | VA | Brunswick Landfill Gas | 56682 | 27 | IC | OP | NA | LFG |  | 14988.71 | 0.11017 | 0.0147 | EIA Prime Mover-level Data | Estimated using an emission factor
2019 | VA | Brunswick Landfill Gas | 56682 | 28 | IC | OP | NA | LFG |  | 14988.71 | 0.11017 | 0.0147 | EIA Prime Mover-level Data | Estimated using an emission factor
2019 | VA | Brunswick Landfill Gas | 56682 | 29 | IC | OP | NA | LFG |  | 14988.71 | 0.11017 | 0.0147 | EIA Prime Mover-level Data | Estimated using an emission factor
2019 | VA | Brunswick Landfill Gas | 56682 | 30 | IC | OP | NA | LFG |  | 14988.71 | 0.11017 | 0.0147 | EIA Prime Mover-level Data | Estimated using an emission factor
2019 | VA | Brunswick Landfill Gas | 56682 | 31 | IC | OP | NA | LFG |  | 14988.71 | 0.11017 | 0.0147 | EIA Prime Mover-level Data | Estimated using an emission factor
2019 | VA | Brunswick Landfill Gas | 56682 | 32 | IC | OP | NA | LFG |  | 14988.71 | 0.11017 | 0.0147 | EIA Prime Mover-level Data | Estimated using an emission factor
2019 | VA | Brunswick Landfill Gas | 56682 | 33 | IC | OP | NA | LFG |  | 14988.71 | 0.11017 | 0.0147 | EIA Prime Mover-level Data | Estimated using an emission factor
2019 | VA | Brunswick Landfill Gas | 56682 | 34 | IC | OP | NA | LFG |  | 14988.71 | 0.11017 | 0.0147 | EIA Prime Mover-level Data | Estimated using an emission factor
2019 | VA | Brunswick Landfill Gas | 56682 | 35 | IC | OP | NA | LFG |  | 14988.71 | 0.11017 | 0.0147 | EIA Prime Mover-level Data | Estimated using an emission factor
2019 | VA | Brunswick Landfill Gas | 56682 | 36 | IC | OP | NA | LFG |  | 14988.71 | 0.11017 | 0.0147 | EIA Prime Mover-level Data | Estimated using an emission factor
2019 | VA | Buck Hydro | 3772 | 1 | HY | OP | NA | WAT |  | 98053.66 |  | 1.5381e-07 | EIA Prime Mover-level Data | NEI avg EF - PM, fuel type, firing type
2019 | VA | Buck Hydro | 3772 | 2 | HY | OP | NA | WAT |  | 98053.66 |  | 1.5381e-07 | EIA Prime Mover-level Data | NEI avg EF - PM, fuel type, firing type
2019 | VA | Buck Hydro | 3772 | 3 | HY | OP | NA | WAT |  | 98053.66 |  | 1.5381e-07 | EIA Prime Mover-level Data | NEI avg EF - PM, fuel type, firing type
2019 | VA | Buckingham Solar LLC | 60917 | PV1 | PV | OP | NA | SUN |  | 308941 |  | 0 | EIA Prime Mover-level Data | Estimated using an emission factor
2019 | VA | Byllesby 2 | 3773 | 1 | HY | OP | NA | WAT |  | 148016 |  | 1.5381e-07 | EIA Prime Mover-level Data | NEI avg EF - PM, fuel type, firing type
2019 | VA | Byllesby 2 | 3773 | 2 | HY | OP | NA | WAT |  | 148016 |  | 1.5381e-07 | EIA Prime Mover-level Data | NEI avg EF - PM, fuel type, firing type
2019 | VA | Byllesby 2 | 3773 | 3 | HY | OP | NA | WAT |  | 148016 |  | 1.5381e-07 | EIA Prime Mover-level Data | NEI avg EF - PM, fuel type, firing type
2019 | VA | Byllesby 2 | 3773 | 4 | HY | OP | NA | WAT |  | 148016 |  | 1.5381e-07 | EIA Prime Mover-level Data | NEI avg EF - PM, fuel type, firing type
2019 | VA | C4GT | 61760 | C4GT | CC | T | NA | NG
2019 | VA | Cabin Point Solar Center | 63134 | CBNPT | PV | P | NA | SUN
2019 | VA | Caden Energix Hickory LLC | 63084 | ENX02 | PV | P | NA | SUN
2019 | VA | Caden Energix Hickory LLC | 63084 | ENX03 | PV | P | NA | SUN
2019 | VA | Caden Energix Pamplin LLC | 63083 | ENX04 | PV | L | NA | SUN
2019 | VA | Caden Energix Rives Road LLC | 63087 | ENX01 | PV | L | NA | SUN
2019 | VA | Charles City | 56683 | 1 | IC | OP | NA | LFG |  | 14710.9 | 0.10813 | 0.0147 | EIA Prime Mover-level Data | Estimated using an emission factor
2019 | VA | Charles City | 56683 | 2 | IC | OP | NA | LFG |  | 14710.9 | 0.10813 | 0.0147 | EIA Prime Mover-level Data | Estimated using an emission factor
2019 | VA | Charles City | 56683 | 3 | IC | OP | NA | LFG |  | 14710.9 | 0.10813 | 0.0147 | EIA Prime Mover-level Data | Estimated using an emission factor
2019 | VA | Charles City | 56683 | 4 | IC | OP | NA | LFG |  | 14710.9 | 0.10813 | 0.0147 | EIA Prime Mover-level Data | Estimated using an emission factor
2019 | VA | Charles City | 56683 | 5 | IC | OP | NA | LFG |  | 14710.9 | 0.10813 | 0.0147 | EIA Prime Mover-level Data | Estimated using an emission factor
2019 | VA | Charles City | 56683 | 6 | IC | OP | NA | LFG |  | 14710.9 | 0.10813 | 0.0147 | EIA Prime Mover-level Data | Estimated using an emission factor
2019 | VA | Charles City | 56683 | 7 | IC | OP | NA | LFG |  | 14710.9 | 0.10813 | 0.0147 | EIA Prime Mover-level Data | Estimated using an emission factor
2019 | VA | Charles City | 56683 | 8 | IC | OP | NA | LFG |  | 14710.9 | 0.10813 | 0.0147 | EIA Prime Mover-level Data | Estimated using an emission factor
2019 | VA | Charles City | 56683 | 9 | IC | OP | NA | LFG |  | 14710.9 | 0.10813 | 0.0147 | EIA Prime Mover-level Data | Estimated using an emission factor
2019 | VA | Charles City | 56683 | 10 | IC | OP | NA | LFG |  | 14710.9 | 0.10813 | 0.0147 | EIA Prime Mover-level Data | Estimated using an emission factor
2019 | VA | Charles City | 56683 | 11 | IC | OP | NA | LFG |  | 14710.9 | 0.10813 | 0.0147 | EIA Prime Mover-level Data | Estimated using an emission factor
2019 | VA | Charles City | 56683 | 12 | IC | OP | NA | LFG |  | 14710.9 | 0.10813 | 0.0147 | EIA Prime Mover-level Data | Estimated using an emission factor
2019 | VA | Charles City | 56683 | 13 | IC | OP | NA | LFG |  | 14710.9 | 0.10813 | 0.0147 | EIA Prime Mover-level Data | Estimated using an emission factor
2019 | VA | Charles City | 56683 | 14 | IC | OP | NA | LFG |  | 14710.9 | 0.10813 | 0.0147 | EIA Prime Mover-level Data | Estimated using an emission factor
2019 | VA | Charles City | 56683 | 15 | IC | OP | NA | LFG |  | 14710.9 | 0.10813 | 0.0147 | EIA Prime Mover-level Data | Estimated using an emission factor
2019 | VA | Charles City | 56683 | 16 | IC | OP | NA | LFG |  | 14710.9 | 0.10813 | 0.0147 | EIA Prime Mover-level Data | Estimated using an emission factor
2019 | VA | Charles City | 56683 | 17 | IC | OP | NA | LFG |  | 14710.9 | 0.10813 | 0.0147 | EIA Prime Mover-level Data | Estimated using an emission factor
2019 | VA | Charles City | 56683 | 18 | IC | OP | NA | LFG |  | 14710.9 | 0.10813 | 0.0147 | EIA Prime Mover-level Data | Estimated using an emission factor
2019 | VA | Charles City | 56683 | 19 | IC | OP | NA | LFG |  | 14710.9 | 0.10813 | 0.0147 | EIA Prime Mover-level Data | Estimated using an emission factor
2019 | VA | Charles City | 56683 | 20 | IC | OP | NA | LFG |  | 14710.9 | 0.10813 | 0.0147 | EIA Prime Mover-level Data | Estimated using an emission factor
2019 | VA | Charles City | 56683 | 21 | IC | OP | NA | LFG |  | 14710.9 | 0.10813 | 0.0147 | EIA Prime Mover-level Data | Estimated using an emission factor
2019 | VA | Charles City | 56683 | 22 | IC | OP | NA | LFG |  | 14710.9 | 0.10813 | 0.0147 | EIA Prime Mover-level Data | Estimated using an emission factor
2019 | VA | Charles City | 56683 | 23 | IC | OP | NA | LFG |  | 14710.9 | 0.10813 | 0.0147 | EIA Prime Mover-level Data | Estimated using an emission factor
2019 | VA | Charles City | 56683 | 24 | IC | OP | NA | LFG |  | 14710.9 | 0.10813 | 0.0147 | EIA Prime Mover-level Data | Estimated using an emission factor
2019 | VA | Charles City | 56683 | 25 | IC | OP | NA | LFG |  | 14710.9 | 0.10813 | 0.0147 | EIA Prime Mover-level Data | Estimated using an emission factor
2019 | VA | Charles City | 56683 | 26 | IC | OP | NA | LFG |  | 14710.9 | 0.10813 | 0.0147 | EIA Prime Mover-level Data | Estimated using an emission factor
2019 | VA | Charles City | 56683 | 27 | IC | OP | NA | LFG |  | 14710.9 | 0.10813 | 0.0147 | EIA Prime Mover-level Data | Estimated using an emission factor
2019 | VA | Charles City | 56683 | 28 | IC | OP | NA | LFG |  | 14710.9 | 0.10813 | 0.0147 | EIA Prime Mover-level Data | Estimated using an emission factor
2019 | VA | Charles City | 56683 | 29 | IC | OP | NA | LFG |  | 14710.9 | 0.10813 | 0.0147 | EIA Prime Mover-level Data | Estimated using an emission factor
2019 | VA | Charles City | 56683 | 30 | IC | OP | NA | LFG |  | 14710.9 | 0.10813 | 0.0147 | EIA Prime Mover-level Data | Estimated using an emission factor
2019 | VA | Charles City | 56683 | 31 | IC | OP | NA | LFG |  | 14710.9 | 0.10813 | 0.0147 | EIA Prime Mover-level Data | Estimated using an emission factor
2019 | VA | Charles City | 56683 | 32 | IC | OP | NA | LFG |  | 14710.9 | 0.10813 | 0.0147 | EIA Prime Mover-level Data | Estimated using an emission factor
2019 | VA | Charles City | 56683 | 33 | IC | OP | NA | LFG |  | 14710.9 | 0.10813 | 0.0147 | EIA Prime Mover-level Data | Estimated using an emission factor
2019 | VA | Charles City | 56683 | 34 | IC | OP | NA | LFG |  | 14710.9 | 0.10813 | 0.0147 | EIA Prime Mover-level Data | Estimated using an emission factor
2019 | VA | Charles City | 56683 | 35 | IC | OP | NA | LFG |  | 14710.9 | 0.10813 | 0.0147 | EIA Prime Mover-level Data | Estimated using an emission factor
2019 | VA | Charles City | 56683 | 36 | IC | OP | NA | LFG |  | 14710.9 | 0.10813 | 0.0147 | EIA Prime Mover-level Data | Estimated using an emission factor
2019 | VA | Charles City | 56683 | 37 | IC | OP | NA | LFG |  | 14710.9 | 0.10813 | 0.0147 | EIA Prime Mover-level Data | Estimated using an emission factor
2019 | VA | Charles City | 56683 | 38 | IC | OP | NA | LFG |  | 14710.9 | 0.10813 | 0.0147 | EIA Prime Mover-level Data | Estimated using an emission factor
2019 | VA | Charles City | 56683 | 39 | IC | OP | NA | LFG |  | 14710.9 | 0.10813 | 0.0147 | EIA Prime Mover-level Data | Estimated using an emission factor
2019 | VA | Charles City | 56683 | 40 | IC | OP | NA | LFG |  | 14710.9 | 0.10813 | 0.0147 | EIA Prime Mover-level Data | Estimated using an emission factor
2019 | VA | Charles City | 56683 | 41 | IC | OP | NA | LFG |  | 14710.9 | 0.10813 | 0.0147 | EIA Prime Mover-level Data | Estimated using an emission factor
2019 | VA | Charles City | 56683 | 42 | IC | OP | NA | LFG |  | 14710.9 | 0.10813 | 0.0147 | EIA Prime Mover-level Data | Estimated using an emission factor
2019 | VA | Charles City | 56683 | 43 | IC | OP | NA | LFG |  | 14710.9 | 0.10813 | 0.0147 | EIA Prime Mover-level Data | Estimated using an emission factor
2019 | VA | Charles City | 56683 | 44 | IC | OP | NA | LFG |  | 14710.9 | 0.10813 | 0.0147 | EIA Prime Mover-level Data | Estimated using an emission factor
2019 | VA | Charles City | 56683 | 45 | IC | OP | NA | LFG |  | 14710.9 | 0.10813 | 0.0147 | EIA Prime Mover-level Data | Estimated using an emission factor
2019 | VA | Charles City | 56683 | 46 | IC | OP | NA | LFG |  | 14710.9 | 0.10813 | 0.0147 | EIA Prime Mover-level Data | Estimated using an emission factor
2019 | VA | Charles City | 56683 | 47 | IC | OP | NA | LFG |  | 14710.9 | 0.10813 | 0.0147 | EIA Prime Mover-level Data | Estimated using an emission factor
2019 | VA | Charles City | 56683 | 48 | IC | OP | NA | LFG |  | 14710.9 | 0.10813 | 0.0147 | EIA Prime Mover-level Data | Estimated using an emission factor
2019 | VA | Cherrydale Solar Power Facility | 61375 | PV1 | PV | OP | NA | SUN |  | 328513 |  | 0 | EIA Prime Mover-level Data | Estimated using an emission factor
2019 | VA | Chesapeake | 3803 | 3 | ST | RE | WALL | BIT
2019 | VA | Chesapeake | 3803 | 6 | GT | OP | NA | DFO |  | 560.343 | 0.0048356 | 0.017259 | EIA Prime Mover-level Data | NEI avg EF - PM, fuel type, firing type
2019 | VA | Chesapeake | 3803 | 7 | GT | RE | NA | DFO
2019 | VA | Chesapeake | 3803 | 8 | GT | RE | NA | DFO
2019 | VA | Chesapeake | 3803 | 9 | GT | RE | NA | DFO
2019 | VA | Chesapeake | 3803 | 10 | GT | RE | NA | DFO
2019 | VA | Chesapeake | 3803 | GT1 | GT | OP | NA | DFO |  | 635.972 | 0.0054882 | 0.017259 | EIA Prime Mover-level Data | NEI avg EF - PM, fuel type, firing type
2019 | VA | Chesapeake | 3803 | GT2 | GT | OP | NA | DFO |  | 560.343 | 0.0048356 | 0.017259 | EIA Prime Mover-level Data | NEI avg EF - PM, fuel type, firing type
2019 | VA | Chesapeake | 3803 | GT4 | GT | OP | NA | DFO |  | 560.343 | 0.0048356 | 0.017259 | EIA Prime Mover-level Data | NEI avg EF - PM, fuel type, firing type
2019 | VA | Chesapeake | 3803 | ST1 | ST | RE | NA | BIT
2019 | VA | Chesapeake | 3803 | ST2 | ST | RE | NA | BIT
2019 | VA | Chesapeake | 3803 | ST4 | ST | RE | NA | BIT
2019 | VA | Chesterfield Landfill Gas | 56684 | 1 | IC | OP | NA | LFG |  | 13667.9 | 0.10046 | 0.0147 | EIA Prime Mover-level Data | Estimated using an emission factor
2019 | VA | Chesterfield Landfill Gas | 56684 | 2 | IC | OP | NA | LFG |  | 13667.9 | 0.10046 | 0.0147 | EIA Prime Mover-level Data | Estimated using an emission factor
2019 | VA | Chesterfield Landfill Gas | 56684 | 3 | IC | OP | NA | LFG |  | 13667.9 | 0.10046 | 0.0147 | EIA Prime Mover-level Data | Estimated using an emission factor
2019 | VA | Chesterfield Landfill Gas | 56684 | 4 | IC | OP | NA | LFG |  | 13667.9 | 0.10046 | 0.0147 | EIA Prime Mover-level Data | Estimated using an emission factor
2019 | VA | Chesterfield Landfill Gas | 56684 | 5 | IC | OP | NA | LFG |  | 13667.9 | 0.10046 | 0.0147 | EIA Prime Mover-level Data | Estimated using an emission factor
2019 | VA | Chesterfield Landfill Gas | 56684 | 6 | IC | OP | NA | LFG |  | 13667.9 | 0.10046 | 0.0147 | EIA Prime Mover-level Data | Estimated using an emission factor
2019 | VA | Chesterfield Landfill Gas | 56684 | 7 | IC | OP | NA | LFG |  | 13667.9 | 0.10046 | 0.0147 | EIA Prime Mover-level Data | Estimated using an emission factor
2019 | VA | Chesterfield Landfill Gas | 56684 | 8 | IC | OP | NA | LFG |  | 13667.9 | 0.10046 | 0.0147 | EIA Prime Mover-level Data | Estimated using an emission factor
2019 | VA | Chesterfield Landfill Gas | 56684 | 9 | IC | OP | NA | LFG |  | 13667.9 | 0.10046 | 0.0147 | EIA Prime Mover-level Data | Estimated using an emission factor
2019 | VA | Chesterfield Landfill Gas | 56684 | 10 | IC | OP | NA | LFG |  | 13667.9 | 0.10046 | 0.0147 | EIA Prime Mover-level Data | Estimated using an emission factor
2019 | VA | Chesterfield Landfill Gas | 56684 | 11 | IC | OP | NA | LFG |  | 13667.9 | 0.10046 | 0.0147 | EIA Prime Mover-level Data | Estimated using an emission factor
2019 | VA | Chesterfield Landfill Gas | 56684 | 12 | IC | OP | NA | LFG |  | 13667.9 | 0.10046 | 0.0147 | EIA Prime Mover-level Data | Estimated using an emission factor
2019 | VA | Chesterfield Landfill Gas | 56684 | 13 | IC | OP | NA | LFG |  | 13667.9 | 0.10046 | 0.0147 | EIA Prime Mover-level Data | Estimated using an emission factor
2019 | VA | Chesterfield Landfill Gas | 56684 | 14 | IC | OP | NA | LFG |  | 13667.9 | 0.10046 | 0.0147 | EIA Prime Mover-level Data | Estimated using an emission factor
2019 | VA | Chesterfield Landfill Gas | 56684 | 15 | IC | OP | NA | LFG |  | 13667.9 | 0.10046 | 0.0147 | EIA Prime Mover-level Data | Estimated using an emission factor
2019 | VA | Chesterfield Landfill Gas | 56684 | 16 | IC | OP | NA | LFG |  | 13667.9 | 0.10046 | 0.0147 | EIA Prime Mover-level Data | Estimated using an emission factor
2019 | VA | Chesterfield Landfill Gas | 56684 | 17 | IC | OP | NA | LFG |  | 13667.9 | 0.10046 | 0.0147 | EIA Prime Mover-level Data | Estimated using an emission factor
2019 | VA | Chesterfield Landfill Gas | 56684 | 18 | IC | OP | NA | LFG |  | 13667.9 | 0.10046 | 0.0147 | EIA Prime Mover-level Data | Estimated using an emission factor
2019 | VA | Chesterfield Landfill Gas | 56684 | 19 | IC | OP | NA | LFG |  | 13667.9 | 0.10046 | 0.0147 | EIA Prime Mover-level Data | Estimated using an emission factor
2019 | VA | Chesterfield Landfill Gas | 56684 | 20 | IC | OP | NA | LFG |  | 13667.9 | 0.10046 | 0.0147 | EIA Prime Mover-level Data | Estimated using an emission factor
2019 | VA | Chesterfield Landfill Gas | 56684 | 21 | IC | OP | NA | LFG |  | 13667.9 | 0.10046 | 0.0147 | EIA Prime Mover-level Data | Estimated using an emission factor
2019 | VA | Chesterfield Landfill Gas | 56684 | 22 | IC | OP | NA | LFG |  | 13667.9 | 0.10046 | 0.0147 | EIA Prime Mover-level Data | Estimated using an emission factor
2019 | VA | Chesterfield Landfill Gas | 56684 | 23 | IC | OP | NA | LFG |  | 13667.9 | 0.10046 | 0.0147 | EIA Prime Mover-level Data | Estimated using an emission factor
2019 | VA | Chesterfield Landfill Gas | 56684 | 24 | IC | OP | NA | LFG |  | 13667.9 | 0.10046 | 0.0147 | EIA Prime Mover-level Data | Estimated using an emission factor
2019 | VA | Chesterfield Landfill Gas | 56684 | 25 | IC | OP | NA | LFG |  | 13667.9 | 0.10046 | 0.0147 | EIA Prime Mover-level Data | Estimated using an emission factor
2019 | VA | Chesterfield Landfill Gas | 56684 | 26 | IC | OP | NA | LFG |  | 13667.9 | 0.10046 | 0.0147 | EIA Prime Mover-level Data | Estimated using an emission factor
2019 | VA | Chesterfield Landfill Gas | 56684 | 27 | IC | OP | NA | LFG |  | 13667.9 | 0.10046 | 0.0147 | EIA Prime Mover-level Data | Estimated using an emission factor
2019 | VA | Chesterfield Landfill Gas | 56684 | 28 | IC | OP | NA | LFG |  | 13667.9 | 0.10046 | 0.0147 | EIA Prime Mover-level Data | Estimated using an emission factor
2019 | VA | Chesterfield Landfill Gas | 56684 | 29 | IC | OP | NA | LFG |  | 13667.9 | 0.10046 | 0.0147 | EIA Prime Mover-level Data | Estimated using an emission factor
2019 | VA | Chesterfield Landfill Gas | 56684 | 30 | IC | OP | NA | LFG |  | 13667.9 | 0.10046 | 0.0147 | EIA Prime Mover-level Data | Estimated using an emission factor
2019 | VA | Chesterfield Landfill Gas | 56684 | 31 | IC | OP | NA | LFG |  | 13667.9 | 0.10046 | 0.0147 | EIA Prime Mover-level Data | Estimated using an emission factor
2019 | VA | Chesterfield Landfill Gas | 56684 | 32 | IC | OP | NA | LFG |  | 13667.9 | 0.10046 | 0.0147 | EIA Prime Mover-level Data | Estimated using an emission factor
2019 | VA | Chesterfield Landfill Gas | 56684 | 33 | IC | OP | NA | LFG |  | 13667.9 | 0.10046 | 0.0147 | EIA Prime Mover-level Data | Estimated using an emission factor
2019 | VA | Chesterfield Landfill Gas | 56684 | 34 | IC | OP | NA | LFG |  | 13667.9 | 0.10046 | 0.0147 | EIA Prime Mover-level Data | Estimated using an emission factor
2019 | VA | Chesterfield Landfill Gas | 56684 | 35 | IC | OP | NA | LFG |  | 13667.9 | 0.10046 | 0.0147 | EIA Prime Mover-level Data | Estimated using an emission factor
2019 | VA | Chesterfield Landfill Gas | 56684 | 36 | IC | OP | NA | LFG |  | 13667.9 | 0.10046 | 0.0147 | EIA Prime Mover-level Data | Estimated using an emission factor
2019 | VA | Chesterfield Landfill Gas | 56684 | 37 | IC | OP | NA | LFG |  | 13667.9 | 0.10046 | 0.0147 | EIA Prime Mover-level Data | Estimated using an emission factor
2019 | VA | Chesterfield Landfill Gas | 56684 | 38 | IC | OP | NA | LFG |  | 13667.9 | 0.10046 | 0.0147 | EIA Prime Mover-level Data | Estimated using an emission factor
2019 | VA | Chesterfield Landfill Gas | 56684 | 39 | IC | OP | NA | LFG |  | 13667.9 | 0.10046 | 0.0147 | EIA Prime Mover-level Data | Estimated using an emission factor
2019 | VA | Chesterfield Landfill Gas | 56684 | 40 | IC | OP | NA | LFG |  | 13667.9 | 0.10046 | 0.0147 | EIA Prime Mover-level Data | Estimated using an emission factor
2019 | VA | Chesterfield Landfill Gas | 56684 | 41 | IC | OP | NA | LFG |  | 13667.9 | 0.10046 | 0.0147 | EIA Prime Mover-level Data | Estimated using an emission factor
2019 | VA | Chesterfield Landfill Gas | 56684 | 42 | IC | OP | NA | LFG |  | 13667.9 | 0.10046 | 0.0147 | EIA Prime Mover-level Data | Estimated using an emission factor
2019 | VA | Chesterfield Landfill Gas | 56684 | 43 | IC | OP | NA | LFG |  | 13667.9 | 0.10046 | 0.0147 | EIA Prime Mover-level Data | Estimated using an emission factor
2019 | VA | Chesterfield Landfill Gas | 56684 | 44 | IC | OP | NA | LFG |  | 13667.9 | 0.10046 | 0.0147 | EIA Prime Mover-level Data | Estimated using an emission factor
2019 | VA | Chesterfield Landfill Gas | 56684 | 45 | IC | OP | NA | LFG |  | 13667.9 | 0.10046 | 0.0147 | EIA Prime Mover-level Data | Estimated using an emission factor
2019 | VA | Chesterfield Landfill Gas | 56684 | 46 | IC | OP | NA | LFG |  | 13667.9 | 0.10046 | 0.0147 | EIA Prime Mover-level Data | Estimated using an emission factor
2019 | VA | Chesterfield Landfill Gas | 56684 | 47 | IC | OP | NA | LFG |  | 13667.9 | 0.10046 | 0.0147 | EIA Prime Mover-level Data | Estimated using an emission factor
2019 | VA | Chesterfield Landfill Gas | 56684 | 48 | IC | OP | NA | LFG |  | 13667.9 | 0.10046 | 0.0147 | EIA Prime Mover-level Data | Estimated using an emission factor
2019 | VA | Chickahominy Power LLC | 63886 | CP001 | CS | T | NA | NG
2019 | VA | Chickahominy Power LLC | 63886 | CP002 | CS | T | NA | NG
2019 | VA | Chickahominy Power LLC | 63886 | CP003 | CS | T | NA | NG
2019 | VA | Church Street Plant | 7438 | C1 | IC | RE | NA | DFO |  |  |  | 0.31
2019 | VA | Church Street Plant | 7438 | C2 | IC | RE | NA | DFO |  |  |  | 0.31
2019 | VA | Church Street Plant | 7438 | C3A | IC | OP | NA | DFO |  | 317.721 | 0.049247 | 0.31 | EIA Prime Mover-level Data | Estimated using an emission factor
2019 | VA | Church Street Plant | 7438 | C4 | IC | RE | NA | DFO |  |  |  | 0.31
2019 | VA | Church Street Plant | 7438 | C5 | IC | OP | NA | DFO |  | 462.14 | 0.071632 | 0.31 | EIA Prime Mover-level Data | Estimated using an emission factor
2019 | VA | Church Street Plant | 7438 | C6 | IC | OP | NA | DFO |  | 462.14 | 0.071632 | 0.31 | EIA Prime Mover-level Data | Estimated using an emission factor
2019 | VA | Clarke Solar Power Facility | 61374 | PV1 | PV | OP | NA | SUN |  | 158233 |  | 0 | EIA Prime Mover-level Data | Estimated using an emission factor
2019 | VA | Claytor | 3774 | 1 | HY | OP | NA | WAT |  | 630038.3 |  | 1.5381e-07 | EIA Prime Mover-level Data | NEI avg EF - PM, fuel type, firing type
2019 | VA | Claytor | 3774 | 2 | HY | OP | NA | WAT |  | 630038.3 |  | 1.5381e-07 | EIA Prime Mover-level Data | NEI avg EF - PM, fuel type, firing type
2019 | VA | Claytor | 3774 | 3 | HY | OP | NA | WAT |  | 630038.3 |  | 1.5381e-07 | EIA Prime Mover-level Data | NEI avg EF - PM, fuel type, firing type
2019 | VA | Claytor | 3774 | 4 | HY | OP | NA | WAT |  | 630038.3 |  | 1.5381e-07 | EIA Prime Mover-level Data | NEI avg EF - PM, fuel type, firing type
2019 | VA | Coastal Virginia Offshore Wind (CVOW) | 59693 | OSW1 | WS | L | NA | WND
2019 | VA | Coleman Falls | 56313 | CGH2 | HY | OS | NA | WAT |  |  |  | 1.5381e-07
2019 | VA | Coleman Falls | 56313 | CGH3 | HY | OS | NA | WAT |  |  |  | 1.5381e-07
2019 | VA | Coleman Falls | 56313 | CHG1 | HY | OS | NA | WAT |  |  |  | 1.5381e-07
2019 | VA | Colonial Trail West | 61985 | CTWS | PV | OP | NA | SUN |  | 57440 |  | 0 | EIA Prime Mover-level Data | Estimated using an emission factor
2019 | VA | Correctional Solar LLC | 60915 | PV1 | PV | OP | NA | SUN |  | 304491 |  | 0 | EIA Prime Mover-level Data | Estimated using an emission factor
2019 | VA | Covanta Alexandria/Arlington Energy | 50663 | B100 | ST | OP | NA | MSW |  | 1116157 | 0.8706 | 0.00156 | EIA Unit-level Data | Estimated using an emission factor
2019 | VA | Covanta Alexandria/Arlington Energy | 50663 | B200 | ST | OP | NA | MSW |  | 1074654 | 0.83823 | 0.00156 | EIA Unit-level Data | Estimated using an emission factor
2019 | VA | Covanta Alexandria/Arlington Energy | 50663 | B300 | ST | OP | NA | MSW |  | 1136816 | 0.88672 | 0.00156 | EIA Unit-level Data | Estimated using an emission factor
2019 | VA | Covanta Fairfax Energy | 50658 | 1 | ST | OP | OTHER BOILER | MSW |  | 2985160 | 2.0956 | 0.001404 | EIA Unit-level Data | Estimated using an emission factor
2019 | VA | Covanta Fairfax Energy | 50658 | 2 | ST | OP | OTHER BOILER | MSW |  | 2977759 | 2.0904 | 0.001404 | EIA Unit-level Data | Estimated using an emission factor
2019 | VA | Covanta Fairfax Energy | 50658 | 3 | ST | OP | OTHER BOILER | MSW |  | 2930485 | 2.0572 | 0.001404 | EIA Unit-level Data | Estimated using an emission factor
2019 | VA | Covanta Fairfax Energy | 50658 | 4 | ST | OP | OTHER BOILER | MSW |  | 3014014 | 2.1158 | 0.001404 | EIA Unit-level Data | Estimated using an emission factor
2019 | VA | Cushaw | 3798 | 1 | HY | OP | NA | WAT |  | 34447.4 |  | 1.5381e-07 | EIA Prime Mover-level Data | NEI avg EF - PM, fuel type, firing type
2019 | VA | Cushaw | 3798 | 2 | HY | OP | NA | WAT |  | 34447.4 |  | 1.5381e-07 | EIA Prime Mover-level Data | NEI avg EF - PM, fuel type, firing type
2019 | VA | Cushaw | 3798 | 3 | HY | OP | NA | WAT |  | 34447.4 |  | 1.5381e-07 | EIA Prime Mover-level Data | NEI avg EF - PM, fuel type, firing type
2019 | VA | Cushaw | 3798 | 4 | HY | OP | NA | WAT |  | 34447.4 |  | 1.5381e-07 | EIA Prime Mover-level Data | NEI avg EF - PM, fuel type, firing type
2019 | VA | Cushaw | 3798 | 5 | HY | OP | NA | WAT |  | 34447.4 |  | 1.5381e-07 | EIA Prime Mover-level Data | NEI avg EF - PM, fuel type, firing type
2019 | VA | Danville | 61849 | SO291 | PV | OP | NA | SUN |  | 116155 |  | 0 | EIA Prime Mover-level Data | Estimated using an emission factor
2019 | VA | Danville Kentuck Road Plant | 56364 | GEN 1 | IC | OS | NA | DFO |  |  |  | 0.30942
2019 | VA | Danville New Design Plant | 56363 | GEN 1 | IC | OS | NA | DFO |  |  |  | 0.30942
2019 | VA | Danville Westover Plant | 56365 | GEN1 | IC | OP | NA | DFO |  | 1150 | 0.17825 | 0.31 | EIA Prime Mover-level Data | Estimated using an emission factor
2019 | VA | Dean Drive Area Electric Generators | 56491 | PG1 | IC | RE | NA | DFO |  |  |  | 0.31
2019 | VA | Dean Drive Area Electric Generators | 56491 | PG2 | IC | RE | NA | DFO |  |  |  | 0.31
2019 | VA | Depot Solar Center, LLC | 61691 | DEPOT | PV | P | NA | SUN
2019 | VA | Desper Solar | 62730 | 1 | PV | T | NA | SUN
2019 | VA | DG AMP Solar Front Royal | 61055 | AMPFR | PV | OP | NA | SUN |  | 41689 |  | 0 | EIA Prime Mover-level Data | Estimated using an emission factor
2019 | VA | Dominion/Lo Mar | 7797 | DOM1 | GT | OP | NA | DFO |  | 597 | 0.0051519 | 0.017259 | EIA Prime Mover-level Data | NEI avg EF - PM, fuel type, firing type
2019 | VA | Dominion/Lo Mar | 7797 | DOM2 | IC | OP | NA | DFO |  | 369.5 | 0.057272 | 0.31 | EIA Prime Mover-level Data | Estimated using an emission factor
2019 | VA | Dominion/Lo Mar | 7797 | DOM3 | IC | IP | NA | DFO
2019 | VA | Dominion/Lo Mar | 7797 | DOM4 | IC | IP | NA | DFO
2019 | VA | Dominion/Lo Mar | 7797 | LOM1 | IC | OP | NA | DFO |  | 369.5 | 0.057272 | 0.31 | EIA Prime Mover-level Data | Estimated using an emission factor
2019 | VA | Dominion/Lo Mar | 7797 | LOM2 | IC | OP | NA | DFO |  | 369.5 | 0.057272 | 0.31 | EIA Prime Mover-level Data | Estimated using an emission factor
2019 | VA | Dominion/Lo Mar | 7797 | LOM3 | IC | OP | NA | DFO |  | 369.5 | 0.057272 | 0.31 | EIA Prime Mover-level Data | Estimated using an emission factor
2019 | VA | Dominion/Lo Mar | 7797 | LOM4 | IC | IP | NA | DFO
2019 | VA | Downtown | 55954 | 1 | IC | OP | NA | DFO |  | 495 | 0.076725 | 0.31 | EIA Prime Mover-level Data | Estimated using an emission factor
2019 | VA | Downtown | 55954 | 2 | IC | OP | NA | DFO |  | 495 | 0.076725 | 0.31 | EIA Prime Mover-level Data | Estimated using an emission factor
2019 | VA | Eastern Shore Solar, LLC | 60127 | PV1 | PV | OP | NA | SUN |  | 1472132 |  | 0 | EIA Prime Mover-level Data | Estimated using an emission factor
2019 | VA | Electric Avenue Facility | 56367 | 1 | IC | OP | NA | DFO |  | 768 | 0.11904 | 0.31 | EIA Prime Mover-level Data | Estimated using an emission factor
2019 | VA | Electric Avenue Facility | 56367 | 2 | IC | OP | NA | DFO |  | 768 | 0.11904 | 0.31 | EIA Prime Mover-level Data | Estimated using an emission factor
2019 | VA | Electric Avenue Facility | 56367 | 3 | IC | OP | NA | DFO |  | 768 | 0.11904 | 0.31 | EIA Prime Mover-level Data | Estimated using an emission factor
2019 | VA | Electric Avenue Facility | 56367 | 4 | IC | OP | NA | DFO |  | 640 | 0.0992 | 0.31 | EIA Prime Mover-level Data | Estimated using an emission factor
2019 | VA | Elkton | 52148 | GEN1 | ST | OP | NA | NG |  | 761624.5 | 3.0665 | 0.0080524 | EIA Prime Mover-level Data | NEI avg EF - PM, fuel type
2019 | VA | Elkton | 52148 | GEN2 | IC | SB | NA | DFO |  | 5398.773 | 0.83681 | 0.31 | EIA Prime Mover-level Data | Estimated using an emission factor
2019 | VA | Elkton | 52148 | GEN3 | IC | OP | NA | NG |  | 5998.636 | 0.0012657 | 0.000422 | EIA Prime Mover-level Data | Estimated using an emission factor
2019 | VA | Elkton | 52148 | GEN4 | IC | OP | NA | NG |  | 1799.591 | 0.00037971 | 0.000422 | EIA Prime Mover-level Data | Estimated using an emission factor
2019 | VA | Elkton | 52148 | GEN5 | ST | OP | NA | NG |  | 42312.47 | 0.17036 | 0.0080524 | EIA Prime Mover-level Data | NEI avg EF - PM, fuel type
2019 | VA | Elkton | 52148 | GEN6 | ST | U | NA | NG
2019 | VA | Elkton | 52148 | GEN7 | ST | U | NA | NG
2019 | VA | Emporia | 50175 | GEN1 | HY | OP | NA | WAT |  | 50246.4 |  | 1.5381e-07 | EIA Prime Mover-level Data | NEI avg EF - PM, fuel type, firing type
2019 | VA | Emporia | 50175 | GEN2 | HY | OP | NA | WAT |  | 12561.6 |  | 1.5381e-07 | EIA Prime Mover-level Data | NEI avg EF - PM, fuel type, firing type
2019 | VA | Essex Solar Center | 61406 | ESSEX | PV | OP | NA | SUN |  | 380404 |  | 0 | EIA Prime Mover-level Data | Estimated using an emission factor
2019 | VA | Flannagan Hydroelectric Project | 58827 | LEFT | HY | L | NA | WAT
2019 | VA | Flannagan Hydroelectric Project | 58827 | LEFT1 | HY | L | NA | WAT
2019 | VA | Flannagan Hydroelectric Project | 58827 | LEFT2 | HY | L | NA | WAT
2019 | VA | Flannagan Hydroelectric Project | 58827 | RGHT | HY | L | NA | WAT
2019 | VA | Frederick County LFGTE Facility | 57754 | 1 | IC | OP | NA | LFG |  | 43941.5 | 0.32297 | 0.0147 | EIA Prime Mover-level Data | Estimated using an emission factor
2019 | VA | Frederick County LFGTE Facility | 57754 | 2 | IC | OP | NA | LFG |  | 43941.5 | 0.32297 | 0.0147 | EIA Prime Mover-level Data | Estimated using an emission factor
2019 | VA | Fries Hydroelectric Project | 10798 | GEN1 | HY | OP | NA | WAT |  | 41300.37 |  | 1.5381e-07 | EIA Prime Mover-level Data | NEI avg EF - PM, fuel type, firing type
2019 | VA | Fries Hydroelectric Project | 10798 | GEN2 | HY | OP | NA | WAT |  | 16520.15 |  | 1.5381e-07 | EIA Prime Mover-level Data | NEI avg EF - PM, fuel type, firing type
2019 | VA | Fries Hydroelectric Project | 10798 | GEN3 | HY | OP | NA | WAT |  | 4130.037 |  | 1.5381e-07 | EIA Prime Mover-level Data | NEI avg EF - PM, fuel type, firing type
2019 | VA | Fries Hydroelectric Project | 10798 | GEN4 | HY | OP | NA | WAT |  | 49560.45 |  | 1.5381e-07 | EIA Prime Mover-level Data | NEI avg EF - PM, fuel type, firing type
2019 | VA | Gateway Gen | 7798 | 1 | IC | OP | NA | DFO |  | 255 | 0.039525 | 0.31 | EIA Prime Mover-level Data | Estimated using an emission factor
2019 | VA | Gateway Gen | 7798 | 2 | IC | OP | NA | DFO |  | 255 | 0.039525 | 0.31 | EIA Prime Mover-level Data | Estimated using an emission factor
2019 | VA | Glen Lyn | 3776 | 5 | ST | RE | NA | BIT
2019 | VA | Glen Lyn | 3776 | 6 | ST | RE | WALL | BIT
2019 | VA | Gloucester Solar | 63031 | GLSO | PV | OP | NA | SUN |  | 316270 |  | 0 | EIA Prime Mover-level Data | Estimated using an emission factor
2019 | VA | Godwin Drive Plant | 7439 | C10 | IC | OP | NA | DFO |  | 481.667 | 0.074658 | 0.31 | EIA Prime Mover-level Data | Estimated using an emission factor
2019 | VA | Godwin Drive Plant | 7439 | C7 | IC | OP | NA | DFO |  | 513.778 | 0.079636 | 0.31 | EIA Prime Mover-level Data | Estimated using an emission factor
2019 | VA | Godwin Drive Plant | 7439 | C8 | IC | OP | NA | DFO |  | 513.778 | 0.079636 | 0.31 | EIA Prime Mover-level Data | Estimated using an emission factor
2019 | VA | Godwin Drive Plant | 7439 | C9 | IC | OP | NA | DFO |  | 513.778 | 0.079636 | 0.31 | EIA Prime Mover-level Data | Estimated using an emission factor
2019 | VA | GP Big Island, LLC | 50479 | BHG1 | HY | OP | NA | WAT |  | 623.5 |  | 1.5381e-07 | EIA Prime Mover-level Data | NEI avg EF - PM, fuel type, firing type
2019 | VA | GP Big Island, LLC | 50479 | BHG2 | HY | OP | NA | WAT |  | 623.5 |  | 1.5381e-07 | EIA Prime Mover-level Data | NEI avg EF - PM, fuel type, firing type
2019 | VA | Grasshopper Solar | 62813 | GRHS | PV | U | NA | SUN
2019 | VA | Greensville Solar | 63745 | GVSO | PV | L | NA | SUN
2019 | VA | Halifax | 50178 | GEN1 | HY | OP | NA | WAT |  | 9740.5 |  | 1.5381e-07 | EIA Prime Mover-level Data | NEI avg EF - PM, fuel type, firing type
2019 | VA | Halifax | 50178 | GEN2 | HY | OP | NA | WAT |  | 4870.25 |  | 1.5381e-07 | EIA Prime Mover-level Data | NEI avg EF - PM, fuel type, firing type
2019 | VA | Halifax | 50178 | GEN3 | HY | OP | NA | WAT |  | 4870.25 |  | 1.5381e-07 | EIA Prime Mover-level Data | NEI avg EF - PM, fuel type, firing type
2019 | VA | Halifax County Biomass | 58560 | BLR1 | ST | OP | NA | WDS |  | 2816931 | 32.1302 | 0.022812 | EIA Unit-level Data | NEI avg EF - PM, fuel type
2019 | VA | Harrisonburg Power Plant | 56006 | ST-1 | ST | RE | NA | NG
2019 | VA | Henrico | 57356 | 1 | IC | OP | NA | LFG |  | 13167.33 | 0.09678 | 0.0147 | EIA Prime Mover-level Data | Estimated using an emission factor
2019 | VA | Henrico | 57356 | 2 | IC | OP | NA | LFG |  | 13167.33 | 0.09678 | 0.0147 | EIA Prime Mover-level Data | Estimated using an emission factor
2019 | VA | Henrico | 57356 | 3 | IC | OP | NA | LFG |  | 13167.33 | 0.09678 | 0.0147 | EIA Prime Mover-level Data | Estimated using an emission factor
2019 | VA | Henrico | 57356 | 4 | IC | OP | NA | LFG |  | 13167.33 | 0.09678 | 0.0147 | EIA Prime Mover-level Data | Estimated using an emission factor
2019 | VA | Henrico | 57356 | 5 | IC | OP | NA | LFG |  | 13167.33 | 0.09678 | 0.0147 | EIA Prime Mover-level Data | Estimated using an emission factor
2019 | VA | Henrico | 57356 | 6 | IC | OP | NA | LFG |  | 13167.33 | 0.09678 | 0.0147 | EIA Prime Mover-level Data | Estimated using an emission factor
2019 | VA | Henrico | 57356 | 7 | IC | OP | NA | LFG |  | 13167.33 | 0.09678 | 0.0147 | EIA Prime Mover-level Data | Estimated using an emission factor
2019 | VA | Henrico | 57356 | 8 | IC | OP | NA | LFG |  | 13167.33 | 0.09678 | 0.0147 | EIA Prime Mover-level Data | Estimated using an emission factor
2019 | VA | Henrico | 57356 | 9 | IC | OP | NA | LFG |  | 13167.33 | 0.09678 | 0.0147 | EIA Prime Mover-level Data | Estimated using an emission factor
2019 | VA | Henrico | 57356 | 10 | IC | OP | NA | LFG |  | 13167.33 | 0.09678 | 0.0147 | EIA Prime Mover-level Data | Estimated using an emission factor
2019 | VA | Henrico | 57356 | 11 | IC | OP | NA | LFG |  | 13167.33 | 0.09678 | 0.0147 | EIA Prime Mover-level Data | Estimated using an emission factor
2019 | VA | Henrico | 57356 | 12 | IC | OP | NA | LFG |  | 13167.33 | 0.09678 | 0.0147 | EIA Prime Mover-level Data | Estimated using an emission factor
2019 | VA | Highlander Solar Station 1 | 62014 | HLND1 | PV | L | NA | SUN
2019 | VA | Holcomb Rock | 56314 | HG1 | HY | OS | NA | WAT |  |  |  | 1.5381e-07
2019 | VA | Holcomb Rock | 56314 | HG2 | HY | OS | NA | WAT |  |  |  | 1.5381e-07
2019 | VA | Holcomb Rock | 56314 | HG3 | HY | OS | NA | WAT |  |  |  | 1.5381e-07
2019 | VA | Hollyfield | 61023 | 1 | PV | OP | NA | SUN |  | 285641 |  | 0 | EIA Prime Mover-level Data | Estimated using an emission factor
2019 | VA | Hopewell Mill | 50813 | CB1 | ST | OP | NA | WDS |  | 4153072 | 47.3703 | 0.022812 | EIA Unit-level Data | NEI avg EF - PM, fuel type
2019 | VA | Hopewell Mill | 50813 | RB1 | ST | OP | NA | BLQ |  | 4321278 | 0.20159 | 9.33e-05 | EIA Unit-level Data | Estimated using an emission factor
2019 | VA | HP Hood CT | 59860 | HHOOD | GT | OP | NA | NG |  | 973084 | 2.6679 | 0.0054834 | EIA Prime Mover-level Data | NEI avg EF - PM, fuel type, firing type
2019 | VA | I 95 Landfill Phase II | 54723 | UNT1 | IC | OP | NA | LFG |  | 73273.25 | 0.53856 | 0.0147 | EIA Prime Mover-level Data | Estimated using an emission factor
2019 | VA | I 95 Landfill Phase II | 54723 | UNT2 | IC | OP | NA | LFG |  | 73273.25 | 0.53856 | 0.0147 | EIA Prime Mover-level Data | Estimated using an emission factor
2019 | VA | I 95 Landfill Phase II | 54723 | UNT3 | IC | OP | NA | LFG |  | 73273.25 | 0.53856 | 0.0147 | EIA Prime Mover-level Data | Estimated using an emission factor
2019 | VA | I 95 Landfill Phase II | 54723 | UNT4 | IC | OP | NA | LFG |  | 73273.25 | 0.53856 | 0.0147 | EIA Prime Mover-level Data | Estimated using an emission factor
2019 | VA | I 95 Municipal Landfill Phase I | 52051 | UNT1 | IC | RE | NA | LFG |  | 12491 | 0.091809 | 0.0147 | EIA Prime Mover-level Data | Estimated using an emission factor
2019 | VA | I 95 Municipal Landfill Phase I | 52051 | UNT2 | IC | RE | NA | LFG |  | 12491 | 0.091809 | 0.0147 | EIA Prime Mover-level Data | Estimated using an emission factor
2019 | VA | I 95 Municipal Landfill Phase I | 52051 | UNT3 | IC | RE | NA | LFG |  | 12491 | 0.091809 | 0.0147 | EIA Prime Mover-level Data | Estimated using an emission factor
2019 | VA | I 95 Municipal Landfill Phase I | 52051 | UNT4 | IC | RE | NA | LFG |  | 12491 | 0.091809 | 0.0147 | EIA Prime Mover-level Data | Estimated using an emission factor
2019 | VA | IKEA Norfolk Rooftop PV System | 62355 | 569PV | PV | OP | NA | SUN |  | 14683 |  | 0 | EIA Prime Mover-level Data | Estimated using an emission factor
2019 | VA | International Paper Franklin Mill | 52152 | 4RB | ST | RE | NA | BLQ |  | 0 |  |  | EIA Unit-level Data
2019 | VA | International Paper Franklin Mill | 52152 | 5PB | ST | RE | NA | BLQ |  | 0 |  |  | EIA Unit-level Data
2019 | VA | International Paper Franklin Mill | 52152 | 5RB | ST | RE | NA | BLQ |  | 0 |  |  | EIA Unit-level Data
2019 | VA | International Paper Franklin Mill | 52152 | 6PB | ST | RE | NA | BLQ |  | 3165282 | 49.2201 | 0.0311 | EIA Unit-level Data | Estimated using an emission factor
2019 | VA | International Paper Franklin Mill | 52152 | 6RB | ST | OP | NA | BLQ |  | 3664769 | 56.9872 | 0.0311 | EIA Unit-level Data | Estimated using an emission factor
2019 | VA | International Paper Franklin Mill | 52152 | 7PB | ST | RE | NA | BLQ |  | 0 |  |  | EIA Unit-level Data
2019 | VA | International Paper Franklin Mill | 52152 | 9PB | ST | RE | NA | NG |  | 20764 | 0.0836 | 0.0080524 | EIA Unit-level Data | NEI avg EF - PM, fuel type
2019 | VA | International Paper Franklin Mill | 52152 | GE10 | GT | OP | NA | NG |  |  |  | 0.0070853
2019 | VA | John H Kerr | 3833 | 1 | HY | OP | NA | WAT |  | 223326.9 |  | 1.5381e-07 | EIA Prime Mover-level Data | NEI avg EF - PM, fuel type, firing type
2019 | VA | John H Kerr | 3833 | 2 | HY | OP | NA | WAT |  | 757369.6 |  | 1.5381e-07 | EIA Prime Mover-level Data | NEI avg EF - PM, fuel type, firing type
2019 | VA | John H Kerr | 3833 | 3 | HY | OP | NA | WAT |  | 757369.6 |  | 1.5381e-07 | EIA Prime Mover-level Data | NEI avg EF - PM, fuel type, firing type
2019 | VA | John H Kerr | 3833 | 4 | HY | OP | NA | WAT |  | 757369.6 |  | 1.5381e-07 | EIA Prime Mover-level Data | NEI avg EF - PM, fuel type, firing type
2019 | VA | John H Kerr | 3833 | 5 | HY | OP | NA | WAT |  | 757369.6 |  | 1.5381e-07 | EIA Prime Mover-level Data | NEI avg EF - PM, fuel type, firing type
2019 | VA | John H Kerr | 3833 | 6 | HY | OP | NA | WAT |  | 757369.6 |  | 1.5381e-07 | EIA Prime Mover-level Data | NEI avg EF - PM, fuel type, firing type
2019 | VA | John H Kerr | 3833 | 7 | HY | OP | NA | WAT |  | 757369.6 |  | 1.5381e-07 | EIA Prime Mover-level Data | NEI avg EF - PM, fuel type, firing type
2019 | VA | John H Kerr | 3833 | A | HY | OP | NA | WAT |  | 17801.42 |  | 1.5381e-07 | EIA Prime Mover-level Data | NEI avg EF - PM, fuel type, firing type
2019 | VA | John H Kerr | 3833 | B | HY | OP | NA | WAT |  | 17801.42 |  | 1.5381e-07 | EIA Prime Mover-level Data | NEI avg EF - PM, fuel type, firing type
2019 | VA | King & Queen | 56686 | 1 | IC | OP | NA | LFG |  | 18267.75 | 0.13427 | 0.0147 | EIA Prime Mover-level Data | Estimated using an emission factor
2019 | VA | King & Queen | 56686 | 2 | IC | OP | NA | LFG |  | 18267.75 | 0.13427 | 0.0147 | EIA Prime Mover-level Data | Estimated using an emission factor
2019 | VA | King & Queen | 56686 | 3 | IC | OP | NA | LFG |  | 18267.75 | 0.13427 | 0.0147 | EIA Prime Mover-level Data | Estimated using an emission factor
2019 | VA | King & Queen | 56686 | 4 | IC | OP | NA | LFG |  | 18267.75 | 0.13427 | 0.0147 | EIA Prime Mover-level Data | Estimated using an emission factor
2019 | VA | King & Queen | 56686 | 5 | IC | OP | NA | LFG |  | 18267.75 | 0.13427 | 0.0147 | EIA Prime Mover-level Data | Estimated using an emission factor
2019 | VA | King & Queen | 56686 | 6 | IC | OP | NA | LFG |  | 18267.75 | 0.13427 | 0.0147 | EIA Prime Mover-level Data | Estimated using an emission factor
2019 | VA | King & Queen | 56686 | 7 | IC | OP | NA | LFG |  | 18267.75 | 0.13427 | 0.0147 | EIA Prime Mover-level Data | Estimated using an emission factor
2019 | VA | King & Queen | 56686 | 8 | IC | OP | NA | LFG |  | 18267.75 | 0.13427 | 0.0147 | EIA Prime Mover-level Data | Estimated using an emission factor
2019 | VA | King & Queen | 56686 | 9 | IC | OP | NA | LFG |  | 18267.75 | 0.13427 | 0.0147 | EIA Prime Mover-level Data | Estimated using an emission factor
2019 | VA | King & Queen | 56686 | 10 | IC | OP | NA | LFG |  | 18267.75 | 0.13427 | 0.0147 | EIA Prime Mover-level Data | Estimated using an emission factor
2019 | VA | King & Queen | 56686 | 11 | IC | OP | NA | LFG |  | 18267.75 | 0.13427 | 0.0147 | EIA Prime Mover-level Data | Estimated using an emission factor
2019 | VA | King & Queen | 56686 | 12 | IC | OP | NA | LFG |  | 18267.75 | 0.13427 | 0.0147 | EIA Prime Mover-level Data | Estimated using an emission factor
2019 | VA | King & Queen | 56686 | 13 | IC | OP | NA | LFG |  | 18267.75 | 0.13427 | 0.0147 | EIA Prime Mover-level Data | Estimated using an emission factor
2019 | VA | King & Queen | 56686 | 14 | IC | OP | NA | LFG |  | 18267.75 | 0.13427 | 0.0147 | EIA Prime Mover-level Data | Estimated using an emission factor
2019 | VA | King & Queen | 56686 | 15 | IC | OP | NA | LFG |  | 18267.75 | 0.13427 | 0.0147 | EIA Prime Mover-level Data | Estimated using an emission factor
2019 | VA | King & Queen | 56686 | 16 | IC | OP | NA | LFG |  | 18267.75 | 0.13427 | 0.0147 | EIA Prime Mover-level Data | Estimated using an emission factor
2019 | VA | King & Queen | 56686 | 17 | IC | OP | NA | LFG |  | 18267.75 | 0.13427 | 0.0147 | EIA Prime Mover-level Data | Estimated using an emission factor
2019 | VA | King & Queen | 56686 | 18 | IC | OP | NA | LFG |  | 18267.75 | 0.13427 | 0.0147 | EIA Prime Mover-level Data | Estimated using an emission factor
2019 | VA | King & Queen | 56686 | 19 | IC | OP | NA | LFG |  | 18267.75 | 0.13427 | 0.0147 | EIA Prime Mover-level Data | Estimated using an emission factor
2019 | VA | King & Queen | 56686 | 20 | IC | OP | NA | LFG |  | 18267.75 | 0.13427 | 0.0147 | EIA Prime Mover-level Data | Estimated using an emission factor
2019 | VA | King & Queen | 56686 | 21 | IC | OP | NA | LFG |  | 18267.75 | 0.13427 | 0.0147 | EIA Prime Mover-level Data | Estimated using an emission factor
2019 | VA | King & Queen | 56686 | 22 | IC | OP | NA | LFG |  | 18267.75 | 0.13427 | 0.0147 | EIA Prime Mover-level Data | Estimated using an emission factor
2019 | VA | King & Queen | 56686 | 23 | IC | OP | NA | LFG |  | 18267.75 | 0.13427 | 0.0147 | EIA Prime Mover-level Data | Estimated using an emission factor
2019 | VA | King & Queen | 56686 | 24 | IC | OP | NA | LFG |  | 18267.75 | 0.13427 | 0.0147 | EIA Prime Mover-level Data | Estimated using an emission factor
2019 | VA | King & Queen | 56686 | 25 | IC | OP | NA | LFG |  | 18267.75 | 0.13427 | 0.0147 | EIA Prime Mover-level Data | Estimated using an emission factor
2019 | VA | King & Queen | 56686 | 26 | IC | OP | NA | LFG |  | 18267.75 | 0.13427 | 0.0147 | EIA Prime Mover-level Data | Estimated using an emission factor
2019 | VA | King & Queen | 56686 | 27 | IC | OP | NA | LFG |  | 18267.75 | 0.13427 | 0.0147 | EIA Prime Mover-level Data | Estimated using an emission factor
2019 | VA | King & Queen | 56686 | 28 | IC | OP | NA | LFG |  | 18267.75 | 0.13427 | 0.0147 | EIA Prime Mover-level Data | Estimated using an emission factor
2019 | VA | King & Queen | 56686 | 29 | IC | OP | NA | LFG |  | 18267.75 | 0.13427 | 0.0147 | EIA Prime Mover-level Data | Estimated using an emission factor
2019 | VA | King & Queen | 56686 | 30 | IC | OP | NA | LFG |  | 18267.75 | 0.13427 | 0.0147 | EIA Prime Mover-level Data | Estimated using an emission factor
2019 | VA | King & Queen | 56686 | 31 | IC | OP | NA | LFG |  | 18267.75 | 0.13427 | 0.0147 | EIA Prime Mover-level Data | Estimated using an emission factor
2019 | VA | King & Queen | 56686 | 32 | IC | OP | NA | LFG |  | 18267.75 | 0.13427 | 0.0147 | EIA Prime Mover-level Data | Estimated using an emission factor
2019 | VA | King & Queen | 56686 | 33 | IC | OP | NA | LFG |  | 18267.75 | 0.13427 | 0.0147 | EIA Prime Mover-level Data | Estimated using an emission factor
2019 | VA | King & Queen | 56686 | 34 | IC | OP | NA | LFG |  | 18267.75 | 0.13427 | 0.0147 | EIA Prime Mover-level Data | Estimated using an emission factor
2019 | VA | King & Queen | 56686 | 35 | IC | OP | NA | LFG |  | 18267.75 | 0.13427 | 0.0147 | EIA Prime Mover-level Data | Estimated using an emission factor
2019 | VA | King & Queen | 56686 | 36 | IC | OP | NA | LFG |  | 18267.75 | 0.13427 | 0.0147 | EIA Prime Mover-level Data | Estimated using an emission factor
2019 | VA | Kruger Energy Mantura Solar, LLC | 63822 | KEMS | PV | P | NA | SUN
2019 | VA | Leesville | 3777 | 1 | HY | OP | NA | WAT |  | 321816.5 |  | 1.5381e-07 | EIA Prime Mover-level Data | NEI avg EF - PM, fuel type, firing type
2019 | VA | Leesville | 3777 | 2 | HY | OP | NA | WAT |  | 321816.5 |  | 1.5381e-07 | EIA Prime Mover-level Data | NEI avg EF - PM, fuel type, firing type
2019 | VA | Low Moor | 3799 | GT1 | GT | OP | NA | DFO |  | 2573 | 0.022204 | 0.017259 | EIA Prime Mover-level Data | NEI avg EF - PM, fuel type, firing type
2019 | VA | Low Moor | 3799 | GT2 | GT | OP | NA | DFO |  | 2573 | 0.022204 | 0.017259 | EIA Prime Mover-level Data | NEI avg EF - PM, fuel type, firing type
2019 | VA | Low Moor | 3799 | GT3 | GT | OP | NA | DFO |  | 2573 | 0.022204 | 0.017259 | EIA Prime Mover-level Data | NEI avg EF - PM, fuel type, firing type
2019 | VA | Low Moor | 3799 | GT4 | GT | OP | NA | DFO |  | 2573 | 0.022204 | 0.017259 | EIA Prime Mover-level Data | NEI avg EF - PM, fuel type, firing type
2019 | VA | Luray Hydro Station | 3789 | 1 | HY | OP | NA | WAT |  | 19787.25 |  | 1.5381e-07 | EIA Prime Mover-level Data | NEI avg EF - PM, fuel type, firing type
2019 | VA | Luray Hydro Station | 3789 | 2 | HY | OP | NA | WAT |  | 13191.5 |  | 1.5381e-07 | EIA Prime Mover-level Data | NEI avg EF - PM, fuel type, firing type
2019 | VA | Luray Hydro Station | 3789 | 3 | HY | OP | NA | WAT |  | 19787.25 |  | 1.5381e-07 | EIA Prime Mover-level Data | NEI avg EF - PM, fuel type, firing type
2019 | VA | Martin Solar Center | 61458 | MARTN | PV | OP | NA | SUN |  | 82737 |  | 0 | EIA Prime Mover-level Data | Estimated using an emission factor
2019 | VA | Martinsville | 3826 | 1 | HY | OP | NA | WAT |  | 637.154 |  | 1.5381e-07 | EIA Prime Mover-level Data | NEI avg EF - PM, fuel type, firing type
2019 | VA | Martinsville | 3826 | 2 | HY | OP | NA | WAT |  | 2123.846 |  | 1.5381e-07 | EIA Prime Mover-level Data | NEI avg EF - PM, fuel type, firing type
2019 | VA | Martinsville LFG Generator | 57893 | LFG1 | IC | OP | NA | LFG |  | 75992 | 0.55854 | 0.0147 | EIA Prime Mover-level Data | Estimated using an emission factor
2019 | VA | Mecklenburg Power Station | 52007 | BLR1 | ST | OP | WALL | DFO |  | 0 | 0 | 0.0099981 | EIA Unit-level Data | NEI avg EF - PM, fuel type, firing type
2019 | VA | Mecklenburg Power Station | 52007 | BLR2 | ST | OP | WALL | DFO |  | 0 | 0 | 0.0099981 | EIA Unit-level Data | NEI avg EF - PM, fuel type, firing type
2019 | VA | Meherrin Solar | 62758 | MEHER | PV | L | NA | SUN
2019 | VA | Merck | 59905 | 1 | PV | OP | NA | SUN |  | 13971 |  | 0 | EIA Prime Mover-level Data | Estimated using an emission factor
2019 | VA | MillerCoors Shenandoah Brewery | 58057 | WWTP | GT | OP | NA | OBG |  | 35101 | 0.37909 | 0.0216 | EIA Prime Mover-level Data | Estimated using an emission factor
2019 | VA | MM Prince William Energy | 55156 | UNT1 | IC | OP | NA | LFG |  | 82962.82 | 0.60978 | 0.0147 | EIA Prime Mover-level Data | Estimated using an emission factor
2019 | VA | MM Prince William Energy | 55156 | UNT2 | IC | OP | NA | LFG |  | 82962.82 | 0.60978 | 0.0147 | EIA Prime Mover-level Data | Estimated using an emission factor
2019 | VA | MM Prince William Energy | 55156 | UNT3 | IC | OP | NA | LFG |  | 147489.5 | 1.084 | 0.0147 | EIA Prime Mover-level Data | Estimated using an emission factor
2019 | VA | MM Prince William Energy | 55156 | UNT4 | IC | OP | NA | LFG |  | 147489.5 | 1.084 | 0.0147 | EIA Prime Mover-level Data | Estimated using an emission factor
2019 | VA | MM Prince William Energy | 55156 | UNT5 | IC | OP | NA | LFG |  | 147489.5 | 1.084 | 0.0147 | EIA Prime Mover-level Data | Estimated using an emission factor
2019 | VA | Monterey Diesel Generation Facility | 59614 | MDG1 | IC | OP | NA | DFO |  | 269.4 | 0.041757 | 0.31 | EIA Prime Mover-level Data | Estimated using an emission factor
2019 | VA | Monterey Diesel Generation Facility | 59614 | MDG10 | IC | OP | NA | DFO |  | 269.4 | 0.041757 | 0.31 | EIA Prime Mover-level Data | Estimated using an emission factor
2019 | VA | Monterey Diesel Generation Facility | 59614 | MDG2 | IC | OP | NA | DFO |  | 269.4 | 0.041757 | 0.31 | EIA Prime Mover-level Data | Estimated using an emission factor
2019 | VA | Monterey Diesel Generation Facility | 59614 | MDG3 | IC | OP | NA | DFO |  | 269.4 | 0.041757 | 0.31 | EIA Prime Mover-level Data | Estimated using an emission factor
2019 | VA | Monterey Diesel Generation Facility | 59614 | MDG4 | IC | OP | NA | DFO |  | 269.4 | 0.041757 | 0.31 | EIA Prime Mover-level Data | Estimated using an emission factor
2019 | VA | Monterey Diesel Generation Facility | 59614 | MDG5 | IC | OP | NA | DFO |  | 269.4 | 0.041757 | 0.31 | EIA Prime Mover-level Data | Estimated using an emission factor
2019 | VA | Monterey Diesel Generation Facility | 59614 | MDG6 | IC | OP | NA | DFO |  | 269.4 | 0.041757 | 0.31 | EIA Prime Mover-level Data | Estimated using an emission factor
2019 | VA | Monterey Diesel Generation Facility | 59614 | MDG7 | IC | OP | NA | DFO |  | 269.4 | 0.041757 | 0.31 | EIA Prime Mover-level Data | Estimated using an emission factor
2019 | VA | Monterey Diesel Generation Facility | 59614 | MDG8 | IC | OP | NA | DFO |  | 269.4 | 0.041757 | 0.31 | EIA Prime Mover-level Data | Estimated using an emission factor
2019 | VA | Monterey Diesel Generation Facility | 59614 | MDG9 | IC | OP | NA | DFO |  | 269.4 | 0.041757 | 0.31 | EIA Prime Mover-level Data | Estimated using an emission factor
2019 | VA | Mount Clinton | 56004 | D-2 | IC | OP | NA | DFO |  | 613.4 | 0.095077 | 0.31 | EIA Prime Mover-level Data | Estimated using an emission factor
2019 | VA | Mount Clinton | 56004 | D-3 | IC | OP | NA | DFO |  | 613.4 | 0.095077 | 0.31 | EIA Prime Mover-level Data | Estimated using an emission factor
2019 | VA | Mount Clinton | 56004 | D-5 | IC | OP | NA | DFO |  | 613.4 | 0.095077 | 0.31 | EIA Prime Mover-level Data | Estimated using an emission factor
2019 | VA | Mount Clinton | 56004 | D-7 | IC | OP | NA | DFO |  | 613.4 | 0.095077 | 0.31 | EIA Prime Mover-level Data | Estimated using an emission factor
2019 | VA | Mount Clinton | 56004 | D-8 | IC | OP | NA | DFO |  | 613.4 | 0.095077 | 0.31 | EIA Prime Mover-level Data | Estimated using an emission factor
2019 | VA | Mount Clinton | 56004 | MC-1 | GT | OP | NA | DFO |  | 5144 | 0.044391 | 0.017259 | EIA Prime Mover-level Data | NEI avg EF - PM, fuel type, firing type
2019 | VA | Mt. Jackson Solar | 61318 | SOLAR | PV | P | NA | SUN
2019 | VA | Multitrade of Pittsylvania LP | 52118 | 101 | ST | OP | NA | WDS |  | 0 | 0 | 0.022812 | EIA Unit-level Data | NEI avg EF - PM, fuel type
2019 | VA | Multitrade of Pittsylvania LP | 52118 | 102 | ST | OP | NA | WDS |  | 0 | 0 | 0.022812 | EIA Unit-level Data | NEI avg EF - PM, fuel type, firing type
2019 | VA | Multitrade of Pittsylvania LP | 52118 | 103 | ST | OP | NA | WDS |  | 0 | 0 | 0.022812 | EIA Unit-level Data | NEI avg EF - PM, fuel type, firing type
2019 | VA | Myrtle Solar | 63746 | MYSO | PV | L | NA | SUN
2019 | VA | NASA Wallops Flight Facility Solar | 62948 | CRPT5 | PV | TS | NA | SUN
2019 | VA | NASA Wallops Flight Facility Solar | 62948 | CRPT6 | PV | TS | NA | SUN
2019 | VA | NASA Wallops Flight Facility Solar | 62948 | CRPT7 | PV | TS | NA | SUN
2019 | VA | NASA Wallops Flight Facility Solar | 62948 | TRCK1 | PV | TS | NA | SUN
2019 | VA | New River | 59845 | E1 | IC | OP | NA | LFG |  | 11698.83 | 0.085986 | 0.0147 | EIA Prime Mover-level Data | Estimated using an emission factor
2019 | VA | New River | 59845 | E10 | IC | OP | NA | LFG |  | 11698.83 | 0.085986 | 0.0147 | EIA Prime Mover-level Data | Estimated using an emission factor
2019 | VA | New River | 59845 | E11 | IC | OP | NA | LFG |  | 11698.83 | 0.085986 | 0.0147 | EIA Prime Mover-level Data | Estimated using an emission factor
2019 | VA | New River | 59845 | E12 | IC | OP | NA | LFG |  | 11698.83 | 0.085986 | 0.0147 | EIA Prime Mover-level Data | Estimated using an emission factor
2019 | VA | New River | 59845 | E13 | IC | OP | NA | LFG |  | 11698.83 | 0.085986 | 0.0147 | EIA Prime Mover-level Data | Estimated using an emission factor
2019 | VA | New River | 59845 | E14 | IC | OP | NA | LFG |  | 11698.83 | 0.085986 | 0.0147 | EIA Prime Mover-level Data | Estimated using an emission factor
2019 | VA | New River | 59845 | E15 | IC | OP | NA | LFG |  | 11698.83 | 0.085986 | 0.0147 | EIA Prime Mover-level Data | Estimated using an emission factor
2019 | VA | New River | 59845 | E16 | IC | OP | NA | LFG |  | 11698.83 | 0.085986 | 0.0147 | EIA Prime Mover-level Data | Estimated using an emission factor
2019 | VA | New River | 59845 | E17 | IC | OP | NA | LFG |  | 11698.83 | 0.085986 | 0.0147 | EIA Prime Mover-level Data | Estimated using an emission factor
2019 | VA | New River | 59845 | E18 | IC | OP | NA | LFG |  | 11698.83 | 0.085986 | 0.0147 | EIA Prime Mover-level Data | Estimated using an emission factor
2019 | VA | New River | 59845 | E2 | IC | OP | NA | LFG |  | 11698.83 | 0.085986 | 0.0147 | EIA Prime Mover-level Data | Estimated using an emission factor
2019 | VA | New River | 59845 | E3 | IC | OP | NA | LFG |  | 11698.83 | 0.085986 | 0.0147 | EIA Prime Mover-level Data | Estimated using an emission factor
2019 | VA | New River | 59845 | E4 | IC | OP | NA | LFG |  | 11698.83 | 0.085986 | 0.0147 | EIA Prime Mover-level Data | Estimated using an emission factor
2019 | VA | New River | 59845 | E5 | IC | OP | NA | LFG |  | 11698.83 | 0.085986 | 0.0147 | EIA Prime Mover-level Data | Estimated using an emission factor
2019 | VA | New River | 59845 | E6 | IC | OP | NA | LFG |  | 11698.83 | 0.085986 | 0.0147 | EIA Prime Mover-level Data | Estimated using an emission factor
2019 | VA | New River | 59845 | E7 | IC | OP | NA | LFG |  | 11698.83 | 0.085986 | 0.0147 | EIA Prime Mover-level Data | Estimated using an emission factor
2019 | VA | New River | 59845 | E8 | IC | OP | NA | LFG |  | 11698.83 | 0.085986 | 0.0147 | EIA Prime Mover-level Data | Estimated using an emission factor
2019 | VA | New River | 59845 | E9 | IC | OP | NA | LFG |  | 11698.83 | 0.085986 | 0.0147 | EIA Prime Mover-level Data | Estimated using an emission factor
2019 | VA | Newport Hydro Station | 3790 | 1 | HY | OP | NA | WAT |  | 13999.71 |  | 1.5381e-07 | EIA Prime Mover-level Data | NEI avg EF - PM, fuel type, firing type
2019 | VA | Newport Hydro Station | 3790 | 2 | HY | OP | NA | WAT |  | 13999.71 |  | 1.5381e-07 | EIA Prime Mover-level Data | NEI avg EF - PM, fuel type, firing type
2019 | VA | Newport Hydro Station | 3790 | 3 | HY | OP | NA | WAT |  | 20999.57 |  | 1.5381e-07 | EIA Prime Mover-level Data | NEI avg EF - PM, fuel type, firing type
2019 | VA | Niagara | 3778 | 1 | HY | OP | NA | WAT |  | 62470.67 |  | 1.5381e-07 | EIA Prime Mover-level Data | NEI avg EF - PM, fuel type, firing type
2019 | VA | Niagara | 3778 | 2 | HY | OP | NA | WAT |  | 31235.33 |  | 1.5381e-07 | EIA Prime Mover-level Data | NEI avg EF - PM, fuel type, firing type
2019 | VA | North Anna | 6168 | 1 | ST | OP | NA | NUC |  | 81970860 |  | 0 | EIA Prime Mover-level Data | Estimated using an emission factor
2019 | VA | North Anna | 6168 | 2 | ST | OP | NA | NUC |  | 78041980 |  | 0 | EIA Prime Mover-level Data | Estimated using an emission factor
2019 | VA | North Anna | 6168 | HC1 | HY | OP | NA | WAT |  | 4595 |  | 1.5381e-07 | EIA Prime Mover-level Data | NEI avg EF - PM, fuel type, firing type
2019 | VA | Northern Neck | 3800 | GT1 | GT | OP | NA | DFO |  | 2411 | 0.020806 | 0.017259 | EIA Prime Mover-level Data | NEI avg EF - PM, fuel type, firing type
2019 | VA | Northern Neck | 3800 | GT2 | GT | OP | NA | DFO |  | 2411 | 0.020806 | 0.017259 | EIA Prime Mover-level Data | NEI avg EF - PM, fuel type, firing type
2019 | VA | Northern Neck | 3800 | GT3 | GT | OP | NA | DFO |  | 2411 | 0.020806 | 0.017259 | EIA Prime Mover-level Data | NEI avg EF - PM, fuel type, firing type
2019 | VA | Northern Neck | 3800 | GT4 | GT | OP | NA | DFO |  | 2411 | 0.020806 | 0.017259 | EIA Prime Mover-level Data | NEI avg EF - PM, fuel type, firing type
2019 | VA | Nottoway Diesel Generating Facility | 7941 | 1 | IC | SB | NA | DFO |  | 2504.5 | 0.3882 | 0.31 | EIA Prime Mover-level Data | Estimated using an emission factor
2019 | VA | Nottoway Diesel Generating Facility | 7941 | 2 | IC | SB | NA | DFO |  | 2504.5 | 0.3882 | 0.31 | EIA Prime Mover-level Data | Estimated using an emission factor
2019 | VA | Oceana Solar | 60584 | 01 | PV | OP | NA | SUN |  | 291767 |  | 0 | EIA Prime Mover-level Data | Estimated using an emission factor
2019 | VA | Onancock Diesel Generation Facility | 60236 | ODG7 | IC | SB | NA | DFO |  | 1204 | 0.18662 | 0.31 | EIA Prime Mover-level Data | Estimated using an emission factor
2019 | VA | Onancock Diesel Generation Facility | 60236 | ODG8 | IC | SB | NA | DFO |  | 1204 | 0.18662 | 0.31 | EIA Prime Mover-level Data | Estimated using an emission factor
2019 | VA | Orange Street G1 | 63173 | 1 | IC | OP | NA | DFO |  | 686 | 0.10613 | 0.30942 | EIA Prime Mover-level Data | NEI avg EF - PM, fuel type, firing type
2019 | VA | Otter Creek Solar | 63909 | OTTER | PV | L | NA | SUN
2019 | VA | Palmer Solar Center | 61457 | PALM | PV | OP | NA | SUN |  | 99369 |  | 0 | EIA Prime Mover-level Data | Estimated using an emission factor
2019 | VA | Park 500 Philip Morris USA | 50275 | 3 | ST | OP | NA | NG |  | 747413.2 | 3.0092 | 0.0080524 | EIA Unit-level Data | NEI avg EF - PM, fuel type
2019 | VA | Park 500 Philip Morris USA | 50275 | TG2 | ST | RE | NA | BIT
2019 | VA | Perdue Diesel Generation Facility | 60235 | PDG5 | IC | SB | NA | DFO |  | 1209.5 | 0.18747 | 0.31 | EIA Prime Mover-level Data | Estimated using an emission factor
2019 | VA | Perdue Diesel Generation Facility | 60235 | PDG6 | IC | SB | NA | DFO |  | 1209.5 | 0.18747 | 0.31 | EIA Prime Mover-level Data | Estimated using an emission factor
2019 | VA | Philip Morris | 59911 | 1 | PV | OP | NA | SUN |  | 15135 |  | 0 | EIA Prime Mover-level Data | Estimated using an emission factor
2019 | VA | Philpott Lake | 3834 | 1 | HY | OP | NA | WAT |  | 144292.6 |  | 1.5381e-07 | EIA Prime Mover-level Data | NEI avg EF - PM, fuel type, firing type
2019 | VA | Philpott Lake | 3834 | 2 | HY | OS | NA | WAT |  | 144292.6 |  | 1.5381e-07 | EIA Prime Mover-level Data | NEI avg EF - PM, fuel type, firing type
2019 | VA | Philpott Lake | 3834 | 3 | HY | OP | NA | WAT |  | 12921.73 |  | 1.5381e-07 | EIA Prime Mover-level Data | NEI avg EF - PM, fuel type, firing type
2019 | VA | Piney Creek Solar | 62768 | PCSOL | PV | P | NA | SUN
2019 | VA | Pinnacles | 3825 | 1 | HY | OP | NA | WAT |  | 104494.7 |  | 1.5381e-07 | EIA Prime Mover-level Data | NEI avg EF - PM, fuel type, firing type
2019 | VA | Pinnacles | 3825 | 2 | HY | OP | NA | WAT |  | 104494.7 |  | 1.5381e-07 | EIA Prime Mover-level Data | NEI avg EF - PM, fuel type, firing type
2019 | VA | Pinnacles | 3825 | 3 | HY | OP | NA | WAT |  | 104494.7 |  | 1.5381e-07 | EIA Prime Mover-level Data | NEI avg EF - PM, fuel type, firing type
2019 | VA | Pleasant Valley (VA) | 56005 | D-4 | IC | OP | NA | DFO |  | 588.5 | 0.091217 | 0.31 | EIA Prime Mover-level Data | Estimated using an emission factor
2019 | VA | Pleasant Valley (VA) | 56005 | D-6 | IC | OP | NA | DFO |  | 588.5 | 0.091217 | 0.31 | EIA Prime Mover-level Data | Estimated using an emission factor
2019 | VA | Pleasant Valley (VA) | 56005 | PV-1 | GT | OP | NA | DFO |  | 5023 | 0.043347 | 0.017259 | EIA Prime Mover-level Data | NEI avg EF - PM, fuel type, firing type
2019 | VA | Pleinmont Solar 1 | 62012 | PLNM1 | PV | T | NA | SUN
2019 | VA | Pleinmont Solar 2 | 62013 | PLNM2 | PV | P | NA | SUN
2019 | VA | Ponton Diesel Generating Facility | 7940 | 1 | IC | SB | NA | DFO |  | 1905.5 | 0.29535 | 0.31 | EIA Prime Mover-level Data | Estimated using an emission factor
2019 | VA | Ponton Diesel Generating Facility | 7940 | 2 | IC | SB | NA | DFO |  | 1905.5 | 0.29535 | 0.31 | EIA Prime Mover-level Data | Estimated using an emission factor
2019 | VA | Poplar Camp Wind Farm | 61111 | PC1 | WT | P | NA | WND
2019 | VA | Pretlow | 55953 | 1 | IC | OP | NA | DFO |  | 363 | 0.056265 | 0.31 | EIA Prime Mover-level Data | Estimated using an emission factor
2019 | VA | Pretlow | 55953 | 2 | IC | OP | NA | DFO |  | 363 | 0.056265 | 0.31 | EIA Prime Mover-level Data | Estimated using an emission factor
2019 | VA | Puller Solar | 62140 | PULL | PV | OP | NA | SUN |  | 257878 |  | 0 | EIA Prime Mover-level Data | Estimated using an emission factor
2019 | VA | Radford | 3827 | 1 | HY | OP | NA | WAT |  | 56933 |  | 1.5381e-07 | EIA Prime Mover-level Data | NEI avg EF - PM, fuel type, firing type
2019 | VA | Radford Army Ammunition Plant | 52072 | 1 | ST | RE | NA | DFO |  | 0 |  |  | EIA Unit-level Data
2019 | VA | Radford Army Ammunition Plant | 52072 | 2 | ST | RE | NA | DFO |  | 0 |  |  | EIA Unit-level Data
2019 | VA | Radford Army Ammunition Plant | 52072 | 3 | ST | RE | NA | DFO |  | 0 |  |  | EIA Unit-level Data
2019 | VA | Radford Army Ammunition Plant | 52072 | 4 | ST | RE | NA | DFO |  | 0 |  |  | EIA Unit-level Data
2019 | VA | Radford Army Ammunition Plant | 52072 | 5 | ST | RE | NA | DFO |  | 0 |  |  | EIA Unit-level Data
2019 | VA | Radford Army Ammunition Plant | 52072 | 481-1 | ST | OP | NA | NG |  | 600801 | 2.419 | 0.0080524 | EIA Unit-level Data | NEI avg EF - PM, fuel type
2019 | VA | Radford Army Ammunition Plant | 52072 | 481-2 | ST | OP | NA | NG |  | 594915 | 2.3953 | 0.0080524 | EIA Unit-level Data | NEI avg EF - PM, fuel type
2019 | VA | Radford Army Ammunition Plant | 52072 | 481-3 | ST | OP | NA | NG |  | 590902 | 2.3791 | 0.0080524 | EIA Unit-level Data | NEI avg EF - PM, fuel type
2019 | VA | Radford Army Ammunition Plant | 52072 | 481-4 | ST | OP | NA | NG |  | 391325 | 1.5756 | 0.0080524 | EIA Unit-level Data | NEI avg EF - PM, fuel type
2019 | VA | Radford Army Ammunition Plant | 52072 | 481-5 | ST | OP | NA | NG |  | 149088 | 0.60026 | 0.0080524 | EIA Unit-level Data | NEI avg EF - PM, fuel type
2019 | VA | Radford Army Ammunition Plant | 52072 | 481-6 | ST | OP | NA | NG |  | 99714 | 0.40147 | 0.0080524 | EIA Unit-level Data | NEI avg EF - PM, fuel type
2019 | VA | Rappahannock Solar, LLC | 62780 | 100 | PV | T | NA | SUN
2019 | VA | Remington Solar Facility | 59685 | 01 | PV | OP | NA | SUN |  | 304411 |  | 0 | EIA Prime Mover-level Data | Estimated using an emission factor
2019 | VA | Reusens | 3779 | 1 | HY | OP | NA | WAT |  | 28058.4 |  | 1.5381e-07 | EIA Prime Mover-level Data | NEI avg EF - PM, fuel type, firing type
2019 | VA | Reusens | 3779 | 2 | HY | OA | NA | WAT |  | 28058.4 |  | 1.5381e-07 | EIA Prime Mover-level Data | NEI avg EF - PM, fuel type, firing type
2019 | VA | Reusens | 3779 | 3 | HY | OA | NA | WAT |  | 28058.4 |  | 1.5381e-07 | EIA Prime Mover-level Data | NEI avg EF - PM, fuel type, firing type
2019 | VA | Reusens | 3779 | 4 | HY | OS | NA | WAT |  | 28058.4 |  | 1.5381e-07 | EIA Prime Mover-level Data | NEI avg EF - PM, fuel type, firing type
2019 | VA | Reusens | 3779 | 5 | HY | OA | NA | WAT |  | 28058.4 |  | 1.5381e-07 | EIA Prime Mover-level Data | NEI avg EF - PM, fuel type, firing type
2019 | VA | Richmond Energy | 57897 | UNT1 | IC | OP | NA | LFG |  | 108350.8 | 0.79638 | 0.0147 | EIA Prime Mover-level Data | Estimated using an emission factor
2019 | VA | Richmond Energy | 57897 | UNT2 | IC | OP | NA | LFG |  | 108350.8 | 0.79638 | 0.0147 | EIA Prime Mover-level Data | Estimated using an emission factor
2019 | VA | Richmond Energy | 57897 | UNT3 | IC | OP | NA | LFG |  | 108350.8 | 0.79638 | 0.0147 | EIA Prime Mover-level Data | Estimated using an emission factor
2019 | VA | Richmond Energy | 57897 | UNT4 | IC | OP | NA | LFG |  | 108350.8 | 0.79638 | 0.0147 | EIA Prime Mover-level Data | Estimated using an emission factor
2019 | VA | Richmond Spider Solar | 62011 | RMDSS | PV | P | NA | SUN
2019 | VA | RockTenn West Point Mill | 10017 | PB10 | ST | OP | WALL | NG |  | 1149790 | 4.1245 | 0.0071744 | EIA Unit-level Data | NEI avg EF - PM, fuel type, firing type
2019 | VA | RockTenn West Point Mill | 10017 | RF04 | ST | OP | WALL | NG |  | 639475.2 | 2.2939 | 0.0071744 | EIA Unit-level Data | NEI avg EF - PM, fuel type, firing type
2019 | VA | RockTenn West Point Mill | 10017 | RF05 | ST | OP | WALL | BLQ |  | 4386917 | 0.13643 | 6.22e-05 | EIA Unit-level Data | Estimated using an emission factor
2019 | VA | Rockville 1 & 2 | 56692 | 1A | IC | OP | NA | DFO |  | 13.5 | 0.0020925 | 0.31 | EIA Prime Mover-level Data | Estimated using an emission factor
2019 | VA | Rockville 1 & 2 | 56692 | 1B | IC | OP | NA | DFO |  | 13.5 | 0.0020925 | 0.31 | EIA Prime Mover-level Data | Estimated using an emission factor
2019 | VA | Rockville 1 & 2 | 56692 | 1C | IC | OP | NA | DFO |  | 13.5 | 0.0020925 | 0.31 | EIA Prime Mover-level Data | Estimated using an emission factor
2019 | VA | Rockville 1 & 2 | 56692 | 1D | IC | OP | NA | DFO |  | 13.5 | 0.0020925 | 0.31 | EIA Prime Mover-level Data | Estimated using an emission factor
2019 | VA | Rockville 1 & 2 | 56692 | 1E | IC | OP | NA | DFO |  | 13.5 | 0.0020925 | 0.31 | EIA Prime Mover-level Data | Estimated using an emission factor
2019 | VA | Rockville 1 & 2 | 56692 | 1F | IC | OP | NA | DFO |  | 13.5 | 0.0020925 | 0.31 | EIA Prime Mover-level Data | Estimated using an emission factor
2019 | VA | Rockville 1 & 2 | 56692 | 1G | IC | OP | NA | DFO |  | 13.5 | 0.0020925 | 0.31 | EIA Prime Mover-level Data | Estimated using an emission factor
2019 | VA | Rockville 1 & 2 | 56692 | 1H | IC | OP | NA | DFO |  | 13.5 | 0.0020925 | 0.31 | EIA Prime Mover-level Data | Estimated using an emission factor
2019 | VA | Rockville 1 & 2 | 56692 | 1I | IC | OP | NA | DFO |  | 13.5 | 0.0020925 | 0.31 | EIA Prime Mover-level Data | Estimated using an emission factor
2019 | VA | Rockville 1 & 2 | 56692 | 1J | IC | OP | NA | DFO |  | 13.5 | 0.0020925 | 0.31 | EIA Prime Mover-level Data | Estimated using an emission factor
2019 | VA | Rockville 1 & 2 | 56692 | 1K | IC | OP | NA | DFO |  | 13.5 | 0.0020925 | 0.31 | EIA Prime Mover-level Data | Estimated using an emission factor
2019 | VA | Rockville 1 & 2 | 56692 | 1L | IC | OP | NA | DFO |  | 13.5 | 0.0020925 | 0.31 | EIA Prime Mover-level Data | Estimated using an emission factor
2019 | VA | Rockville 1 & 2 | 56692 | 1M | IC | OP | NA | DFO |  | 13.5 | 0.0020925 | 0.31 | EIA Prime Mover-level Data | Estimated using an emission factor
2019 | VA | Rockville 1 & 2 | 56692 | 1N | IC | OP | NA | DFO |  | 13.5 | 0.0020925 | 0.31 | EIA Prime Mover-level Data | Estimated using an emission factor
2019 | VA | Rockville 1 & 2 | 56692 | 1O | IC | OP | NA | DFO |  | 13.5 | 0.0020925 | 0.31 | EIA Prime Mover-level Data | Estimated using an emission factor
2019 | VA | Rockville 1 & 2 | 56692 | 2A | IC | OP | NA | DFO |  | 13.5 | 0.0020925 | 0.31 | EIA Prime Mover-level Data | Estimated using an emission factor
2019 | VA | Rockville 1 & 2 | 56692 | 2B | IC | OP | NA | DFO |  | 13.5 | 0.0020925 | 0.31 | EIA Prime Mover-level Data | Estimated using an emission factor
2019 | VA | Rockville 1 & 2 | 56692 | 2C | IC | OP | NA | DFO |  | 13.5 | 0.0020925 | 0.31 | EIA Prime Mover-level Data | Estimated using an emission factor
2019 | VA | Rockville 1 & 2 | 56692 | 2D | IC | OP | NA | DFO |  | 13.5 | 0.0020925 | 0.31 | EIA Prime Mover-level Data | Estimated using an emission factor
2019 | VA | Rockville 1 & 2 | 56692 | 2E | IC | OP | NA | DFO |  | 13.5 | 0.0020925 | 0.31 | EIA Prime Mover-level Data | Estimated using an emission factor
2019 | VA | Rockville 1 & 2 | 56692 | 2F | IC | OP | NA | DFO |  | 13.5 | 0.0020925 | 0.31 | EIA Prime Mover-level Data | Estimated using an emission factor
2019 | VA | Rockville 1 & 2 | 56692 | 2G | IC | OP | NA | DFO |  | 13.5 | 0.0020925 | 0.31 | EIA Prime Mover-level Data | Estimated using an emission factor
2019 | VA | Rockville 1 & 2 | 56692 | 2H | IC | OP | NA | DFO |  | 13.5 | 0.0020925 | 0.31 | EIA Prime Mover-level Data | Estimated using an emission factor
2019 | VA | Rockville 1 & 2 | 56692 | 2I | IC | OP | NA | DFO |  | 13.5 | 0.0020925 | 0.31 | EIA Prime Mover-level Data | Estimated using an emission factor
2019 | VA | Rockville 1 & 2 | 56692 | 2J | IC | OP | NA | DFO |  | 13.5 | 0.0020925 | 0.31 | EIA Prime Mover-level Data | Estimated using an emission factor
2019 | VA | Rockville 1 & 2 | 56692 | 2K | IC | OP | NA | DFO |  | 13.5 | 0.0020925 | 0.31 | EIA Prime Mover-level Data | Estimated using an emission factor
2019 | VA | Rockville 1 & 2 | 56692 | 2L | IC | OP | NA | DFO |  | 13.5 | 0.0020925 | 0.31 | EIA Prime Mover-level Data | Estimated using an emission factor
2019 | VA | Rockville 1 & 2 | 56692 | 2M | IC | OP | NA | DFO |  | 13.5 | 0.0020925 | 0.31 | EIA Prime Mover-level Data | Estimated using an emission factor
2019 | VA | Rockville 1 & 2 | 56692 | 2N | IC | OP | NA | DFO |  | 13.5 | 0.0020925 | 0.31 | EIA Prime Mover-level Data | Estimated using an emission factor
2019 | VA | Rockville 1 & 2 | 56692 | 2O | IC | OP | NA | DFO |  | 13.5 | 0.0020925 | 0.31 | EIA Prime Mover-level Data | Estimated using an emission factor
2019 | VA | Rockville 1 & 2 | 56692 | 2P | IC | OP | NA | DFO |  | 13.5 | 0.0020925 | 0.31 | EIA Prime Mover-level Data | Estimated using an emission factor
2019 | VA | Rockville 1 & 2 | 56692 | 2Q | IC | OP | NA | DFO |  | 13.5 | 0.0020925 | 0.31 | EIA Prime Mover-level Data | Estimated using an emission factor
2019 | VA | Rockville 1 & 2 | 56692 | 2R | IC | OP | NA | DFO |  | 13.5 | 0.0020925 | 0.31 | EIA Prime Mover-level Data | Estimated using an emission factor
2019 | VA | Rockville 1 & 2 | 56692 | 2S | IC | OP | NA | DFO |  | 13.5 | 0.0020925 | 0.31 | EIA Prime Mover-level Data | Estimated using an emission factor
2019 | VA | Rockville 1 & 2 | 56692 | 2T | IC | OP | NA | DFO |  | 13.5 | 0.0020925 | 0.31 | EIA Prime Mover-level Data | Estimated using an emission factor
2019 | VA | Rockville 1 & 2 | 56692 | 2U | IC | OP | NA | DFO |  | 13.5 | 0.0020925 | 0.31 | EIA Prime Mover-level Data | Estimated using an emission factor
2019 | VA | Sadler Solar | 62814 | SADL | PV | U | NA | SUN
2019 | VA | Salem Electric Department | 56519 | 1 | IC | SB | NA | DFO |  | 882 | 0.13671 | 0.31 | EIA Prime Mover-level Data | Estimated using an emission factor
2019 | VA | Salem Street Dept | 56289 | 1 | IC | SB | NA | DFO |  | 1410 | 0.21855 | 0.31 | EIA Prime Mover-level Data | Estimated using an emission factor
2019 | VA | Salem Water Plant | 56288 | 1 | IC | SB | NA | DFO |  | 1344 | 0.20832 | 0.31 | EIA Prime Mover-level Data | Estimated using an emission factor
2019 | VA | Sappony Solar LLC | 60916 | PV1 | PV | OP | NA | SUN |  | 388196 |  | 0 | EIA Prime Mover-level Data | Estimated using an emission factor
2019 | VA | Schoolfield Dam | 54655 | SCH1 | HY | OP | NA | WAT |  | 43870 |  | 1.5381e-07 | EIA Prime Mover-level Data | NEI avg EF - PM, fuel type, firing type
2019 | VA | Schoolfield Dam | 54655 | SCH2 | HY | OP | NA | WAT |  | 43870 |  | 1.5381e-07 | EIA Prime Mover-level Data | NEI avg EF - PM, fuel type, firing type
2019 | VA | Schoolfield Dam | 54655 | SCH3 | HY | OP | NA | WAT |  | 43870 |  | 1.5381e-07 | EIA Prime Mover-level Data | NEI avg EF - PM, fuel type, firing type
2019 | VA | Scott Solar Farm | 60316 | 1 | PV | OP | NA | SUN |  | 187973 |  | 0 | EIA Prime Mover-level Data | Estimated using an emission factor
2019 | VA | Scott-II Solar LLC | 60968 | PV1 | PV | OP | NA | SUN |  | 363809 |  | 0 | EIA Prime Mover-level Data | Estimated using an emission factor
2019 | VA | Skipjack Solar Center | 62675 | SKIPJ | PV | P | NA | SUN
2019 | VA | Smith Mountain | 3780 | 1 | PS | OP | NA | WAT |  | 0 |  |  | EIA Prime Mover-level Data
2019 | VA | Smith Mountain | 3780 | 2 | HY | OP | NA | WAT |  | 1467673 |  | 1.5381e-07 | EIA Prime Mover-level Data | NEI avg EF - PM, fuel type, firing type
2019 | VA | Smith Mountain | 3780 | 3 | PS | OP | NA | WAT |  | 0 |  |  | EIA Prime Mover-level Data
2019 | VA | Smith Mountain | 3780 | 4 | HY | OP | NA | WAT |  | 1467673 |  | 1.5381e-07 | EIA Prime Mover-level Data | NEI avg EF - PM, fuel type, firing type
2019 | VA | Smith Mountain | 3780 | 5 | PS | OP | NA | WAT |  | 0 |  |  | EIA Prime Mover-level Data
2019 | VA | Snowden | 3821 | 4 | HY | OP | NA | WAT |  | 64687 |  | 1.5381e-07 | EIA Prime Mover-level Data | NEI avg EF - PM, fuel type, firing type
2019 | VA | Snowden | 3821 | 5 | HY | OP | NA | WAT |  | 64687 |  | 1.5381e-07 | EIA Prime Mover-level Data | NEI avg EF - PM, fuel type, firing type
2019 | VA | Southampton Solar, LLC | 61422 | PV1 | PV | OP | NA | SUN |  | 1993375 |  | 0 | EIA Prime Mover-level Data | Estimated using an emission factor
2019 | VA | Spring Grove I | 61986 | SGIS | PV | U | NA | SUN
2019 | VA | Stratford Solar Center, LLC | 61908 | STRAT | PV | P | NA | SUN
2019 | VA | Suffolk Energy Partners LP | 54781 | SU1 | IC | OP | NA | LFG |  | 71736 | 0.52726 | 0.0147 | EIA Prime Mover-level Data | Estimated using an emission factor
2019 | VA | Suffolk Energy Partners LP | 54781 | SU2 | IC | OP | NA | LFG |  | 71736 | 0.52726 | 0.0147 | EIA Prime Mover-level Data | Estimated using an emission factor
2019 | VA | Suffolk Energy Partners LP | 54781 | SU3 | IC | OP | NA | LFG |  | 71736 | 0.52726 | 0.0147 | EIA Prime Mover-level Data | Estimated using an emission factor
2019 | VA | Suffolk Energy Partners LP | 54781 | SU4 | IC | OP | NA | LFG |  | 71736 | 0.52726 | 0.0147 | EIA Prime Mover-level Data | Estimated using an emission factor
2019 | VA | Surry | 3806 | 1 | ST | OP | NA | NUC |  | 69354030 |  | 0 | EIA Prime Mover-level Data | Estimated using an emission factor
2019 | VA | Surry | 3806 | 2 | ST | OP | NA | NUC |  | 78634650 |  | 0 | EIA Prime Mover-level Data | Estimated using an emission factor
2019 | VA | Tangier | 6390 | 3 | IC | RE | NA | DFO
2019 | VA | Tangier | 6390 | 4 | IC | RE | NA | DFO
2019 | VA | Tangier | 6390 | 5 | IC | OP | NA | DFO |  | 2044 | 0.31682 | 0.31 | EIA Prime Mover-level Data | Estimated using an emission factor
2019 | VA | Tangier | 6390 | 6 | IC | OP | NA | DFO |  | 2044 | 0.31682 | 0.31 | EIA Prime Mover-level Data | Estimated using an emission factor
2019 | VA | Twittys Creek Solar, LLC | 63077 | VATC | PV | L | NA | SUN
2019 | VA | Virginia Beach | 56693 | 1 | IC | OP | NA | LFG |  | 88.056 | 0.00064721 | 0.0147 | EIA Prime Mover-level Data | Estimated using an emission factor
2019 | VA | Virginia Beach | 56693 | 2 | IC | OP | NA | LFG |  | 88.056 | 0.00064721 | 0.0147 | EIA Prime Mover-level Data | Estimated using an emission factor
2019 | VA | Virginia Beach | 56693 | 3 | IC | OP | NA | LFG |  | 88.056 | 0.00064721 | 0.0147 | EIA Prime Mover-level Data | Estimated using an emission factor
2019 | VA | Virginia Beach | 56693 | 4 | IC | OP | NA | LFG |  | 88.056 | 0.00064721 | 0.0147 | EIA Prime Mover-level Data | Estimated using an emission factor
2019 | VA | Virginia Beach | 56693 | 5 | IC | OP | NA | LFG |  | 88.056 | 0.00064721 | 0.0147 | EIA Prime Mover-level Data | Estimated using an emission factor
2019 | VA | Virginia Beach | 56693 | 6 | IC | OP | NA | LFG |  | 88.056 | 0.00064721 | 0.0147 | EIA Prime Mover-level Data | Estimated using an emission factor
2019 | VA | Virginia Beach | 56693 | 7 | IC | OP | NA | LFG |  | 88.056 | 0.00064721 | 0.0147 | EIA Prime Mover-level Data | Estimated using an emission factor
2019 | VA | Virginia Beach | 56693 | 8 | IC | OP | NA | LFG |  | 88.056 | 0.00064721 | 0.0147 | EIA Prime Mover-level Data | Estimated using an emission factor
2019 | VA | Virginia Beach | 56693 | 9 | IC | OP | NA | LFG |  | 88.056 | 0.00064721 | 0.0147 | EIA Prime Mover-level Data | Estimated using an emission factor
2019 | VA | Virginia Beach | 56693 | 10 | IC | OP | NA | LFG |  | 88.056 | 0.00064721 | 0.0147 | EIA Prime Mover-level Data | Estimated using an emission factor
2019 | VA | Virginia Beach | 56693 | 11 | IC | OP | NA | LFG |  | 88.056 | 0.00064721 | 0.0147 | EIA Prime Mover-level Data | Estimated using an emission factor
2019 | VA | Virginia Beach | 56693 | 12 | IC | OP | NA | LFG |  | 88.056 | 0.00064721 | 0.0147 | EIA Prime Mover-level Data | Estimated using an emission factor
2019 | VA | Virginia Beach | 56693 | 13 | IC | OP | NA | LFG |  | 88.056 | 0.00064721 | 0.0147 | EIA Prime Mover-level Data | Estimated using an emission factor
2019 | VA | Virginia Beach | 56693 | 14 | IC | OP | NA | LFG |  | 88.056 | 0.00064721 | 0.0147 | EIA Prime Mover-level Data | Estimated using an emission factor
2019 | VA | Virginia Beach | 56693 | 15 | IC | OP | NA | LFG |  | 88.056 | 0.00064721 | 0.0147 | EIA Prime Mover-level Data | Estimated using an emission factor
2019 | VA | Virginia Beach | 56693 | 16 | IC | OP | NA | LFG |  | 88.056 | 0.00064721 | 0.0147 | EIA Prime Mover-level Data | Estimated using an emission factor
2019 | VA | Virginia Beach | 56693 | 17 | IC | OP | NA | LFG |  | 88.056 | 0.00064721 | 0.0147 | EIA Prime Mover-level Data | Estimated using an emission factor
2019 | VA | Virginia Beach | 56693 | 18 | IC | OP | NA | LFG |  | 88.056 | 0.00064721 | 0.0147 | EIA Prime Mover-level Data | Estimated using an emission factor
2019 | VA | Virginia Beach | 56693 | 19 | IC | OP | NA | LFG |  | 88.056 | 0.00064721 | 0.0147 | EIA Prime Mover-level Data | Estimated using an emission factor
2019 | VA | Virginia Beach | 56693 | 20 | IC | OP | NA | LFG |  | 88.056 | 0.00064721 | 0.0147 | EIA Prime Mover-level Data | Estimated using an emission factor
2019 | VA | Virginia Beach | 56693 | 21 | IC | OP | NA | LFG |  | 88.056 | 0.00064721 | 0.0147 | EIA Prime Mover-level Data | Estimated using an emission factor
2019 | VA | Virginia Beach | 56693 | 22 | IC | OP | NA | LFG |  | 88.056 | 0.00064721 | 0.0147 | EIA Prime Mover-level Data | Estimated using an emission factor
2019 | VA | Virginia Beach | 56693 | 23 | IC | OP | NA | LFG |  | 88.056 | 0.00064721 | 0.0147 | EIA Prime Mover-level Data | Estimated using an emission factor
2019 | VA | Virginia Beach | 56693 | 24 | IC | OP | NA | LFG |  | 88.056 | 0.00064721 | 0.0147 | EIA Prime Mover-level Data | Estimated using an emission factor
2019 | VA | Virginia Beach | 56693 | 25 | IC | OP | NA | LFG |  | 88.056 | 0.00064721 | 0.0147 | EIA Prime Mover-level Data | Estimated using an emission factor
2019 | VA | Virginia Beach | 56693 | 26 | IC | OP | NA | LFG |  | 88.056 | 0.00064721 | 0.0147 | EIA Prime Mover-level Data | Estimated using an emission factor
2019 | VA | Virginia Beach | 56693 | 27 | IC | OP | NA | LFG |  | 88.056 | 0.00064721 | 0.0147 | EIA Prime Mover-level Data | Estimated using an emission factor
2019 | VA | Virginia Beach | 56693 | 28 | IC | OP | NA | LFG |  | 88.056 | 0.00064721 | 0.0147 | EIA Prime Mover-level Data | Estimated using an emission factor
2019 | VA | Virginia Beach | 56693 | 29 | IC | OP | NA | LFG |  | 88.056 | 0.00064721 | 0.0147 | EIA Prime Mover-level Data | Estimated using an emission factor
2019 | VA | Virginia Beach | 56693 | 30 | IC | OP | NA | LFG |  | 88.056 | 0.00064721 | 0.0147 | EIA Prime Mover-level Data | Estimated using an emission factor
2019 | VA | Virginia Beach | 56693 | 31 | IC | OP | NA | LFG |  | 88.056 | 0.00064721 | 0.0147 | EIA Prime Mover-level Data | Estimated using an emission factor
2019 | VA | Virginia Beach | 56693 | 32 | IC | OP | NA | LFG |  | 88.056 | 0.00064721 | 0.0147 | EIA Prime Mover-level Data | Estimated using an emission factor
2019 | VA | Virginia Beach | 56693 | 33 | IC | OP | NA | LFG |  | 88.056 | 0.00064721 | 0.0147 | EIA Prime Mover-level Data | Estimated using an emission factor
2019 | VA | Virginia Beach | 56693 | 34 | IC | OP | NA | LFG |  | 88.056 | 0.00064721 | 0.0147 | EIA Prime Mover-level Data | Estimated using an emission factor
2019 | VA | Virginia Beach | 56693 | 35 | IC | OP | NA | LFG |  | 88.056 | 0.00064721 | 0.0147 | EIA Prime Mover-level Data | Estimated using an emission factor
2019 | VA | Virginia Beach | 56693 | 36 | IC | OP | NA | LFG |  | 88.056 | 0.00064721 | 0.0147 | EIA Prime Mover-level Data | Estimated using an emission factor
2019 | VA | Virginia Tech Power Plant | 56785 | WG01 | ST | OP | NA | NG |  | 1396187 | 5.6214 | 0.0080524 | EIA Prime Mover-level Data | NEI avg EF - PM, fuel type
2019 | VA | VMEA 1 Credit Gen | 7440 | V10 | IC | OP | NA | DFO |  | 158.667 | 0.024593 | 0.31 | EIA Prime Mover-level Data | Estimated using an emission factor
2019 | VA | VMEA 1 Credit Gen | 7440 | V3 | IC | OP | NA | DFO |  | 158.667 | 0.024593 | 0.31 | EIA Prime Mover-level Data | Estimated using an emission factor
2019 | VA | VMEA 1 Credit Gen | 7440 | V4 | IC | OP | NA | DFO |  | 158.667 | 0.024593 | 0.31 | EIA Prime Mover-level Data | Estimated using an emission factor
2019 | VA | VMEA 1 Credit Gen | 7440 | V5 | IC | OP | NA | DFO |  | 158.667 | 0.024593 | 0.31 | EIA Prime Mover-level Data | Estimated using an emission factor
2019 | VA | VMEA 1 Credit Gen | 7440 | V6 | IC | OP | NA | DFO |  | 158.667 | 0.024593 | 0.31 | EIA Prime Mover-level Data | Estimated using an emission factor
2019 | VA | VMEA 1 Credit Gen | 7440 | V7 | IC | OP | NA | DFO |  | 158.667 | 0.024593 | 0.31 | EIA Prime Mover-level Data | Estimated using an emission factor
2019 | VA | VMEA 1 Credit Gen | 7440 | V8 | IC | OP | NA | DFO |  | 158.667 | 0.024593 | 0.31 | EIA Prime Mover-level Data | Estimated using an emission factor
2019 | VA | VMEA 1 Credit Gen | 7440 | V9 | IC | RE | NA | DFO
2019 | VA | VMEA 1 Credit Gen | 7440 | V9-1 | IC | OP | NA | DFO |  | 198.333 | 0.030742 | 0.31 | EIA Prime Mover-level Data | Estimated using an emission factor
2019 | VA | VMEA Peaking Gen | 7441 | V1 | IC | OP | NA | DFO |  | 324.25 | 0.050259 | 0.31 | EIA Prime Mover-level Data | Estimated using an emission factor
2019 | VA | VMEA Peaking Gen | 7441 | V11 | IC | OP | NA | DFO |  | 324.25 | 0.050259 | 0.31 | EIA Prime Mover-level Data | Estimated using an emission factor
2019 | VA | VMEA Peaking Gen | 7441 | V12 | IC | OP | NA | DFO |  | 324.25 | 0.050259 | 0.31 | EIA Prime Mover-level Data | Estimated using an emission factor
2019 | VA | VMEA Peaking Gen | 7441 | V2 | IC | OP | NA | DFO |  | 324.25 | 0.050259 | 0.31 | EIA Prime Mover-level Data | Estimated using an emission factor
2019 | VA | Waste Management Bethel LFGTE | 56531 | GEN1 | IC | OP | NA | LFG |  | 72617.66 | 0.53374 | 0.0147 | EIA Prime Mover-level Data | Estimated using an emission factor
2019 | VA | Waste Management Bethel LFGTE | 56531 | GEN2 | IC | OP | NA | LFG |  | 72617.66 | 0.53374 | 0.0147 | EIA Prime Mover-level Data | Estimated using an emission factor
2019 | VA | Waste Management Bethel LFGTE | 56531 | GEN3 | IC | OP | NA | LFG |  | 72617.66 | 0.53374 | 0.0147 | EIA Prime Mover-level Data | Estimated using an emission factor
2019 | VA | Waste Management Bethel LFGTE | 56531 | GEN4 | IC | OP | NA | LFG |  | 72617.66 | 0.53374 | 0.0147 | EIA Prime Mover-level Data | Estimated using an emission factor
2019 | VA | Waste Management Bethel LFGTE | 56531 | GEN5 | IC | OP | NA | LFG |  | 72617.66 | 0.53374 | 0.0147 | EIA Prime Mover-level Data | Estimated using an emission factor
2019 | VA | Waste Management Bethel LFGTE | 56531 | GEN6 | IC | OP | NA | LFG |  | 72617.66 | 0.53374 | 0.0147 | EIA Prime Mover-level Data | Estimated using an emission factor
2019 | VA | Waste Management King George LFGTE | 57022 | GEN1 | GT | OP | NA | LFG |  | 333704.8 | 3.604 | 0.0216 | EIA Prime Mover-level Data | Estimated using an emission factor
2019 | VA | Waste Management King George LFGTE | 57022 | GEN2 | GT | OP | NA | LFG |  | 333704.8 | 3.604 | 0.0216 | EIA Prime Mover-level Data | Estimated using an emission factor
2019 | VA | Waste Management King George LFGTE | 57022 | GEN3 | GT | OP | NA | LFG |  | 333704.8 | 3.604 | 0.0216 | EIA Prime Mover-level Data | Estimated using an emission factor
2019 | VA | Waste Management King George LFGTE | 57022 | GEN4 | GT | OP | NA | LFG |  | 333704.8 | 3.604 | 0.0216 | EIA Prime Mover-level Data | Estimated using an emission factor
2019 | VA | Waste Management Middle Peninsula LFGTE | 57018 | GEN1 | IC | OP | NA | LFG |  | 71990.5 | 0.52913 | 0.0147 | EIA Prime Mover-level Data | Estimated using an emission factor
2019 | VA | Waste Management Middle Peninsula LFGTE | 57018 | GEN2 | IC | OP | NA | LFG |  | 71990.5 | 0.52913 | 0.0147 | EIA Prime Mover-level Data | Estimated using an emission factor
2019 | VA | Waste Management Middle Peninsula LFGTE | 57018 | GEN3 | IC | OP | NA | LFG |  | 71990.5 | 0.52913 | 0.0147 | EIA Prime Mover-level Data | Estimated using an emission factor
2019 | VA | Waste Management Middle Peninsula LFGTE | 57018 | GEN4 | IC | OP | NA | LFG |  | 71990.5 | 0.52913 | 0.0147 | EIA Prime Mover-level Data | Estimated using an emission factor
2019 | VA | Waste Management Middle Peninsula LFGTE | 57018 | GEN5 | IC | OP | NA | LFG |  | 71990.5 | 0.52913 | 0.0147 | EIA Prime Mover-level Data | Estimated using an emission factor
2019 | VA | Waste Management Middle Peninsula LFGTE | 57018 | GEN6 | IC | OP | NA | LFG |  | 71990.5 | 0.52913 | 0.0147 | EIA Prime Mover-level Data | Estimated using an emission factor
2019 | VA | Waste Management Middle Peninsula LFGTE | 57018 | GEN7 | IC | OP | NA | LFG |  | 71990.5 | 0.52913 | 0.0147 | EIA Prime Mover-level Data | Estimated using an emission factor
2019 | VA | Waste Management Middle Peninsula LFGTE | 57018 | GEN8 | IC | OP | NA | LFG |  | 71990.5 | 0.52913 | 0.0147 | EIA Prime Mover-level Data | Estimated using an emission factor
2019 | VA | Water Strider Solar | 63549 | WSS | PV | T | NA | SUN
2019 | VA | Water Treatment Plant Generators | 56368 | WP1 | IC | OP | NA | DFO |  | 60 | 0.0093 | 0.31 | EIA Prime Mover-level Data | Estimated using an emission factor
2019 | VA | Waynesboro Virginia Plant | 10796 | GEN1 | ST | RE | NA | BIT
2019 | VA | Waynesboro Virginia Plant | 10796 | GEN2 | ST | RE | NA | BIT
2019 | VA | Waynesboro Virginia Plant | 10796 | GEN3 | ST | RE | NA | BIT
2019 | VA | Waynesboro Virginia Plant | 10796 | GEN4 | ST | RE | NA | BIT
2019 | VA | Western Branch High School | 59904 | 1 | PV | OP | NA | SUN |  |  |  | 0
2019 | VA | Westmoreland County Solar Project | 63696 | WEST | PV | P | NA | SUN
2019 | VA | WestRock Virginia Corp Covington Ops | 50900 | 1PB | ST | OP | FLUIDIZED | WDS |  | 6135360 | 16.5646 | 0.0053997 | EIA Unit-level Data | NEI avg EF - PM, fuel type, firing type
2019 | VA | WestRock Virginia Corp Covington Ops | 50900 | 1RB | ST | OP | TANGENTIAL | BLQ |  |  |  | 0.0028525
2019 | VA | Wheelabrator Portsmouth | 54998 | 12300 | ST | OP | NA | MSW |  | 1757052 | 19.187 | 0.02184 | EIA Unit-level Data | Estimated using an emission factor
2019 | VA | Wheelabrator Portsmouth | 54998 | 12400 | ST | OP | NA | MSW |  | 1803005 | 19.6888 | 0.02184 | EIA Unit-level Data | Estimated using an emission factor
2019 | VA | Wheelabrator Portsmouth | 54998 | 12500 | ST | OP | NA | MSW |  | 1660367 | 18.1312 | 0.02184 | EIA Unit-level Data | Estimated using an emission factor
2019 | VA | Wheelabrator Portsmouth | 54998 | 12600 | ST | OP | NA | MSW |  | 1797827 | 19.6323 | 0.02184 | EIA Unit-level Data | Estimated using an emission factor
2019 | VA | Whitehorn Solar | 62959 | WHIT1 | PV | T | NA | SUN
2019 | VA | Whitehouse Solar Farm | 60319 | 1 | PV | OP | NA | SUN |  | 329724 |  | 0 | EIA Prime Mover-level Data | Estimated using an emission factor
2019 | VA | Woodland Solar Farm | 60318 | 1 | PV | OP | NA | SUN |  | 290564 |  | 0 | EIA Prime Mover-level Data | Estimated using an emission factor
2019 | VA | Altavista Power Station | 10773 | 1 | ST | OP | STOKER | WDS | 6069 | 1875562 | 3.4335 | 0.0036613 | EPA/CAMD | EPA/NEI | 1992
2019 | VA | Altavista Power Station | 10773 | 2 | ST | OP | STOKER | WDS | 6059 | 1870228 | 6.4889 | 0.0069392 | EPA/CAMD | EPA/NEI | 1992
2019 | VA | Bear Garden Generating Station | 56807 | 1A | CT | OP | CC | NG | 6651 | 12801610 | 12.2489 | 0.0019137 | EPA/CAMD | EPA/NEI | 2011
2019 | VA | Bear Garden Generating Station | 56807 | 1B | CT | OP | CC | NG | 6400 | 12251350 | 8.1273 | 0.0013268 | EPA/CAMD | EPA/NEI | 2011
2019 | VA | Birchwood Power Facility | 54304 | 001 | ST | OP | TANGENTIAL | BIT | 794 | 745872.8 | 0.65486 | 0.001756 | EPA/CAMD | EPA/NEI | 1996
2019 | VA | Bremo Power Station | 3796 | 3 | ST | RE | WALL | DFO |  | 0 |  |  | EIA Prime Mover-level Data |  | 1950
2019 | VA | Bremo Power Station | 3796 | 4 | ST | RE | WALL | DFO |  | 0 |  |  | EIA Prime Mover-level Data |  | 1958
2019 | VA | Brunswick County Power Station | 58260 | 1A | CT | OP | CC | NG | 6578 | 19152910 | 45.5368 | 0.0047551 | EPA/CAMD | EPA/NEI | 2016
2019 | VA | Brunswick County Power Station | 58260 | 1B | CT | OP | CC | NG | 6807 | 19585010 | 46.5262 | 0.0047512 | EPA/CAMD | EPA/NEI | 2016
2019 | VA | Brunswick County Power Station | 58260 | 1C | CT | OP | CC | NG | 6824 | 19738260 | 46.9708 | 0.0047594 | EPA/CAMD | EPA/NEI | 2016
2019 | VA | Buchanan Units 1 & 2 | 55738 | 1 | GT | OP | CT | NG | 4579 | 1597839 | 10.9411 | 0.013695 | EPA/CAMD | EPA/NEI | 2002
2019 | VA | Buchanan Units 1 & 2 | 55738 | 2 | GT | OP | CT | NG | 4658 | 1601579 | 11.4555 | 0.014305 | EPA/CAMD | EPA/NEI | 2002
2019 | VA | Celanese Acetate LLC | 52089 | BLR010 | ST | OP | OTHER BOILER | NG | 3467 | 1542732 | 5.2469 | 0.0068021 | EIA non-ozone season distributed and EPA/CAMD ozone season | NEI avg EF - PM, fuel type, firing type | 2015
2019 | VA | Celanese Acetate LLC | 52089 | BLR011 | ST | OP | OTHER BOILER | NG | 2996 | 1644809 | 5.5941 | 0.0068021 | EIA non-ozone season distributed and EPA/CAMD ozone season | NEI avg EF - PM, fuel type, firing type | 2015
2019 | VA | Celanese Acetate LLC | 52089 | BLR012 | ST | OP | OTHER BOILER | NG | 3410 | 1871531 | 6.3652 | 0.0068021 | EIA non-ozone season distributed and EPA/CAMD ozone season | NEI avg EF - PM, fuel type, firing type | 2015
2019 | VA | Celanese Acetate LLC | 52089 | BLR013 | ST | OP | OTHER BOILER | NG | 3490 | 1782513 | 6.0625 | 0.0068021 | EIA non-ozone season distributed and EPA/CAMD ozone season | NEI avg EF - PM, fuel type, firing type | 2015
2019 | VA | Celanese Acetate LLC | 52089 | BLR014 | ST | OP | OTHER BOILER | NG | 3637 | 1894053 | 6.4418 | 0.0068021 | EIA non-ozone season distributed and EPA/CAMD ozone season | NEI avg EF - PM, fuel type, firing type | 2015
2019 | VA | Chesterfield Power Station | 3797 | 3 | ST | OP | TANGENTIAL | BIT | 0 |  |  | 0.044409 |  |  | 1952
2019 | VA | Chesterfield Power Station | 3797 | 4 | ST | OP | TANGENTIAL | BIT | 0 |  |  | 0.044409 |  |  | 1960
2019 | VA | Chesterfield Power Station | 3797 | 5 | ST | OP | TANGENTIAL | BIT | 1431 | 3108006 | 9.6806 | 0.0062295 | EPA/CAMD | EPA/NEI | 1964
2019 | VA | Chesterfield Power Station | 3797 | 6 | ST | OP | TANGENTIAL | BIT | 1517 | 6604139 | 14.8905 | 0.0045094 | EPA/CAMD | EPA/NEI | 1969
2019 | VA | Chesterfield Power Station | 3797 | 7 | CT | OP | CC | NG | 6787 | 10454020 | 33.8325 | 0.0064726 | EPA/CAMD | EPA/NEI | 1990
2019 | VA | Chesterfield Power Station | 3797 | **8A | CT | OP | CC | NG | 6178 | 9458927 | 31.4111 | 0.0066416 | EPA/CAMD | EPA/NEI | 1992
2019 | VA | City Point Energy Center | 10377 | BLR01A | ST | OP | STOKER | BIT | 3652 | 486312.2 | 4.9327 | 0.020286 | EPA/CAMD | EPA/NEI | 1987
2019 | VA | City Point Energy Center | 10377 | BLR01B | ST | OP | STOKER | BIT | 3232 | 453601.7 | 4.6759 | 0.020617 | EPA/CAMD | EPA/NEI | 1987
2019 | VA | City Point Energy Center | 10377 | BLR01C | ST | OP | STOKER | BIT | 3724 | 473916.2 | 5.3799 | 0.022704 | EPA/CAMD | EPA/NEI | 1987
2019 | VA | City Point Energy Center | 10377 | BLR02A | ST | OP | STOKER | BIT | 1581 | 216182.5 | 1.6645 | 0.015399 | EPA/CAMD | EPA/NEI | 1987
2019 | VA | City Point Energy Center | 10377 | BLR02B | ST | OP | STOKER | BIT | 1163 | 80174.14 | 1.0248 | 0.025564 | EPA/CAMD | EPA/NEI | 1987
2019 | VA | City Point Energy Center | 10377 | BLR02C | ST | OP | STOKER | BIT | 931 | 47622.86 | 0.67758 | 0.028456 | EPA/CAMD | EPA/NEI | 1987
2019 | VA | Clinch River | 3775 | 1 | ST | OP | VERTICAL | NG | 1711 | 2119913 | 12.9198 | 0.012189 | EPA/CAMD | EPA/NEI | 1958
2019 | VA | Clinch River | 3775 | 2 | ST | OP | VERTICAL | NG | 1713 | 1976647 | 12.0467 | 0.012189 | EPA/CAMD | NEI avg EF - PM, fuel type, firing type | 1958
2019 | VA | Clover Power Station | 7213 | 1 | ST | OP | TANGENTIAL | BIT | 2609 | 7344979 | 110.944 | 0.030209 | EPA/CAMD | EPA/NEI | 1995
2019 | VA | Clover Power Station | 7213 | 2 | ST | OP | TANGENTIAL | BIT | 2474 | 6761966 | 83.283 | 0.024633 | EPA/CAMD | EPA/NEI | 1995
2019 | VA | Commonwealth Chesapeake | 55381 | CT-001 | GT | OP | CT | DFO | 96 | 29872.6 | 0.40426 | 0.027066 | EPA/CAMD | EPA/NEI | 2000
2019 | VA | Commonwealth Chesapeake | 55381 | CT-002 | GT | OP | CT | DFO | 140 | 46255.68 | 2.9971 | 0.12959 | EPA/CAMD | EPA/NEI | 2000
2019 | VA | Commonwealth Chesapeake | 55381 | CT-003 | GT | OP | CT | DFO | 112 | 33586.5 | 0.93041 | 0.055404 | EPA/CAMD | EPA/NEI | 2000
2019 | VA | Commonwealth Chesapeake | 55381 | CT-004 | GT | OP | CT | DFO | 287 | 17286.72 | 1.5085 | 0.17452 | EPA/CAMD | EPA/NEI | 2001
2019 | VA | Commonwealth Chesapeake | 55381 | CT-005 | GT | OP | CT | DFO | 314 | 23707.57 | 1.235 | 0.10419 | EPA/CAMD | EPA/NEI | 2001
2019 | VA | Commonwealth Chesapeake | 55381 | CT-006 | GT | OP | CT | DFO | 288 | 20848.2 | 1.5973 | 0.15323 | EPA/CAMD | EPA/NEI | 2001
2019 | VA | Commonwealth Chesapeake | 55381 | CT-007 | GT | OP | CT | DFO | 233 | 16515.25 | 1.6164 | 0.19575 | EPA/CAMD | EPA/NEI | 2001
2019 | VA | Darbytown Combustion Turbine | 7212 | 1 | GT | OP | CT | NG | 227 | 187640.7 | 1.861 | 0.019835 | EPA/CAMD | EPA/NEI | 1990
2019 | VA | Darbytown Combustion Turbine | 7212 | 2 | GT | OP | CT | NG | 245 | 205142.4 | 0.80164 | 0.0078154 | EPA/CAMD | NEI avg EF - PM, fuel type, firing type | 1990
2019 | VA | Darbytown Combustion Turbine | 7212 | 3 | GT | OP | CT | NG | 187 | 147173.8 | 0.57511 | 0.0078154 | EPA/CAMD | NEI avg EF - PM, fuel type, firing type | 1990
2019 | VA | Darbytown Combustion Turbine | 7212 | 4 | GT | OP | CT | NG | 326 | 249299.6 | 0.97419 | 0.0078154 | EPA/CAMD | NEI avg EF - PM, fuel type, firing type | 1990
2019 | VA | Doswell Limited Partnership | 52019 | 501 | CT | OP | CC | NG | 7629 | 10139410 | 129.9542 | 0.025633 | EPA/CAMD | EPA/NEI | 1992
2019 | VA | Doswell Limited Partnership | 52019 | 502 | CT | OP | CC | NG | 7639 | 9517770 | 121.8488 | 0.025604 | EPA/CAMD | EPA/NEI | 1992
2019 | VA | Doswell Limited Partnership | 52019 | 601 | CT | OP | CC | NG | 7741 | 9570259 | 122.5838 | 0.025618 | EPA/CAMD | EPA/NEI | 1992
2019 | VA | Doswell Limited Partnership | 52019 | 602 | CT | OP | CC | NG | 7857 | 10007180 | 128.1844 | 0.025618 | EPA/CAMD | EPA/NEI | 1992
2019 | VA | Doswell Limited Partnership | 52019 | CT1 | GT | OP | CT | NG | 2059 | 3104951 | 13.1233 | 0.0084532 | EPA/CAMD | EPA/NEI | 2001
2019 | VA | Doswell Limited Partnership | 52019 | CT2 | GT | OP | CT | NG | 2549 | 4073440 | 15.9179 | 0.0078154 | EPA/CAMD | NEI avg EF - PM, fuel type, firing type | 2018
2019 | VA | Doswell Limited Partnership | 52019 | CT3 | GT | OP | CT | NG | 2473 | 3963471 | 15.4881 | 0.0078154 | EPA/CAMD | NEI avg EF - PM, fuel type, firing type | 2018
2019 | VA | Elizabeth River Combustion Turbine Sta | 52087 | CT-1 | GT | OP | CT | NG | 432 | 465318.9 | 1.7852 | 0.0076729 | EPA/CAMD | EPA/NEI | 1992
2019 | VA | Elizabeth River Combustion Turbine Sta | 52087 | CT-2 | GT | OP | CT | NG | 476 | 533222.4 | 2.0688 | 0.0077597 | EPA/CAMD | EPA/NEI | 1992
2019 | VA | Elizabeth River Combustion Turbine Sta | 52087 | CT-3 | GT | OP | CT | NG | 193 | 194437.5 | 0.74147 | 0.0076268 | EPA/CAMD | EPA/NEI | 1992
2019 | VA | Gordonsville Power Station | 54844 | 1 | CT | OP | CC | NG | 5795 | 5216228 | 17.8974 | 0.0068622 | EPA/CAMD | EPA/NEI | 1994
2019 | VA | Gordonsville Power Station | 54844 | 2 | CT | OP | CC | NG | 5507 | 4963682 | 15.2534 | 0.006146 | EPA/CAMD | EPA/NEI | 1994
2019 | VA | GP Big Island, LLC | 50479 | 6 | ST | OP | OTHER BOILER | NG | 3670 | 1603778 | 2.5236 | 0.0031471 | EIA non-ozone season distributed and EPA/CAMD ozone season | EPA/NEI | 1996
2019 | VA | Gravel Neck Combustion Turbine | 7032 | 3 | GT | OP | CT | NG | 527 | 407679.1 | 3.9844 | 0.019547 | EPA/CAMD | EPA/NEI | 1989
2019 | VA | Gravel Neck Combustion Turbine | 7032 | 4 | GT | OP | CT | NG | 37 | 26745 | 0.88449 | 0.066143 | EPA/CAMD | EPA/NEI | 1989
2019 | VA | Gravel Neck Combustion Turbine | 7032 | 5 | GT | OP | CT | NG | 596 | 442488.6 | 7.3029 | 0.033008 | EPA/CAMD | EPA/NEI | 1989
2019 | VA | Gravel Neck Combustion Turbine | 7032 | 6 | GT | OP | CT | NG | 183 | 144055.7 | 2.1802 | 0.030269 | EPA/CAMD | EPA/NEI | 1989
2019 | VA | Greensville County Power Station | 59913 | 1A | CT | OP | CC | NG | 6509 | 21726120 | 62.5324 | 0.0057564 | EPA/CAMD | NEI avg EF - PM, fuel type, firing type | 2018
2019 | VA | Greensville County Power Station | 59913 | 1B | CT | OP | CC | NG | 6435 | 21689750 | 62.4278 | 0.0057564 | EPA/CAMD | NEI avg EF - PM, fuel type, firing type | 2018
2019 | VA | Greensville County Power Station | 59913 | 1C | CT | OP | CC | NG | 6536 | 21240220 | 61.1339 | 0.0057564 | EPA/CAMD | NEI avg EF - PM, fuel type, firing type | 2018
2019 | VA | Hopewell Cogeneration Facility | 10633 | 1 | CT | OP | CC | NG | 4498 | 4463514 | 3.7273 | 0.0016701 | EPA/CAMD | EPA/NEI | 1990
2019 | VA | Hopewell Cogeneration Facility | 10633 | 2 | CT | OP | CC | NG | 4461 | 4357317 | 3.6658 | 0.0016826 | EPA/CAMD | EPA/NEI | 1990
2019 | VA | Hopewell Cogeneration Facility | 10633 | 3 | CT | OP | CC | NG | 4577 | 4491238 | 3.7625 | 0.0016755 | EPA/CAMD | EPA/NEI | 1990
2019 | VA | Hopewell Power Station | 10771 | 1 | ST | OP | STOKER | WDS | 6441 | 2223084 | 10.2333 | 0.0092064 | EPA/CAMD | EPA/NEI | 1992
2019 | VA | Hopewell Power Station | 10771 | 2 | ST | OP | STOKER | WDS | 6448 | 2201815 | 7.3012 | 0.006632 | EPA/CAMD | EPA/NEI | 1992
2019 | VA | Ladysmith Combustion Turbine Sta | 7839 | 1 | GT | OP | CT | NG | 1077 | 1475811 | 4.9383 | 0.0066924 | EPA/CAMD | EPA/NEI | 2001
2019 | VA | Ladysmith Combustion Turbine Sta | 7839 | 2 | GT | OP | CT | NG | 791 | 1097241 | 3.6517 | 0.0066562 | EPA/CAMD | EPA/NEI | 2001
2019 | VA | Ladysmith Combustion Turbine Sta | 7839 | 3 | GT | OP | CT | NG | 1128 | 1631434 | 5.9309 | 0.0072707 | EPA/CAMD | EPA/NEI | 2008
2019 | VA | Ladysmith Combustion Turbine Sta | 7839 | 4 | GT | OP | CT | NG | 1215 | 1843544 | 6.4127 | 0.0069569 | EPA/CAMD | EPA/NEI | 2008
2019 | VA | Ladysmith Combustion Turbine Sta | 7839 | 5 | GT | OP | CT | NG | 315 | 459027.9 | 1.7914 | 0.0078054 | EPA/CAMD | EPA/NEI | 2009
2019 | VA | Louisa Generation Facility | 7837 | EU1 | GT | OP | CT | NG | 1178 | 923938.5 | 5.435 | 0.011765 | EPA/CAMD | EPA/NEI | 2003
2019 | VA | Louisa Generation Facility | 7837 | EU2 | GT | OP | CT | NG | 1210 | 924792.4 | 5.6253 | 0.012166 | EPA/CAMD | EPA/NEI | 2003
2019 | VA | Louisa Generation Facility | 7837 | EU3 | GT | OP | CT | NG | 1213 | 937148 | 5.5778 | 0.011904 | EPA/CAMD | EPA/NEI | 2003
2019 | VA | Louisa Generation Facility | 7837 | EU4 | GT | OP | CT | NG | 1306 | 989550.3 | 6.047 | 0.012222 | EPA/CAMD | EPA/NEI | 2003
2019 | VA | Louisa Generation Facility | 7837 | EU5 | GT | OP | CT | NG | 1267 | 1805530 | 10.6571 | 0.011805 | EPA/CAMD | EPA/NEI | 2003
2019 | VA | Marsh Run Generation Facility | 7836 | EU1 | GT | OP | CT | NG | 1717 | 2432755 | 14.4004 | 0.011839 | EPA/CAMD | EPA/NEI | 2004
2019 | VA | Marsh Run Generation Facility | 7836 | EU2 | GT | OP | CT | NG | 1622 | 2283941 | 13.7534 | 0.012044 | EPA/CAMD | EPA/NEI | 2004
2019 | VA | Marsh Run Generation Facility | 7836 | EU3 | GT | OP | CT | NG | 1837 | 2620910 | 15.4517 | 0.011791 | EPA/CAMD | EPA/NEI | 2004
2019 | VA | Panda Stonewall Power Project | 59004 | CT1 | CT | OP | CC | NG | 6551 | 14466060 | 20.4624 | 0.002829 | EPA/CAMD | EPA/NEI | 2017
2019 | VA | Panda Stonewall Power Project | 59004 | CT2 | CT | OP | CC | NG | 6275 | 13866890 | 14.9031 | 0.0021494 | EPA/CAMD | EPA/NEI | 2017
2019 | VA | Possum Point Power Station | 3804 | 3 | ST | RE | TANGENTIAL | NG |  | 0 | 0 | 0.0076744 | EIA Prime Mover-level Data | EPA/NEI | 1955
2019 | VA | Possum Point Power Station | 3804 | 4 | ST | RE | TANGENTIAL | NG |  | 0 | 0 | 0.0076834 | EIA Prime Mover-level Data | EPA/NEI | 1962
2019 | VA | Possum Point Power Station | 3804 | 5 | ST | OP | TANGENTIAL | RFO | 139 | 400556.3 | 6.0171 | 0.030044 | EPA/CAMD | EPA/NEI | 1975
2019 | VA | Possum Point Power Station | 3804 | 6A | CT | OP | CC | NG | 6278 | 10884090 | 39.8808 | 0.0073283 | EPA/CAMD | EPA/NEI | 2003
2019 | VA | Possum Point Power Station | 3804 | 6B | CT | OP | CC | NG | 5607 | 9508634 | 24.3611 | 0.005124 | EPA/CAMD | EPA/NEI | 2003
2019 | VA | Remington Combustion Turbine Station | 7838 | 1 | GT | OP | CT | NG | 661 | 848417.7 | 2.866 | 0.0067561 | EPA/CAMD | EPA/NEI | 2000
2019 | VA | Remington Combustion Turbine Station | 7838 | 2 | GT | OP | CT | NG | 403 | 511578.8 | 1.7839 | 0.0069742 | EPA/CAMD | EPA/NEI | 2000
2019 | VA | Remington Combustion Turbine Station | 7838 | 3 | GT | OP | CT | NG | 735 | 950961.6 | 1.7457 | 0.0036714 | EPA/CAMD | EPA/NEI | 2000
2019 | VA | Remington Combustion Turbine Station | 7838 | 4 | GT | OP | CT | NG | 515 | 657570.3 | 2.2526 | 0.0068511 | EPA/CAMD | EPA/NEI | 2000
2019 | VA | RockTenn West Point Mill | 10017 | 002 | ST | OP | TANGENTIAL | BIT | 3670 | 11147860 | 204.7992 | 0.036742 | EIA non-ozone season distributed and EPA/CAMD ozone season | NEI avg EF - PM, fuel type, firing type
2019 | VA | Southampton Power Station | 10774 | 1 | ST | OP | STOKER | WDS | 5956 | 2037707 | 5.9204 | 0.0058108 | EPA/CAMD | EPA/NEI | 1992
2019 | VA | Southampton Power Station | 10774 | 2 | ST | OP | STOKER | WDS | 6070 | 2057319 | 6.0605 | 0.0058916 | EPA/CAMD | EPA/NEI | 1992
2019 | VA | Spruance Genco, LLC | 54081 | BLR01A | ST | OP | STOKER | BIT | 6813 | 1577963 | 5.7612 | 0.0073021 | EPA/CAMD | EPA/NEI | 1992
2019 | VA | Spruance Genco, LLC | 54081 | BLR01B | ST | OP | STOKER | BIT | 6400 | 1484543 | 5.7853 | 0.007794 | EPA/CAMD | EPA/NEI | 1992
2019 | VA | Spruance Genco, LLC | 54081 | BLR02A | ST | OP | STOKER | BIT | 6725 | 1429676 | 5.434 | 0.0076017 | EPA/CAMD | EPA/NEI | 1992
2019 | VA | Spruance Genco, LLC | 54081 | BLR02B | ST | OP | STOKER | BIT | 6594 | 1391823 | 5.618 | 0.0080729 | EPA/CAMD | EPA/NEI | 1992
2019 | VA | Spruance Genco, LLC | 54081 | BLR03A | ST | OP | STOKER | NG | 2789 | 637953.3 | 2.7602 | 0.0086534 | EPA/CAMD | NEI avg EF - PM, fuel type, firing type | 1992
2019 | VA | Spruance Genco, LLC | 54081 | BLR03B | ST | OP | STOKER | NG | 2873 | 607579.8 | 2.6288 | 0.0086534 | EPA/CAMD | NEI avg EF - PM, fuel type, firing type | 1992
2019 | VA | Spruance Genco, LLC | 54081 | BLR04A | ST | OP | STOKER | NG | 2294 | 560601.6 | 2.4256 | 0.0086534 | EPA/CAMD | NEI avg EF - PM, fuel type, firing type | 1992
2019 | VA | Spruance Genco, LLC | 54081 | BLR04B | ST | OP | STOKER | NG | 2717 | 489825.3 | 2.1193 | 0.0086534 | EPA/CAMD | NEI avg EF - PM, fuel type, firing type | 1992
2019 | VA | Tasley Energy Center | 3785 | TA10 | GT | OP | CT | DFO | 27 | 12814.2 | 0.016951 | 0.0026457 | EPA/CAMD | EPA/NEI | 1972
2019 | VA | Tenaska Virginia Generating Station | 55439 | CTGDB1 | CT | OP | CC | NG | 7331 | 13996900 | 10.5727 | 0.0015107 | EPA/CAMD | EPA/NEI | 2003
2019 | VA | Tenaska Virginia Generating Station | 55439 | CTGDB2 | CT | OP | CC | NG | 7356 | 13824040 | 10.5067 | 0.0015201 | EPA/CAMD | EPA/NEI | 2004
2019 | VA | Tenaska Virginia Generating Station | 55439 | CTGDB3 | CT | OP | CC | NG | 7376 | 13899090 | 10.5624 | 0.0015199 | EPA/CAMD | EPA/NEI | 2004
2019 | VA | Virginia City Hybrid Energy Center | 56808 | 1 | ST | OP | FLUIDIZED | BIT | 2056 | 4953594 | 28.1722 | 0.011374 | EPA/CAMD | EPA/NEI | 2012
2019 | VA | Virginia City Hybrid Energy Center | 56808 | 2 | ST | OP | FLUIDIZED | BIT | 3840 | 9198993 | 46.3771 | 0.010083 | EPA/CAMD | EPA/NEI | 2012
2019 | VA | Warren County Power Station | 55939 | 1A | CT | OP | CC | NG | 7125 | 19951050 | 22.8039 | 0.002286 | EPA/CAMD | EPA/NEI | 2014
2019 | VA | Warren County Power Station | 55939 | 1B | CT | OP | CC | NG | 7212 | 20233580 | 14.0283 | 0.0013866 | EPA/CAMD | EPA/NEI | 2014
2019 | VA | Warren County Power Station | 55939 | 1C | CT | OP | CC | NG | 7185 | 20074120 | 11.6148 | 0.0011572 | EPA/CAMD | EPA/NEI | 2014
2019 | VA | WestRock Virginia Corp Covington Ops | 50900 | 001 | ST | OP | WALL | BIT | 8420 | 2856293 | 0.40715 | 0.00028509 | EPA/CAMD | EPA/NEI | 1977
2019 | VA | WestRock Virginia Corp Covington Ops | 50900 | 004 | ST | OP | TANGENTIAL | BIT | 8589 | 5129654 | 0.30712 | 0.00011974 | EPA/CAMD | EPA/NEI | 1963
2019 | VA | WestRock Virginia Corp Covington Ops | 50900 | 005 | ST | OP | WALL | NG | 3235 | 5945419 | 3.1151 | 0.0010479 | EIA non-ozone season distributed and EPA/CAMD ozone season | EPA/NEI | 1969
2019 | VA | WestRock Virginia Corp Covington Ops | 50900 | 011 | ST | OP | WALL | NG | 2929 | 5500737 | 7.6172 | 0.0027695 | EIA non-ozone season distributed and EPA/CAMD ozone season | EPA/NEI | 1994
2019 | VA | WestRock Virginia Corp Covington Ops | 50900 | 2RB | ST | OP | TANGENTIAL | BLQ |  | 9705511 | 1.5092 | 0.000311 | EIA Unit-level Data | Estimated using an emission factor
2019 | VA | Wolf Hills Energy | 55285 | WH01 | GT | OP | CT | NG | 1224 | 160269.6 | 1.0552 | 0.013168 | EPA/CAMD | EPA/NEI | 2001
2019 | VA | Wolf Hills Energy | 55285 | WH02 | GT | OP | CT | NG | 1221 | 163071.9 | 1.0741 | 0.013173 | EPA/CAMD | EPA/NEI | 2001
2019 | VA | Wolf Hills Energy | 55285 | WH03 | GT | OP | CT | NG | 1201 | 156726.6 | 1.0215 | 0.013035 | EPA/CAMD | EPA/NEI | 2001
2019 | VA | Wolf Hills Energy | 55285 | WH04 | GT | OP | CT | NG | 1205 | 165298.2 | 1.1032 | 0.013348 | EPA/CAMD | EPA/NEI | 2001
2019 | VA | Wolf Hills Energy | 55285 | WH05 | GT | OP | CT | NG | 1059 | 127590.8 | 0.86739 | 0.013596 | EPA/CAMD | EPA/NEI | 2001
2019 | VA | Wolf Hills Energy | 55285 | WH06 | GT | OP | CT | NG | 1047 | 122301.9 | 0.78225 | 0.012792 | EPA/CAMD | EPA/NEI | 2001
2019 | VA | Wolf Hills Energy | 55285 | WH07 | GT | OP | CT | NG | 706 | 97650.4 | 0.63232 | 0.012951 | EPA/CAMD | EPA/NEI | 2001
2019 | VA | Wolf Hills Energy | 55285 | WH08 | GT | OP | CT | NG | 793 | 96880 | 0.65358 | 0.013493 | EPA/CAMD | EPA/NEI | 2001
2019 | VA | Wolf Hills Energy | 55285 | WH09 | GT | OP | CT | NG | 823 | 110531.3 | 0.72185 | 0.013061 | EPA/CAMD | EPA/NEI | 2001
2019 | VA | Wolf Hills Energy | 55285 | WH10 | GT | OP | CT | NG | 812 | 105715.9 | 0.7065 | 0.013366 | EPA/CAMD | EPA/NEI | 2001
2019 | VA | Yorktown Power Station | 3809 | 1 | ST | OP | TANGENTIAL | BIT | 27 | 8026.6 | 0.49039 | 0.12219 | EPA/CAMD | EPA/NEI | 1957
2019 | VA | Yorktown Power Station | 3809 | 2 | ST | OP | TANGENTIAL | BIT | 59 | 50079.29 | 3.0307 | 0.12104 | EPA/CAMD | EPA/NEI | 1958
2019 | VA | Yorktown Power Station | 3809 | 3 | ST | OP | TANGENTIAL | RFO | 553 | 792492.5 | 6.2281 | 0.015718 | EPA/CAMD | EPA/NEI | 1974
2019 | VT | 158th Fighter Wing Solar Farm | 60542 | 900 | PV | OP | NA | SUN |  | 13534 |  | 0 | EIA Prime Mover-level Data | Estimated using an emission factor
2019 | VT | Apple Hill Solar | 61037 | APPL | PV | U | NA | SUN
2019 | VT | Ascutney | 3708 | GT4 | GT | OP | NA | DFO |  | 4816 | 0.04156 | 0.017259 | EIA Prime Mover-level Data | NEI avg EF - PM, fuel type, firing type
2019 | VT | Ball Mountain Hydro | 59040 | GEN 1 | HY | OA | NA | WAT |  | 2422.75 |  | 1.5381e-07 | EIA Prime Mover-level Data | NEI avg EF - PM, fuel type, firing type
2019 | VT | Ball Mountain Hydro | 59040 | GEN 2 | HY | OA | NA | WAT |  | 2422.75 |  | 1.5381e-07 | EIA Prime Mover-level Data | NEI avg EF - PM, fuel type, firing type
2019 | VT | Ball Mountain Hydro | 59040 | GEN 3 | HY | OA | NA | WAT |  | 2422.75 |  | 1.5381e-07 | EIA Prime Mover-level Data | NEI avg EF - PM, fuel type, firing type
2019 | VT | Ball Mountain Hydro | 59040 | GEN 5 | HY | OA | NA | WAT |  | 2422.75 |  | 1.5381e-07 | EIA Prime Mover-level Data | NEI avg EF - PM, fuel type, firing type
2019 | VT | Ball Mountain Hydro | 59040 | GEN 6 | HY | OA | NA | WAT |  | 2422.75 |  | 1.5381e-07 | EIA Prime Mover-level Data | NEI avg EF - PM, fuel type, firing type
2019 | VT | Ball Mountain Hydro | 59040 | GEN 7 | HY | OP | NA | WAT |  | 2422.75 |  | 1.5381e-07 | EIA Prime Mover-level Data | NEI avg EF - PM, fuel type, firing type
2019 | VT | Ball Mountain Hydro | 59040 | GEN 8 | HY | OP | NA | WAT |  | 2422.75 |  | 1.5381e-07 | EIA Prime Mover-level Data | NEI avg EF - PM, fuel type, firing type
2019 | VT | Ball Mountain Hydro | 59040 | GEN 9 | HY | OP | NA | WAT |  | 2422.75 |  | 1.5381e-07 | EIA Prime Mover-level Data | NEI avg EF - PM, fuel type, firing type
2019 | VT | Ball Mountain Hydro | 59040 | GEN10 | HY | OP | NA | WAT |  | 2422.75 |  | 1.5381e-07 | EIA Prime Mover-level Data | NEI avg EF - PM, fuel type, firing type
2019 | VT | Ball Mountain Hydro | 59040 | GEN11 | HY | OP | NA | WAT |  | 2422.75 |  | 1.5381e-07 | EIA Prime Mover-level Data | NEI avg EF - PM, fuel type, firing type
2019 | VT | Ball Mountain Hydro | 59040 | GEN12 | HY | OP | NA | WAT |  | 2422.75 |  | 1.5381e-07 | EIA Prime Mover-level Data | NEI avg EF - PM, fuel type, firing type
2019 | VT | Ball Mountain Hydro | 59040 | GEN4 | HY | OA | NA | WAT |  | 2422.75 |  | 1.5381e-07 | EIA Prime Mover-level Data | NEI avg EF - PM, fuel type, firing type
2019 | VT | Barton Solar Farm | 59741 | BARTN | PV | OP | NA | SUN |  | 22669 |  | 0 | EIA Prime Mover-level Data | Estimated using an emission factor
2019 | VT | Battle Creek Solar | 63212 | BC1 | PV | OP | NA | SUN |  | 4845 |  | 0 | EIA Prime Mover-level Data | Estimated using an emission factor
2019 | VT | Beldens | 6451 | 1 | HY | OP | NA | WAT |  | 24512.28 |  | 1.5381e-07 | EIA Prime Mover-level Data | NEI avg EF - PM, fuel type, firing type
2019 | VT | Beldens | 6451 | 2 | HY | OP | NA | WAT |  | 24512.28 |  | 1.5381e-07 | EIA Prime Mover-level Data | NEI avg EF - PM, fuel type, firing type
2019 | VT | Beldens | 6451 | HC3 | HY | OP | NA | WAT |  | 125625.4 |  | 1.5381e-07 | EIA Prime Mover-level Data | NEI avg EF - PM, fuel type, firing type
2019 | VT | Bellows Falls | 3745 | GEN1 | HY | OP | NA | WAT |  | 756970.3 |  | 1.5381e-07 | EIA Prime Mover-level Data | NEI avg EF - PM, fuel type, firing type
2019 | VT | Bellows Falls | 3745 | GEN2 | HY | OP | NA | WAT |  | 756970.3 |  | 1.5381e-07 | EIA Prime Mover-level Data | NEI avg EF - PM, fuel type, firing type
2019 | VT | Bellows Falls | 3745 | GEN3 | HY | OP | NA | WAT |  | 756970.3 |  | 1.5381e-07 | EIA Prime Mover-level Data | NEI avg EF - PM, fuel type, firing type
2019 | VT | Bolton Falls | 7056 | 1 | HY | OP | NA | WAT |  | 124846.5 |  | 1.5381e-07 | EIA Prime Mover-level Data | NEI avg EF - PM, fuel type, firing type
2019 | VT | Bolton Falls | 7056 | 2 | HY | OP | NA | WAT |  | 124846.5 |  | 1.5381e-07 | EIA Prime Mover-level Data | NEI avg EF - PM, fuel type, firing type
2019 | VT | Boltonville Hydro Associates | 50539 | 1 | HY | OP | NA | WAT |  | 16884.54 |  | 1.5381e-07 | EIA Prime Mover-level Data | NEI avg EF - PM, fuel type, firing type
2019 | VT | Boltonville Hydro Associates | 50539 | 2 | HY | OP | NA | WAT |  | 10130.73 |  | 1.5381e-07 | EIA Prime Mover-level Data | NEI avg EF - PM, fuel type, firing type
2019 | VT | Boltonville Hydro Associates | 50539 | 3 | HY | OP | NA | WAT |  | 10130.73 |  | 1.5381e-07 | EIA Prime Mover-level Data | NEI avg EF - PM, fuel type, firing type
2019 | VT | Cadys Falls | 3765 | 1 | HY | OP | NA | WAT |  | 8561 |  | 1.5381e-07 | EIA Prime Mover-level Data | NEI avg EF - PM, fuel type, firing type
2019 | VT | Cadys Falls | 3765 | 2 | HY | OP | NA | WAT |  | 8561 |  | 1.5381e-07 | EIA Prime Mover-level Data | NEI avg EF - PM, fuel type, firing type
2019 | VT | Canaan | 3750 | 1 | HY | OP | NA | WAT |  | 54369 |  | 1.5381e-07 | EIA Prime Mover-level Data | NEI avg EF - PM, fuel type, firing type
2019 | VT | Cavendish | 3710 | 1 | HY | OP | NA | WAT |  | 11886 |  | 1.5381e-07 | EIA Prime Mover-level Data | NEI avg EF - PM, fuel type, firing type
2019 | VT | Cavendish | 3710 | 2 | HY | OP | NA | WAT |  | 11886 |  | 1.5381e-07 | EIA Prime Mover-level Data | NEI avg EF - PM, fuel type, firing type
2019 | VT | Cavendish | 3710 | 3 | HY | OP | NA | WAT |  | 9905 |  | 1.5381e-07 | EIA Prime Mover-level Data | NEI avg EF - PM, fuel type, firing type
2019 | VT | Chace Mill Winooski One | 54355 | GEN1 | HY | OP | NA | WAT |  | 98673.34 |  | 1.5381e-07 | EIA Prime Mover-level Data | NEI avg EF - PM, fuel type, firing type
2019 | VT | Chace Mill Winooski One | 54355 | GEN2 | HY | OP | NA | WAT |  | 98673.34 |  | 1.5381e-07 | EIA Prime Mover-level Data | NEI avg EF - PM, fuel type, firing type
2019 | VT | Chace Mill Winooski One | 54355 | GEN3 | HY | OP | NA | WAT |  | 98673.34 |  | 1.5381e-07 | EIA Prime Mover-level Data | NEI avg EF - PM, fuel type, firing type
2019 | VT | Charlotte Solar LLC VT | 59719 | CS001 | PV | OP | NA | SUN |  | 26970 |  | 0 | EIA Prime Mover-level Data | Estimated using an emission factor
2019 | VT | Chester Power Partners | 59755 | PVS1 | PV | OP | NA | SUN |  | 24184 |  | 0 | EIA Prime Mover-level Data | Estimated using an emission factor
2019 | VT | Chittenden County Solar Partners | 57481 | 01 | PV | OP | NA | SUN |  | 28349 |  | 0 | EIA Prime Mover-level Data | Estimated using an emission factor
2019 | VT | Claire Solar Farm | 59477 | CSF1 | PV | OP | NA | SUN |  | 30896 |  | 0 | EIA Prime Mover-level Data | Estimated using an emission factor
2019 | VT | Clarendon Solar Farm | 59476 | VT001 | PV | OP | NA | SUN |  | 25423 |  | 0 | EIA Prime Mover-level Data | Estimated using an emission factor
2019 | VT | Clark Falls | 3711 | 1 | HY | OP | NA | WAT |  | 144174 |  | 1.5381e-07 | EIA Prime Mover-level Data | NEI avg EF - PM, fuel type, firing type
2019 | VT | Colchester 16 | 3735 | GT1 | GT | OP | NA | DFO |  | 2923 | 0.025224 | 0.017259 | EIA Prime Mover-level Data | NEI avg EF - PM, fuel type, firing type
2019 | VT | Cold River Road Solar | 60912 | PV1 | PV | OP | NA | SUN |  | 30219 |  | 0 | EIA Prime Mover-level Data | Estimated using an emission factor
2019 | VT | Coolidge Solar 1, LLC | 61959 | COLS | PV | OP | NA | SUN |  | 235494 |  | 0 | EIA Prime Mover-level Data | Estimated using an emission factor
2019 | VT | Coventry Clean Energy Corporation | 62859 | COV-1 | IC | OP | NA | LFG |  | 103247.2 | 0.75887 | 0.0147 | EIA Prime Mover-level Data | NEI avg EF - PM, fuel type, firing type
2019 | VT | Coventry Clean Energy Corporation | 62859 | COV-2 | IC | OP | NA | LFG |  | 103247.2 | 0.75887 | 0.0147 | EIA Prime Mover-level Data | NEI avg EF - PM, fuel type, firing type
2019 | VT | Coventry Clean Energy Corporation | 62859 | COV-3 | IC | OP | NA | LFG |  | 103247.2 | 0.75887 | 0.0147 | EIA Prime Mover-level Data | NEI avg EF - PM, fuel type, firing type
2019 | VT | Coventry Clean Energy Corporation | 62859 | COV-4 | IC | OP | NA | LFG |  | 103247.2 | 0.75887 | 0.0147 | EIA Prime Mover-level Data | NEI avg EF - PM, fuel type, firing type
2019 | VT | Coventry Clean Energy Corporation | 62859 | COV-5 | IC | OP | NA | LFG |  | 103247.2 | 0.75887 | 0.0147 | EIA Prime Mover-level Data | NEI avg EF - PM, fuel type, firing type
2019 | VT | Coventry Photovoltaic, LLC | 60411 | COVEN | PV | OP | NA | SUN |  | 23017 |  | 0 | EIA Prime Mover-level Data | Estimated using an emission factor
2019 | VT | Deerfield Wind LLC | 61039 | WT1 | WT | OP | NA | WND |  | 917352 |  | 0 | EIA Prime Mover-level Data | Estimated using an emission factor
2019 | VT | Deweys Mill | 10137 | GEN1 | HY | OP | NA | WAT |  | 15998.33 |  | 1.5381e-07 | EIA Prime Mover-level Data | NEI avg EF - PM, fuel type, firing type
2019 | VT | Deweys Mill | 10137 | GEN2 | HY | OP | NA | WAT |  | 3199.667 |  | 1.5381e-07 | EIA Prime Mover-level Data | NEI avg EF - PM, fuel type, firing type
2019 | VT | East Barnet | 788 | 1 | HY | OP | NA | WAT |  | 61437 |  | 1.5381e-07 | EIA Prime Mover-level Data | NEI avg EF - PM, fuel type, firing type
2019 | VT | Elizabeth Mines Solar 1 | 61124 | EMS1 | PV | OP | NA | SUN |  | 61056 |  | 0 | EIA Prime Mover-level Data | Estimated using an emission factor
2019 | VT | Essex Junction 19 | 3737 | H1 | HY | OP | NA | WAT |  | 88065.67 |  | 1.5381e-07 | EIA Prime Mover-level Data | NEI avg EF - PM, fuel type, firing type
2019 | VT | Essex Junction 19 | 3737 | H2 | HY | OP | NA | WAT |  | 88065.67 |  | 1.5381e-07 | EIA Prime Mover-level Data | NEI avg EF - PM, fuel type, firing type
2019 | VT | Essex Junction 19 | 3737 | H3 | HY | OP | NA | WAT |  | 88065.67 |  | 1.5381e-07 | EIA Prime Mover-level Data | NEI avg EF - PM, fuel type, firing type
2019 | VT | Essex Junction 19 | 3737 | H4 | HY | OP | NA | WAT |  | 88065.67 |  | 1.5381e-07 | EIA Prime Mover-level Data | NEI avg EF - PM, fuel type, firing type
2019 | VT | Essex Junction 19 | 3737 | H9 | HY | OP | NA | WAT |  | 39140.3 |  | 1.5381e-07 | EIA Prime Mover-level Data | NEI avg EF - PM, fuel type, firing type
2019 | VT | Essex Junction 19 | 3737 | IC5 | IC | RE | NA | DFO
2019 | VT | Essex Junction 19 | 3737 | IC-5 | IC | OP | NA | DFO |  | 90 | 0.01395 | 0.31 | EIA Prime Mover-level Data | Estimated using an emission factor
2019 | VT | Essex Junction 19 | 3737 | IC6 | IC | RE | NA | DFO
2019 | VT | Essex Junction 19 | 3737 | IC-6 | IC | OP | NA | DFO |  | 90 | 0.01395 | 0.31 | EIA Prime Mover-level Data | Estimated using an emission factor
2019 | VT | Essex Junction 19 | 3737 | IC7 | IC | RE | NA | DFO
2019 | VT | Essex Junction 19 | 3737 | IC-7 | IC | OP | NA | DFO |  | 90 | 0.01395 | 0.31 | EIA Prime Mover-level Data | Estimated using an emission factor
2019 | VT | Essex Junction 19 | 3737 | IC8 | IC | RE | NA | DFO
2019 | VT | Essex Junction 19 | 3737 | IC-8 | IC | OP | NA | DFO |  | 90 | 0.01395 | 0.31 | EIA Prime Mover-level Data | Estimated using an emission factor
2019 | VT | Fairfax Falls | 3712 | 1 | HY | OP | NA | WAT |  | 81460.4 |  | 1.5381e-07 | EIA Prime Mover-level Data | NEI avg EF - PM, fuel type, firing type
2019 | VT | Fairfax Falls | 3712 | 2 | HY | OP | NA | WAT |  | 122190.6 |  | 1.5381e-07 | EIA Prime Mover-level Data | NEI avg EF - PM, fuel type, firing type
2019 | VT | Florence | 7337 | 1 | GT | OS | NA | DFO |  |  |  | 0.022973
2019 | VT | Florence | 7337 | 2 | GT | OS | NA | DFO |  |  |  | 0.022973
2019 | VT | Georgia Mountain Community Wind Farm | 58238 | GMCW | WT | OP | NA | WND |  | 257308 |  | 0 | EIA Prime Mover-level Data | Estimated using an emission factor
2019 | VT | Gilman Mill | 10608 | GEN1 | HY | OP | NA | WAT |  | 92030.59 |  | 1.5381e-07 | EIA Prime Mover-level Data | NEI avg EF - PM, fuel type, firing type
2019 | VT | Gilman Mill | 10608 | GEN2 | HY | OP | NA | WAT |  | 41832.08 |  | 1.5381e-07 | EIA Prime Mover-level Data | NEI avg EF - PM, fuel type, firing type
2019 | VT | Gilman Mill | 10608 | GEN3 | HY | OP | NA | WAT |  | 33465.67 |  | 1.5381e-07 | EIA Prime Mover-level Data | NEI avg EF - PM, fuel type, firing type
2019 | VT | Gilman Mill | 10608 | GEN4 | HY | OP | NA | WAT |  | 33465.67 |  | 1.5381e-07 | EIA Prime Mover-level Data | NEI avg EF - PM, fuel type, firing type
2019 | VT | Gilman Mill | 10608 | GEN5 | ST | RE | NA | WDS
2019 | VT | Glen | 3714 | 1 | HY | OP | NA | WAT |  | 39712 |  | 1.5381e-07 | EIA Prime Mover-level Data | NEI avg EF - PM, fuel type, firing type
2019 | VT | Glen | 3714 | 2 | HY | OP | NA | WAT |  | 39712 |  | 1.5381e-07 | EIA Prime Mover-level Data | NEI avg EF - PM, fuel type, firing type
2019 | VT | GMP Solar - Hartford | 60874 | GMPSH | PV | OP | NA | SUN |  | 66727 |  | 0 | EIA Prime Mover-level Data | Estimated using an emission factor
2019 | VT | GMP Solar - Panton Hybrid | 60562 | GMPBP | BA | OP | NA | MWH |  | 0 |  |  | EIA Prime Mover-level Data
2019 | VT | GMP Solar - Panton Hybrid | 60562 | GMPSP | PV | OP | NA | SUN |  | 77296 |  | 0 | EIA Prime Mover-level Data | Estimated using an emission factor
2019 | VT | GMP Solar - Richmond | 60547 | PV1 | PV | OP | NA | SUN |  | 25681 |  | 0 | EIA Prime Mover-level Data | Estimated using an emission factor
2019 | VT | GMP Solar - Williamstown | 60877 | GMPSN | PV | OP | NA | SUN |  | 59022 |  | 0 | EIA Prime Mover-level Data | Estimated using an emission factor
2019 | VT | GMP Solar - Williston | 60875 | GMPSW | PV | OP | NA | SUN |  | 64120 |  | 0 | EIA Prime Mover-level Data | Estimated using an emission factor
2019 | VT | GMP Solar/Storage-Essex Hybrid | 62383 | GMPBE | BA | OP | NA | MWH |  | 0 |  |  | EIA Prime Mover-level Data
2019 | VT | GMP Solar/Storage-Essex Hybrid | 62383 | GMPSE | PV | OP | NA | SUN |  | 15439 |  | 0 | EIA Prime Mover-level Data | Estimated using an emission factor
2019 | VT | GMP Solar/Storage-Ferrisburgh Hybrid | 62382 | GMPBF | BA | OP | NA | MWH |  | 0 |  |  | EIA Prime Mover-level Data
2019 | VT | GMP Solar/Storage-Ferrisburgh Hybrid | 62382 | GMPSF | PV | OP | NA | SUN |  | 8877 |  | 0 | EIA Prime Mover-level Data | Estimated using an emission factor
2019 | VT | GMP Solar/Storage-Milton Hybrid | 62381 | GMPBM | BA | OP | NA | MWH |  | 0 |  |  | EIA Prime Mover-level Data
2019 | VT | GMP Solar/Storage-Milton Hybrid | 62381 | GMPSM | PV | OP | NA | SUN |  | 10791 |  | 0 | EIA Prime Mover-level Data | Estimated using an emission factor
2019 | VT | Gorge 18 | 6475 | 1 | HY | OP | NA | WAT |  | 113090 |  | 1.5381e-07 | EIA Prime Mover-level Data | NEI avg EF - PM, fuel type, firing type
2019 | VT | Great Falls (VT) | 3762 | 1 | HY | OP | NA | WAT |  | 2665.579 |  | 1.5381e-07 | EIA Prime Mover-level Data | NEI avg EF - PM, fuel type, firing type
2019 | VT | Great Falls (VT) | 3762 | 2 | HY | OP | NA | WAT |  | 2665.579 |  | 1.5381e-07 | EIA Prime Mover-level Data | NEI avg EF - PM, fuel type, firing type
2019 | VT | Great Falls (VT) | 3762 | 3 | HY | OP | NA | WAT |  | 11550.84 |  | 1.5381e-07 | EIA Prime Mover-level Data | NEI avg EF - PM, fuel type, firing type
2019 | VT | GSPP Gilman, LLC | 63368 | GILMA | PV | OP | NA | SUN |  | 26578 |  | 0 | EIA Prime Mover-level Data | Estimated using an emission factor
2019 | VT | Harriman | 3746 | GEN1 | HY | OP | NA | WAT |  | 307669 |  | 1.5381e-07 | EIA Prime Mover-level Data | NEI avg EF - PM, fuel type, firing type
2019 | VT | Harriman | 3746 | GEN2 | HY | OP | NA | WAT |  | 307669 |  | 1.5381e-07 | EIA Prime Mover-level Data | NEI avg EF - PM, fuel type, firing type
2019 | VT | Harriman | 3746 | GEN3 | HY | OP | NA | WAT |  | 307669 |  | 1.5381e-07 | EIA Prime Mover-level Data | NEI avg EF - PM, fuel type, firing type
2019 | VT | Highgate Falls | 6618 | 1 | HY | OP | NA | WAT |  | 43814.39 |  | 1.5381e-07 | EIA Prime Mover-level Data | NEI avg EF - PM, fuel type, firing type
2019 | VT | Highgate Falls | 6618 | 2 | HY | OP | NA | WAT |  | 39831.26 |  | 1.5381e-07 | EIA Prime Mover-level Data | NEI avg EF - PM, fuel type, firing type
2019 | VT | Highgate Falls | 6618 | 3 | HY | OP | NA | WAT |  | 127460 |  | 1.5381e-07 | EIA Prime Mover-level Data | NEI avg EF - PM, fuel type, firing type
2019 | VT | Highgate Falls | 6618 | 4 | HY | OP | NA | WAT |  | 231021.3 |  | 1.5381e-07 | EIA Prime Mover-level Data | NEI avg EF - PM, fuel type, firing type
2019 | VT | Hinesburg | 62907 | VEC | BA | OP | NA | MWH |  | 0 |  |  | EIA Prime Mover-level Data
2019 | VT | Huntington Falls | 50713 | GEN1 | HY | OP | NA | WAT |  | 25326.32 |  | 1.5381e-07 | EIA Prime Mover-level Data | NEI avg EF - PM, fuel type, firing type
2019 | VT | Huntington Falls | 50713 | GEN2 | HY | OP | NA | WAT |  | 25326.32 |  | 1.5381e-07 | EIA Prime Mover-level Data | NEI avg EF - PM, fuel type, firing type
2019 | VT | Huntington Falls | 50713 | GEN3 | HY | OP | NA | WAT |  | 129797.4 |  | 1.5381e-07 | EIA Prime Mover-level Data | NEI avg EF - PM, fuel type, firing type
2019 | VT | Kingdom Community Wind | 57979 | KCW | WT | OP | NA | WND |  | 1413717 |  | 0 | EIA Prime Mover-level Data | Estimated using an emission factor
2019 | VT | Limerick Road Solar Farm | 60537 | 8027 | PV | OP | NA | SUN |  | 28297 |  | 0 | EIA Prime Mover-level Data | Estimated using an emission factor
2019 | VT | Lower Middlebury | 3716 | 1 | HY | OP | NA | WAT |  |  |  | 1.5381e-07
2019 | VT | Lower Middlebury | 3716 | 2 | HY | OP | NA | WAT |  |  |  | 1.5381e-07
2019 | VT | Lower Middlebury | 3716 | 3 | HY | OP | NA | WAT |  |  |  | 1.5381e-07
2019 | VT | Main Street Solar Project | 59682 | MS258 | PV | OP | NA | SUN |  | 20221 |  | 0 | EIA Prime Mover-level Data | Estimated using an emission factor
2019 | VT | Marshfield 6 | 3739 | 1 | HY | OP | NA | WAT |  | 100918 |  | 1.5381e-07 | EIA Prime Mover-level Data | NEI avg EF - PM, fuel type, firing type
2019 | VT | Mcindoes | 6483 | GEN1 | HY | OP | NA | WAT |  | 108299.8 |  | 1.5381e-07 | EIA Prime Mover-level Data | NEI avg EF - PM, fuel type, firing type
2019 | VT | Mcindoes | 6483 | GEN2 | HY | OP | NA | WAT |  | 108299.8 |  | 1.5381e-07 | EIA Prime Mover-level Data | NEI avg EF - PM, fuel type, firing type
2019 | VT | Mcindoes | 6483 | GEN3 | HY | OP | NA | WAT |  | 108299.8 |  | 1.5381e-07 | EIA Prime Mover-level Data | NEI avg EF - PM, fuel type, firing type
2019 | VT | Mcindoes | 6483 | GEN4 | HY | OP | NA | WAT |  | 108299.8 |  | 1.5381e-07 | EIA Prime Mover-level Data | NEI avg EF - PM, fuel type, firing type
2019 | VT | MHG Wallingford | 62728 | X0041 | PV | OP | NA | SUN
2019 | VT | Middlebury College | 57804 | 1 | ST | RE | NA | WDS
2019 | VT | Middlebury College | 57804 | 2 | ST | OP | NA | WDS |  | 112420.7 | 1.2823 | 0.022812 | EIA Prime Mover-level Data | NEI avg EF - PM, fuel type
2019 | VT | Middlebury College | 57804 | 3 | ST | OP | NA | WDS |  | 149894.3 | 1.7097 | 0.022812 | EIA Prime Mover-level Data | NEI avg EF - PM, fuel type
2019 | VT | Middlesex 2 | 3740 | 1 | HY | OP | NA | WAT |  | 53642 |  | 1.5381e-07 | EIA Prime Mover-level Data | NEI avg EF - PM, fuel type, firing type
2019 | VT | Middlesex 2 | 3740 | 2 | HY | OP | NA | WAT |  | 53642 |  | 1.5381e-07 | EIA Prime Mover-level Data | NEI avg EF - PM, fuel type, firing type
2019 | VT | Milton | 3717 | 1 | HY | OP | NA | WAT |  | 194365.5 |  | 1.5381e-07 | EIA Prime Mover-level Data | NEI avg EF - PM, fuel type, firing type
2019 | VT | Milton | 3717 | 2 | HY | OP | NA | WAT |  | 194365.5 |  | 1.5381e-07 | EIA Prime Mover-level Data | NEI avg EF - PM, fuel type, firing type
2019 | VT | Moretown | 56891 | GEN 1 | IC | RE | NA | LFG
2019 | VT | Moretown | 56891 | GEN 2 | IC | OP | NA | LFG |  | 114039 | 0.83819 | 0.0147 | EIA Prime Mover-level Data | Estimated using an emission factor
2019 | VT | Moretown Generating Station | 52033 | 1 | HY | OS | NA | WAT |  |  |  | 1.5381e-07
2019 | VT | Morrisville | 3764 | 1 | HY | OP | NA | WAT |  | 10824.33 |  | 1.5381e-07 | EIA Prime Mover-level Data | NEI avg EF - PM, fuel type, firing type
2019 | VT | Morrisville | 3764 | 2 | HY | OP | NA | WAT |  | 21648.67 |  | 1.5381e-07 | EIA Prime Mover-level Data | NEI avg EF - PM, fuel type, firing type
2019 | VT | Nebraska Valley Solar Farm | 61125 | NVSF | PV | OP | NA | SUN |  | 10677 |  | 0 | EIA Prime Mover-level Data | Estimated using an emission factor
2019 | VT | Newport | 3731 | 1 | HY | OP | NA | WAT |  | 67400.75 |  | 1.5381e-07 | EIA Prime Mover-level Data | NEI avg EF - PM, fuel type, firing type
2019 | VT | Newport | 3731 | 2 | HY | OP | NA | WAT |  | 67400.75 |  | 1.5381e-07 | EIA Prime Mover-level Data | NEI avg EF - PM, fuel type, firing type
2019 | VT | Newport | 3731 | 3 | HY | OP | NA | WAT |  | 23788.5 |  | 1.5381e-07 | EIA Prime Mover-level Data | NEI avg EF - PM, fuel type, firing type
2019 | VT | Newport Diesels | 3730 | 4 | IC | RE | NA | DFO
2019 | VT | Newport Diesels | 3730 | 5 | IC | RE | NA | DFO
2019 | VT | Newport Diesels | 3730 | 6 | IC | RE | NA | DFO
2019 | VT | Newport Diesels | 3730 | 7 | IC | RE | NA | DFO
2019 | VT | Newport Diesels | 3730 | 8 | IC | RE | NA | DFO
2019 | VT | Newport Diesels | 3730 | 9 | IC | RE | NA | DFO
2019 | VT | Newport Diesels | 3730 | 10 | IC | RE | NA | DFO
2019 | VT | Next Generation Solar Farm | 61340 | NGSF1 | PV | OP | NA | SUN |  | 37301 |  | 0 | EIA Prime Mover-level Data | Estimated using an emission factor
2019 | VT | Open View Solar Farm | 58935 | PV | PV | OP | NA | SUN |  | 25117 |  | 0 | EIA Prime Mover-level Data | Estimated using an emission factor
2019 | VT | Ottauquechee Hydro | 50126 | 1 | HY | OP | NA | WAT |  | 8024.667 |  | 1.5381e-07 | EIA Prime Mover-level Data | NEI avg EF - PM, fuel type, firing type
2019 | VT | Ottauquechee Hydro | 50126 | 2 | HY | OP | NA | WAT |  | 4012.333 |  | 1.5381e-07 | EIA Prime Mover-level Data | NEI avg EF - PM, fuel type, firing type
2019 | VT | Peterson | 3720 | 1 | HY | OP | NA | WAT |  | 144174 |  | 1.5381e-07 | EIA Prime Mover-level Data | NEI avg EF - PM, fuel type, firing type
2019 | VT | Pittsford | 3722 | 1 | HY | OP | NA | WAT |  | 36619.55 |  | 1.5381e-07 | EIA Prime Mover-level Data | NEI avg EF - PM, fuel type, firing type
2019 | VT | Pittsford | 3722 | 2 | HY | OP | NA | WAT |  | 36619.55 |  | 1.5381e-07 | EIA Prime Mover-level Data | NEI avg EF - PM, fuel type, firing type
2019 | VT | Pittsford | 3722 | 3 | HY | OP | NA | WAT |  | 28168.89 |  | 1.5381e-07 | EIA Prime Mover-level Data | NEI avg EF - PM, fuel type, firing type
2019 | VT | Proctor | 6450 | 1 | HY | OP | NA | WAT |  | 64368.7 |  | 1.5381e-07 | EIA Prime Mover-level Data | NEI avg EF - PM, fuel type, firing type
2019 | VT | Proctor | 6450 | 2 | HY | OP | NA | WAT |  | 32184.35 |  | 1.5381e-07 | EIA Prime Mover-level Data | NEI avg EF - PM, fuel type, firing type
2019 | VT | Proctor | 6450 | 3 | HY | OP | NA | WAT |  | 32184.35 |  | 1.5381e-07 | EIA Prime Mover-level Data | NEI avg EF - PM, fuel type, firing type
2019 | VT | Proctor | 6450 | 4 | HY | OP | NA | WAT |  | 32184.35 |  | 1.5381e-07 | EIA Prime Mover-level Data | NEI avg EF - PM, fuel type, firing type
2019 | VT | Proctor | 6450 | 5 | HY | OP | NA | WAT |  | 116668.3 |  | 1.5381e-07 | EIA Prime Mover-level Data | NEI avg EF - PM, fuel type, firing type
2019 | VT | Rutland | 3723 | GT5 | GT | OP | NA | DFO |  | 3519 | 0.030368 | 0.017259 | EIA Prime Mover-level Data | NEI avg EF - PM, fuel type, firing type
2019 | VT | Ryegate Power Station | 51026 | BLR1 | ST | OP | NA | WDS |  | 1771638 | 20.2075 | 0.022812 | EIA Unit-level Data | NEI avg EF - PM, fuel type
2019 | VT | Saint Albans Solar | 61928 | GEN1 | PV | OP | NA | SUN |  | 54993 |  | 0 | EIA Prime Mover-level Data | Estimated using an emission factor
2019 | VT | Salisbury | 3724 | 1 | HY | OP | NA | WAT |  | 41634 |  | 1.5381e-07 | EIA Prime Mover-level Data | NEI avg EF - PM, fuel type, firing type
2019 | VT | Searsburg | 6529 | GEN1 | HY | OP | NA | WAT |  | 172657 |  | 1.5381e-07 | EIA Prime Mover-level Data | NEI avg EF - PM, fuel type, firing type
2019 | VT | Searsburg Wind Turbine | 7381 | 1 | WT | OP | NA | WND |  | 108193 |  | 0 | EIA Prime Mover-level Data | Estimated using an emission factor
2019 | VT | Sheffield Wind | 57080 | 1 | WT | OP | NA | WND |  | 664496 |  | 0 | EIA Prime Mover-level Data | Estimated using an emission factor
2019 | VT | Sheldon Solar | 58824 | I402 | PV | OP | NA | SUN |  | 14345 |  | 0 | EIA Prime Mover-level Data | Estimated using an emission factor
2019 | VT | Sheldon Springs Hydroelectric | 10494 | IG-1 | HY | OP | NA | WAT |  | 37665.86 |  | 1.5381e-07 | EIA Prime Mover-level Data | NEI avg EF - PM, fuel type, firing type
2019 | VT | Sheldon Springs Hydroelectric | 10494 | IG-2 | HY | OP | NA | WAT |  | 37665.86 |  | 1.5381e-07 | EIA Prime Mover-level Data | NEI avg EF - PM, fuel type, firing type
2019 | VT | Sheldon Springs Hydroelectric | 10494 | IG-3 | HY | OP | NA | WAT |  | 4185.095 |  | 1.5381e-07 | EIA Prime Mover-level Data | NEI avg EF - PM, fuel type, firing type
2019 | VT | Sheldon Springs Hydroelectric | 10494 | SG-1 | HY | OP | NA | WAT |  | 213439.9 |  | 1.5381e-07 | EIA Prime Mover-level Data | NEI avg EF - PM, fuel type, firing type
2019 | VT | Sheldon Springs Hydroelectric | 10494 | SG-2 | HY | OP | NA | WAT |  | 213439.9 |  | 1.5381e-07 | EIA Prime Mover-level Data | NEI avg EF - PM, fuel type, firing type
2019 | VT | Sheldon Springs Hydroelectric | 10494 | SG-3 | HY | OP | NA | WAT |  | 20925.48 |  | 1.5381e-07 | EIA Prime Mover-level Data | NEI avg EF - PM, fuel type, firing type
2019 | VT | Silver Lake (VT) | 3725 | 1 | HY | OP | NA | WAT |  | 61989 |  | 1.5381e-07 | EIA Prime Mover-level Data | NEI avg EF - PM, fuel type, firing type
2019 | VT | Smith (VT) | 3709 | 1 | HY | OP | NA | WAT |  | 19927.33 |  | 1.5381e-07 | EIA Prime Mover-level Data | NEI avg EF - PM, fuel type, firing type
2019 | VT | Smith (VT) | 3709 | HC2 | HY | OP | NA | WAT |  | 9963.667 |  | 1.5381e-07 | EIA Prime Mover-level Data | NEI avg EF - PM, fuel type, firing type
2019 | VT | St. Albans SPEED Project | 59445 | PV1 | PV | OP | NA | SUN |  | 25013 |  | 0 | EIA Prime Mover-level Data | Estimated using an emission factor
2019 | VT | Stafford Hill Solar Hybrid | 60518 | BA1 | BA | OP | NA | MWH |  | 0 |  |  | EIA Prime Mover-level Data
2019 | VT | Stafford Hill Solar Hybrid | 60518 | PV1 | PV | OP | NA | SUN |  | 14951 |  | 0 | EIA Prime Mover-level Data | Estimated using an emission factor
2019 | VT | Sudbury Solar | 60344 | SUD | PV | OP | NA | SUN |  | 28635 |  | 0 | EIA Prime Mover-level Data | Estimated using an emission factor
2019 | VT | SunGen Sharon 1 LLC | 58541 | 1 | PV | OP | NA | SUN |  | 24023 |  | 0 | EIA Prime Mover-level Data | Estimated using an emission factor
2019 | VT | SVEP Solar Project Company | 58144 | SVEP1 | PV | OP | NA | SUN |  | 16509 |  | 0 | EIA Prime Mover-level Data | Estimated using an emission factor
2019 | VT | Technology Drive Solar | 58964 | PV1 | PV | OP | NA | SUN |  | 24078 |  | 0 | EIA Prime Mover-level Data | Estimated using an emission factor
2019 | VT | VEC Alburgh Array | 60860 | PV1 | PV | OP | NA | SUN |  | 14202 |  | 0 | EIA Prime Mover-level Data | Estimated using an emission factor
2019 | VT | VEC Magee Hill Solar | 60954 | PV1 | PV | OP | NA | SUN |  | 15181 |  | 0 | EIA Prime Mover-level Data | Estimated using an emission factor
2019 | VT | Vergennes 9 | 6519 | 1 | HY | OP | NA | WAT |  | 15207.5 |  | 1.5381e-07 | EIA Prime Mover-level Data | NEI avg EF - PM, fuel type, firing type
2019 | VT | Vergennes 9 | 6519 | 2 | HY | OP | NA | WAT |  | 15207.5 |  | 1.5381e-07 | EIA Prime Mover-level Data | NEI avg EF - PM, fuel type, firing type
2019 | VT | Vergennes 9 | 6519 | 4 | HY | OP | NA | WAT |  | 21725 |  | 1.5381e-07 | EIA Prime Mover-level Data | NEI avg EF - PM, fuel type, firing type
2019 | VT | Vergennes 9 | 6519 | 5 | IC | OP | NA | DFO |  | 133.5 | 0.020692 | 0.31 | EIA Prime Mover-level Data | Estimated using an emission factor
2019 | VT | Vergennes 9 | 6519 | 6 | IC | OP | NA | DFO |  | 133.5 | 0.020692 | 0.31 | EIA Prime Mover-level Data | Estimated using an emission factor
2019 | VT | Vernon Dam | 2352 | 1 | HY | OP | NA | WAT |  | 80525.85 |  | 1.5381e-07 | EIA Prime Mover-level Data | NEI avg EF - PM, fuel type, firing type
2019 | VT | Vernon Dam | 2352 | 2 | HY | OP | NA | WAT |  | 80525.85 |  | 1.5381e-07 | EIA Prime Mover-level Data | NEI avg EF - PM, fuel type, firing type
2019 | VT | Vernon Dam | 2352 | 3 | HY | OP | NA | WAT |  | 80525.85 |  | 1.5381e-07 | EIA Prime Mover-level Data | NEI avg EF - PM, fuel type, firing type
2019 | VT | Vernon Dam | 2352 | 4 | HY | OP | NA | WAT |  | 100657.3 |  | 1.5381e-07 | EIA Prime Mover-level Data | NEI avg EF - PM, fuel type, firing type
2019 | VT | Vernon Dam | 2352 | 5 | HY | OP | NA | WAT |  | 181183.2 |  | 1.5381e-07 | EIA Prime Mover-level Data | NEI avg EF - PM, fuel type, firing type
2019 | VT | Vernon Dam | 2352 | 6 | HY | RE | NA | WAT
2019 | VT | Vernon Dam | 2352 | 7 | HY | RE | NA | WAT
2019 | VT | Vernon Dam | 2352 | 8 | HY | OP | NA | WAT |  | 181183.2 |  | 1.5381e-07 | EIA Prime Mover-level Data | NEI avg EF - PM, fuel type, firing type
2019 | VT | Vernon Dam | 2352 | 9 | HY | OP | NA | WAT |  | 169104.3 |  | 1.5381e-07 | EIA Prime Mover-level Data | NEI avg EF - PM, fuel type, firing type
2019 | VT | Vernon Dam | 2352 | 10 | HY | OP | NA | WAT |  | 169104.3 |  | 1.5381e-07 | EIA Prime Mover-level Data | NEI avg EF - PM, fuel type, firing type
2019 | VT | Vernon Dam | 2352 | 6A | HY | OP | NA | WAT |  | 201314.6 |  | 1.5381e-07 | EIA Prime Mover-level Data | NEI avg EF - PM, fuel type, firing type
2019 | VT | Vernon Dam | 2352 | 7A | HY | OP | NA | WAT |  | 201314.6 |  | 1.5381e-07 | EIA Prime Mover-level Data | NEI avg EF - PM, fuel type, firing type
2019 | VT | VPPSA Project 10 | 63203 | 12510 | GT | OP | NA | DFO |  | 2088 | 0.018019 | 0.017259 | EIA Prime Mover-level Data | NEI avg EF - PM, fuel type, firing type
2019 | VT | VPPSA Project 10 | 63203 | 12511 | GT | OP | NA | DFO |  | 2088 | 0.018019 | 0.017259 | EIA Prime Mover-level Data | NEI avg EF - PM, fuel type, firing type
2019 | VT | W K Sanders | 678 | 1 | HY | OP | NA | WAT |  | 4657 |  | 1.5381e-07 | EIA Prime Mover-level Data | NEI avg EF - PM, fuel type, firing type
2019 | VT | W K Sanders | 678 | 2 | HY | OP | NA | WAT |  | 4657 |  | 1.5381e-07 | EIA Prime Mover-level Data | NEI avg EF - PM, fuel type, firing type
2019 | VT | Waterbury 22 | 6520 | 1 | HY | OP | NA | WAT |  | 158678 |  | 1.5381e-07 | EIA Prime Mover-level Data | NEI avg EF - PM, fuel type, firing type
2019 | VT | West Charleston | 3753 | 1 | HY | OP | NA | WAT |  | 18333.5 |  | 1.5381e-07 | EIA Prime Mover-level Data | NEI avg EF - PM, fuel type, firing type
2019 | VT | West Charleston | 3753 | 2 | HY | OP | NA | WAT |  | 18333.5 |  | 1.5381e-07 | EIA Prime Mover-level Data | NEI avg EF - PM, fuel type, firing type
2019 | VT | West Charleston | 3753 | IC3 | IC | RE | NA | DFO
2019 | VT | West Charleston | 3753 | IC4 | IC | RE | NA | DFO
2019 | VT | West Danville 15 | 3743 | 1 | HY | OP | NA | WAT |  | 32509 |  | 1.5381e-07 | EIA Prime Mover-level Data | NEI avg EF - PM, fuel type, firing type
2019 | VT | Westminster | 62443 | A | PV | OP | NA | SUN |  | 25909 |  | 0 | EIA Prime Mover-level Data | Estimated using an emission factor
2019 | VT | Weybridge | 3728 | 1 | HY | OP | NA | WAT |  | 151786 |  | 1.5381e-07 | EIA Prime Mover-level Data | NEI avg EF - PM, fuel type, firing type
2019 | VT | Weybridge 1 Solar | 61038 | WEY1 | PV | P | NA | SUN
2019 | VT | Whitcomb Solar Farm | 59049 | PS01 | PV | OP | NA | SUN |  | 31055 |  | 0 | EIA Prime Mover-level Data | Estimated using an emission factor
2019 | VT | Wilder | 2353 | GEN1 | HY | OP | NA | WAT |  | 667080.1 |  | 1.5381e-07 | EIA Prime Mover-level Data | NEI avg EF - PM, fuel type, firing type
2019 | VT | Wilder | 2353 | GEN2 | HY | OP | NA | WAT |  | 667080.1 |  | 1.5381e-07 | EIA Prime Mover-level Data | NEI avg EF - PM, fuel type, firing type
2019 | VT | Wilder | 2353 | GEN3 | HY | OP | NA | WAT |  | 131768.9 |  | 1.5381e-07 | EIA Prime Mover-level Data | NEI avg EF - PM, fuel type, firing type
2019 | VT | Williamstown Solar | 58145 | WTS_1 | PV | OP | NA | SUN |  | 19758 |  | 0 | EIA Prime Mover-level Data | Estimated using an emission factor
2019 | VT | Wrightsville Hydro Plant | 7051 | 1 | HY | OP | NA | WAT |  | 2414 |  | 1.5381e-07 | EIA Prime Mover-level Data | NEI avg EF - PM, fuel type, firing type
2019 | VT | Wrightsville Hydro Plant | 7051 | 2 | HY | OP | NA | WAT |  | 7242 |  | 1.5381e-07 | EIA Prime Mover-level Data | NEI avg EF - PM, fuel type, firing type
2019 | VT | Wrightsville Hydro Plant | 7051 | 3 | HY | OP | NA | WAT |  | 14484 |  | 1.5381e-07 | EIA Prime Mover-level Data | NEI avg EF - PM, fuel type, firing type
2019 | VT | Berlin 5 | 3734 | A | GT | OP | CT | DFO | 17 | 2874 | 0.034083 | 0.023718 | EPA/CAMD | NEI avg EF - PM, fuel type, firing type | 1972
2019 | VT | Berlin 5 | 3734 | B | GT | OP | CT | DFO | 17 | 2189.9 | 0.025971 | 0.023718 | EPA/CAMD | NEI avg EF - PM, fuel type, firing type | 1972
2019 | VT | J C McNeil | 589 | 1 | ST | OP | OTHER BOILER | WDS | 5136 | 3860692 | 39.0509 | 0.02023 | EPA/CAMD | EPA/NEI | 1984
2019 | VT | Penny Lane Gas Turbine | 3754 | CT1 | GT | OP | CT | DFO | 9 | 745.9 | 0.0088458 | 0.023718 | EPA/CAMD | NEI avg EF - PM, fuel type, firing type | 1971
2019 | VT | Penny Lane Gas Turbine | 3754 | CT2 | GT | OP | CT | DFO | 11 | 928 | 0.011005 | 0.023718 | EPA/CAMD | NEI avg EF - PM, fuel type, firing type | 1971
2019 | WA | Adams Nielson Solar | 61933 | ADAMS | PV | OP | NA | SUN |  | 385890 |  | 0 | EIA Prime Mover-level Data | Estimated using an emission factor
2019 | WA | Alder | 3913 | 11 | HY | OP | NA | WAT |  | 635332 |  | 1.5381e-07 | EIA Prime Mover-level Data | NEI avg EF - PM, fuel type, firing type
2019 | WA | Alder | 3913 | 12 | HY | OP | NA | WAT |  | 635332 |  | 1.5381e-07 | EIA Prime Mover-level Data | NEI avg EF - PM, fuel type, firing type
2019 | WA | Big Horn Wind II | 57319 | 1 | WT | OP | NA | WND |  | 972503 |  | 0 | EIA Prime Mover-level Data | Estimated using an emission factor
2019 | WA | Big Horn Wind Project | 56361 | 1 | WT | OP | NA | WND |  | 3977088 |  | 0 | EIA Prime Mover-level Data | Estimated using an emission factor
2019 | WA | Biotech LS 0836 | 56932 | BLS1 | IC | SB | NA | DFO |  |  |  | 0.30942
2019 | WA | Black Creek | 54860 | GEN1 | HY | OP | NA | WAT |  | 71499 |  | 1.5381e-07 | EIA Prime Mover-level Data | NEI avg EF - PM, fuel type, firing type
2019 | WA | Boulder Park | 8022 | 1 | IC | OP | NA | NG |  | 101030.8 | 0.021318 | 0.000422 | EIA Prime Mover-level Data | Estimated using an emission factor
2019 | WA | Boulder Park | 8022 | 2 | IC | OP | NA | NG |  | 101030.8 | 0.021318 | 0.000422 | EIA Prime Mover-level Data | Estimated using an emission factor
2019 | WA | Boulder Park | 8022 | 3 | IC | OP | NA | NG |  | 101030.8 | 0.021318 | 0.000422 | EIA Prime Mover-level Data | Estimated using an emission factor
2019 | WA | Boulder Park | 8022 | 4 | IC | OP | NA | NG |  | 101030.8 | 0.021318 | 0.000422 | EIA Prime Mover-level Data | Estimated using an emission factor
2019 | WA | Boulder Park | 8022 | 5 | IC | OP | NA | NG |  | 101030.8 | 0.021318 | 0.000422 | EIA Prime Mover-level Data | Estimated using an emission factor
2019 | WA | Boulder Park | 8022 | 6 | IC | OP | NA | NG |  | 101030.8 | 0.021318 | 0.000422 | EIA Prime Mover-level Data | Estimated using an emission factor
2019 | WA | Boundary | 6433 | 51 | HY | OP | NA | WAT |  | 4161805 |  | 1.5381e-07 | EIA Prime Mover-level Data | NEI avg EF - PM, fuel type, firing type
2019 | WA | Boundary | 6433 | 52 | HY | OP | NA | WAT |  | 4243255 |  | 1.5381e-07 | EIA Prime Mover-level Data | NEI avg EF - PM, fuel type, firing type
2019 | WA | Boundary | 6433 | 53 | HY | OP | NA | WAT |  | 4161805 |  | 1.5381e-07 | EIA Prime Mover-level Data | NEI avg EF - PM, fuel type, firing type
2019 | WA | Boundary | 6433 | 54 | HY | OP | NA | WAT |  | 4243255 |  | 1.5381e-07 | EIA Prime Mover-level Data | NEI avg EF - PM, fuel type, firing type
2019 | WA | Boundary | 6433 | 55 | HY | OP | NA | WAT |  | 6290001 |  | 1.5381e-07 | EIA Prime Mover-level Data | NEI avg EF - PM, fuel type, firing type
2019 | WA | Boundary | 6433 | 56 | HY | OP | NA | WAT |  | 6290001 |  | 1.5381e-07 | EIA Prime Mover-level Data | NEI avg EF - PM, fuel type, firing type
2019 | WA | Box Canyon | 3891 | 1 | HY | OP | NA | WAT |  | 1025770 |  | 1.5381e-07 | EIA Prime Mover-level Data | NEI avg EF - PM, fuel type, firing type
2019 | WA | Box Canyon | 3891 | 2 | HY | OP | NA | WAT |  | 1025770 |  | 1.5381e-07 | EIA Prime Mover-level Data | NEI avg EF - PM, fuel type, firing type
2019 | WA | Box Canyon | 3891 | 3 | HY | OP | NA | WAT |  | 1025770 |  | 1.5381e-07 | EIA Prime Mover-level Data | NEI avg EF - PM, fuel type, firing type
2019 | WA | Box Canyon | 3891 | 4 | HY | OP | NA | WAT |  | 1025770 |  | 1.5381e-07 | EIA Prime Mover-level Data | NEI avg EF - PM, fuel type, firing type
2019 | WA | Calligan Creek Hydroelectric Project | 60418 | CC6MW | HY | OP | NA | WAT |  | 97924 |  | 1.5381e-07 | EIA Prime Mover-level Data | NEI avg EF - PM, fuel type, firing type
2019 | WA | Camas Solar Project | 62071 | CAMAS | PV | T | NA | SUN
2019 | WA | Cedar Falls (WA) | 6430 | 5 | HY | OP | NA | WAT |  | 181899.5 |  | 1.5381e-07 | EIA Prime Mover-level Data | NEI avg EF - PM, fuel type, firing type
2019 | WA | Cedar Falls (WA) | 6430 | 6 | HY | OP | NA | WAT |  | 181899.5 |  | 1.5381e-07 | EIA Prime Mover-level Data | NEI avg EF - PM, fuel type, firing type
2019 | WA | Cedar Hills | 57298 | 1 | IC | OP | NA | LFG |  |  |  | 0.0147
2019 | WA | Cedar Hills | 57298 | 2 | IC | OP | NA | LFG |  |  |  | 0.0147
2019 | WA | Cedar Hills | 57298 | 3 | IC | OP | NA | LFG |  |  |  | 0.0147
2019 | WA | Cedar Hills | 57298 | 4 | IC | OP | NA | LFG |  |  |  | 0.0147
2019 | WA | Cedar Hills | 57298 | 5 | IC | OP | NA | LFG |  |  |  | 0.0147
2019 | WA | Cedar Hills | 57298 | 6 | IC | OP | NA | LFG |  |  |  | 0.0147
2019 | WA | Cedar Hills | 57298 | 7 | IC | OP | NA | LFG |  |  |  | 0.0147
2019 | WA | Cedar Hills | 57298 | 8 | IC | OP | NA | LFG |  |  |  | 0.0147
2019 | WA | Cedar Hills | 57298 | 9 | IC | OP | NA | LFG |  |  |  | 0.0147
2019 | WA | Cedar Hills | 57298 | 10 | IC | OP | NA | LFG |  |  |  | 0.0147
2019 | WA | Cedar Hills | 57298 | 11 | IC | OP | NA | LFG |  |  |  | 0.0147
2019 | WA | Cedar Hills | 57298 | 12 | IC | OP | NA | LFG |  |  |  | 0.0147
2019 | WA | Cedar Hills | 57298 | 13 | IC | OP | NA | LFG |  |  |  | 0.0147
2019 | WA | Cedar Hills | 57298 | 14 | IC | OP | NA | LFG |  |  |  | 0.0147
2019 | WA | Cedar Hills | 57298 | 15 | IC | OP | NA | LFG |  |  |  | 0.0147
2019 | WA | Cedar Hills | 57298 | 16 | IC | OP | NA | LFG |  |  |  | 0.0147
2019 | WA | Cedar Hills | 57298 | 17 | IC | OP | NA | LFG |  |  |  | 0.0147
2019 | WA | Cedar Hills | 57298 | 18 | IC | OP | NA | LFG |  |  |  | 0.0147
2019 | WA | Chandler | 6406 | 1 | HY | OP | NA | WAT |  | 189014 |  | 1.5381e-07 | EIA Prime Mover-level Data | NEI avg EF - PM, fuel type, firing type
2019 | WA | Chandler | 6406 | 2 | HY | OP | NA | WAT |  | 189014 |  | 1.5381e-07 | EIA Prime Mover-level Data | NEI avg EF - PM, fuel type, firing type
2019 | WA | Chelan | 6424 | A-1 | HY | OP | NA | WAT |  | 1453507 |  | 1.5381e-07 | EIA Prime Mover-level Data | NEI avg EF - PM, fuel type, firing type
2019 | WA | Chelan | 6424 | A-2 | HY | OP | NA | WAT |  | 1453507 |  | 1.5381e-07 | EIA Prime Mover-level Data | NEI avg EF - PM, fuel type, firing type
2019 | WA | Chief Joseph | 3921 | 1 | HY | OP | NA | WAT |  | 3150673 |  | 1.5381e-07 | EIA Prime Mover-level Data | NEI avg EF - PM, fuel type, firing type
2019 | WA | Chief Joseph | 3921 | 2 | HY | OP | NA | WAT |  | 3150673 |  | 1.5381e-07 | EIA Prime Mover-level Data | NEI avg EF - PM, fuel type, firing type
2019 | WA | Chief Joseph | 3921 | 3 | HY | OP | NA | WAT |  | 3150673 |  | 1.5381e-07 | EIA Prime Mover-level Data | NEI avg EF - PM, fuel type, firing type
2019 | WA | Chief Joseph | 3921 | 4 | HY | OP | NA | WAT |  | 3150673 |  | 1.5381e-07 | EIA Prime Mover-level Data | NEI avg EF - PM, fuel type, firing type
2019 | WA | Chief Joseph | 3921 | 5 | HY | OP | NA | WAT |  | 3150673 |  | 1.5381e-07 | EIA Prime Mover-level Data | NEI avg EF - PM, fuel type, firing type
2019 | WA | Chief Joseph | 3921 | 6 | HY | OP | NA | WAT |  | 3150673 |  | 1.5381e-07 | EIA Prime Mover-level Data | NEI avg EF - PM, fuel type, firing type
2019 | WA | Chief Joseph | 3921 | 7 | HY | OP | NA | WAT |  | 3150673 |  | 1.5381e-07 | EIA Prime Mover-level Data | NEI avg EF - PM, fuel type, firing type
2019 | WA | Chief Joseph | 3921 | 8 | HY | OP | NA | WAT |  | 3150673 |  | 1.5381e-07 | EIA Prime Mover-level Data | NEI avg EF - PM, fuel type, firing type
2019 | WA | Chief Joseph | 3921 | 9 | HY | OP | NA | WAT |  | 3150673 |  | 1.5381e-07 | EIA Prime Mover-level Data | NEI avg EF - PM, fuel type, firing type
2019 | WA | Chief Joseph | 3921 | 10 | HY | OP | NA | WAT |  | 3150673 |  | 1.5381e-07 | EIA Prime Mover-level Data | NEI avg EF - PM, fuel type, firing type
2019 | WA | Chief Joseph | 3921 | 11 | HY | OP | NA | WAT |  | 3150673 |  | 1.5381e-07 | EIA Prime Mover-level Data | NEI avg EF - PM, fuel type, firing type
2019 | WA | Chief Joseph | 3921 | 12 | HY | OP | NA | WAT |  | 3150673 |  | 1.5381e-07 | EIA Prime Mover-level Data | NEI avg EF - PM, fuel type, firing type
2019 | WA | Chief Joseph | 3921 | 13 | HY | OP | NA | WAT |  | 3150673 |  | 1.5381e-07 | EIA Prime Mover-level Data | NEI avg EF - PM, fuel type, firing type
2019 | WA | Chief Joseph | 3921 | 14 | HY | OP | NA | WAT |  | 3150673 |  | 1.5381e-07 | EIA Prime Mover-level Data | NEI avg EF - PM, fuel type, firing type
2019 | WA | Chief Joseph | 3921 | 15 | HY | OP | NA | WAT |  | 3150673 |  | 1.5381e-07 | EIA Prime Mover-level Data | NEI avg EF - PM, fuel type, firing type
2019 | WA | Chief Joseph | 3921 | 16 | HY | OP | NA | WAT |  | 3150673 |  | 1.5381e-07 | EIA Prime Mover-level Data | NEI avg EF - PM, fuel type, firing type
2019 | WA | Chief Joseph | 3921 | 17 | HY | OP | NA | WAT |  | 3393582 |  | 1.5381e-07 | EIA Prime Mover-level Data | NEI avg EF - PM, fuel type, firing type
2019 | WA | Chief Joseph | 3921 | 18 | HY | OP | NA | WAT |  | 3393582 |  | 1.5381e-07 | EIA Prime Mover-level Data | NEI avg EF - PM, fuel type, firing type
2019 | WA | Chief Joseph | 3921 | 19 | HY | OP | NA | WAT |  | 3393582 |  | 1.5381e-07 | EIA Prime Mover-level Data | NEI avg EF - PM, fuel type, firing type
2019 | WA | Chief Joseph | 3921 | 20 | HY | OP | NA | WAT |  | 3393582 |  | 1.5381e-07 | EIA Prime Mover-level Data | NEI avg EF - PM, fuel type, firing type
2019 | WA | Chief Joseph | 3921 | 21 | HY | OP | NA | WAT |  | 3393582 |  | 1.5381e-07 | EIA Prime Mover-level Data | NEI avg EF - PM, fuel type, firing type
2019 | WA | Chief Joseph | 3921 | 22 | HY | OP | NA | WAT |  | 3393582 |  | 1.5381e-07 | EIA Prime Mover-level Data | NEI avg EF - PM, fuel type, firing type
2019 | WA | Chief Joseph | 3921 | 23 | HY | OP | NA | WAT |  | 3393582 |  | 1.5381e-07 | EIA Prime Mover-level Data | NEI avg EF - PM, fuel type, firing type
2019 | WA | Chief Joseph | 3921 | 24 | HY | OP | NA | WAT |  | 3393582 |  | 1.5381e-07 | EIA Prime Mover-level Data | NEI avg EF - PM, fuel type, firing type
2019 | WA | Chief Joseph | 3921 | 25 | HY | OP | NA | WAT |  | 3393582 |  | 1.5381e-07 | EIA Prime Mover-level Data | NEI avg EF - PM, fuel type, firing type
2019 | WA | Chief Joseph | 3921 | 26 | HY | OP | NA | WAT |  | 3393582 |  | 1.5381e-07 | EIA Prime Mover-level Data | NEI avg EF - PM, fuel type, firing type
2019 | WA | Chief Joseph | 3921 | 27 | HY | OA | NA | WAT |  | 3393582 |  | 1.5381e-07 | EIA Prime Mover-level Data | NEI avg EF - PM, fuel type, firing type
2019 | WA | Coastal Energy Project | 57756 | 1 | WT | OP | NA | WND |  | 105762 |  | 0 | EIA Prime Mover-level Data | Estimated using an emission factor
2019 | WA | Columbia Generating Station | 371 | 2 | ST | OP | NA | NUC |  | 92580510 |  | 0 | EIA Prime Mover-level Data | Estimated using an emission factor
2019 | WA | Condit | 3846 | 1 | HY | RE | NA | WAT
2019 | WA | Condit | 3846 | 2 | HY | RE | NA | WAT
2019 | WA | Cosmo Specialty Fibers Plant | 50185 | 1RB | ST | OP | NA | WDL |  | 1873068 | 1.6577 | 0.00177 | EIA Unit-level Data | Estimated using an emission factor
2019 | WA | Cosmo Specialty Fibers Plant | 50185 | 2RB | ST | OP | NA | WDL |  | 1873068 | 1.6577 | 0.00177 | EIA Unit-level Data | Estimated using an emission factor
2019 | WA | Cosmo Specialty Fibers Plant | 50185 | 3RB | ST | OP | NA | WDL |  | 1415207 | 1.2525 | 0.00177 | EIA Unit-level Data | Estimated using an emission factor
2019 | WA | Cosmo Specialty Fibers Plant | 50185 | PB | ST | OP | NA | WDS |  | 1715137 | 19.563 | 0.022812 | EIA Unit-level Data | NEI avg EF - PM, fuel type
2019 | WA | Cowiche | 50423 | 983 | HY | OP | NA | WAT |  | 25964 |  | 1.5381e-07 | EIA Prime Mover-level Data | NEI avg EF - PM, fuel type, firing type
2019 | WA | Cowlitz Falls | 7427 | U#1 | HY | OP | NA | WAT |  | 735693 |  | 1.5381e-07 | EIA Prime Mover-level Data | NEI avg EF - PM, fuel type, firing type
2019 | WA | Cowlitz Falls | 7427 | U#2 | HY | OP | NA | WAT |  | 735693 |  | 1.5381e-07 | EIA Prime Mover-level Data | NEI avg EF - PM, fuel type, firing type
2019 | WA | Coyote Crest Wind Farm | 58778 | 1 | WT | L | NA | WND
2019 | WA | Crystal Mountain | 3853 | 1 | IC | SB | NA | DFO |  | 2084 | 0.32302 | 0.31 | EIA Prime Mover-level Data | Estimated using an emission factor
2019 | WA | Cushman 1 | 3914 | 21 | HY | OP | NA | WAT |  | 338570 |  | 1.5381e-07 | EIA Prime Mover-level Data | NEI avg EF - PM, fuel type, firing type
2019 | WA | Cushman 1 | 3914 | 22 | HY | OP | NA | WAT |  | 338570 |  | 1.5381e-07 | EIA Prime Mover-level Data | NEI avg EF - PM, fuel type, firing type
2019 | WA | Cushman 2 | 3915 | 31 | HY | OP | NA | WAT |  | 292135.2 |  | 1.5381e-07 | EIA Prime Mover-level Data | NEI avg EF - PM, fuel type, firing type
2019 | WA | Cushman 2 | 3915 | 32 | HY | OP | NA | WAT |  | 292135.2 |  | 1.5381e-07 | EIA Prime Mover-level Data | NEI avg EF - PM, fuel type, firing type
2019 | WA | Cushman 2 | 3915 | 33 | HY | OP | NA | WAT |  | 292135.2 |  | 1.5381e-07 | EIA Prime Mover-level Data | NEI avg EF - PM, fuel type, firing type
2019 | WA | Cushman 2 | 3915 | 34 | HY | OP | NA | WAT |  | 19475.68 |  | 1.5381e-07 | EIA Prime Mover-level Data | NEI avg EF - PM, fuel type, firing type
2019 | WA | Cushman 2 | 3915 | 35 | HY | OP | NA | WAT |  | 19475.68 |  | 1.5381e-07 | EIA Prime Mover-level Data | NEI avg EF - PM, fuel type, firing type
2019 | WA | Darrington | 57969 | GEN1 | ST | OP | NA | WDS |  | 607404 | 6.9281 | 0.022812 | EIA Prime Mover-level Data | NEI avg EF - PM, fuel type
2019 | WA | Diablo | 6432 | 31 | HY | OP | NA | WAT |  | 2678911 |  | 1.5381e-07 | EIA Prime Mover-level Data | NEI avg EF - PM, fuel type, firing type
2019 | WA | Diablo | 6432 | 32 | HY | OP | NA | WAT |  | 2678911 |  | 1.5381e-07 | EIA Prime Mover-level Data | NEI avg EF - PM, fuel type, firing type
2019 | WA | Diablo | 6432 | 35 | HY | OP | NA | WAT |  | 35718.82 |  | 1.5381e-07 | EIA Prime Mover-level Data | NEI avg EF - PM, fuel type, firing type
2019 | WA | Diablo | 6432 | 36 | HY | OP | NA | WAT |  | 35718.82 |  | 1.5381e-07 | EIA Prime Mover-level Data | NEI avg EF - PM, fuel type, firing type
2019 | WA | Diesel Generator Farm | 8021 | E-1 | IC | RE | NA | DFO
2019 | WA | Diesel Generator Farm | 8021 | E-10 | IC | RE | NA | DFO
2019 | WA | Diesel Generator Farm | 8021 | E-11 | IC | RE | NA | DFO
2019 | WA | Diesel Generator Farm | 8021 | E-12 | IC | RE | NA | DFO
2019 | WA | Diesel Generator Farm | 8021 | E-13 | IC | RE | NA | DFO
2019 | WA | Diesel Generator Farm | 8021 | E-14 | IC | RE | NA | DFO
2019 | WA | Diesel Generator Farm | 8021 | E-15 | IC | RE | NA | DFO
2019 | WA | Diesel Generator Farm | 8021 | E-16 | IC | RE | NA | DFO
2019 | WA | Diesel Generator Farm | 8021 | E-17 | IC | RE | NA | DFO
2019 | WA | Diesel Generator Farm | 8021 | E-18 | IC | RE | NA | DFO
2019 | WA | Diesel Generator Farm | 8021 | E-19 | IC | RE | NA | DFO
2019 | WA | Diesel Generator Farm | 8021 | E-2 | IC | RE | NA | DFO
2019 | WA | Diesel Generator Farm | 8021 | E-20 | IC | RE | NA | DFO
2019 | WA | Diesel Generator Farm | 8021 | E-21 | IC | RE | NA | DFO
2019 | WA | Diesel Generator Farm | 8021 | E-22 | IC | RE | NA | DFO
2019 | WA | Diesel Generator Farm | 8021 | E-23 | IC | RE | NA | DFO
2019 | WA | Diesel Generator Farm | 8021 | E-24 | IC | RE | NA | DFO
2019 | WA | Diesel Generator Farm | 8021 | E-25 | IC | RE | NA | DFO
2019 | WA | Diesel Generator Farm | 8021 | E-26 | IC | RE | NA | DFO
2019 | WA | Diesel Generator Farm | 8021 | E-3 | IC | RE | NA | DFO
2019 | WA | Diesel Generator Farm | 8021 | E-4 | IC | RE | NA | DFO
2019 | WA | Diesel Generator Farm | 8021 | E-5 | IC | RE | NA | DFO
2019 | WA | Diesel Generator Farm | 8021 | E-6 | IC | RE | NA | DFO
2019 | WA | Diesel Generator Farm | 8021 | E-7 | IC | RE | NA | DFO
2019 | WA | Diesel Generator Farm | 8021 | E-8 | IC | RE | NA | DFO
2019 | WA | Diesel Generator Farm | 8021 | E-9 | IC | RE | NA | DFO
2019 | WA | Drop 2 (WA) | 6507 | 1 | HY | OS | NA | WAT |  |  |  | 1.5381e-07
2019 | WA | Drop 3 (WA) | 6508 | 1 | HY | OS | NA | WAT |  |  |  | 1.5381e-07
2019 | WA | Drop 3 (WA) | 6508 | 2 | HY | OS | NA | WAT |  |  |  | 1.5381e-07
2019 | WA | Electron | 3854 | 1 | HY | OP | NA | WAT |  | 286021.7 |  | 1.5381e-07 | EIA Prime Mover-level Data | NEI avg EF - PM, fuel type, firing type
2019 | WA | Electron | 3854 | 2 | HY | OP | NA | WAT |  | 286021.7 |  | 1.5381e-07 | EIA Prime Mover-level Data | NEI avg EF - PM, fuel type, firing type
2019 | WA | Electron | 3854 | 3 | HY | OP | NA | WAT |  | 286021.7 |  | 1.5381e-07 | EIA Prime Mover-level Data | NEI avg EF - PM, fuel type, firing type
2019 | WA | Electron | 3854 | 4 | HY | OP | NA | WAT |  | 420620.1 |  | 1.5381e-07 | EIA Prime Mover-level Data | NEI avg EF - PM, fuel type, firing type
2019 | WA | Eltopia Branch Canal 4.6 | 56696 | 1 | HY | OP | NA | WAT |  | 70939 |  | 1.5381e-07 | EIA Prime Mover-level Data | NEI avg EF - PM, fuel type, firing type
2019 | WA | Elwha Hydroelectric Project | 54051 | GEN1 | HY | RE | NA | WAT
2019 | WA | Elwha Hydroelectric Project | 54051 | GEN2 | HY | RE | NA | WAT
2019 | WA | Elwha Hydroelectric Project | 54051 | GEN3 | HY | RE | NA | WAT
2019 | WA | Elwha Hydroelectric Project | 54051 | GEN4 | HY | RE | NA | WAT
2019 | WA | Everett Cogen | 7627 | 1 | ST | RE | NA | WDS
2019 | WA | FPL Energy Vansycle LLC (WA) | 55560 | V-47 | WT | OP | NA | WND |  | 2872625 |  | 0 | EIA Prime Mover-level Data | Estimated using an emission factor
2019 | WA | Frederickson | 99 | 1 | GT | OP | NA | NG |  | 610161 | 1.6729 | 0.0054834 | EIA Prime Mover-level Data | NEI avg EF - PM, fuel type, firing type
2019 | WA | Frederickson | 99 | 2 | GT | OP | NA | NG |  | 610161 | 1.6729 | 0.0054834 | EIA Prime Mover-level Data | NEI avg EF - PM, fuel type, firing type
2019 | WA | Fumaria Solar Project | 62070 | FUMAR | PV | T | NA | SUN
2019 | WA | Glacier Battery Storage | 60444 | GLA | BA | OP | NA | MWH |  | 0 |  |  | EIA Prime Mover-level Data
2019 | WA | Glines Hydroelectric Project | 54050 | GEN1 | HY | RE | NA | WAT
2019 | WA | Goodnoe Hills | 56666 | 1 | WT | OP | NA | WND |  | 427079 |  | 0 | EIA Prime Mover-level Data | Estimated using an emission factor
2019 | WA | Gorge | 6431 | 21 | HY | OP | NA | WAT |  | 1314756 |  | 1.5381e-07 | EIA Prime Mover-level Data | NEI avg EF - PM, fuel type, firing type
2019 | WA | Gorge | 6431 | 22 | HY | OP | NA | WAT |  | 1314756 |  | 1.5381e-07 | EIA Prime Mover-level Data | NEI avg EF - PM, fuel type, firing type
2019 | WA | Gorge | 6431 | 23 | HY | OP | NA | WAT |  | 1314756 |  | 1.5381e-07 | EIA Prime Mover-level Data | NEI avg EF - PM, fuel type, firing type
2019 | WA | Gorge | 6431 | 24 | HY | OP | NA | WAT |  | 3461953 |  | 1.5381e-07 | EIA Prime Mover-level Data | NEI avg EF - PM, fuel type, firing type
2019 | WA | Grand Coulee | 6163 | 1 | HY | OP | NA | WAT |  | 2849911 |  | 1.5381e-07 | EIA Prime Mover-level Data | NEI avg EF - PM, fuel type, firing type
2019 | WA | Grand Coulee | 6163 | 2 | HY | OP | NA | WAT |  | 2849911 |  | 1.5381e-07 | EIA Prime Mover-level Data | NEI avg EF - PM, fuel type, firing type
2019 | WA | Grand Coulee | 6163 | 3 | HY | OP | NA | WAT |  | 2849911 |  | 1.5381e-07 | EIA Prime Mover-level Data | NEI avg EF - PM, fuel type, firing type
2019 | WA | Grand Coulee | 6163 | 4 | HY | OP | NA | WAT |  | 2849911 |  | 1.5381e-07 | EIA Prime Mover-level Data | NEI avg EF - PM, fuel type, firing type
2019 | WA | Grand Coulee | 6163 | 5 | HY | OP | NA | WAT |  | 2849911 |  | 1.5381e-07 | EIA Prime Mover-level Data | NEI avg EF - PM, fuel type, firing type
2019 | WA | Grand Coulee | 6163 | 6 | HY | OP | NA | WAT |  | 2849911 |  | 1.5381e-07 | EIA Prime Mover-level Data | NEI avg EF - PM, fuel type, firing type
2019 | WA | Grand Coulee | 6163 | 7 | HY | OP | NA | WAT |  | 2849911 |  | 1.5381e-07 | EIA Prime Mover-level Data | NEI avg EF - PM, fuel type, firing type
2019 | WA | Grand Coulee | 6163 | 8 | HY | OP | NA | WAT |  | 2849911 |  | 1.5381e-07 | EIA Prime Mover-level Data | NEI avg EF - PM, fuel type, firing type
2019 | WA | Grand Coulee | 6163 | 9 | HY | OP | NA | WAT |  | 2849911 |  | 1.5381e-07 | EIA Prime Mover-level Data | NEI avg EF - PM, fuel type, firing type
2019 | WA | Grand Coulee | 6163 | 10 | HY | OP | NA | WAT |  | 2849911 |  | 1.5381e-07 | EIA Prime Mover-level Data | NEI avg EF - PM, fuel type, firing type
2019 | WA | Grand Coulee | 6163 | 11 | HY | OP | NA | WAT |  | 2849911 |  | 1.5381e-07 | EIA Prime Mover-level Data | NEI avg EF - PM, fuel type, firing type
2019 | WA | Grand Coulee | 6163 | 12 | HY | OP | NA | WAT |  | 2849911 |  | 1.5381e-07 | EIA Prime Mover-level Data | NEI avg EF - PM, fuel type, firing type
2019 | WA | Grand Coulee | 6163 | 13 | HY | OP | NA | WAT |  | 2849911 |  | 1.5381e-07 | EIA Prime Mover-level Data | NEI avg EF - PM, fuel type, firing type
2019 | WA | Grand Coulee | 6163 | 14 | HY | OP | NA | WAT |  | 2849911 |  | 1.5381e-07 | EIA Prime Mover-level Data | NEI avg EF - PM, fuel type, firing type
2019 | WA | Grand Coulee | 6163 | 15 | HY | OP | NA | WAT |  | 2849911 |  | 1.5381e-07 | EIA Prime Mover-level Data | NEI avg EF - PM, fuel type, firing type
2019 | WA | Grand Coulee | 6163 | 16 | HY | OP | NA | WAT |  | 2849911 |  | 1.5381e-07 | EIA Prime Mover-level Data | NEI avg EF - PM, fuel type, firing type
2019 | WA | Grand Coulee | 6163 | 17 | HY | OP | NA | WAT |  | 2849911 |  | 1.5381e-07 | EIA Prime Mover-level Data | NEI avg EF - PM, fuel type, firing type
2019 | WA | Grand Coulee | 6163 | 18 | HY | OP | NA | WAT |  | 2849911 |  | 1.5381e-07 | EIA Prime Mover-level Data | NEI avg EF - PM, fuel type, firing type
2019 | WA | Grand Coulee | 6163 | 19 | HY | OP | NA | WAT |  | 13679570 |  | 1.5381e-07 | EIA Prime Mover-level Data | NEI avg EF - PM, fuel type, firing type
2019 | WA | Grand Coulee | 6163 | 20 | HY | OP | NA | WAT |  | 13679570 |  | 1.5381e-07 | EIA Prime Mover-level Data | NEI avg EF - PM, fuel type, firing type
2019 | WA | Grand Coulee | 6163 | 21 | HY | OP | NA | WAT |  | 13679570 |  | 1.5381e-07 | EIA Prime Mover-level Data | NEI avg EF - PM, fuel type, firing type
2019 | WA | Grand Coulee | 6163 | 22 | HY | OP | NA | WAT |  | 18353430 |  | 1.5381e-07 | EIA Prime Mover-level Data | NEI avg EF - PM, fuel type, firing type
2019 | WA | Grand Coulee | 6163 | 23 | HY | OP | NA | WAT |  | 18353430 |  | 1.5381e-07 | EIA Prime Mover-level Data | NEI avg EF - PM, fuel type, firing type
2019 | WA | Grand Coulee | 6163 | 24 | HY | OP | NA | WAT |  | 18353430 |  | 1.5381e-07 | EIA Prime Mover-level Data | NEI avg EF - PM, fuel type, firing type
2019 | WA | Grand Coulee | 6163 | LS1 | HY | OP | NA | WAT |  | 227992.9 |  | 1.5381e-07 | EIA Prime Mover-level Data | NEI avg EF - PM, fuel type, firing type
2019 | WA | Grand Coulee | 6163 | LS2 | HY | OP | NA | WAT |  | 227992.9 |  | 1.5381e-07 | EIA Prime Mover-level Data | NEI avg EF - PM, fuel type, firing type
2019 | WA | Grand Coulee | 6163 | LS3 | HY | OP | NA | WAT |  | 227992.9 |  | 1.5381e-07 | EIA Prime Mover-level Data | NEI avg EF - PM, fuel type, firing type
2019 | WA | Grand Coulee | 6163 | PG10 | PS | OP | NA | WAT |  | 0 |  |  | EIA Prime Mover-level Data
2019 | WA | Grand Coulee | 6163 | PG11 | PS | OP | NA | WAT |  | 0 |  |  | EIA Prime Mover-level Data
2019 | WA | Grand Coulee | 6163 | PG12 | PS | OP | NA | WAT |  | 0 |  |  | EIA Prime Mover-level Data
2019 | WA | Grand Coulee | 6163 | PG7 | PS | OP | NA | WAT |  | 0 |  |  | EIA Prime Mover-level Data
2019 | WA | Grand Coulee | 6163 | PG8 | PS | OP | NA | WAT |  | 0 |  |  | EIA Prime Mover-level Data
2019 | WA | Grand Coulee | 6163 | PG9 | PS | OP | NA | WAT |  | 0 |  |  | EIA Prime Mover-level Data
2019 | WA | Grimes Way | 56016 | 1 | IC | SB | NA | NG |  | 1461.35 | 0.00030834 | 0.000422 | EIA Prime Mover-level Data | Estimated using an emission factor
2019 | WA | Grimes Way | 56016 | 2 | IC | SB | NA | NG |  | 1461.35 | 0.00030834 | 0.000422 | EIA Prime Mover-level Data | Estimated using an emission factor
2019 | WA | Grimes Way | 56016 | 3 | IC | SB | NA | DFO |  | 2391.3 | 0.37065 | 0.31 | EIA Prime Mover-level Data | Estimated using an emission factor
2019 | WA | H M Jackson | 7588 | 1 | HY | OP | NA | WAT |  | 1158901 |  | 1.5381e-07 | EIA Prime Mover-level Data | NEI avg EF - PM, fuel type, firing type
2019 | WA | H M Jackson | 7588 | 2 | HY | OP | NA | WAT |  | 1158901 |  | 1.5381e-07 | EIA Prime Mover-level Data | NEI avg EF - PM, fuel type, firing type
2019 | WA | H M Jackson | 7588 | 3 | HY | OP | NA | WAT |  | 204942.6 |  | 1.5381e-07 | EIA Prime Mover-level Data | NEI avg EF - PM, fuel type, firing type
2019 | WA | H M Jackson | 7588 | 4 | HY | OP | NA | WAT |  | 204942.6 |  | 1.5381e-07 | EIA Prime Mover-level Data | NEI avg EF - PM, fuel type, firing type
2019 | WA | Hancock Creek Hydroelectric Project | 60517 | HY1 | HY | OP | NA | WAT |  | 88976 |  | 1.5381e-07 | EIA Prime Mover-level Data | NEI avg EF - PM, fuel type, firing type
2019 | WA | Harvest Wind Project | 57152 | HWP1 | WT | OP | NA | WND |  | 2113871 |  | 0 | EIA Prime Mover-level Data | Estimated using an emission factor
2019 | WA | Hopkins Ridge Wind | 56255 | 1 | WT | OP | NA | WND |  | 2871122 |  | 0 | EIA Prime Mover-level Data | Estimated using an emission factor
2019 | WA | Hopkins Ridge Wind | 56255 | 2 | WT | OP | NA | WND |  | 138367.3 |  | 0 | EIA Prime Mover-level Data | Estimated using an emission factor
2019 | WA | Ice Harbor | 3925 | 1 | HY | OP | NA | WAT |  | 2288793 |  | 1.5381e-07 | EIA Prime Mover-level Data | NEI avg EF - PM, fuel type, firing type
2019 | WA | Ice Harbor | 3925 | 2 | HY | OP | NA | WAT |  | 2288793 |  | 1.5381e-07 | EIA Prime Mover-level Data | NEI avg EF - PM, fuel type, firing type
2019 | WA | Ice Harbor | 3925 | 3 | HY | OS | NA | WAT |  | 2288793 |  | 1.5381e-07 | EIA Prime Mover-level Data | NEI avg EF - PM, fuel type, firing type
2019 | WA | Ice Harbor | 3925 | 4 | HY | OP | NA | WAT |  | 2822845 |  | 1.5381e-07 | EIA Prime Mover-level Data | NEI avg EF - PM, fuel type, firing type
2019 | WA | Ice Harbor | 3925 | 5 | HY | OA | NA | WAT |  | 2822845 |  | 1.5381e-07 | EIA Prime Mover-level Data | NEI avg EF - PM, fuel type, firing type
2019 | WA | Ice Harbor | 3925 | 6 | HY | OP | NA | WAT |  | 2822845 |  | 1.5381e-07 | EIA Prime Mover-level Data | NEI avg EF - PM, fuel type, firing type
2019 | WA | Juniper Canyon I Wind Project | 57320 | 1 | WT | OP | NA | WND |  | 2685044 |  | 0 | EIA Prime Mover-level Data | Estimated using an emission factor
2019 | WA | Kettle Falls Generating Station | 550 | 1 | ST | OP | NA | WDS |  | 4473784 | 51.0284 | 0.022812 | EIA Unit-level Data | NEI avg EF - PM, fuel type
2019 | WA | Kettle Falls Generating Station | 550 | 2 | GT | OP | NA | NG |  | 209186 | 0.57352 | 0.0054834 | EIA Prime Mover-level Data | NEI avg EF - PM, fuel type, firing type
2019 | WA | Koma Kulshan Associates | 54267 | GEN1 | HY | OP | NA | WAT |  | 268821 |  | 1.5381e-07 | EIA Prime Mover-level Data | NEI avg EF - PM, fuel type, firing type
2019 | WA | LaGrande | 3916 | 1 | HY | OP | NA | WAT |  | 204169.9 |  | 1.5381e-07 | EIA Prime Mover-level Data | NEI avg EF - PM, fuel type, firing type
2019 | WA | LaGrande | 3916 | 2 | HY | OP | NA | WAT |  | 204169.9 |  | 1.5381e-07 | EIA Prime Mover-level Data | NEI avg EF - PM, fuel type, firing type
2019 | WA | LaGrande | 3916 | 3 | HY | OP | NA | WAT |  | 204169.9 |  | 1.5381e-07 | EIA Prime Mover-level Data | NEI avg EF - PM, fuel type, firing type
2019 | WA | LaGrande | 3916 | 4 | HY | OP | NA | WAT |  | 204169.9 |  | 1.5381e-07 | EIA Prime Mover-level Data | NEI avg EF - PM, fuel type, firing type
2019 | WA | LaGrande | 3916 | 5 | HY | OP | NA | WAT |  | 1361133 |  | 1.5381e-07 | EIA Prime Mover-level Data | NEI avg EF - PM, fuel type, firing type
2019 | WA | Lilliwaup Falls Generating | 50700 | 4735 | HY | OP | NA | WAT |  | 4600.857 |  | 1.5381e-07 | EIA Prime Mover-level Data | NEI avg EF - PM, fuel type, firing type
2019 | WA | Lilliwaup Falls Generating | 50700 | 4736 | HY | OP | NA | WAT |  | 4600.857 |  | 1.5381e-07 | EIA Prime Mover-level Data | NEI avg EF - PM, fuel type, firing type
2019 | WA | Lilliwaup Falls Generating | 50700 | 4737 | HY | OP | NA | WAT |  | 4600.857 |  | 1.5381e-07 | EIA Prime Mover-level Data | NEI avg EF - PM, fuel type, firing type
2019 | WA | Lilliwaup Falls Generating | 50700 | 4738 | HY | OP | NA | WAT |  | 4600.857 |  | 1.5381e-07 | EIA Prime Mover-level Data | NEI avg EF - PM, fuel type, firing type
2019 | WA | Lilliwaup Falls Generating | 50700 | 4739 | HY | OP | NA | WAT |  | 4600.857 |  | 1.5381e-07 | EIA Prime Mover-level Data | NEI avg EF - PM, fuel type, firing type
2019 | WA | Lilliwaup Falls Generating | 50700 | 4740 | HY | OP | NA | WAT |  | 4600.857 |  | 1.5381e-07 | EIA Prime Mover-level Data | NEI avg EF - PM, fuel type, firing type
2019 | WA | Lilliwaup Falls Generating | 50700 | 4741 | HY | OP | NA | WAT |  | 4600.857 |  | 1.5381e-07 | EIA Prime Mover-level Data | NEI avg EF - PM, fuel type, firing type
2019 | WA | Linden Wind Energy Project | 57635 | LW1 | WT | OP | NA | WND |  | 1099342 |  | 0 | EIA Prime Mover-level Data | Estimated using an emission factor
2019 | WA | Little Falls (WA) | 3866 | 1 | HY | OP | NA | WAT |  | 365060 |  | 1.5381e-07 | EIA Prime Mover-level Data | NEI avg EF - PM, fuel type, firing type
2019 | WA | Little Falls (WA) | 3866 | 2 | HY | OP | NA | WAT |  | 365060 |  | 1.5381e-07 | EIA Prime Mover-level Data | NEI avg EF - PM, fuel type, firing type
2019 | WA | Little Falls (WA) | 3866 | 3 | HY | OP | NA | WAT |  | 365060 |  | 1.5381e-07 | EIA Prime Mover-level Data | NEI avg EF - PM, fuel type, firing type
2019 | WA | Little Falls (WA) | 3866 | 4 | HY | OP | NA | WAT |  | 365060 |  | 1.5381e-07 | EIA Prime Mover-level Data | NEI avg EF - PM, fuel type, firing type
2019 | WA | Little Goose | 3926 | 1 | HY | OP | NA | WAT |  | 3118985 |  | 1.5381e-07 | EIA Prime Mover-level Data | NEI avg EF - PM, fuel type, firing type
2019 | WA | Little Goose | 3926 | 2 | HY | OP | NA | WAT |  | 3118985 |  | 1.5381e-07 | EIA Prime Mover-level Data | NEI avg EF - PM, fuel type, firing type
2019 | WA | Little Goose | 3926 | 3 | HY | OP | NA | WAT |  | 3118985 |  | 1.5381e-07 | EIA Prime Mover-level Data | NEI avg EF - PM, fuel type, firing type
2019 | WA | Little Goose | 3926 | 4 | HY | OP | NA | WAT |  | 3118985 |  | 1.5381e-07 | EIA Prime Mover-level Data | NEI avg EF - PM, fuel type, firing type
2019 | WA | Little Goose | 3926 | 5 | HY | OS | NA | WAT |  | 3118985 |  | 1.5381e-07 | EIA Prime Mover-level Data | NEI avg EF - PM, fuel type, firing type
2019 | WA | Little Goose | 3926 | 6 | HY | OP | NA | WAT |  | 3118985 |  | 1.5381e-07 | EIA Prime Mover-level Data | NEI avg EF - PM, fuel type, firing type
2019 | WA | Long Lake | 3867 | 1 | HY | OP | NA | WAT |  | 976002.8 |  | 1.5381e-07 | EIA Prime Mover-level Data | NEI avg EF - PM, fuel type, firing type
2019 | WA | Long Lake | 3867 | 2 | HY | OP | NA | WAT |  | 976002.8 |  | 1.5381e-07 | EIA Prime Mover-level Data | NEI avg EF - PM, fuel type, firing type
2019 | WA | Long Lake | 3867 | 3 | HY | OP | NA | WAT |  | 976002.8 |  | 1.5381e-07 | EIA Prime Mover-level Data | NEI avg EF - PM, fuel type, firing type
2019 | WA | Long Lake | 3867 | 4 | HY | OP | NA | WAT |  | 976002.8 |  | 1.5381e-07 | EIA Prime Mover-level Data | NEI avg EF - PM, fuel type, firing type
2019 | WA | Longview Fibre | 54562 | 8 | GT | RE | NA | NG
2019 | WA | Longview Fibre | 54562 | PB20 | ST | OP | NA | WDS |  | 5848093 | 66.7039 | 0.022812 | EIA Unit-level Data | NEI avg EF - PM, fuel type
2019 | WA | Longview Fibre | 54562 | RF19 | ST | OP | NA | BLQ |  | 5210981 | 0.81031 | 0.000311 | EIA Unit-level Data | Estimated using an emission factor
2019 | WA | Longview Fibre | 54562 | RF22 | ST | OP | NA | BLQ |  | 6535109 | 1.0162 | 0.000311 | EIA Unit-level Data | Estimated using an emission factor
2019 | WA | Lower Baker | 3855 | 3 | HY | OP | NA | WAT |  | 1706776 |  | 1.5381e-07 | EIA Prime Mover-level Data | NEI avg EF - PM, fuel type, firing type
2019 | WA | Lower Baker | 3855 | 4 | HY | OP | NA | WAT |  | 642153.3 |  | 1.5381e-07 | EIA Prime Mover-level Data | NEI avg EF - PM, fuel type, firing type
2019 | WA | Lower Granite | 6175 | 1 | HY | OP | NA | WAT |  | 3254164 |  | 1.5381e-07 | EIA Prime Mover-level Data | NEI avg EF - PM, fuel type, firing type
2019 | WA | Lower Granite | 6175 | 2 | HY | OA | NA | WAT |  | 3254164 |  | 1.5381e-07 | EIA Prime Mover-level Data | NEI avg EF - PM, fuel type, firing type
2019 | WA | Lower Granite | 6175 | 3 | HY | OP | NA | WAT |  | 3254164 |  | 1.5381e-07 | EIA Prime Mover-level Data | NEI avg EF - PM, fuel type, firing type
2019 | WA | Lower Granite | 6175 | 4 | HY | OP | NA | WAT |  | 3254164 |  | 1.5381e-07 | EIA Prime Mover-level Data | NEI avg EF - PM, fuel type, firing type
2019 | WA | Lower Granite | 6175 | 5 | HY | OP | NA | WAT |  | 3254164 |  | 1.5381e-07 | EIA Prime Mover-level Data | NEI avg EF - PM, fuel type, firing type
2019 | WA | Lower Granite | 6175 | 6 | HY | OA | NA | WAT |  | 3254164 |  | 1.5381e-07 | EIA Prime Mover-level Data | NEI avg EF - PM, fuel type, firing type
2019 | WA | Lower Monumental | 3927 | 1 | HY | OA | NA | WAT |  | 3325559 |  | 1.5381e-07 | EIA Prime Mover-level Data | NEI avg EF - PM, fuel type, firing type
2019 | WA | Lower Monumental | 3927 | 2 | HY | OA | NA | WAT |  | 3325559 |  | 1.5381e-07 | EIA Prime Mover-level Data | NEI avg EF - PM, fuel type, firing type
2019 | WA | Lower Monumental | 3927 | 3 | HY | OP | NA | WAT |  | 3325559 |  | 1.5381e-07 | EIA Prime Mover-level Data | NEI avg EF - PM, fuel type, firing type
2019 | WA | Lower Monumental | 3927 | 4 | HY | OP | NA | WAT |  | 3325559 |  | 1.5381e-07 | EIA Prime Mover-level Data | NEI avg EF - PM, fuel type, firing type
2019 | WA | Lower Monumental | 3927 | 5 | HY | OP | NA | WAT |  | 3325559 |  | 1.5381e-07 | EIA Prime Mover-level Data | NEI avg EF - PM, fuel type, firing type
2019 | WA | Lower Monumental | 3927 | 6 | HY | OP | NA | WAT |  | 3325559 |  | 1.5381e-07 | EIA Prime Mover-level Data | NEI avg EF - PM, fuel type, firing type
2019 | WA | Lower Snake River Wind Energy Project | 57195 | LSR 1 | WT | OP | NA | WND |  | 6269271 |  | 0 | EIA Prime Mover-level Data | Estimated using an emission factor
2019 | WA | LRI LFGTE Facility | 58688 | A | IC | OP | NA | LFG |  | 112557.3 | 0.8273 | 0.0147 | EIA Prime Mover-level Data | Estimated using an emission factor
2019 | WA | LRI LFGTE Facility | 58688 | B | IC | OP | NA | LFG |  | 112557.3 | 0.8273 | 0.0147 | EIA Prime Mover-level Data | Estimated using an emission factor
2019 | WA | LRI LFGTE Facility | 58688 | C | IC | OP | NA | LFG |  | 112557.3 | 0.8273 | 0.0147 | EIA Prime Mover-level Data | Estimated using an emission factor
2019 | WA | Lund Hill | 61045 | WT1 | WT | U | NA | WND
2019 | WA | Lund Hill Solar | 63509 | LHS1 | PV | P | NA | SUN
2019 | WA | Main Canal Headworks | 56698 | 1 | HY | OP | NA | WAT |  | 764062 |  | 1.5381e-07 | EIA Prime Mover-level Data | NEI avg EF - PM, fuel type, firing type
2019 | WA | March Point Cogeneration | 54268 | GTG1 | GT | OP | NA | NG |  | 3775289 | 10.3507 | 0.0054834 | EIA Prime Mover-level Data | NEI avg EF - PM, fuel type, firing type
2019 | WA | March Point Cogeneration | 54268 | GTG2 | GT | OP | NA | NG |  | 3775289 | 10.3507 | 0.0054834 | EIA Prime Mover-level Data | NEI avg EF - PM, fuel type, firing type
2019 | WA | March Point Cogeneration | 54268 | GTG3 | GT | OP | NA | NG |  | 3775289 | 10.3507 | 0.0054834 | EIA Prime Mover-level Data | NEI avg EF - PM, fuel type, firing type
2019 | WA | March Point Cogeneration | 54268 | STG1 | CA | RE | NA | NG
2019 | WA | Marengo Wind Plant | 56466 | 1 | WT | OP | NA | WND |  | 1393382 |  | 0 | EIA Prime Mover-level Data | Estimated using an emission factor
2019 | WA | Marengo Wind Plant | 56466 | 2 | WT | OP | NA | WND |  | 696691 |  | 0 | EIA Prime Mover-level Data | Estimated using an emission factor
2019 | WA | Mayfield | 3917 | 41 | HY | OP | NA | WAT |  | 999099.8 |  | 1.5381e-07 | EIA Prime Mover-level Data | NEI avg EF - PM, fuel type, firing type
2019 | WA | Mayfield | 3917 | 42 | HY | OP | NA | WAT |  | 999099.8 |  | 1.5381e-07 | EIA Prime Mover-level Data | NEI avg EF - PM, fuel type, firing type
2019 | WA | Mayfield | 3917 | 43 | HY | OP | NA | WAT |  | 999099.8 |  | 1.5381e-07 | EIA Prime Mover-level Data | NEI avg EF - PM, fuel type, firing type
2019 | WA | Mayfield | 3917 | 44 | HY | OP | NA | WAT |  | 999099.8 |  | 1.5381e-07 | EIA Prime Mover-level Data | NEI avg EF - PM, fuel type, firing type
2019 | WA | McKinley Paper Co. - Washington Mill | 58352 | B-11 | ST | OS | NA | WDS |  | 0 | 0 | 0.022812 | EIA Unit-level Data | NEI avg EF - PM, fuel type, firing type
2019 | WA | McNary Dam Fish Attraction Project | 7511 | 1 | HY | OP | NA | WAT |  | 643439 |  | 1.5381e-07 | EIA Prime Mover-level Data | NEI avg EF - PM, fuel type, firing type
2019 | WA | Merwin | 3847 | 1 | HY | OP | NA | WAT |  | 992962.1 |  | 1.5381e-07 | EIA Prime Mover-level Data | NEI avg EF - PM, fuel type, firing type
2019 | WA | Merwin | 3847 | 2 | HY | OP | NA | WAT |  | 992962.1 |  | 1.5381e-07 | EIA Prime Mover-level Data | NEI avg EF - PM, fuel type, firing type
2019 | WA | Merwin | 3847 | 3 | HY | OP | NA | WAT |  | 992962.1 |  | 1.5381e-07 | EIA Prime Mover-level Data | NEI avg EF - PM, fuel type, firing type
2019 | WA | Merwin | 3847 | House | HY | OP | NA | WAT |  | 22065.82 |  | 1.5381e-07 | EIA Prime Mover-level Data | NEI avg EF - PM, fuel type, firing type
2019 | WA | MESA 1 | 60016 | A | BA | OP | NA | MWH |  | 0 |  |  | EIA Prime Mover-level Data
2019 | WA | MESA 1 | 60016 | B | BA | OP | NA | MWH |  | 0 |  |  | EIA Prime Mover-level Data
2019 | WA | MESA 2 | 60021 | MESA2 | BA | OA | NA | MWH |  | 0 |  |  | EIA Prime Mover-level Data
2019 | WA | Meyers Falls | 3868 | UN1 | HY | OP | NA | WAT |  | 47144.81 |  | 1.5381e-07 | EIA Prime Mover-level Data | NEI avg EF - PM, fuel type, firing type
2019 | WA | Meyers Falls | 3868 | UN2 | HY | OP | NA | WAT |  | 15714.94 |  | 1.5381e-07 | EIA Prime Mover-level Data | NEI avg EF - PM, fuel type, firing type
2019 | WA | Meyers Falls | 3868 | UNA | HY | OP | NA | WAT |  | 10476.63 |  | 1.5381e-07 | EIA Prime Mover-level Data | NEI avg EF - PM, fuel type, firing type
2019 | WA | Meyers Falls | 3868 | UNB | HY | OP | NA | WAT |  | 10476.63 |  | 1.5381e-07 | EIA Prime Mover-level Data | NEI avg EF - PM, fuel type, firing type
2019 | WA | Monroe Street | 9095 | 6 | HY | OP | NA | WAT |  | 873270 |  | 1.5381e-07 | EIA Prime Mover-level Data | NEI avg EF - PM, fuel type, firing type
2019 | WA | Mossyrock | 3918 | 51 | HY | OP | NA | WAT |  | 2597543 |  | 1.5381e-07 | EIA Prime Mover-level Data | NEI avg EF - PM, fuel type, firing type
2019 | WA | Mossyrock | 3918 | 52 | HY | OP | NA | WAT |  | 2597543 |  | 1.5381e-07 | EIA Prime Mover-level Data | NEI avg EF - PM, fuel type, firing type
2019 | WA | Newhalem | 9842 | 20 | HY | OP | NA | WAT |  | 0 |  | 1.5381e-07 | EIA Prime Mover-level Data | NEI avg EF - PM, fuel type, firing type
2019 | WA | Nine Canyon | 7936 | 1 | WT | OP | NA | WND |  | 1750206 |  | 0 | EIA Prime Mover-level Data | Estimated using an emission factor
2019 | WA | Nine Mile | 3869 | 1 | HY | OP | NA | WAT |  | 249183.7 |  | 1.5381e-07 | EIA Prime Mover-level Data | NEI avg EF - PM, fuel type, firing type
2019 | WA | Nine Mile | 3869 | 2 | HY | OP | NA | WAT |  | 249183.7 |  | 1.5381e-07 | EIA Prime Mover-level Data | NEI avg EF - PM, fuel type, firing type
2019 | WA | Nine Mile | 3869 | 3N | HY | OP | NA | WAT |  | 283163.3 |  | 1.5381e-07 | EIA Prime Mover-level Data | NEI avg EF - PM, fuel type, firing type
2019 | WA | Nine Mile | 3869 | 4N | HY | OP | NA | WAT |  | 283163.3 |  | 1.5381e-07 | EIA Prime Mover-level Data | NEI avg EF - PM, fuel type, firing type
2019 | WA | Nippon Dynawave Packaging Longview WA | 50187 | 10B | ST | OP | NA | BLQ |  | 9426838 | 0.14659 | 3.11e-05 | EIA Unit-level Data | Estimated using an emission factor
2019 | WA | Nippon Dynawave Packaging Longview WA | 50187 | 11B | ST | OP | NA | WDS |  | 4887940 | 55.7523 | 0.022812 | EIA Unit-level Data | NEI avg EF - PM, fuel type
2019 | WA | Nippon Dynawave Packaging Longview WA | 50187 | PB | ST | OP | NA | NG |  | 2548863 | 10.2623 | 0.0080524 | EIA Unit-level Data | NEI avg EF - PM, fuel type
2019 | WA | Nooksack Hydro | 58696 | GEN1 | HY | OP | NA | WAT |  | 202833 |  | 1.5381e-07 | EIA Prime Mover-level Data | NEI avg EF - PM, fuel type, firing type
2019 | WA | Northeast (WA) | 6210 | 1 | GT | OP | NA | NG |  | 42719 | 0.11712 | 0.0054834 | EIA Prime Mover-level Data | NEI avg EF - PM, fuel type, firing type
2019 | WA | Orchard Avenue 1 | 50421 | 201 | HY | OP | NA | WAT |  | 11218 |  | 1.5381e-07 | EIA Prime Mover-level Data | NEI avg EF - PM, fuel type, firing type
2019 | WA | Orchard Avenue 1 | 50421 | 301 | HY | OP | NA | WAT |  | 11218 |  | 1.5381e-07 | EIA Prime Mover-level Data | NEI avg EF - PM, fuel type, firing type
2019 | WA | Packwood | 3929 | 1 | HY | OP | NA | WAT |  | 519362 |  | 1.5381e-07 | EIA Prime Mover-level Data | NEI avg EF - PM, fuel type, firing type
2019 | WA | Palouse | 57530 | 1 | WT | OP | NA | WND |  | 2750643 |  | 0 | EIA Prime Mover-level Data | Estimated using an emission factor
2019 | WA | PEC Headworks | 7113 | 1 | HY | OP | NA | WAT |  | 175558 |  | 1.5381e-07 | EIA Prime Mover-level Data | NEI avg EF - PM, fuel type, firing type
2019 | WA | Penstemon Solar Project | 62069 | PENST | PV | T | NA | SUN
2019 | WA | Port Townsend Paper | 50544 | 10PB | ST | OP | NA | WDS |  | 2057173 | 23.4643 | 0.022812 | EIA Unit-level Data | NEI avg EF - PM, fuel type
2019 | WA | Port Townsend Paper | 50544 | 1RB | ST | OP | NA | BLQ |  | 3709942 | 57.6896 | 0.0311 | EIA Unit-level Data | Estimated using an emission factor
2019 | WA | Port Townsend Paper | 50544 | HDRO | HY | OS | NA | WAT |  |  |  | 1.5381e-07
2019 | WA | Port Townsend Paper | 50544 | PKB | ST | OP | NA | NG |  | 356461.3 | 1.4352 | 0.0080524 | EIA Unit-level Data | NEI avg EF - PM, fuel type
2019 | WA | Potholes East Canal 66.0 | 56697 | 1 | HY | OP | NA | WAT |  | 37895 |  | 1.5381e-07 | EIA Prime Mover-level Data | NEI avg EF - PM, fuel type, firing type
2019 | WA | Priest Rapids | 3887 | 1 | HY | OP | NA | WAT |  | 3530844 |  | 1.5381e-07 | EIA Prime Mover-level Data | NEI avg EF - PM, fuel type, firing type
2019 | WA | Priest Rapids | 3887 | 2 | HY | OP | NA | WAT |  | 3634911 |  | 1.5381e-07 | EIA Prime Mover-level Data | NEI avg EF - PM, fuel type, firing type
2019 | WA | Priest Rapids | 3887 | 3 | HY | OP | NA | WAT |  | 3530844 |  | 1.5381e-07 | EIA Prime Mover-level Data | NEI avg EF - PM, fuel type, firing type
2019 | WA | Priest Rapids | 3887 | 4 | HY | OP | NA | WAT |  | 3530844 |  | 1.5381e-07 | EIA Prime Mover-level Data | NEI avg EF - PM, fuel type, firing type
2019 | WA | Priest Rapids | 3887 | 5 | HY | OP | NA | WAT |  | 3530844 |  | 1.5381e-07 | EIA Prime Mover-level Data | NEI avg EF - PM, fuel type, firing type
2019 | WA | Priest Rapids | 3887 | 6 | HY | OP | NA | WAT |  | 3530844 |  | 1.5381e-07 | EIA Prime Mover-level Data | NEI avg EF - PM, fuel type, firing type
2019 | WA | Priest Rapids | 3887 | 7 | HY | OP | NA | WAT |  | 3530844 |  | 1.5381e-07 | EIA Prime Mover-level Data | NEI avg EF - PM, fuel type, firing type
2019 | WA | Priest Rapids | 3887 | 8 | HY | OP | NA | WAT |  | 3530844 |  | 1.5381e-07 | EIA Prime Mover-level Data | NEI avg EF - PM, fuel type, firing type
2019 | WA | Priest Rapids | 3887 | 9 | HY | OP | NA | WAT |  | 3634911 |  | 1.5381e-07 | EIA Prime Mover-level Data | NEI avg EF - PM, fuel type, firing type
2019 | WA | Priest Rapids | 3887 | 10 | HY | OP | NA | WAT |  | 3530844 |  | 1.5381e-07 | EIA Prime Mover-level Data | NEI avg EF - PM, fuel type, firing type
2019 | WA | Quincy Chute | 917 | 1 | HY | OP | NA | WAT |  | 247861 |  | 1.5381e-07 | EIA Prime Mover-level Data | NEI avg EF - PM, fuel type, firing type
2019 | WA | Randolph Road | 7994 | 1 | IC | RE | NA | DFO
2019 | WA | Randolph Road | 7994 | 2 | IC | RE | NA | DFO
2019 | WA | Randolph Road | 7994 | 3 | IC | RE | NA | DFO
2019 | WA | Randolph Road | 7994 | 4 | IC | RE | NA | DFO
2019 | WA | Randolph Road | 7994 | 5 | IC | RE | NA | DFO
2019 | WA | Randolph Road | 7994 | 6 | IC | RE | NA | DFO
2019 | WA | Randolph Road | 7994 | 7 | IC | RE | NA | DFO
2019 | WA | Randolph Road | 7994 | 8 | IC | RE | NA | DFO
2019 | WA | Randolph Road | 7994 | 9 | IC | RE | NA | DFO
2019 | WA | Randolph Road | 7994 | 10 | IC | RE | NA | DFO
2019 | WA | Randolph Road | 7994 | 11 | IC | RE | NA | DFO
2019 | WA | Randolph Road | 7994 | 12 | IC | RE | NA | DFO
2019 | WA | Randolph Road | 7994 | 13 | IC | RE | NA | DFO
2019 | WA | Randolph Road | 7994 | 14 | IC | RE | NA | DFO
2019 | WA | Randolph Road | 7994 | 15 | IC | RE | NA | DFO
2019 | WA | Randolph Road | 7994 | 16 | IC | RE | NA | DFO
2019 | WA | Randolph Road | 7994 | 17 | IC | RE | NA | DFO
2019 | WA | Randolph Road | 7994 | 18 | IC | RE | NA | DFO
2019 | WA | Randolph Road | 7994 | 19 | IC | RE | NA | DFO
2019 | WA | Randolph Road | 7994 | 20 | IC | RE | NA | DFO
2019 | WA | Rattlesnake | 62936 | RAT | WT | T | NA | WND
2019 | WA | Rock Island | 6200 | A | HY | OP | NA | WAT |  | 38327.36 |  | 1.5381e-07 | EIA Prime Mover-level Data | NEI avg EF - PM, fuel type, firing type
2019 | WA | Rock Island | 6200 | B-1 | HY | OS | NA | WAT |  | 661146.9 |  | 1.5381e-07 | EIA Prime Mover-level Data | NEI avg EF - PM, fuel type, firing type
2019 | WA | Rock Island | 6200 | B-10 | HY | OA | NA | WAT |  | 718637.9 |  | 1.5381e-07 | EIA Prime Mover-level Data | NEI avg EF - PM, fuel type, firing type
2019 | WA | Rock Island | 6200 | B-2 | HY | OS | NA | WAT |  | 661146.9 |  | 1.5381e-07 | EIA Prime Mover-level Data | NEI avg EF - PM, fuel type, firing type
2019 | WA | Rock Island | 6200 | B-3 | HY | OA | NA | WAT |  | 661146.9 |  | 1.5381e-07 | EIA Prime Mover-level Data | NEI avg EF - PM, fuel type, firing type
2019 | WA | Rock Island | 6200 | B-4 | HY | OA | NA | WAT |  | 661146.9 |  | 1.5381e-07 | EIA Prime Mover-level Data | NEI avg EF - PM, fuel type, firing type
2019 | WA | Rock Island | 6200 | B-5 | HY | OA | NA | WAT |  | 718637.9 |  | 1.5381e-07 | EIA Prime Mover-level Data | NEI avg EF - PM, fuel type, firing type
2019 | WA | Rock Island | 6200 | B-6 | HY | OP | NA | WAT |  | 718637.9 |  | 1.5381e-07 | EIA Prime Mover-level Data | NEI avg EF - PM, fuel type, firing type
2019 | WA | Rock Island | 6200 | B-7 | HY | OA | NA | WAT |  | 718637.9 |  | 1.5381e-07 | EIA Prime Mover-level Data | NEI avg EF - PM, fuel type, firing type
2019 | WA | Rock Island | 6200 | B-8 | HY | OP | NA | WAT |  | 718637.9 |  | 1.5381e-07 | EIA Prime Mover-level Data | NEI avg EF - PM, fuel type, firing type
2019 | WA | Rock Island | 6200 | B-9 | HY | OP | NA | WAT |  | 718637.9 |  | 1.5381e-07 | EIA Prime Mover-level Data | NEI avg EF - PM, fuel type, firing type
2019 | WA | Rock Island | 6200 | U-1 | HY | OP | NA | WAT |  | 1638494 |  | 1.5381e-07 | EIA Prime Mover-level Data | NEI avg EF - PM, fuel type, firing type
2019 | WA | Rock Island | 6200 | U-2 | HY | OP | NA | WAT |  | 1638494 |  | 1.5381e-07 | EIA Prime Mover-level Data | NEI avg EF - PM, fuel type, firing type
2019 | WA | Rock Island | 6200 | U-3 | HY | OP | NA | WAT |  | 1638494 |  | 1.5381e-07 | EIA Prime Mover-level Data | NEI avg EF - PM, fuel type, firing type
2019 | WA | Rock Island | 6200 | U-4 | HY | OP | NA | WAT |  | 1638494 |  | 1.5381e-07 | EIA Prime Mover-level Data | NEI avg EF - PM, fuel type, firing type
2019 | WA | Rock Island | 6200 | U-5 | HY | OP | NA | WAT |  | 1638494 |  | 1.5381e-07 | EIA Prime Mover-level Data | NEI avg EF - PM, fuel type, firing type
2019 | WA | Rock Island | 6200 | U-6 | HY | OP | NA | WAT |  | 1638494 |  | 1.5381e-07 | EIA Prime Mover-level Data | NEI avg EF - PM, fuel type, firing type
2019 | WA | Rock Island | 6200 | U-7 | HY | OP | NA | WAT |  | 1638494 |  | 1.5381e-07 | EIA Prime Mover-level Data | NEI avg EF - PM, fuel type, firing type
2019 | WA | Rock Island | 6200 | U-8 | HY | OP | NA | WAT |  | 1638494 |  | 1.5381e-07 | EIA Prime Mover-level Data | NEI avg EF - PM, fuel type, firing type
2019 | WA | Rocky Brook Hydroelectric | 50228 | GEN1 | HY | SB | NA | WAT |  | 3918 |  | 1.5381e-07 | EIA Prime Mover-level Data | NEI avg EF - PM, fuel type, firing type
2019 | WA | Rocky Reach | 3883 | C-1 | HY | OA | NA | WAT |  | 3921527 |  | 1.5381e-07 | EIA Prime Mover-level Data | NEI avg EF - PM, fuel type, firing type
2019 | WA | Rocky Reach | 3883 | C-10 | HY | OP | NA | WAT |  | 4313680 |  | 1.5381e-07 | EIA Prime Mover-level Data | NEI avg EF - PM, fuel type, firing type
2019 | WA | Rocky Reach | 3883 | C-11 | HY | OP | NA | WAT |  | 4313680 |  | 1.5381e-07 | EIA Prime Mover-level Data | NEI avg EF - PM, fuel type, firing type
2019 | WA | Rocky Reach | 3883 | C-2 | HY | OA | NA | WAT |  | 3921527 |  | 1.5381e-07 | EIA Prime Mover-level Data | NEI avg EF - PM, fuel type, firing type
2019 | WA | Rocky Reach | 3883 | C-3 | HY | OA | NA | WAT |  | 3921527 |  | 1.5381e-07 | EIA Prime Mover-level Data | NEI avg EF - PM, fuel type, firing type
2019 | WA | Rocky Reach | 3883 | C-4 | HY | OP | NA | WAT |  | 3921527 |  | 1.5381e-07 | EIA Prime Mover-level Data | NEI avg EF - PM, fuel type, firing type
2019 | WA | Rocky Reach | 3883 | C-5 | HY | OP | NA | WAT |  | 3921527 |  | 1.5381e-07 | EIA Prime Mover-level Data | NEI avg EF - PM, fuel type, firing type
2019 | WA | Rocky Reach | 3883 | C-6 | HY | OP | NA | WAT |  | 3921527 |  | 1.5381e-07 | EIA Prime Mover-level Data | NEI avg EF - PM, fuel type, firing type
2019 | WA | Rocky Reach | 3883 | C-7 | HY | OA | NA | WAT |  | 3921527 |  | 1.5381e-07 | EIA Prime Mover-level Data | NEI avg EF - PM, fuel type, firing type
2019 | WA | Rocky Reach | 3883 | C-8 | HY | OP | NA | WAT |  | 4313680 |  | 1.5381e-07 | EIA Prime Mover-level Data | NEI avg EF - PM, fuel type, firing type
2019 | WA | Rocky Reach | 3883 | C-9 | HY | OA | NA | WAT |  | 4313680 |  | 1.5381e-07 | EIA Prime Mover-level Data | NEI avg EF - PM, fuel type, firing type
2019 | WA | Roosevelt Biogas 1 | 7832 | 1 | IC | OP | NA | LFG |  |  |  | 0.0147
2019 | WA | Roosevelt Biogas 1 | 7832 | 2 | IC | OP | NA | LFG |  |  |  | 0.0147
2019 | WA | Roosevelt Biogas 1 | 7832 | 3 | IC | OP | NA | LFG |  |  |  | 0.0147
2019 | WA | Roosevelt Biogas 1 | 7832 | 4 | IC | OP | NA | LFG |  |  |  | 0.0147
2019 | WA | Roosevelt Biogas 1 | 7832 | 5 | IC | OP | NA | LFG |  |  |  | 0.0147
2019 | WA | Roosevelt Biogas 1 | 7832 | 6 | IC | IP | NA | LFG
2019 | WA | Roosevelt Biogas 1 | 7832 | 7 | CT |  | NA | LFG |  | 0 | 0 | 0.0216 | EIA Unit-level Data | Estimated using an emission factor
2019 | WA | Roosevelt Biogas 1 | 7832 | 8 | CT |  | NA | LFG |  | 0 | 0 | 0.0216 | EIA Unit-level Data | Estimated using an emission factor
2019 | WA | Roosevelt Biogas 1 | 7832 | 9 | CA | OP | NA | LFG |  |  |  | 0.0029
2019 | WA | Ross | 6202 | 41 | HY | OP | NA | WAT |  | 1163308 |  | 1.5381e-07 | EIA Prime Mover-level Data | NEI avg EF - PM, fuel type, firing type
2019 | WA | Ross | 6202 | 42 | HY | OP | NA | WAT |  | 1163308 |  | 1.5381e-07 | EIA Prime Mover-level Data | NEI avg EF - PM, fuel type, firing type
2019 | WA | Ross | 6202 | 43 | HY | OP | NA | WAT |  | 1163308 |  | 1.5381e-07 | EIA Prime Mover-level Data | NEI avg EF - PM, fuel type, firing type
2019 | WA | Ross | 6202 | 44 | HY | OP | NA | WAT |  | 1163308 |  | 1.5381e-07 | EIA Prime Mover-level Data | NEI avg EF - PM, fuel type, firing type
2019 | WA | Roza | 6407 | 1 | HY | OP | NA | WAT |  | 518471 |  | 1.5381e-07 | EIA Prime Mover-level Data | NEI avg EF - PM, fuel type, firing type
2019 | WA | Russell D Smith | 56694 | 1 | HY | OP | NA | WAT |  | 113490 |  | 1.5381e-07 | EIA Prime Mover-level Data | NEI avg EF - PM, fuel type, firing type
2019 | WA | Saddle Mountain East Wind Farm | 62263 | GEN1 | WT | P | NA | WND
2019 | WA | Sagebrush Power Partners | 56858 | GEN1 | WT | OP | NA | WND |  | 2111967 |  | 0 | EIA Prime Mover-level Data | Estimated using an emission factor
2019 | WA | SDS Lumber Gorge Energy Division | 50231 | 821 | ST | OP | NA | WDS |  | 318354.6 | 3.6312 | 0.022812 | EIA Unit-level Data | NEI avg EF - PM, fuel type
2019 | WA | SDS Lumber Gorge Energy Division | 50231 | TG1 | ST | RE | NA | WDS
2019 | WA | Sheep Creek Hydro | 50091 | TB1 | HY | OP | NA | WAT |  | 49203.38 |  | 1.5381e-07 | EIA Prime Mover-level Data | NEI avg EF - PM, fuel type, firing type
2019 | WA | Sheep Creek Hydro | 50091 | TB2 | HY | SB | NA | WAT |  | 11354.63 |  | 1.5381e-07 | EIA Prime Mover-level Data | NEI avg EF - PM, fuel type, firing type
2019 | WA | Sierra Pacific Aberdeen | 55882 | BLR1 | ST | OP | NA | WDS |  | 2345004 | 26.7474 | 0.022812 | EIA Unit-level Data | NEI avg EF - PM, fuel type
2019 | WA | Sierra Pacific Burlington Facility | 56406 | BLR1 | ST | OP | NA | WDS |  | 3295692 | 37.591 | 0.022812 | EIA Unit-level Data | NEI avg EF - PM, fuel type
2019 | WA | Skookumchuck | 7259 | 1 | HY | OP | NA | WAT |  | 20640 |  | 1.5381e-07 | EIA Prime Mover-level Data | NEI avg EF - PM, fuel type, firing type
2019 | WA | Skookumchuck Wind Facility | 63205 | 1 | WT | V | NA | WND
2019 | WA | Snoqualmie | 3860 | 1 | HY | OP | NA | WAT |  | 50695.43 |  | 1.5381e-07 | EIA Prime Mover-level Data | NEI avg EF - PM, fuel type, firing type
2019 | WA | Snoqualmie | 3860 | 2 | HY | OP | NA | WAT |  | 50695.43 |  | 1.5381e-07 | EIA Prime Mover-level Data | NEI avg EF - PM, fuel type, firing type
2019 | WA | Snoqualmie | 3860 | 3 | HY | OP | NA | WAT |  | 50695.43 |  | 1.5381e-07 | EIA Prime Mover-level Data | NEI avg EF - PM, fuel type, firing type
2019 | WA | Snoqualmie | 3860 | 4 | HY | OP | NA | WAT |  | 50695.43 |  | 1.5381e-07 | EIA Prime Mover-level Data | NEI avg EF - PM, fuel type, firing type
2019 | WA | Snoqualmie | 3860 | 5 | HY | RE | NA | WAT
2019 | WA | Snoqualmie | 3860 | 5A | HY | OP | NA | WAT |  | 229819.3 |  | 1.5381e-07 | EIA Prime Mover-level Data | NEI avg EF - PM, fuel type, firing type
2019 | WA | Snoqualmie 2 | 7867 | 6 | HY | RE | NA | WAT
2019 | WA | Snoqualmie 2 | 7867 | 7 | HY | OP | NA | WAT |  | 768131.8 |  | 1.5381e-07 | EIA Prime Mover-level Data | NEI avg EF - PM, fuel type, firing type
2019 | WA | Snoqualmie 2 | 7867 | 6A | HY | OP | NA | WAT |  | 455189.2 |  | 1.5381e-07 | EIA Prime Mover-level Data | NEI avg EF - PM, fuel type, firing type
2019 | WA | South Fork Tolt | 622 | 1 | HY | OP | NA | WAT |  | 260827 |  | 1.5381e-07 | EIA Prime Mover-level Data | NEI avg EF - PM, fuel type, firing type
2019 | WA | SPI - Everett | 56281 | GEN1 | ST | CN | NA | WDS
2019 | WA | Spokane Waste to Energy | 50886 | 1-1A | ST | OP | NA | MSW |  | 1259445 | 0.98237 | 0.00156 | EIA Unit-level Data | Estimated using an emission factor
2019 | WA | Spokane Waste to Energy | 50886 | 1-1B | ST | OP | NA | MSW |  | 1300196 | 1.0142 | 0.00156 | EIA Unit-level Data | Estimated using an emission factor
2019 | WA | Steam plant | 3920 | 1 | ST | RE | NA | WDS
2019 | WA | Steam plant | 3920 | 2 | ST | RE | NA | WDS
2019 | WA | Sullivan CR | 773 | 1 | HY | CN | NA | WAT
2019 | WA | Sullivan CR | 773 | 2 | HY | CN | NA | WAT
2019 | WA | Summer Falls Power Plant | 56695 | 1 | HY | OP | NA | WAT |  | 1471502 |  | 1.5381e-07 | EIA Prime Mover-level Data | NEI avg EF - PM, fuel type, firing type
2019 | WA | Summer Falls Power Plant | 56695 | 2 | HY | OP | NA | WAT |  | 1471502 |  | 1.5381e-07 | EIA Prime Mover-level Data | NEI avg EF - PM, fuel type, firing type
2019 | WA | Swauk Wind LLC | 58441 | SW | WT | OP | NA | WND |  | 91035 |  | 0 | EIA Prime Mover-level Data | Estimated using an emission factor
2019 | WA | Swift 1 | 3850 | HY11 | HY | OP | NA | WAT |  | 1095441 |  | 1.5381e-07 | EIA Prime Mover-level Data | NEI avg EF - PM, fuel type, firing type
2019 | WA | Swift 1 | 3850 | HY12 | HY | OP | NA | WAT |  | 1095441 |  | 1.5381e-07 | EIA Prime Mover-level Data | NEI avg EF - PM, fuel type, firing type
2019 | WA | Swift 1 | 3850 | HY13 | HY | OP | NA | WAT |  | 1095441 |  | 1.5381e-07 | EIA Prime Mover-level Data | NEI avg EF - PM, fuel type, firing type
2019 | WA | Swift 2 | 6265 | 21 | HY | OS | NA | WAT |  |  |  | 1.5381e-07
2019 | WA | Swift 2 | 6265 | 22 | HY | OS | NA | WAT |  |  |  | 1.5381e-07
2019 | WA | Tieton Dam Hydro Electric Project | 57496 | UNIT1 | HY | OP | NA | WAT |  | 129772 |  | 1.5381e-07 | EIA Prime Mover-level Data | NEI avg EF - PM, fuel type, firing type
2019 | WA | Tieton Dam Hydro Electric Project | 57496 | UNIT2 | HY | OP | NA | WAT |  | 129772 |  | 1.5381e-07 | EIA Prime Mover-level Data | NEI avg EF - PM, fuel type, firing type
2019 | WA | Tono Solar | 63902 | TSPV1 | PV | P | NA | SUN
2019 | WA | Tucannon River Wind Farm | 58571 | 1 | WT | OP | NA | WND |  | 6441751 |  | 0 | EIA Prime Mover-level Data | Estimated using an emission factor
2019 | WA | Tuolumne Wind Project | 56702 | WPT1 | WT | OP | NA | WND |  | 3231503 |  | 0 | EIA Prime Mover-level Data | Estimated using an emission factor
2019 | WA | Turner Energy Storage Project | 60675 | TES | BA | RE | NA | MWH
2019 | WA | Twin Falls Hydro | 50827 | UNI1 | HY | OP | NA | WAT |  | 236837.5 |  | 1.5381e-07 | EIA Prime Mover-level Data | NEI avg EF - PM, fuel type, firing type
2019 | WA | Twin Falls Hydro | 50827 | UNI2 | HY | OP | NA | WAT |  | 236837.5 |  | 1.5381e-07 | EIA Prime Mover-level Data | NEI avg EF - PM, fuel type, firing type
2019 | WA | Twin Reservoirs | 50382 | GEN1 | HY | OP | NA | WAT |  | 72283 |  | 1.5381e-07 | EIA Prime Mover-level Data | NEI avg EF - PM, fuel type, firing type
2019 | WA | Typha Solar Project | 62068 | TYPHA | PV | T | NA | SUN
2019 | WA | University of Washington Power Plant | 54809 | DG3 | IC | SB | NA | DFO |  | 226 | 0.03503 | 0.31 | EIA Prime Mover-level Data | Estimated using an emission factor
2019 | WA | University of Washington Power Plant | 54809 | DG4 | IC | SB | NA | DFO |  | 226 | 0.03503 | 0.31 | EIA Prime Mover-level Data | Estimated using an emission factor
2019 | WA | University of Washington Power Plant | 54809 | DG5 | IC | SB | NA | DFO |  | 226 | 0.03503 | 0.31 | EIA Prime Mover-level Data | Estimated using an emission factor
2019 | WA | University of Washington Power Plant | 54809 | DG6 | IC | SB | NA | DFO |  | 226 | 0.03503 | 0.31 | EIA Prime Mover-level Data | Estimated using an emission factor
2019 | WA | University of Washington Power Plant | 54809 | DG7 | IC | SB | NA | DFO |  | 226 | 0.03503 | 0.31 | EIA Prime Mover-level Data | Estimated using an emission factor
2019 | WA | University of Washington Power Plant | 54809 | TG2 | ST | OP | NA | NG |  | 1627631 | 6.5532 | 0.0080524 | EIA Prime Mover-level Data | NEI avg EF - PM, fuel type
2019 | WA | Upper Baker | 3861 | 1 | HY | OP | NA | WAT |  | 1170637 |  | 1.5381e-07 | EIA Prime Mover-level Data | NEI avg EF - PM, fuel type, firing type
2019 | WA | Upper Baker | 3861 | 2 | HY | OP | NA | WAT |  | 1170637 |  | 1.5381e-07 | EIA Prime Mover-level Data | NEI avg EF - PM, fuel type, firing type
2019 | WA | Upper Falls | 9096 | 1 | HY | OP | NA | WAT |  | 592454 |  | 1.5381e-07 | EIA Prime Mover-level Data | NEI avg EF - PM, fuel type, firing type
2019 | WA | Upriver Dam Hydro Plant | 50380 | GEN1 | HY | OP | NA | WAT |  | 37995.91 |  | 1.5381e-07 | EIA Prime Mover-level Data | NEI avg EF - PM, fuel type, firing type
2019 | WA | Upriver Dam Hydro Plant | 50380 | GEN2 | HY | OP | NA | WAT |  | 37995.91 |  | 1.5381e-07 | EIA Prime Mover-level Data | NEI avg EF - PM, fuel type, firing type
2019 | WA | Upriver Dam Hydro Plant | 50380 | GEN3 | HY | OP | NA | WAT |  | 37995.91 |  | 1.5381e-07 | EIA Prime Mover-level Data | NEI avg EF - PM, fuel type, firing type
2019 | WA | Upriver Dam Hydro Plant | 50380 | GEN4 | HY | OP | NA | WAT |  | 110188.1 |  | 1.5381e-07 | EIA Prime Mover-level Data | NEI avg EF - PM, fuel type, firing type
2019 | WA | Upriver Dam Hydro Plant | 50380 | GEN5 | HY | OP | NA | WAT |  | 110188.1 |  | 1.5381e-07 | EIA Prime Mover-level Data | NEI avg EF - PM, fuel type, firing type
2019 | WA | Urtica Solar Project | 62067 | URTIC | PV | T | NA | SUN
2019 | WA | Vantage Wind Energy LLC | 57188 | 1 | WT | OP | NA | WND |  | 2122866 |  | 0 | EIA Prime Mover-level Data | Estimated using an emission factor
2019 | WA | Wanapum | 3888 | 1 | HY | RE | NA | WAT
2019 | WA | Wanapum | 3888 | 2 | HY | RE | NA | WAT
2019 | WA | Wanapum | 3888 | 3 | HY | RE | NA | WAT
2019 | WA | Wanapum | 3888 | 4 | HY | RE | NA | WAT |  | 3269975 |  |  | EIA Prime Mover-level Data
2019 | WA | Wanapum | 3888 | 5 | HY | RE | NA | WAT
2019 | WA | Wanapum | 3888 | 6 | HY | RE | NA | WAT
2019 | WA | Wanapum | 3888 | 7 | HY | RE | NA | WAT
2019 | WA | Wanapum | 3888 | 8 | HY | RE | NA | WAT
2019 | WA | Wanapum | 3888 | 9 | HY | RE | NA | WAT
2019 | WA | Wanapum | 3888 | 10 | HY | RE | NA | WAT
2019 | WA | Wanapum | 3888 | 10A | HY | OP | NA | WAT |  | 3843323 |  | 1.5381e-07 | EIA Prime Mover-level Data | NEI avg EF - PM, fuel type, firing type
2019 | WA | Wanapum | 3888 | 1A | HY | OP | NA | WAT |  | 3843323 |  | 1.5381e-07 | EIA Prime Mover-level Data | NEI avg EF - PM, fuel type, firing type
2019 | WA | Wanapum | 3888 | 2A | HY | OP | NA | WAT |  | 3843323 |  | 1.5381e-07 | EIA Prime Mover-level Data | NEI avg EF - PM, fuel type, firing type
2019 | WA | Wanapum | 3888 | 3A | HY | OP | NA | WAT |  | 3843323 |  | 1.5381e-07 | EIA Prime Mover-level Data | NEI avg EF - PM, fuel type, firing type
2019 | WA | Wanapum | 3888 | 4A | HY | P | NA | WAT
2019 | WA | Wanapum | 3888 | 5A | HY | OP | NA | WAT |  | 3843323 |  | 1.5381e-07 | EIA Prime Mover-level Data | NEI avg EF - PM, fuel type, firing type
2019 | WA | Wanapum | 3888 | 6A | HY | OP | NA | WAT |  | 3843323 |  | 1.5381e-07 | EIA Prime Mover-level Data | NEI avg EF - PM, fuel type, firing type
2019 | WA | Wanapum | 3888 | 7A | HY | OP | NA | WAT |  | 3843323 |  | 1.5381e-07 | EIA Prime Mover-level Data | NEI avg EF - PM, fuel type, firing type
2019 | WA | Wanapum | 3888 | 8A | HY | OP | NA | WAT |  | 3843323 |  | 1.5381e-07 | EIA Prime Mover-level Data | NEI avg EF - PM, fuel type, firing type
2019 | WA | Wanapum | 3888 | 9A | HY | OP | NA | WAT |  | 3843323 |  | 1.5381e-07 | EIA Prime Mover-level Data | NEI avg EF - PM, fuel type, firing type
2019 | WA | Washington State University | 50083 | GEN1 | ST | RE | NA | BIT
2019 | WA | Weeks Falls | 54387 | GEN1 | HY | OP | NA | WAT |  | 84534 |  | 1.5381e-07 | EIA Prime Mover-level Data | NEI avg EF - PM, fuel type, firing type
2019 | WA | Wells | 3886 | U-1 | HY | OP | NA | WAT |  | 3282934 |  | 1.5381e-07 | EIA Prime Mover-level Data | NEI avg EF - PM, fuel type, firing type
2019 | WA | Wells | 3886 | U-10 | HY | OP | NA | WAT |  | 3282934 |  | 1.5381e-07 | EIA Prime Mover-level Data | NEI avg EF - PM, fuel type, firing type
2019 | WA | Wells | 3886 | U-2 | HY | OP | NA | WAT |  | 3282934 |  | 1.5381e-07 | EIA Prime Mover-level Data | NEI avg EF - PM, fuel type, firing type
2019 | WA | Wells | 3886 | U-3 | HY | OA | NA | WAT |  | 3282934 |  | 1.5381e-07 | EIA Prime Mover-level Data | NEI avg EF - PM, fuel type, firing type
2019 | WA | Wells | 3886 | U-4 | HY | OP | NA | WAT |  | 3282934 |  | 1.5381e-07 | EIA Prime Mover-level Data | NEI avg EF - PM, fuel type, firing type
2019 | WA | Wells | 3886 | U-5 | HY | OP | NA | WAT |  | 3282934 |  | 1.5381e-07 | EIA Prime Mover-level Data | NEI avg EF - PM, fuel type, firing type
2019 | WA | Wells | 3886 | U-6 | HY | OP | NA | WAT |  | 3282934 |  | 1.5381e-07 | EIA Prime Mover-level Data | NEI avg EF - PM, fuel type, firing type
2019 | WA | Wells | 3886 | U-7 | HY | OP | NA | WAT |  | 3282934 |  | 1.5381e-07 | EIA Prime Mover-level Data | NEI avg EF - PM, fuel type, firing type
2019 | WA | Wells | 3886 | U-8 | HY | OP | NA | WAT |  | 3282934 |  | 1.5381e-07 | EIA Prime Mover-level Data | NEI avg EF - PM, fuel type, firing type
2019 | WA | Wells | 3886 | U-9 | HY | OP | NA | WAT |  | 3282934 |  | 1.5381e-07 | EIA Prime Mover-level Data | NEI avg EF - PM, fuel type, firing type
2019 | WA | West Point Treatment Plant | 50329 | 4 | IC | OP | NA | OBG |  | 77333 | 0.5684 | 0.0147 | EIA Prime Mover-level Data | Estimated using an emission factor
2019 | WA | West Point Treatment Plant | 50329 | 5 | IC | OP | NA | OBG |  | 77333 | 0.5684 | 0.0147 | EIA Prime Mover-level Data | Estimated using an emission factor
2019 | WA | WestRock (WA) | 57099 | 4RB | ST | OP | NA | BLQ |  | 6187651 | 0.96218 | 0.000311 | EIA Unit-level Data | Estimated using an emission factor
2019 | WA | WestRock (WA) | 57099 | 7PB | ST | OP | NA | WDS |  | 3300379 | 37.6444 | 0.022812 | EIA Unit-level Data | NEI avg EF - PM, fuel type
2019 | WA | White Creek Wind Farm | 56487 | 1 | WT | OP | NA | WND |  | 4426944 |  | 0 | EIA Prime Mover-level Data | Estimated using an emission factor
2019 | WA | White River (WA) | 3862 | 1 | HY | RE | NA | WAT
2019 | WA | White River (WA) | 3862 | 2 | HY | RE | NA | WAT
2019 | WA | White River (WA) | 3862 | 3 | HY | RE | NA | WAT
2019 | WA | White River (WA) | 3862 | 4 | HY | RE | NA | WAT
2019 | WA | Whitehorn | 6120 | 2 | GT | OP | NA | NG |  | 63170 | 0.17319 | 0.0054834 | EIA Prime Mover-level Data | NEI avg EF - PM, fuel type, firing type
2019 | WA | Whitehorn | 6120 | 3 | GT | OP | NA | NG |  | 63170 | 0.17319 | 0.0054834 | EIA Prime Mover-level Data | NEI avg EF - PM, fuel type, firing type
2019 | WA | Wild Horse | 56322 | 1 | WT | OP | NA | WND |  | 4576307 |  | 0 | EIA Prime Mover-level Data | Estimated using an emission factor
2019 | WA | Wild Horse | 56322 | WH2 | WT | OP | NA | WND |  | 880829 |  | 0 | EIA Prime Mover-level Data | Estimated using an emission factor
2019 | WA | Wild Horse | 56322 | WHS1 | PV | OP | NA | SUN |  | 3463 |  | 0 | EIA Prime Mover-level Data | Estimated using an emission factor
2019 | WA | Windy Flats Wind Project | 57159 | GEN1 | WT | OP | NA | WND |  | 5448135 |  | 0 | EIA Prime Mover-level Data | Estimated using an emission factor
2019 | WA | Wynoochee | 7127 | 1 | HY | OP | NA | WAT |  | 122286 |  | 1.5381e-07 | EIA Prime Mover-level Data | NEI avg EF - PM, fuel type, firing type
2019 | WA | Yale | 3852 | 1 | HY | OP | NA | WAT |  | 1647342 |  | 1.5381e-07 | EIA Prime Mover-level Data | NEI avg EF - PM, fuel type, firing type
2019 | WA | Yale | 3852 | 2 | HY | OP | NA | WAT |  | 1647342 |  | 1.5381e-07 | EIA Prime Mover-level Data | NEI avg EF - PM, fuel type, firing type
2019 | WA | Yelm | 3878 | 1 | HY | OP | NA | WAT |  | 142717.8 |  | 1.5381e-07 | EIA Prime Mover-level Data | NEI avg EF - PM, fuel type, firing type
2019 | WA | Yelm | 3878 | 2 | HY | OP | NA | WAT |  | 142717.8 |  | 1.5381e-07 | EIA Prime Mover-level Data | NEI avg EF - PM, fuel type, firing type
2019 | WA | Yelm | 3878 | 3 | HY | OP | NA | WAT |  | 285435.5 |  | 1.5381e-07 | EIA Prime Mover-level Data | NEI avg EF - PM, fuel type, firing type
2019 | WA | Youngs Creek Hydroelectric Project | 57763 | 1 | HY | OP | NA | WAT |  | 109449 |  | 1.5381e-07 | EIA Prime Mover-level Data | NEI avg EF - PM, fuel type, firing type
2019 | WA | Centralia | 3845 | BW21 | ST | OP | TANGENTIAL | RC | 6961 | 40526880 | 197.7656 | 0.0097597 | EPA/CAMD | EPA/NEI | 1972
2019 | WA | Centralia | 3845 | BW22 | ST | OP | TANGENTIAL | RC | 6515 | 42888610 | 134.0379 | 0.0062505 | EPA/CAMD | EPA/NEI | 1973
2019 | WA | Chehalis Generation Facility | 55662 | CT1 | CT | OP | CC | NG | 6168 | 8907069 | 18.5036 | 0.0041548 | EPA/CAMD | EPA/NEI | 2003
2019 | WA | Chehalis Generation Facility | 55662 | CT2 | CT | OP | CC | NG | 6373 | 9134230 | 19.544 | 0.0042793 | EPA/CAMD | EPA/NEI | 2003
2019 | WA | Encogen Generating Station | 7870 | CT1 | CT | OP | CC | NG | 2931 | 1185545 | 4.739 | 0.0079947 | EPA/CAMD | EPA/NEI | 1993
2019 | WA | Encogen Generating Station | 7870 | CT2 | CT | OP | CC | NG | 2808 | 1151373 | 3.5971 | 0.0062484 | EPA/CAMD | EPA/NEI | 1993
2019 | WA | Encogen Generating Station | 7870 | CT3 | CT | OP | CC | NG | 2912 | 1215390 | 4.0263 | 0.0066256 | EPA/CAMD | EPA/NEI | 1993
2019 | WA | Ferndale Generating Station | 54537 | CT-1A | CT | OP | CC | NG | 4695 | 4415730 | 15.9052 | 0.0072039 | EPA/CAMD | EPA/NEI | 1994
2019 | WA | Ferndale Generating Station | 54537 | CT-1B | CT | OP | CC | NG | 4689 | 4446354 | 15.3435 | 0.0069016 | EPA/CAMD | EPA/NEI | 1994
2019 | WA | Frederickson Power LP | 55818 | F1CT | CT | OP | CC | NG | 5293 | 9533500 | 46.2904 | 0.0097111 | EPA/CAMD | EPA/NEI | 2002
2019 | WA | Fredonia Generating Station | 607 | CT3 | GT | OP | CT | NG | 96 | 36261.42 | 0.29142 | 0.016073 | EPA/CAMD | EPA/NEI | 2001
2019 | WA | Fredonia Generating Station | 607 | CT4 | GT | OP | CT | NG | 595 | 303995.5 | 1.1026 | 0.0072541 | EPA/CAMD | EPA/NEI | 2001
2019 | WA | Goldendale Generating Station | 55482 | CT-1 | CT | OP | CC | NG | 7121 | 13510390 | 8.0842 | 0.0011967 | EPA/CAMD | EPA/NEI | 2004
2019 | WA | Grays Harbor Energy Center | 7999 | 1 | CT | OP | CC | NG | 6308 | 12432430 | 14.8737 | 0.0023927 | EPA/CAMD | EPA/NEI | 2008
2019 | WA | Grays Harbor Energy Center | 7999 | 2 | CT | OP | CC | NG | 6325 | 12354940 | 12.29 | 0.0019895 | EPA/CAMD | EPA/NEI | 2008
2019 | WA | Mint Farm Generating Station | 55700 | CTG1 | CT | OP | CC | NG | 6884 | 14072250 | 20.0841 | 0.0028544 | EPA/CAMD | EPA/NEI | 2008
2019 | WA | River Road | 7605 | 1 | CT | OP | CC | NG | 7103 | 12724880 | 33.088 | 0.0052005 | EPA/CAMD | EPA/NEI | 1997
2019 | WA | Sumas Generating Station | 54476 | CT-1 | CT | OP | CC | NG | 4334 | 4219415 | 11.6317 | 0.0055134 | EPA/CAMD | EPA/NEI | 1993
2019 | WI | Alexander | 4060 | 1 | HY | OP | NA | WAT |  | 86377.66 |  | 1.5381e-07 | EIA Prime Mover-level Data | NEI avg EF - PM, fuel type, firing type
2019 | WI | Alexander | 4060 | 2 | HY | OP | NA | WAT |  | 86377.66 |  | 1.5381e-07 | EIA Prime Mover-level Data | NEI avg EF - PM, fuel type, firing type
2019 | WI | Alexander | 4060 | 3 | HY | OP | NA | WAT |  | 86377.66 |  | 1.5381e-07 | EIA Prime Mover-level Data | NEI avg EF - PM, fuel type, firing type
2019 | WI | Alma | 4140 | 1 | ST | RE | NA | BIT
2019 | WI | Alma | 4140 | 2 | ST | RE | NA | BIT
2019 | WI | Alma | 4140 | 3 | ST | RE | NA | BIT
2019 | WI | Alma | 4140 | 4 | ST | RE | NA | BIT
2019 | WI | Alma | 4140 | 5 | ST | RE | NA | BIT
2019 | WI | Ameresco Janesville | 56427 | Unit1 | IC | OP | NA | LFG |  | 51763 | 0.38046 | 0.0147 | EIA Prime Mover-level Data | Estimated using an emission factor
2019 | WI | Ameresco Janesville | 56427 | Unit2 | IC | OP | NA | LFG |  | 51763 | 0.38046 | 0.0147 | EIA Prime Mover-level Data | Estimated using an emission factor
2019 | WI | Ameresco Janesville | 56427 | Unit3 | IC | OP | NA | LFG |  | 51763 | 0.38046 | 0.0147 | EIA Prime Mover-level Data | Estimated using an emission factor
2019 | WI | Apple River | 6231 | 1 | HY | OP | NA | WAT |  | 36984.33 |  | 1.5381e-07 | EIA Prime Mover-level Data | NEI avg EF - PM, fuel type, firing type
2019 | WI | Apple River | 6231 | 2 | HY | RE | NA | WAT
2019 | WI | Apple River | 6231 | 3 | HY | OP | NA | WAT |  | 36984.33 |  | 1.5381e-07 | EIA Prime Mover-level Data | NEI avg EF - PM, fuel type, firing type
2019 | WI | Apple River | 6231 | 4 | HY | OP | NA | WAT |  | 36984.33 |  | 1.5381e-07 | EIA Prime Mover-level Data | NEI avg EF - PM, fuel type, firing type
2019 | WI | Appleton | 4043 | 4 | HY | OP | NA | WAT |  | 33123.27 |  | 1.5381e-07 | EIA Prime Mover-level Data | NEI avg EF - PM, fuel type, firing type
2019 | WI | Appleton | 4043 | 5 | HY | OP | NA | WAT |  | 13801.36 |  | 1.5381e-07 | EIA Prime Mover-level Data | NEI avg EF - PM, fuel type, firing type
2019 | WI | Appleton | 4043 | 6 | HY | OP | NA | WAT |  | 13801.36 |  | 1.5381e-07 | EIA Prime Mover-level Data | NEI avg EF - PM, fuel type, firing type
2019 | WI | Arcadia Electric | 4100 | 1 | IC | SB | NA | DFO |  | 549.692 | 0.085202 | 0.31 | EIA Prime Mover-level Data | Estimated using an emission factor
2019 | WI | Arcadia Electric | 4100 | 2 | IC | SB | NA | DFO |  | 422.84 | 0.06554 | 0.31 | EIA Prime Mover-level Data | Estimated using an emission factor
2019 | WI | Arcadia Electric | 4100 | 3 | IC | SB | NA | DFO |  | 169.136 | 0.026216 | 0.31 | EIA Prime Mover-level Data | Estimated using an emission factor
2019 | WI | Arcadia Electric | 4100 | 4 | IC | SB | NA | DFO |  | 84.568 | 0.013108 | 0.31 | EIA Prime Mover-level Data | Estimated using an emission factor
2019 | WI | Arcadia Electric | 4100 | 5 | IC | SB | NA | NG |  | 1268.521 | 0.00026766 | 0.000422 | EIA Prime Mover-level Data | Estimated using an emission factor
2019 | WI | Arcadia Electric | 4100 | 6 | IC | SB | NA | NG |  | 1268.521 | 0.00026766 | 0.000422 | EIA Prime Mover-level Data | Estimated using an emission factor
2019 | WI | Arcadia Electric | 4100 | 7 | IC | SB | NA | DFO |  | 845.68 | 0.13108 | 0.31 | EIA Prime Mover-level Data | Estimated using an emission factor
2019 | WI | Arcadia Electric | 4100 | 8 | IC | SB | NA | DFO |  | 845.68 | 0.13108 | 0.31 | EIA Prime Mover-level Data | Estimated using an emission factor
2019 | WI | Arcadia Electric | 4100 | 9 | IC | SB | NA | DFO |  | 845.68 | 0.13108 | 0.31 | EIA Prime Mover-level Data | Estimated using an emission factor
2019 | WI | Arcadia Electric | 4100 | 10 | IC | SB | NA | DFO |  | 845.68 | 0.13108 | 0.31 | EIA Prime Mover-level Data | Estimated using an emission factor
2019 | WI | Arcadia Solar | 62744 | A1 | PV | OP | NA | SUN |  | 12208 |  | 0 | EIA Prime Mover-level Data | Estimated using an emission factor
2019 | WI | Argyle | 7810 | 3 | HY | OP | NA | WAT |  | 241 |  | 1.5381e-07 | EIA Prime Mover-level Data | NEI avg EF - PM, fuel type, firing type
2019 | WI | Argyle | 7810 | 4 | IC | RE | NA | DFO
2019 | WI | Argyle | 7810 | 5 | IC | SB | NA | DFO |  | 424 | 0.06572 | 0.31 | EIA Prime Mover-level Data | Estimated using an emission factor
2019 | WI | Argyle | 7810 | 2A | IC | RE | NA | DFO
2019 | WI | Arpin Dam | 3995 | 1 | HY | OP | NA | WAT |  | 31542.43 |  | 1.5381e-07 | EIA Prime Mover-level Data | NEI avg EF - PM, fuel type, firing type
2019 | WI | Arpin Dam | 3995 | 2 | HY | OP | NA | WAT |  | 31542.43 |  | 1.5381e-07 | EIA Prime Mover-level Data | NEI avg EF - PM, fuel type, firing type
2019 | WI | Arpin Dam | 3995 | 3 | HY | OP | NA | WAT |  | 10514.14 |  | 1.5381e-07 | EIA Prime Mover-level Data | NEI avg EF - PM, fuel type, firing type
2019 | WI | Badger Hollow Solar Farm LLC | 62955 | GEN1 | PV | U | NA | SUN
2019 | WI | Barron | 4102 | 4 | IC | SB | NA | DFO |  |  |  | 0.30942
2019 | WI | Barron | 4102 | 7 | IC | OS | NA | DFO |  |  |  | 0.30942
2019 | WI | Barron | 4102 | 8 | IC | SB | NA | DFO |  |  |  | 0.30942
2019 | WI | Barron | 4102 | 9 | IC | SB | NA | DFO |  |  |  | 0.30942
2019 | WI | Barron | 4102 | 1A | IC | SB | NA | DFO |  |  |  | 0.30942
2019 | WI | Barron | 4102 | 2A | IC | SB | NA | DFO |  |  |  | 0.30942
2019 | WI | Barron | 4102 | 3A | IC | SB | NA | DFO |  |  |  | 0.30942
2019 | WI | Barron | 4102 | H2 | HY | OP | NA | WAT |  | 3401 |  | 1.5381e-07 | EIA Prime Mover-level Data | NEI avg EF - PM, fuel type, firing type
2019 | WI | Beloit Memorial Hospital Power Plant | 62117 | GEN-1 | IC | OP | NA | NG |  | 360.5 | 7.6066e-05 | 0.000422 | EIA Prime Mover-level Data | Estimated using an emission factor
2019 | WI | Beloit Memorial Hospital Power Plant | 62117 | GEN-2 | IC | OP | NA | NG |  | 360.5 | 7.6066e-05 | 0.000422 | EIA Prime Mover-level Data | Estimated using an emission factor
2019 | WI | Berlin Landfill Gas | 56069 | 1 | IC | OP | NA | LFG |  | 69118.66 | 0.50802 | 0.0147 | EIA Prime Mover-level Data | Estimated using an emission factor
2019 | WI | Berlin Landfill Gas | 56069 | 2 | IC | OP | NA | LFG |  | 69118.66 | 0.50802 | 0.0147 | EIA Prime Mover-level Data | Estimated using an emission factor
2019 | WI | Berlin Landfill Gas | 56069 | 3 | IC | OP | NA | LFG |  | 69118.66 | 0.50802 | 0.0147 | EIA Prime Mover-level Data | Estimated using an emission factor
2019 | WI | Big Falls | 3983 | 1 | HY | OP | NA | WAT |  | 98578.83 |  | 1.5381e-07 | EIA Prime Mover-level Data | NEI avg EF - PM, fuel type, firing type
2019 | WI | Big Falls | 3983 | 2 | HY | OP | NA | WAT |  | 98578.83 |  | 1.5381e-07 | EIA Prime Mover-level Data | NEI avg EF - PM, fuel type, firing type
2019 | WI | Big Falls | 3983 | 3 | HY | OP | NA | WAT |  | 94787.34 |  | 1.5381e-07 | EIA Prime Mover-level Data | NEI avg EF - PM, fuel type, firing type
2019 | WI | Biron | 3971 | 1 | HY | OP | NA | WAT |  | 77726.5 |  | 1.5381e-07 | EIA Prime Mover-level Data | NEI avg EF - PM, fuel type, firing type
2019 | WI | Biron | 3971 | 2 | HY | OP | NA | WAT |  | 77726.5 |  | 1.5381e-07 | EIA Prime Mover-level Data | NEI avg EF - PM, fuel type, firing type
2019 | WI | Biron | 3971 | 3 | HY | OS | NA | WAT |  | 22207.57 |  | 1.5381e-07 | EIA Prime Mover-level Data | NEI avg EF - PM, fuel type, firing type
2019 | WI | Biron | 3971 | 4 | HY | OS | NA | WAT |  | 22207.57 |  | 1.5381e-07 | EIA Prime Mover-level Data | NEI avg EF - PM, fuel type, firing type
2019 | WI | Biron | 3971 | 5 | HY | OS | NA | WAT |  | 22207.57 |  | 1.5381e-07 | EIA Prime Mover-level Data | NEI avg EF - PM, fuel type, firing type
2019 | WI | Biron | 3971 | 6 | HY | OP | NA | WAT |  | 22207.57 |  | 1.5381e-07 | EIA Prime Mover-level Data | NEI avg EF - PM, fuel type, firing type
2019 | WI | Biron | 3971 | 7 | HY | OS | NA | WAT |  | 22207.57 |  | 1.5381e-07 | EIA Prime Mover-level Data | NEI avg EF - PM, fuel type, firing type
2019 | WI | Biron | 3971 | 8 | HY | RE | NA | WAT
2019 | WI | Biron | 3971 | 9 | HY | OP | NA | WAT |  | 44415.14 |  | 1.5381e-07 | EIA Prime Mover-level Data | NEI avg EF - PM, fuel type, firing type
2019 | WI | Biron Mill | 10234 | 1 | ST | SB | NA | NG |  | 22140 | 0.08914 | 0.0080524 | EIA Unit-level Data | NEI avg EF - PM, fuel type
2019 | WI | Biron Mill | 10234 | 2 | ST | SB | NA | NG |  | 12792 | 0.051503 | 0.0080524 | EIA Unit-level Data | NEI avg EF - PM, fuel type
2019 | WI | Biron Mill | 10234 | 3 | ST | SB | NA | NG |  | 20331 | 0.081857 | 0.0080524 | EIA Unit-level Data | NEI avg EF - PM, fuel type
2019 | WI | Biron Mill | 10234 | 4 | ST | RE | NA | NG |  | 1636267 | 6.588 | 0.0080524 | EIA Unit-level Data | NEI avg EF - PM, fuel type
2019 | WI | Biron Mill | 10234 | 5 | ST | OP | NA | SUB |  | 1669933 | 14.3483 | 0.017184 | EIA Unit-level Data | NEI avg EF - PM, fuel type
2019 | WI | Blackhawk | 4048 | 3 | ST | RE | NA | NG
2019 | WI | Blackhawk | 4048 | 4 | ST | RE | NA | NG
2019 | WI | Blue Sky Green Field Wind Project | 56391 | 1 | WT | OP | NA | WND |  | 2863660 |  | 0 | EIA Prime Mover-level Data | Estimated using an emission factor
2019 | WI | Brule | 1775 | 1 | HY | OP | NA | WAT |  | 27861.45 |  | 1.5381e-07 | EIA Prime Mover-level Data | NEI avg EF - PM, fuel type, firing type
2019 | WI | Brule | 1775 | 2 | HY | OP | NA | WAT |  | 42863.77 |  | 1.5381e-07 | EIA Prime Mover-level Data | NEI avg EF - PM, fuel type, firing type
2019 | WI | Brule | 1775 | 3 | HY | OP | NA | WAT |  | 42863.77 |  | 1.5381e-07 | EIA Prime Mover-level Data | NEI avg EF - PM, fuel type, firing type
2019 | WI | Butler Ridge | 56647 | 1 | WT | OP | NA | WND |  | 1283647 |  | 0 | EIA Prime Mover-level Data | Estimated using an emission factor
2019 | WI | Byron | 7901 | 1 | WT | RE | NA | WND |  | 4203 |  |  | EIA Prime Mover-level Data
2019 | WI | Byron | 7901 | 2 | WT | RE | NA | WND |  | 4203 |  |  | EIA Prime Mover-level Data
2019 | WI | Caldron Falls | 4061 | 1 | HY | OP | NA | WAT |  | 106042.5 |  | 1.5381e-07 | EIA Prime Mover-level Data | NEI avg EF - PM, fuel type, firing type
2019 | WI | Caldron Falls | 4061 | 2 | HY | OP | NA | WAT |  | 106042.5 |  | 1.5381e-07 | EIA Prime Mover-level Data | NEI avg EF - PM, fuel type, firing type
2019 | WI | Capitol Heat and Power | 54406 | 1 | ST | RE | NA | NG
2019 | WI | Capitol Heat and Power | 54406 | 2 | ST | RE | NA | NG
2019 | WI | Capitol Heat and Power | 54406 | P31 | IC | SB | NA | DFO |  |  |  | 0.30942
2019 | WI | Capitol Heat and Power | 54406 | P32 | IC | SB | NA | DFO |  |  |  | 0.30942
2019 | WI | Cashton | 4107 | 3 | IC | OP | NA | DFO |  |  |  | 0.30942
2019 | WI | Cashton | 4107 | 4 | IC | RE | NA | DFO
2019 | WI | Cashton | 4107 | 5 | IC | OP | NA | NG |  |  |  | 0.0004219
2019 | WI | Cashton | 4107 | 6 | IC | OP | NA | DFO |  |  |  | 0.30942
2019 | WI | Cashton Greens Wind Farm | 57968 | CGWF | WT | OP | NA | WND |  | 89548 |  | 0 | EIA Prime Mover-level Data | Estimated using an emission factor
2019 | WI | Cashton Solar | 62858 | CAS3 | PV | OP | NA | SUN |  | 5182 |  | 0 | EIA Prime Mover-level Data | Estimated using an emission factor
2019 | WI | Castle Rock | 4079 | 1 | HY | OP | NA | WAT |  | 194994.4 |  | 1.5381e-07 | EIA Prime Mover-level Data | NEI avg EF - PM, fuel type, firing type
2019 | WI | Castle Rock | 4079 | 2 | HY | OP | NA | WAT |  | 194994.4 |  | 1.5381e-07 | EIA Prime Mover-level Data | NEI avg EF - PM, fuel type, firing type
2019 | WI | Castle Rock | 4079 | 3 | HY | OP | NA | WAT |  | 194994.4 |  | 1.5381e-07 | EIA Prime Mover-level Data | NEI avg EF - PM, fuel type, firing type
2019 | WI | Castle Rock | 4079 | 4 | HY | OP | NA | WAT |  | 194994.4 |  | 1.5381e-07 | EIA Prime Mover-level Data | NEI avg EF - PM, fuel type, firing type
2019 | WI | Castle Rock | 4079 | 5 | HY | OP | NA | WAT |  | 194994.4 |  | 1.5381e-07 | EIA Prime Mover-level Data | NEI avg EF - PM, fuel type, firing type
2019 | WI | Cedar Falls (WI) | 3998 | 1 | HY | OP | NA | WAT |  | 139330.3 |  | 1.5381e-07 | EIA Prime Mover-level Data | NEI avg EF - PM, fuel type, firing type
2019 | WI | Cedar Falls (WI) | 3998 | 2 | HY | OP | NA | WAT |  | 139330.3 |  | 1.5381e-07 | EIA Prime Mover-level Data | NEI avg EF - PM, fuel type, firing type
2019 | WI | Cedar Falls (WI) | 3998 | 3 | HY | OP | NA | WAT |  | 139330.3 |  | 1.5381e-07 | EIA Prime Mover-level Data | NEI avg EF - PM, fuel type, firing type
2019 | WI | Cedar Ridge | 56347 | 1 | WT | OP | NA | WND |  | 1570916 |  | 0 | EIA Prime Mover-level Data | Estimated using an emission factor
2019 | WI | Chippewa Falls | 4000 | 1 | HY | OP | NA | WAT |  | 127506.8 |  | 1.5381e-07 | EIA Prime Mover-level Data | NEI avg EF - PM, fuel type, firing type
2019 | WI | Chippewa Falls | 4000 | 2 | HY | OP | NA | WAT |  | 127506.8 |  | 1.5381e-07 | EIA Prime Mover-level Data | NEI avg EF - PM, fuel type, firing type
2019 | WI | Chippewa Falls | 4000 | 3 | HY | OP | NA | WAT |  | 127506.8 |  | 1.5381e-07 | EIA Prime Mover-level Data | NEI avg EF - PM, fuel type, firing type
2019 | WI | Chippewa Falls | 4000 | 4 | HY | OP | NA | WAT |  | 127506.8 |  | 1.5381e-07 | EIA Prime Mover-level Data | NEI avg EF - PM, fuel type, firing type
2019 | WI | Chippewa Falls | 4000 | 5 | HY | OP | NA | WAT |  | 127506.8 |  | 1.5381e-07 | EIA Prime Mover-level Data | NEI avg EF - PM, fuel type, firing type
2019 | WI | Chippewa Falls | 4000 | 6 | HY | OP | NA | WAT |  | 127506.8 |  | 1.5381e-07 | EIA Prime Mover-level Data | NEI avg EF - PM, fuel type, firing type
2019 | WI | Clam River Dam | 4018 | 1 | HY | OP | NA | WAT |  | 19016.33 |  | 1.5381e-07 | EIA Prime Mover-level Data | NEI avg EF - PM, fuel type, firing type
2019 | WI | Clam River Dam | 4018 | 2 | HY | OP | NA | WAT |  | 19016.33 |  | 1.5381e-07 | EIA Prime Mover-level Data | NEI avg EF - PM, fuel type, firing type
2019 | WI | Clam River Dam | 4018 | 3 | HY | OP | NA | WAT |  | 19016.33 |  | 1.5381e-07 | EIA Prime Mover-level Data | NEI avg EF - PM, fuel type, firing type
2019 | WI | Clean Fuel Dane Community Digester | 59559 | GEN#1 | IC | OP | NA | OBG |  | 54511 | 0.40066 | 0.0147 | EIA Prime Mover-level Data | Estimated using an emission factor
2019 | WI | Clean Fuel Dane Community Digester | 59559 | GEN#2 | IC | OP | NA | OBG |  | 54511 | 0.40066 | 0.0147 | EIA Prime Mover-level Data | Estimated using an emission factor
2019 | WI | Combined Locks | 4201 | HC1 | HY | OP | NA | WAT |  | 170062.5 |  | 1.5381e-07 | EIA Prime Mover-level Data | NEI avg EF - PM, fuel type, firing type
2019 | WI | Combined Locks | 4201 | HC2 | HY | OP | NA | WAT |  | 170062.5 |  | 1.5381e-07 | EIA Prime Mover-level Data | NEI avg EF - PM, fuel type, firing type
2019 | WI | Conrath DPC Solar | 60889 | PV1 | PV | OP | NA | SUN |  | 10667 |  | 0 | EIA Prime Mover-level Data | Estimated using an emission factor
2019 | WI | Consumer Operations LLC | 10360 | B02 | ST | OP | WALL | NG |  | 2748619 | 9.8599 | 0.0071744 | EIA Unit-level Data | NEI avg EF - PM, fuel type, firing type
2019 | WI | Consumer Operations LLC | 10360 | B26 | ST | OP | STOKER | BIT |  | 463523.2 | 3.4566 | 0.014915 | EIA Unit-level Data | NEI avg EF - PM, fuel type, firing type
2019 | WI | Consumer Operations LLC | 10360 | B27 | ST | RE | CYCLONE | SUB |  | 0 |  |  | EIA Unit-level Data
2019 | WI | Consumer Operations LLC | 10360 | B28 | ST | OP | STOKER | BIT |  | 1181676 | 8.8121 | 0.014915 | EIA Unit-level Data | NEI avg EF - PM, fuel type, firing type
2019 | WI | Consumer Operations LLC | 10360 | B29 | ST | OP | FLUIDIZED | BIT |  | 111919.1 | 0.70193 | 0.012544 | EIA Unit-level Data | NEI avg EF - PM, fuel type, firing type
2019 | WI | Consumer Operations LLC | 10360 | GEN1 | ST | RE | NA | BIT
2019 | WI | Consumer Operations LLC | 10360 | GEN2 | ST | RE | NA | BIT
2019 | WI | Consumer Operations LLC | 10360 | GEN3 | ST | RE | NA | BIT
2019 | WI | Consumer Operations LLC | 10360 | GEN4 | ST | RE | NA | BIT
2019 | WI | Cornell | 6086 | 1 | HY | OP | NA | WAT |  | 372996.8 |  | 1.5381e-07 | EIA Prime Mover-level Data | NEI avg EF - PM, fuel type, firing type
2019 | WI | Cornell | 6086 | 2 | HY | OP | NA | WAT |  | 372996.8 |  | 1.5381e-07 | EIA Prime Mover-level Data | NEI avg EF - PM, fuel type, firing type
2019 | WI | Cornell | 6086 | 3 | HY | OP | NA | WAT |  | 372996.8 |  | 1.5381e-07 | EIA Prime Mover-level Data | NEI avg EF - PM, fuel type, firing type
2019 | WI | Cornell | 6086 | 4 | HY | OP | NA | WAT |  | 25947.6 |  | 1.5381e-07 | EIA Prime Mover-level Data | NEI avg EF - PM, fuel type, firing type
2019 | WI | Cumberland (WI) | 4112 | 1 | IC | OP | NA | DFO |  | 44.749 | 0.0069361 | 0.31 | EIA Prime Mover-level Data | Estimated using an emission factor
2019 | WI | Cumberland (WI) | 4112 | 2 | IC | OP | NA | DFO |  | 19.178 | 0.0029726 | 0.31 | EIA Prime Mover-level Data | Estimated using an emission factor
2019 | WI | Cumberland (WI) | 4112 | 3 | IC | OP | NA | DFO |  | 19.178 | 0.0029726 | 0.31 | EIA Prime Mover-level Data | Estimated using an emission factor
2019 | WI | Cumberland (WI) | 4112 | 4 | IC | OP | NA | DFO |  | 83.105 | 0.012881 | 0.31 | EIA Prime Mover-level Data | Estimated using an emission factor
2019 | WI | Cumberland (WI) | 4112 | 5 | IC | OP | NA | NG |  | 127.854 | 2.6977e-05 | 0.000422 | EIA Prime Mover-level Data | Estimated using an emission factor
2019 | WI | Cumberland (WI) | 4112 | 6 | IC | OP | NA | DFO |  | 460.274 | 0.071342 | 0.31 | EIA Prime Mover-level Data | Estimated using an emission factor
2019 | WI | Cumberland (WI) | 4112 | 7 | IC | OP | NA | NG |  | 421.918 | 8.9025e-05 | 0.000422 | EIA Prime Mover-level Data | Estimated using an emission factor
2019 | WI | Cumberland (WI) | 4112 | 8 | IC | OP | NA | NG |  | 223.744 | 4.721e-05 | 0.000422 | EIA Prime Mover-level Data | Estimated using an emission factor
2019 | WI | Cumberland Solar | 62849 | CUM4 | PV | OP | NA | SUN |  | 3375 |  | 0 | EIA Prime Mover-level Data | Estimated using an emission factor
2019 | WI | Custer Energy Center | 7795 | 1 | GT | OP | NA | NG |  | 23928 | 0.065603 | 0.0054834 | EIA Prime Mover-level Data | NEI avg EF - PM, fuel type, firing type
2019 | WI | Dairyland WTE Plant | 59810 | GEN1 | IC | OP | NA | OBG |  | 37501.5 | 0.27564 | 0.0147 | EIA Prime Mover-level Data | Estimated using an emission factor
2019 | WI | Dairyland WTE Plant | 59810 | GEN2 | IC | OP | NA | OBG |  | 37501.5 | 0.27564 | 0.0147 | EIA Prime Mover-level Data | Estimated using an emission factor
2019 | WI | Danbury Dam | 4019 | 1 | HY | OP | NA | WAT |  | 2515.3 |  | 1.5381e-07 | EIA Prime Mover-level Data | NEI avg EF - PM, fuel type, firing type
2019 | WI | Danbury Dam | 4019 | 2 | HY | OP | NA | WAT |  | 7545.9 |  | 1.5381e-07 | EIA Prime Mover-level Data | NEI avg EF - PM, fuel type, firing type
2019 | WI | Danbury Dam | 4019 | HY3 | HY | OP | NA | WAT |  | 15091.8 |  | 1.5381e-07 | EIA Prime Mover-level Data | NEI avg EF - PM, fuel type, firing type
2019 | WI | Danbury Diesel | 55998 | GT1 | GT | OP | NA | DFO |  | 0 | 0 | 0.017259 | EIA Prime Mover-level Data | NEI avg EF - PM, fuel type, firing type
2019 | WI | Danbury Diesel | 55998 | IC1 | IC | OP | NA | DFO |  | 0 | 0 | 0.30942 | EIA Prime Mover-level Data | NEI avg EF - PM, fuel type, firing type
2019 | WI | Danbury Diesel | 55998 | IC2 | IC | OP | NA | DFO |  | 0 | 0 | 0.30942 | EIA Prime Mover-level Data | NEI avg EF - PM, fuel type, firing type
2019 | WI | Dane County Landfill #2 Rodefeld | 55770 | GEN1 | IC | RE | NA | LFG |  | 6961.25 | 0.051165 | 0.0147 | EIA Prime Mover-level Data | Estimated using an emission factor
2019 | WI | Dane County Landfill #2 Rodefeld | 55770 | GEN2 | IC | RE | NA | LFG |  | 6961.25 | 0.051165 | 0.0147 | EIA Prime Mover-level Data | Estimated using an emission factor
2019 | WI | Dane County Landfill #2 Rodefeld | 55770 | GEN3 | IC | RE | NA | LFG |  | 6961.25 | 0.051165 | 0.0147 | EIA Prime Mover-level Data | Estimated using an emission factor
2019 | WI | Dane County Landfill #2 Rodefeld | 55770 | GEN4 | IC | RE | NA | LFG |  | 13922.5 | 0.10233 | 0.0147 | EIA Prime Mover-level Data | Estimated using an emission factor
2019 | WI | Dane County Landfill #2 Rodefeld | 55770 | GEN5 | IC | RE | NA | LFG |  | 6961.25 | 0.051165 | 0.0147 | EIA Prime Mover-level Data | Estimated using an emission factor
2019 | WI | Dane County Landfill #2 Rodefeld | 55770 | GEN6 | IC | RE | NA | LFG |  | 6961.25 | 0.051165 | 0.0147 | EIA Prime Mover-level Data | Estimated using an emission factor
2019 | WI | Dane County Landfill #2 Rodefeld | 55770 | GEN7 | IC | RE | NA | LFG |  | 6961.25 | 0.051165 | 0.0147 | EIA Prime Mover-level Data | Estimated using an emission factor
2019 | WI | Deertrack Park Gas Recovery | 56520 | GEN1 | IC | OP | NA | LFG |  | 53428.25 | 0.3927 | 0.0147 | EIA Prime Mover-level Data | Estimated using an emission factor
2019 | WI | Deertrack Park Gas Recovery | 56520 | GEN2 | IC | OP | NA | LFG |  | 53428.25 | 0.3927 | 0.0147 | EIA Prime Mover-level Data | Estimated using an emission factor
2019 | WI | Deertrack Park Gas Recovery | 56520 | GEN3 | IC | OP | NA | LFG |  | 53428.25 | 0.3927 | 0.0147 | EIA Prime Mover-level Data | Estimated using an emission factor
2019 | WI | Deertrack Park Gas Recovery | 56520 | GEN4 | IC | OP | NA | LFG |  | 53428.25 | 0.3927 | 0.0147 | EIA Prime Mover-level Data | Estimated using an emission factor
2019 | WI | Deertrack Park Gas Recovery | 56520 | GEN5 | IC | OP | NA | LFG |  | 53428.25 | 0.3927 | 0.0147 | EIA Prime Mover-level Data | Estimated using an emission factor
2019 | WI | Deertrack Park Gas Recovery | 56520 | GEN6 | IC | OP | NA | LFG |  | 53428.25 | 0.3927 | 0.0147 | EIA Prime Mover-level Data | Estimated using an emission factor
2019 | WI | Deertrack Park Gas Recovery | 56520 | GEN7 | IC | OP | NA | LFG |  | 53428.25 | 0.3927 | 0.0147 | EIA Prime Mover-level Data | Estimated using an emission factor
2019 | WI | Deertrack Park Gas Recovery | 56520 | GEN8 | IC | OP | NA | LFG |  | 53428.25 | 0.3927 | 0.0147 | EIA Prime Mover-level Data | Estimated using an emission factor
2019 | WI | Dells | 4002 | 1 | HY | OP | NA | WAT |  | 128119.2 |  | 1.5381e-07 | EIA Prime Mover-level Data | NEI avg EF - PM, fuel type, firing type
2019 | WI | Dells | 4002 | 2 | HY | OP | NA | WAT |  | 114865.5 |  | 1.5381e-07 | EIA Prime Mover-level Data | NEI avg EF - PM, fuel type, firing type
2019 | WI | Dells | 4002 | 3 | HY | OP | NA | WAT |  | 114865.5 |  | 1.5381e-07 | EIA Prime Mover-level Data | NEI avg EF - PM, fuel type, firing type
2019 | WI | Dells | 4002 | 4 | HY | OP | NA | WAT |  | 114865.5 |  | 1.5381e-07 | EIA Prime Mover-level Data | NEI avg EF - PM, fuel type, firing type
2019 | WI | Dells | 4002 | 5 | HY | OP | NA | WAT |  | 70686.44 |  | 1.5381e-07 | EIA Prime Mover-level Data | NEI avg EF - PM, fuel type, firing type
2019 | WI | Dells | 4002 | 6 | HY | RE | NA | WAT
2019 | WI | Dells | 4002 | 7 | HY | RE | NA | WAT
2019 | WI | Diesel Generators | 56070 | 1 | IC | OP | NA | DFO |  | 7369 | 1.1422 | 0.31 | EIA Prime Mover-level Data | Estimated using an emission factor
2019 | WI | Domtar Paper Company Rothschild | 50190 | HG1 | HY | OP | NA | WAT |  | 5460 |  | 1.5381e-07 | EIA Prime Mover-level Data | NEI avg EF - PM, fuel type, firing type
2019 | WI | Domtar Paper Company Rothschild | 50190 | HG2 | HY | OP | NA | WAT |  | 4550 |  | 1.5381e-07 | EIA Prime Mover-level Data | NEI avg EF - PM, fuel type, firing type
2019 | WI | Domtar Paper Company Rothschild | 50190 | HG3 | HY | OP | NA | WAT |  | 5460 |  | 1.5381e-07 | EIA Prime Mover-level Data | NEI avg EF - PM, fuel type, firing type
2019 | WI | Domtar Paper Company Rothschild | 50190 | HG4 | HY | OP | NA | WAT |  | 4550 |  | 1.5381e-07 | EIA Prime Mover-level Data | NEI avg EF - PM, fuel type, firing type
2019 | WI | Domtar Paper Company Rothschild | 50190 | HG5 | HY | OP | NA | WAT |  | 9100 |  | 1.5381e-07 | EIA Prime Mover-level Data | NEI avg EF - PM, fuel type, firing type
2019 | WI | Domtar Paper Company Rothschild | 50190 | HG6 | HY | OP | NA | WAT |  | 6370 |  | 1.5381e-07 | EIA Prime Mover-level Data | NEI avg EF - PM, fuel type, firing type
2019 | WI | Domtar Paper Company Rothschild | 50190 | HG7 | HY | OP | NA | WAT |  | 4550 |  | 1.5381e-07 | EIA Prime Mover-level Data | NEI avg EF - PM, fuel type, firing type
2019 | WI | Domtar Paper Company Rothschild | 50190 | TG2 | ST | RE | NA | NG
2019 | WI | Downsville DPC Solar | 60892 | PV1 | PV | OP | NA | SUN |  | 13043 |  | 0 | EIA Prime Mover-level Data | Estimated using an emission factor
2019 | WI | Du Bay | 3972 | 1 | HY | OP | NA | WAT |  | 72802.5 |  | 1.5381e-07 | EIA Prime Mover-level Data | NEI avg EF - PM, fuel type, firing type
2019 | WI | Du Bay | 3972 | 2 | HY | OP | NA | WAT |  | 121337.5 |  | 1.5381e-07 | EIA Prime Mover-level Data | NEI avg EF - PM, fuel type, firing type
2019 | WI | Du Bay | 3972 | 3 | HY | OP | NA | WAT |  | 121337.5 |  | 1.5381e-07 | EIA Prime Mover-level Data | NEI avg EF - PM, fuel type, firing type
2019 | WI | Du Bay | 3972 | 4 | HY | OP | NA | WAT |  | 121337.5 |  | 1.5381e-07 | EIA Prime Mover-level Data | NEI avg EF - PM, fuel type, firing type
2019 | WI | Eagle River | 4062 | 1 | IC | RE | NA | DFO
2019 | WI | Eagle River | 4062 | 2 | IC | RE | NA | DFO
2019 | WI | Elroy | 4113 | 5 | IC | OP | NA | DFO |  | 50.909 | 0.0078909 | 0.31 | EIA Prime Mover-level Data | Estimated using an emission factor
2019 | WI | Elroy | 4113 | 1A | IC | OP | NA | DFO |  | 58.545 | 0.0090745 | 0.31 | EIA Prime Mover-level Data | Estimated using an emission factor
2019 | WI | Elroy | 4113 | 2A | IC | OP | NA | DFO |  | 58.545 | 0.0090745 | 0.31 | EIA Prime Mover-level Data | Estimated using an emission factor
2019 | WI | Elroy Solar | 62868 | ELR5 | PV | OP | NA | SUN |  | 3401 |  | 0 | EIA Prime Mover-level Data | Estimated using an emission factor
2019 | WI | Epic Verona | 62676 | G101 | IC | SB | NA | DFO |  | 136.278 | 0.021083 | 0.30942 | EIA Prime Mover-level Data | NEI avg EF - PM, fuel type, firing type
2019 | WI | Epic Verona | 62676 | G102 | IC | SB | NA | DFO |  | 136.278 | 0.021083 | 0.30942 | EIA Prime Mover-level Data | NEI avg EF - PM, fuel type, firing type
2019 | WI | Epic Verona | 62676 | G103 | IC | SB | NA | DFO |  | 136.278 | 0.021083 | 0.30942 | EIA Prime Mover-level Data | NEI avg EF - PM, fuel type, firing type
2019 | WI | Epic Verona | 62676 | G104 | IC | SB | NA | DFO |  | 136.278 | 0.021083 | 0.30942 | EIA Prime Mover-level Data | NEI avg EF - PM, fuel type, firing type
2019 | WI | Epic Verona | 62676 | G105 | IC | SB | NA | DFO |  | 136.278 | 0.021083 | 0.30942 | EIA Prime Mover-level Data | NEI avg EF - PM, fuel type, firing type
2019 | WI | Epic Verona | 62676 | G202 | IC | SB | NA | DFO |  | 136.278 | 0.021083 | 0.30942 | EIA Prime Mover-level Data | NEI avg EF - PM, fuel type, firing type
2019 | WI | Epic Verona | 62676 | G203 | IC | SB | NA | DFO |  | 136.278 | 0.021083 | 0.30942 | EIA Prime Mover-level Data | NEI avg EF - PM, fuel type, firing type
2019 | WI | Epic Verona | 62676 | G204 | IC | SB | NA | DFO |  | 136.278 | 0.021083 | 0.30942 | EIA Prime Mover-level Data | NEI avg EF - PM, fuel type, firing type
2019 | WI | Epic Verona | 62676 | G205 | IC | SB | NA | DFO |  | 136.278 | 0.021083 | 0.30942 | EIA Prime Mover-level Data | NEI avg EF - PM, fuel type, firing type
2019 | WI | Epic Verona | 62676 | G206 | IC | SB | NA | DFO |  | 136.278 | 0.021083 | 0.30942 | EIA Prime Mover-level Data | NEI avg EF - PM, fuel type, firing type
2019 | WI | Epic Verona | 62676 | G207 | IC | SB | NA | DFO |  | 136.278 | 0.021083 | 0.30942 | EIA Prime Mover-level Data | NEI avg EF - PM, fuel type, firing type
2019 | WI | Epic Verona | 62676 | G208 | IC | SB | NA | DFO |  | 136.278 | 0.021083 | 0.30942 | EIA Prime Mover-level Data | NEI avg EF - PM, fuel type, firing type
2019 | WI | Epic Verona | 62676 | G209 | IC | SB | NA | DFO |  | 136.278 | 0.021083 | 0.30942 | EIA Prime Mover-level Data | NEI avg EF - PM, fuel type, firing type
2019 | WI | Epic Verona | 62676 | G210 | IC | SB | NA | DFO |  | 136.278 | 0.021083 | 0.30942 | EIA Prime Mover-level Data | NEI avg EF - PM, fuel type, firing type
2019 | WI | Epic Verona | 62676 | G211 | IC | SB | NA | DFO |  | 136.278 | 0.021083 | 0.30942 | EIA Prime Mover-level Data | NEI avg EF - PM, fuel type, firing type
2019 | WI | Epic Verona | 62676 | G301 | IC | SB | NA | DFO |  | 136.278 | 0.021083 | 0.30942 | EIA Prime Mover-level Data | NEI avg EF - PM, fuel type, firing type
2019 | WI | Epic Verona | 62676 | G302 | IC | SB | NA | DFO |  | 136.278 | 0.021083 | 0.30942 | EIA Prime Mover-level Data | NEI avg EF - PM, fuel type, firing type
2019 | WI | Epic Verona | 62676 | G303 | IC | SB | NA | DFO |  | 136.278 | 0.021083 | 0.30942 | EIA Prime Mover-level Data | NEI avg EF - PM, fuel type, firing type
2019 | WI | Epic Verona | 62676 | PV | PV | OP | NA | SUN |  | 5743 |  | 0 | EIA Prime Mover-level Data | Estimated using an emission factor
2019 | WI | Fairbanks Morse Engine | 56937 | GEN7 | IC | RE | NA | DFO
2019 | WI | Fairbanks Morse Engine | 56937 | IPE | IC | SB | NA | DFO |  |  |  | 0.30942
2019 | WI | FCPC Renewable Generation | 59931 | GEN1 | IC | OP | NA | OBG |  | 33945.5 | 0.2495 | 0.0147 | EIA Prime Mover-level Data | Estimated using an emission factor
2019 | WI | FCPC Renewable Generation | 59931 | GEN2 | IC | OP | NA | OBG |  | 33945.5 | 0.2495 | 0.0147 | EIA Prime Mover-level Data | Estimated using an emission factor
2019 | WI | Fennimore | 4114 | 4 | IC | SB | NA | DFO |  | 44.297 | 0.006866 | 0.31 | EIA Prime Mover-level Data | Estimated using an emission factor
2019 | WI | Fennimore | 4114 | 5 | IC | SB | NA | DFO |  | 36.243 | 0.0056177 | 0.31 | EIA Prime Mover-level Data | Estimated using an emission factor
2019 | WI | Fennimore | 4114 | 6 | IC | SB | NA | DFO |  | 72.486 | 0.011235 | 0.31 | EIA Prime Mover-level Data | Estimated using an emission factor
2019 | WI | Fennimore | 4114 | 7 | IC | SB | NA | DFO |  | 72.486 | 0.011235 | 0.31 | EIA Prime Mover-level Data | Estimated using an emission factor
2019 | WI | Fennimore | 4114 | 8 | IC | SB | NA | DFO |  | 72.486 | 0.011235 | 0.31 | EIA Prime Mover-level Data | Estimated using an emission factor
2019 | WI | Fennimore Solar | 62847 | FEN6 | PV | OP | NA | SUN |  | 3936 |  | 0 | EIA Prime Mover-level Data | Estimated using an emission factor
2019 | WI | Fiber Recovery, Inc. | 61652 | ENG1 | IC | OP | NA | LFG |  | 4970.333 | 0.036532 | 0.0147 | EIA Prime Mover-level Data | Estimated using an emission factor
2019 | WI | Fiber Recovery, Inc. | 61652 | ENG2 | IC | OP | NA | LFG |  | 4970.333 | 0.036532 | 0.0147 | EIA Prime Mover-level Data | Estimated using an emission factor
2019 | WI | Fiber Recovery, Inc. | 61652 | ENG3 | IC | OP | NA | LFG |  | 4970.333 | 0.036532 | 0.0147 | EIA Prime Mover-level Data | Estimated using an emission factor
2019 | WI | Flambeau Crowley Rapids Project | 55684 | GEN1 | HY | OP | NA | WAT |  | 46544.67 |  | 1.5381e-07 | EIA Prime Mover-level Data | NEI avg EF - PM, fuel type, firing type
2019 | WI | Flambeau Crowley Rapids Project | 55684 | GEN2 | HY | OP | NA | WAT |  | 23272.33 |  | 1.5381e-07 | EIA Prime Mover-level Data | NEI avg EF - PM, fuel type, firing type
2019 | WI | Flambeau Hydroelectric Station | 4142 | 1 | HY | OP | NA | WAT |  | 306510.3 |  | 1.5381e-07 | EIA Prime Mover-level Data | NEI avg EF - PM, fuel type, firing type
2019 | WI | Flambeau Hydroelectric Station | 4142 | 2 | HY | OP | NA | WAT |  | 240552.4 |  | 1.5381e-07 | EIA Prime Mover-level Data | NEI avg EF - PM, fuel type, firing type
2019 | WI | Flambeau Hydroelectric Station | 4142 | 3 | HY | OP | NA | WAT |  | 306510.3 |  | 1.5381e-07 | EIA Prime Mover-level Data | NEI avg EF - PM, fuel type, firing type
2019 | WI | Flambeau Lower Project | 55685 | GEN1 | HY | OP | NA | WAT |  | 19808.33 |  | 1.5381e-07 | EIA Prime Mover-level Data | NEI avg EF - PM, fuel type, firing type
2019 | WI | Flambeau Lower Project | 55685 | GEN2 | HY | OP | NA | WAT |  | 19808.33 |  | 1.5381e-07 | EIA Prime Mover-level Data | NEI avg EF - PM, fuel type, firing type
2019 | WI | Flambeau Lower Project | 55685 | GEN3 | HY | OP | NA | WAT |  | 19808.33 |  | 1.5381e-07 | EIA Prime Mover-level Data | NEI avg EF - PM, fuel type, firing type
2019 | WI | Flambeau River Papers | 50620 | GEN1 | ST | OP | NA | WDS |  |  |  | 0.022915
2019 | WI | Flambeau Solar Partners | 61595 | FLAMB | PV | OP | NA | SUN |  | 37895 |  | 0 | EIA Prime Mover-level Data | Estimated using an emission factor
2019 | WI | Forward Wind Energy Center | 56942 | 1 | WT | OP | NA | WND |  | 2317850 |  | 0 | EIA Prime Mover-level Data | Estimated using an emission factor
2019 | WI | Forward Wind Energy Center | 56942 | 2 | WT | OP | NA | WND |  | 702378.6 |  | 0 | EIA Prime Mover-level Data | Estimated using an emission factor
2019 | WI | Frederic Diesel | 4020 | 2 | IC | OP | NA | DFO |  | 0 | 0 | 0.30942 | EIA Prime Mover-level Data | NEI avg EF - PM, fuel type, firing type
2019 | WI | Frederic Diesel | 4020 | 3 | IC | OP | NA | DFO |  | 0 | 0 | 0.30942 | EIA Prime Mover-level Data | NEI avg EF - PM, fuel type, firing type
2019 | WI | Frederic Diesel | 4020 | 4 | IC | OP | NA | DFO |  | 0 | 0 | 0.30942 | EIA Prime Mover-level Data | NEI avg EF - PM, fuel type, firing type
2019 | WI | Frederic Diesel | 4020 | 5 | IC | OP | NA | DFO |  | 0 | 0 | 0.30942 | EIA Prime Mover-level Data | NEI avg EF - PM, fuel type, firing type
2019 | WI | Frederic Diesel | 4020 | 6 | IC | OP | NA | DFO |  | 0 | 0 | 0.30942 | EIA Prime Mover-level Data | NEI avg EF - PM, fuel type, firing type
2019 | WI | Frederic Diesel | 4020 | 7 | IC | OP | NA | DFO |  | 0 | 0 | 0.30942 | EIA Prime Mover-level Data | NEI avg EF - PM, fuel type, firing type
2019 | WI | Frederic Diesel | 4020 | 8 | IC | OP | NA | DFO |  | 0 | 0 | 0.30942 | EIA Prime Mover-level Data | NEI avg EF - PM, fuel type, firing type
2019 | WI | Frederic Diesel | 4020 | 9 | IC | OP | NA | DFO |  | 0 | 0 | 0.30942 | EIA Prime Mover-level Data | NEI avg EF - PM, fuel type, firing type
2019 | WI | Frederic Diesel | 4020 | 10 | IC | OP | NA | DFO |  | 0 | 0 | 0.30942 | EIA Prime Mover-level Data | NEI avg EF - PM, fuel type, firing type
2019 | WI | French Island | 4005 | 1 | ST | OP | NA | WDS |  | 671008.5 | 7.6536 | 0.022812 | EIA Prime Mover-level Data | NEI avg EF - PM, fuel type
2019 | WI | French Island | 4005 | 2 | ST | OP | NA | WDS |  | 671008.5 | 7.6536 | 0.022812 | EIA Prime Mover-level Data | NEI avg EF - PM, fuel type
2019 | WI | Galactic Wind | 62161 | GWT | WT | OP | NA | WND |  | 190713 |  | 0 | EIA Prime Mover-level Data | Estimated using an emission factor
2019 | WI | Georgia-Pacific Corp - Nekoosa Mill | 50395 | 1 | ST | OP | NA | NG |  | 199069.3 | 0.8015 | 0.0080524 | EIA Unit-level Data | NEI avg EF - PM, fuel type
2019 | WI | Georgia-Pacific Corp - Nekoosa Mill | 50395 | 2 | ST | OP | NA | NG |  | 215268.9 | 0.86672 | 0.0080524 | EIA Unit-level Data | NEI avg EF - PM, fuel type
2019 | WI | Georgia-Pacific Corp - Nekoosa Mill | 50395 | 7 | ST | RE | NA | NG |  | 0 |  |  | EIA Unit-level Data
2019 | WI | Georgia-Pacific Corp - Nekoosa Mill | 50395 | 10 | ST | OP | NA | NG |  | 391527.3 | 1.5764 | 0.0080524 | EIA Unit-level Data | NEI avg EF - PM, fuel type
2019 | WI | Georgia-Pacific Corp - Nekoosa Mill | 50395 | 14 | ST | OP | NA | BLQ |  | 1361296 | 0.12701 | 0.0001866 | EIA Unit-level Data | Estimated using an emission factor
2019 | WI | Georgia-Pacific Corp - Nekoosa Mill | 50395 | HY1 | HY | OP | NA | WAT |  | 45893.33 |  | 1.5381e-07 | EIA Prime Mover-level Data | NEI avg EF - PM, fuel type, firing type
2019 | WI | Georgia-Pacific Corp - Nekoosa Mill | 50395 | HY2 | HY | OP | NA | WAT |  | 45893.33 |  | 1.5381e-07 | EIA Prime Mover-level Data | NEI avg EF - PM, fuel type, firing type
2019 | WI | Georgia-Pacific Corp - Nekoosa Mill | 50395 | HY3 | HY | OP | NA | WAT |  | 45893.33 |  | 1.5381e-07 | EIA Prime Mover-level Data | NEI avg EF - PM, fuel type, firing type
2019 | WI | Georgia-Pacific Corp - Nekoosa Mill | 50395 | HY4 | HY | OA | NA | WAT |  | 34420 |  | 1.5381e-07 | EIA Prime Mover-level Data | NEI avg EF - PM, fuel type, firing type
2019 | WI | Georgia-Pacific Corp - Nekoosa Mill | 50395 | HY5 | HY | OS | NA | WAT |  | 40156.67 |  | 1.5381e-07 | EIA Prime Mover-level Data | NEI avg EF - PM, fuel type, firing type
2019 | WI | Georgia-Pacific Corp - Nekoosa Mill | 50395 | NHG1 | HY | OP | NA | WAT |  | 11473.33 |  | 1.5381e-07 | EIA Prime Mover-level Data | NEI avg EF - PM, fuel type, firing type
2019 | WI | GL Dairy Biogas | 58219 | 633 | IC | OP | NA | OBG |  | 38140.2 | 0.28033 | 0.0147 | EIA Prime Mover-level Data | Estimated using an emission factor
2019 | WI | GL Dairy Biogas | 58219 | 1426 | IC | OP | NA | OBG |  | 88993.8 | 0.6541 | 0.0147 | EIA Prime Mover-level Data | Estimated using an emission factor
2019 | WI | Glacier Hills | 57199 | 1 | WT | OP | NA | WND |  | 3302084 |  | 0 | EIA Prime Mover-level Data | Estimated using an emission factor
2019 | WI | Glenmore Turbines | 7882 | 1 | WT | RE | NA | WND
2019 | WI | Gordon | 3976 | 3 | IC | SB | NA | DFO |  |  |  | 0.30942
2019 | WI | Gordon | 3976 | 4 | IC | SB | NA | DFO |  |  |  | 0.30942
2019 | WI | Gordon | 3976 | 5 | IC | SB | NA | DFO |  |  |  | 0.30942
2019 | WI | Gordon | 3976 | 6 | IC | SB | NA | DFO |  |  |  | 0.30942
2019 | WI | Grandfather Falls | 4063 | 1 | HY | OP | NA | WAT |  | 333146.5 |  | 1.5381e-07 | EIA Prime Mover-level Data | NEI avg EF - PM, fuel type, firing type
2019 | WI | Grandfather Falls | 4063 | 2 | HY | OP | NA | WAT |  | 187773.5 |  | 1.5381e-07 | EIA Prime Mover-level Data | NEI avg EF - PM, fuel type, firing type
2019 | WI | Grantsburg Diesel | 4021 | 2 | IC | OP | NA | DFO |  | 23.188 | 0.0035941 | 0.31 | EIA Prime Mover-level Data | Estimated using an emission factor
2019 | WI | Grantsburg Diesel | 4021 | 3 | IC | OP | NA | DFO |  | 33.125 | 0.0051344 | 0.31 | EIA Prime Mover-level Data | Estimated using an emission factor
2019 | WI | Grantsburg Diesel | 4021 | 4 | IC | OP | NA | DFO |  | 72.875 | 0.011296 | 0.31 | EIA Prime Mover-level Data | Estimated using an emission factor
2019 | WI | Grantsburg Diesel | 4021 | 8 | IC | OP | NA | DFO |  | 59.625 | 0.0092419 | 0.31 | EIA Prime Mover-level Data | Estimated using an emission factor
2019 | WI | Grantsburg Diesel | 4021 | 1A | IC | OP | NA | DFO |  | 23.188 | 0.0035941 | 0.31 | EIA Prime Mover-level Data | Estimated using an emission factor
2019 | WI | GreenWhey Energy Inc | 58747 | GEN1 | IC | OP | NA | OBG |  | 27119.5 | 0.19933 | 0.0147 | EIA Prime Mover-level Data | Estimated using an emission factor
2019 | WI | GreenWhey Energy Inc | 58747 | GEN2 | IC | OP | NA | OBG |  | 27119.5 | 0.19933 | 0.0147 | EIA Prime Mover-level Data | Estimated using an emission factor
2019 | WI | Grimh | 3996 | 1 | HY | RE | NA | WAT
2019 | WI | Grimh | 3996 | 3 | HY | RE | NA | WAT
2019 | WI | Grimh | 3996 | IC1 | IC | RE | NA | DFO
2019 | WI | Hat Rapids | 4064 | 1 | HY | OP | NA | WAT |  | 42735.06 |  | 1.5381e-07 | EIA Prime Mover-level Data | NEI avg EF - PM, fuel type, firing type
2019 | WI | Hat Rapids | 4064 | 2 | HY | RE | NA | WAT
2019 | WI | Hat Rapids | 4064 | 3 | HY | RE | NA | WAT
2019 | WI | Hat Rapids | 4064 | 2A | HY | OP | NA | WAT |  | 26709.41 |  | 1.5381e-07 | EIA Prime Mover-level Data | NEI avg EF - PM, fuel type, firing type
2019 | WI | Hat Rapids | 4064 | 3A | HY | OP | NA | WAT |  | 21367.53 |  | 1.5381e-07 | EIA Prime Mover-level Data | NEI avg EF - PM, fuel type, firing type
2019 | WI | High Falls (WI) | 4065 | 1 | HY | OP | NA | WAT |  | 26918.6 |  | 1.5381e-07 | EIA Prime Mover-level Data | NEI avg EF - PM, fuel type, firing type
2019 | WI | High Falls (WI) | 4065 | 2 | HY | OP | NA | WAT |  | 26918.6 |  | 1.5381e-07 | EIA Prime Mover-level Data | NEI avg EF - PM, fuel type, firing type
2019 | WI | High Falls (WI) | 4065 | 3 | HY | OP | NA | WAT |  | 26918.6 |  | 1.5381e-07 | EIA Prime Mover-level Data | NEI avg EF - PM, fuel type, firing type
2019 | WI | High Falls (WI) | 4065 | 4 | HY | OP | NA | WAT |  | 26918.6 |  | 1.5381e-07 | EIA Prime Mover-level Data | NEI avg EF - PM, fuel type, firing type
2019 | WI | High Falls (WI) | 4065 | 5 | HY | OP | NA | WAT |  | 26918.6 |  | 1.5381e-07 | EIA Prime Mover-level Data | NEI avg EF - PM, fuel type, firing type
2019 | WI | Holcombe | 4007 | 1 | HY | OP | NA | WAT |  | 446182.3 |  | 1.5381e-07 | EIA Prime Mover-level Data | NEI avg EF - PM, fuel type, firing type
2019 | WI | Holcombe | 4007 | 2 | HY | OP | NA | WAT |  | 446182.3 |  | 1.5381e-07 | EIA Prime Mover-level Data | NEI avg EF - PM, fuel type, firing type
2019 | WI | Holcombe | 4007 | 3 | HY | OP | NA | WAT |  | 446182.3 |  | 1.5381e-07 | EIA Prime Mover-level Data | NEI avg EF - PM, fuel type, firing type
2019 | WI | Holsum Elm Dairy | 58663 | GEN1 | IC | OP | NA | OBG |  | 24599 | 0.1808 | 0.0147 | EIA Prime Mover-level Data | Estimated using an emission factor
2019 | WI | Holsum Elm Dairy | 58663 | GEN2 | IC | OP | NA | OBG |  | 24599 | 0.1808 | 0.0147 | EIA Prime Mover-level Data | Estimated using an emission factor
2019 | WI | Holsum Irish Dairy | 62019 | GEN 1 | IC | OP | NA | OBG |  | 23399 | 0.17198 | 0.0147 | EIA Prime Mover-level Data | Estimated using an emission factor
2019 | WI | Holsum Irish Dairy | 62019 | GEN 2 | IC | OP | NA | OBG |  | 23399 | 0.17198 | 0.0147 | EIA Prime Mover-level Data | Estimated using an emission factor
2019 | WI | HQC Rock River Solar Power Gen Station | 60573 | PV1 | PV | OP | NA | SUN |  | 27183 |  | 0 | EIA Prime Mover-level Data | Estimated using an emission factor
2019 | WI | IKEA Oak Creek Rooftop PV System | 61816 | PV1 | PV | OP | NA | SUN |  | 13124 |  | 0 | EIA Prime Mover-level Data | Estimated using an emission factor
2019 | WI | Jefferson Solar Park | 59771 | JSP01 | PV | OP | NA | SUN |  | 10081 |  | 0 | EIA Prime Mover-level Data | Estimated using an emission factor
2019 | WI | Jim Falls | 4008 | 1 | HY | OP | NA | WAT |  | 934685.3 |  | 1.5381e-07 | EIA Prime Mover-level Data | NEI avg EF - PM, fuel type, firing type
2019 | WI | Jim Falls | 4008 | 2 | HY | OP | NA | WAT |  | 934685.3 |  | 1.5381e-07 | EIA Prime Mover-level Data | NEI avg EF - PM, fuel type, firing type
2019 | WI | Jim Falls | 4008 | 4 | HY | OP | NA | WAT |  | 18946.32 |  | 1.5381e-07 | EIA Prime Mover-level Data | NEI avg EF - PM, fuel type, firing type
2019 | WI | Johnson Falls | 4067 | 1 | HY | OP | NA | WAT |  | 53272 |  | 1.5381e-07 | EIA Prime Mover-level Data | NEI avg EF - PM, fuel type, firing type
2019 | WI | Johnson Falls | 4067 | 2 | HY | OP | NA | WAT |  | 53272 |  | 1.5381e-07 | EIA Prime Mover-level Data | NEI avg EF - PM, fuel type, firing type
2019 | WI | Juneau | 8050 | 31 | GT | RE | NA | DFO
2019 | WI | Kaukauna City Hydro | 7822 | 1 | HY | OP | NA | WAT |  | 178658.5 |  | 1.5381e-07 | EIA Prime Mover-level Data | NEI avg EF - PM, fuel type, firing type
2019 | WI | Kaukauna City Hydro | 7822 | 2 | HY | OP | NA | WAT |  | 178658.5 |  | 1.5381e-07 | EIA Prime Mover-level Data | NEI avg EF - PM, fuel type, firing type
2019 | WI | Kaukauna Gas Turbine | 4118 | GT1 | GT | OP | NA | NG |  | 12302 | 0.033728 | 0.0054834 | EIA Prime Mover-level Data | NEI avg EF - PM, fuel type, firing type
2019 | WI | Kaukauna Paper Mill | 54098 | B07 | ST | OP | NA | WDS |  | 892533.3 | 10.1803 | 0.022812 | EIA Unit-level Data | NEI avg EF - PM, fuel type
2019 | WI | Kaukauna Paper Mill | 54098 | B08 | ST | OP | NA | BLQ |  | 1434175 | 1.4942 | 0.0020837 | EIA Unit-level Data | Estimated using an emission factor
2019 | WI | Kaukauna Paper Mill | 54098 | B09 | ST | OP | NA | NG |  | 905527.3 | 3.6459 | 0.0080524 | EIA Unit-level Data | NEI avg EF - PM, fuel type, firing type
2019 | WI | Kaukauna Paper Mill | 54098 | B10 | ST | OP | NA | BLQ |  | 2056225 | 2.1423 | 0.0020837 | EIA Unit-level Data | Estimated using an emission factor
2019 | WI | Kaukauna Paper Mill | 54098 | B11 | ST | OP | NA | BIT |  | 2444186 | 54.367 | 0.044487 | EIA Unit-level Data | NEI avg EF - PM, fuel type
2019 | WI | Kilbourn | 4053 | 2 | HY | OP | NA | WAT |  | 98023.97 |  | 1.5381e-07 | EIA Prime Mover-level Data | NEI avg EF - PM, fuel type, firing type
2019 | WI | Kilbourn | 4053 | HC1 | HY | OP | NA | WAT |  | 86261.09 |  | 1.5381e-07 | EIA Prime Mover-level Data | NEI avg EF - PM, fuel type, firing type
2019 | WI | Kilbourn | 4053 | HC5 | HY | OP | NA | WAT |  | 98023.97 |  | 1.5381e-07 | EIA Prime Mover-level Data | NEI avg EF - PM, fuel type, firing type
2019 | WI | Kilbourn | 4053 | HC6 | HY | OP | NA | WAT |  | 98023.97 |  | 1.5381e-07 | EIA Prime Mover-level Data | NEI avg EF - PM, fuel type, firing type
2019 | WI | Kimberly Mill | 54885 | 1H | HY | OP | NA | WAT |  | 36910 |  | 1.5381e-07 | EIA Prime Mover-level Data | NEI avg EF - PM, fuel type, firing type
2019 | WI | Kimberly Mill | 54885 | 2H | HY | OP | NA | WAT |  | 36910 |  | 1.5381e-07 | EIA Prime Mover-level Data | NEI avg EF - PM, fuel type, firing type
2019 | WI | Kimberly Mill | 54885 | 3H | HY | OP | NA | WAT |  | 36910 |  | 1.5381e-07 | EIA Prime Mover-level Data | NEI avg EF - PM, fuel type, firing type
2019 | WI | Kimberly Mill | 54885 | 3TB | ST | RE | NA | NG
2019 | WI | Kimberly Mill | 54885 | 4TB | ST | RE | NA | NG
2019 | WI | La Farge | 4124 | 2A | IC | OP | NA | DFO |  |  |  | 0.30942
2019 | WI | LAC Courte Oreilles Hydroelect | 10453 | U1 | HY | OP | NA | WAT |  | 8027.235 |  | 1.5381e-07 | EIA Prime Mover-level Data | NEI avg EF - PM, fuel type, firing type
2019 | WI | LAC Courte Oreilles Hydroelect | 10453 | U2 | HY | OP | NA | WAT |  | 64217.88 |  | 1.5381e-07 | EIA Prime Mover-level Data | NEI avg EF - PM, fuel type, firing type
2019 | WI | LAC Courte Oreilles Hydroelect | 10453 | U3 | HY | OP | NA | WAT |  | 64217.88 |  | 1.5381e-07 | EIA Prime Mover-level Data | NEI avg EF - PM, fuel type, firing type
2019 | WI | Ladysmith Dam | 3986 | 1 | HY | OP | NA | WAT |  | 34243.68 |  | 1.5381e-07 | EIA Prime Mover-level Data | NEI avg EF - PM, fuel type, firing type
2019 | WI | Ladysmith Dam | 3986 | 2 | HY | OP | NA | WAT |  | 34243.68 |  | 1.5381e-07 | EIA Prime Mover-level Data | NEI avg EF - PM, fuel type, firing type
2019 | WI | Ladysmith Dam | 3986 | 3 | HY | OP | NA | WAT |  | 60877.65 |  | 1.5381e-07 | EIA Prime Mover-level Data | NEI avg EF - PM, fuel type, firing type
2019 | WI | Lafayette DPC Solar | 60888 | PV1 | PV | OP | NA | SUN |  | 12707 |  | 0 | EIA Prime Mover-level Data | Estimated using an emission factor
2019 | WI | Lake Area Landfill Gas Recovery | 56366 | 1 | IC | CN | NA | LFG
2019 | WI | Lake Area Landfill Gas Recovery | 56366 | 2 | IC | CN | NA | LFG
2019 | WI | Lake Area Landfill Gas Recovery | 56366 | 3 | IC | CN | NA | LFG
2019 | WI | Lake Area Landfill Gas Recovery | 56366 | 4 | IC | CN | NA | LFG
2019 | WI | Liberty Pole DPC Solar | 60891 | PV1 | PV | OP | NA | SUN |  | 16150 |  | 0 | EIA Prime Mover-level Data | Estimated using an emission factor
2019 | WI | Lincoln Turbines | 7366 | 1 | WT | RE | NA | WND |  |  |  | 0
2019 | WI | Little Chute | 4119 | 1 | HY | OP | NA | WAT |  | 76114.34 |  | 1.5381e-07 | EIA Prime Mover-level Data | NEI avg EF - PM, fuel type, firing type
2019 | WI | Little Chute | 4119 | 2 | HY | OP | NA | WAT |  | 76114.34 |  | 1.5381e-07 | EIA Prime Mover-level Data | NEI avg EF - PM, fuel type, firing type
2019 | WI | Little Chute | 4119 | 3 | HY | OP | NA | WAT |  | 76114.34 |  | 1.5381e-07 | EIA Prime Mover-level Data | NEI avg EF - PM, fuel type, firing type
2019 | WI | Little Quinnesec Falls Hydro Project | 57190 | UNIT1 | HY | OP | NA | WAT |  | 130889.3 |  | 1.5381e-07 | EIA Prime Mover-level Data | NEI avg EF - PM, fuel type, firing type
2019 | WI | Little Quinnesec Falls Hydro Project | 57190 | UNIT2 | HY | OP | NA | WAT |  | 55111.29 |  | 1.5381e-07 | EIA Prime Mover-level Data | NEI avg EF - PM, fuel type, firing type
2019 | WI | Little Quinnesec Falls Hydro Project | 57190 | UNIT3 | HY | OP | NA | WAT |  | 130889.3 |  | 1.5381e-07 | EIA Prime Mover-level Data | NEI avg EF - PM, fuel type, firing type
2019 | WI | Little Quinnesec Falls Hydro Project | 57190 | UNIT4 | HY | OP | NA | WAT |  | 68889.11 |  | 1.5381e-07 | EIA Prime Mover-level Data | NEI avg EF - PM, fuel type, firing type
2019 | WI | Little Quinnesec Falls Hydro Project | 57190 | UNIT5 | HY | OP | NA | WAT |  | 68889.11 |  | 1.5381e-07 | EIA Prime Mover-level Data | NEI avg EF - PM, fuel type, firing type
2019 | WI | Little Quinnesec Falls Hydro Project | 57190 | UNIT6 | HY | OP | NA | WAT |  | 165333.9 |  | 1.5381e-07 | EIA Prime Mover-level Data | NEI avg EF - PM, fuel type, firing type
2019 | WI | Marathon Electric | 50990 | P1-1 | IC | RE | NA | DFO
2019 | WI | Marathon Electric | 50990 | P1-2 | IC | RE | NA | DFO
2019 | WI | Marathon Electric | 50990 | P2-3 | IC | SB | NA | DFO |  | 9 | 0.0013924 | 0.30942 | EIA Prime Mover-level Data | NEI avg EF - PM, fuel type, firing type
2019 | WI | Marathon Electric | 50990 | P2-4 | IC | SB | NA | DFO |  | 9 | 0.0013924 | 0.30942 | EIA Prime Mover-level Data | NEI avg EF - PM, fuel type, firing type
2019 | WI | Marathon Electric | 50990 | P3-5 | IC | RE | NA | DFO
2019 | WI | Medford DPC Solar | 60894 | PV1 | PV | OP | NA | SUN |  | 24994 |  | 0 | EIA Prime Mover-level Data | Estimated using an emission factor
2019 | WI | Menomonie | 4009 | 1 | HY | OP | NA | WAT |  | 141146.5 |  | 1.5381e-07 | EIA Prime Mover-level Data | NEI avg EF - PM, fuel type, firing type
2019 | WI | Menomonie | 4009 | 2 | HY | OP | NA | WAT |  | 141146.5 |  | 1.5381e-07 | EIA Prime Mover-level Data | NEI avg EF - PM, fuel type, firing type
2019 | WI | Merrill | 4068 | 1 | HY | OP | NA | WAT |  | 10847.3 |  | 1.5381e-07 | EIA Prime Mover-level Data | NEI avg EF - PM, fuel type, firing type
2019 | WI | Merrill | 4068 | 2 | HY | OP | NA | WAT |  | 10847.3 |  | 1.5381e-07 | EIA Prime Mover-level Data | NEI avg EF - PM, fuel type, firing type
2019 | WI | Merrill | 4068 | 3 | HY | OP | NA | WAT |  | 40677.39 |  | 1.5381e-07 | EIA Prime Mover-level Data | NEI avg EF - PM, fuel type, firing type
2019 | WI | Metro Gas Recovery | 50576 | GEN1 | GT | OP | NA | LFG |  | 195353.5 | 2.1098 | 0.0216 | EIA Prime Mover-level Data | Estimated using an emission factor
2019 | WI | Metro Gas Recovery | 50576 | GEN2 | GT | OP | NA | LFG |  | 195353.5 | 2.1098 | 0.0216 | EIA Prime Mover-level Data | Estimated using an emission factor
2019 | WI | Metro Gas Recovery | 50576 | GEN3 | IC | OP | NA | LFG |  | 53746.25 | 0.39503 | 0.0147 | EIA Prime Mover-level Data | Estimated using an emission factor
2019 | WI | Metro Gas Recovery | 50576 | GEN4 | IC | OP | NA | LFG |  | 53746.25 | 0.39503 | 0.0147 | EIA Prime Mover-level Data | Estimated using an emission factor
2019 | WI | Metro Gas Recovery | 50576 | GEN5 | IC | OP | NA | LFG |  | 53746.25 | 0.39503 | 0.0147 | EIA Prime Mover-level Data | Estimated using an emission factor
2019 | WI | Metro Gas Recovery | 50576 | GEN6 | IC | OP | NA | LFG |  | 53746.25 | 0.39503 | 0.0147 | EIA Prime Mover-level Data | Estimated using an emission factor
2019 | WI | Middleton Airport Solar | 62731 | 1 | PV | U | NA | SUN
2019 | WI | Milwaukee County | 7549 | 1 | ST | RE | NA | SUB
2019 | WI | MMSD Jones Island Wastewater | 54851 | GEN1 | GT | OP | NA | NG |  | 607305.9 | 1.665 | 0.0054834 | EIA Prime Mover-level Data | NEI avg EF - PM, fuel type, firing type
2019 | WI | MMSD Jones Island Wastewater | 54851 | GEN2 | GT | RE | NA | NG
2019 | WI | MMSD Jones Island Wastewater | 54851 | SOL1 | GT | OP | NA | LFG |  | 159634.7 | 1.7241 | 0.0216 | EIA Prime Mover-level Data | Estimated using an emission factor
2019 | WI | MMSD Jones Island Wastewater | 54851 | SOL2 | GT | OP | NA | LFG |  | 159634.7 | 1.7241 | 0.0216 | EIA Prime Mover-level Data | Estimated using an emission factor
2019 | WI | MMSD Jones Island Wastewater | 54851 | SOL3 | GT | OP | NA | LFG |  | 159634.7 | 1.7241 | 0.0216 | EIA Prime Mover-level Data | Estimated using an emission factor
2019 | WI | MMSD South Shore Wastewater | 55525 | 1 | IC | OP | NA | OBG |  | 77805 | 0.57187 | 0.0147 | EIA Prime Mover-level Data | Estimated using an emission factor
2019 | WI | MMSD South Shore Wastewater | 55525 | 1CAT | IC | OP | NA | OBG |  | 46683 | 0.34312 | 0.0147 | EIA Prime Mover-level Data | Estimated using an emission factor
2019 | WI | MMSD South Shore Wastewater | 55525 | 2CAT | IC | OP | NA | OBG |  | 46683 | 0.34312 | 0.0147 | EIA Prime Mover-level Data | Estimated using an emission factor
2019 | WI | MMSD South Shore Wastewater | 55525 | 3CAT | IC | OP | NA | OBG |  | 46683 | 0.34312 | 0.0147 | EIA Prime Mover-level Data | Estimated using an emission factor
2019 | WI | MMSD South Shore Wastewater | 55525 | 4CAT | IC | OP | NA | OBG |  | 46683 | 0.34312 | 0.0147 | EIA Prime Mover-level Data | Estimated using an emission factor
2019 | WI | Montfort Wind Energy Center | 55742 | ER15 | WT | OP | NA | WND |  | 404313 |  | 0 | EIA Prime Mover-level Data | Estimated using an emission factor
2019 | WI | Mosinee Mill | 50614 | 5 | ST | OP | NA | BIT |  | 742203.1 | 16.5091 | 0.044487 | EIA Unit-level Data | NEI avg EF - PM, fuel type
2019 | WI | Mosinee Mill | 50614 | 6 | ST | OP | NA | BIT |  | 1296475 | 28.838 | 0.044487 | EIA Unit-level Data | NEI avg EF - PM, fuel type
2019 | WI | Mosinee Mill | 50614 | 14 | ST | OP | NA | BLQ |  | 2041662 | 0.095244 | 9.33e-05 | EIA Unit-level Data | Estimated using an emission factor
2019 | WI | Mosinee Mill | 50614 | HYD1 | HY | OP | NA | WAT |  | 118339.3 |  | 1.5381e-07 | EIA Prime Mover-level Data | NEI avg EF - PM, fuel type, firing type
2019 | WI | Mosinee Mill | 50614 | HYD2 | HY | OP | NA | WAT |  | 32274.35 |  | 1.5381e-07 | EIA Prime Mover-level Data | NEI avg EF - PM, fuel type, firing type
2019 | WI | Mosinee Mill | 50614 | HYD3 | HY | OP | NA | WAT |  | 32274.35 |  | 1.5381e-07 | EIA Prime Mover-level Data | NEI avg EF - PM, fuel type, firing type
2019 | WI | Mt. Hope DPC Solar | 60893 | PV1 | PV | OP | NA | SUN |  | 17123 |  | 0 | EIA Prime Mover-level Data | Estimated using an emission factor
2019 | WI | Nelson Dewey Generating Station | 4054 | 1 | ST | RE | CYCLONE | SUB
2019 | WI | Nelson Dewey Generating Station | 4054 | 2 | ST | RE | CYCLONE | SUB
2019 | WI | New Auburn DPC Solar | 60936 | PV1 | PV | OP | NA | SUN |  | 36942 |  | 0 | EIA Prime Mover-level Data | Estimated using an emission factor
2019 | WI | New Badger | 4120 | 1 | HY | RE | NA | WAT
2019 | WI | New Badger | 4120 | 2 | HY | RE | NA | WAT
2019 | WI | New Badger | 4120 | 3 | HY | OP | NA | WAT |  | 247103.5 |  | 1.5381e-07 | EIA Prime Mover-level Data | NEI avg EF - PM, fuel type, firing type
2019 | WI | New Badger | 4120 | 4 | HY | OP | NA | WAT |  | 247103.5 |  | 1.5381e-07 | EIA Prime Mover-level Data | NEI avg EF - PM, fuel type, firing type
2019 | WI | New Lisbon | 4130 | 1 | IC | RE | NA | DFO
2019 | WI | New Lisbon | 4130 | 2 | IC | OP | NA | DFO |  | 22.711 | 0.0035202 | 0.31 | EIA Prime Mover-level Data | Estimated using an emission factor
2019 | WI | New Lisbon | 4130 | 3 | IC | RE | NA | DFO
2019 | WI | New Lisbon | 4130 | 4 | IC | RE | NA | DFO
2019 | WI | New Lisbon | 4130 | 5 | IC | OP | NA | DFO |  | 41.928 | 0.0064988 | 0.31 | EIA Prime Mover-level Data | Estimated using an emission factor
2019 | WI | New Lisbon | 4130 | 6 | IC | OP | NA | DFO |  | 40.181 | 0.0062281 | 0.31 | EIA Prime Mover-level Data | Estimated using an emission factor
2019 | WI | New Lisbon | 4130 | 7 | IC | OP | NA | DFO |  | 40.181 | 0.0062281 | 0.31 | EIA Prime Mover-level Data | Estimated using an emission factor
2019 | WI | New Lisbon Solar | 62848 | NEW9 | PV | OP | NA | SUN |  | 3018 |  | 0 | EIA Prime Mover-level Data | Estimated using an emission factor
2019 | WI | Niagara Mill | 54857 | 1ST | ST | RE | NA | BIT
2019 | WI | Niagara Mill | 54857 | 2ST | ST | RE | NA | BIT
2019 | WI | Nine Springs | 9674 | GT1 | GT | OP | NA | NG |  | 429 | 0.0011762 | 0.0054834 | EIA Prime Mover-level Data | NEI avg EF - PM, fuel type, firing type
2019 | WI | Northern States Flambeau | 3984 | 1 | GT | RE | NA | NG
2019 | WI | Oconto Falls Lower | 50439 | GEN1 | HY | OP | NA | WAT |  | 15253.95 |  | 1.5381e-07 | EIA Prime Mover-level Data | NEI avg EF - PM, fuel type, firing type
2019 | WI | Oconto Falls Lower | 50439 | GEN2 | HY | OP | NA | WAT |  | 86439.05 |  | 1.5381e-07 | EIA Prime Mover-level Data | NEI avg EF - PM, fuel type, firing type
2019 | WI | Oconto Falls Upper | 4044 | 1 | HY | OP | NA | WAT |  | 30834.18 |  | 1.5381e-07 | EIA Prime Mover-level Data | NEI avg EF - PM, fuel type, firing type
2019 | WI | Oconto Falls Upper | 4044 | 2 | HY | OP | NA | WAT |  | 30834.18 |  | 1.5381e-07 | EIA Prime Mover-level Data | NEI avg EF - PM, fuel type, firing type
2019 | WI | Oconto Falls Upper | 4044 | 3 | HY | OP | NA | WAT |  | 23125.64 |  | 1.5381e-07 | EIA Prime Mover-level Data | NEI avg EF - PM, fuel type, firing type
2019 | WI | Old Badger | 4121 | 3 | HY | RE | NA | WAT
2019 | WI | Old Badger | 4121 | 4 | HY | RE | NA | WAT
2019 | WI | Omega Hills Gas Recovery | 50577 | GEN1 | GT | OP | NA | LFG |  | 367812.8 | 3.9724 | 0.0216 | EIA Prime Mover-level Data | Estimated using an emission factor
2019 | WI | Omega Hills Gas Recovery | 50577 | GEN2 | GT | OP | NA | LFG |  | 367812.8 | 3.9724 | 0.0216 | EIA Prime Mover-level Data | Estimated using an emission factor
2019 | WI | Omega Hills Gas Recovery | 50577 | GEN3 | GT | OP | NA | LFG |  | 391542.7 | 4.2287 | 0.0216 | EIA Prime Mover-level Data | Estimated using an emission factor
2019 | WI | Omega Hills Gas Recovery | 50577 | GEN4 | IC | RE | NA | LFG
2019 | WI | Omega Hills Gas Recovery | 50577 | GEN5 | GT | OP | NA | LFG |  | 391542.7 | 4.2287 | 0.0216 | EIA Prime Mover-level Data | Estimated using an emission factor
2019 | WI | Onalaska Campus Landfill Biogas | 57824 | 416LF | IC | OA | NA | LFG |  | 57755 | 0.4245 | 0.0147 | EIA Prime Mover-level Data | Estimated using an emission factor
2019 | WI | Oneida Casino | 7602 | 1 | IC | RE | NA | DFO
2019 | WI | Oneida Casino | 7602 | 2 | IC | RE | NA | DFO
2019 | WI | Oshkosh Foundation Rosedale Biodigester LLC | 58555 | 95100 | IC | RE | NA | OBG |  | 19887 | 0.14617 | 0.0147 | EIA Prime Mover-level Data | Estimated using an emission factor
2019 | WI | Outagamie County Co-Generation Facility | 54842 | G1 | IC | OP | NA | LFG |  | 95942.25 | 0.70518 | 0.0147 | EIA Prime Mover-level Data | Estimated using an emission factor
2019 | WI | Outagamie County Co-Generation Facility | 54842 | G2 | IC | OP | NA | LFG |  | 95942.25 | 0.70518 | 0.0147 | EIA Prime Mover-level Data | Estimated using an emission factor
2019 | WI | Outagamie County Co-Generation Facility | 54842 | G3 | IC | OP | NA | LFG |  | 95942.25 | 0.70518 | 0.0147 | EIA Prime Mover-level Data | Estimated using an emission factor
2019 | WI | Outagamie County Co-Generation Facility | 54842 | G4 | IC | OP | NA | LFG |  | 95942.25 | 0.70518 | 0.0147 | EIA Prime Mover-level Data | Estimated using an emission factor
2019 | WI | Outagamie County Co-Generation Facility | 54842 | GEN1 | IC | RE | NA | LFG
2019 | WI | Outagamie County Co-Generation Facility | 54842 | GEN2 | IC | RE | NA | LFG
2019 | WI | Outagamie County Co-Generation Facility | 54842 | GEN3 | IC | RE | NA | LFG
2019 | WI | Packaging of America Tomahawk Mill | 50476 | 12 | ST | OP | NA | NG |  | 2178450 | 8.7709 | 0.0080524 | EIA Unit-level Data | NEI avg EF - PM, fuel type
2019 | WI | Packaging of America Tomahawk Mill | 50476 | B10 | ST | OP | NA | WDS |  | 2507043 | 28.5956 | 0.022812 | EIA Unit-level Data | NEI avg EF - PM, fuel type
2019 | WI | Packaging of America Tomahawk Mill | 50476 | B11 | ST | OP | NA | NG |  | 42850.06 | 0.17252 | 0.0080524 | EIA Unit-level Data | NEI avg EF - PM, fuel type
2019 | WI | Packaging of America Tomahawk Mill | 50476 | B5 | ST | OP | NA | BLQ |  | 933309.9 | 14.513 | 0.0311 | EIA Unit-level Data | Estimated using an emission factor
2019 | WI | Packaging of America Tomahawk Mill | 50476 | B7 | ST | RE | NA | WDS |  | 0 |  |  | EIA Unit-level Data
2019 | WI | Packaging of America Tomahawk Mill | 50476 | B8 | ST | RE | NA | WDS |  | 0 |  |  | EIA Unit-level Data
2019 | WI | Packaging of America Tomahawk Mill | 50476 | B9 | ST | OP | NA | OBG |  | 214446.7 | 0.31095 | 0.0029 | EIA Unit-level Data | Estimated using an emission factor
2019 | WI | Packaging of America Tomahawk Mill | 50476 | GEN3 | HY | OP | NA | WAT |  | 55540.67 |  | 1.5381e-07 | EIA Prime Mover-level Data | NEI avg EF - PM, fuel type, firing type
2019 | WI | Packaging of America Tomahawk Mill | 50476 | GEN4 | HY | OP | NA | WAT |  | 55540.67 |  | 1.5381e-07 | EIA Prime Mover-level Data | NEI avg EF - PM, fuel type, firing type
2019 | WI | Packaging of America Tomahawk Mill | 50476 | GEN5 | HY | OP | NA | WAT |  | 55540.67 |  | 1.5381e-07 | EIA Prime Mover-level Data | NEI avg EF - PM, fuel type, firing type
2019 | WI | Park Mill | 50408 | 1 | HY | OP | NA | WAT |  | 20659.05 |  | 1.5381e-07 | EIA Prime Mover-level Data | NEI avg EF - PM, fuel type, firing type
2019 | WI | Park Mill | 50408 | 2 | HY | OP | NA | WAT |  | 10329.52 |  | 1.5381e-07 | EIA Prime Mover-level Data | NEI avg EF - PM, fuel type, firing type
2019 | WI | Park Mill | 50408 | 3 | HY | OP | NA | WAT |  | 20659.05 |  | 1.5381e-07 | EIA Prime Mover-level Data | NEI avg EF - PM, fuel type, firing type
2019 | WI | Park Mill | 50408 | 6 | HY | OP | NA | WAT |  | 20659.05 |  | 1.5381e-07 | EIA Prime Mover-level Data | NEI avg EF - PM, fuel type, firing type
2019 | WI | Park Mill | 50408 | 7 | HY | OP | NA | WAT |  | 20659.05 |  | 1.5381e-07 | EIA Prime Mover-level Data | NEI avg EF - PM, fuel type, firing type
2019 | WI | Park Mill | 50408 | 10 | HY | OP | NA | WAT |  | 15494.29 |  | 1.5381e-07 | EIA Prime Mover-level Data | NEI avg EF - PM, fuel type, firing type
2019 | WI | Petenwell | 4080 | 1 | HY | OP | NA | WAT |  | 300440.8 |  | 1.5381e-07 | EIA Prime Mover-level Data | NEI avg EF - PM, fuel type, firing type
2019 | WI | Petenwell | 4080 | 2 | HY | OP | NA | WAT |  | 300440.8 |  | 1.5381e-07 | EIA Prime Mover-level Data | NEI avg EF - PM, fuel type, firing type
2019 | WI | Petenwell | 4080 | 3 | HY | OP | NA | WAT |  | 300440.8 |  | 1.5381e-07 | EIA Prime Mover-level Data | NEI avg EF - PM, fuel type, firing type
2019 | WI | Petenwell | 4080 | 4 | HY | OP | NA | WAT |  | 300440.8 |  | 1.5381e-07 | EIA Prime Mover-level Data | NEI avg EF - PM, fuel type, firing type
2019 | WI | Pheasant Run Landfill Gas Recovery | 54661 | GE10 | IC | OP | NA | LFG |  | 54736.27 | 0.40231 | 0.0147 | EIA Prime Mover-level Data | Estimated using an emission factor
2019 | WI | Pheasant Run Landfill Gas Recovery | 54661 | GE11 | IC | OP | NA | LFG |  | 54736.27 | 0.40231 | 0.0147 | EIA Prime Mover-level Data | Estimated using an emission factor
2019 | WI | Pheasant Run Landfill Gas Recovery | 54661 | GEN1 | IC | OP | NA | LFG |  | 54736.27 | 0.40231 | 0.0147 | EIA Prime Mover-level Data | Estimated using an emission factor
2019 | WI | Pheasant Run Landfill Gas Recovery | 54661 | GEN2 | IC | OP | NA | LFG |  | 54736.27 | 0.40231 | 0.0147 | EIA Prime Mover-level Data | Estimated using an emission factor
2019 | WI | Pheasant Run Landfill Gas Recovery | 54661 | GEN3 | IC | OP | NA | LFG |  | 54736.27 | 0.40231 | 0.0147 | EIA Prime Mover-level Data | Estimated using an emission factor
2019 | WI | Pheasant Run Landfill Gas Recovery | 54661 | GEN4 | IC | OP | NA | LFG |  | 54736.27 | 0.40231 | 0.0147 | EIA Prime Mover-level Data | Estimated using an emission factor
2019 | WI | Pheasant Run Landfill Gas Recovery | 54661 | GEN5 | IC | OP | NA | LFG |  | 54736.27 | 0.40231 | 0.0147 | EIA Prime Mover-level Data | Estimated using an emission factor
2019 | WI | Pheasant Run Landfill Gas Recovery | 54661 | GEN6 | IC | OP | NA | LFG |  | 54736.27 | 0.40231 | 0.0147 | EIA Prime Mover-level Data | Estimated using an emission factor
2019 | WI | Pheasant Run Landfill Gas Recovery | 54661 | GEN7 | IC | OP | NA | LFG |  | 54736.27 | 0.40231 | 0.0147 | EIA Prime Mover-level Data | Estimated using an emission factor
2019 | WI | Pheasant Run Landfill Gas Recovery | 54661 | GEN8 | IC | OP | NA | LFG |  | 54736.27 | 0.40231 | 0.0147 | EIA Prime Mover-level Data | Estimated using an emission factor
2019 | WI | Pheasant Run Landfill Gas Recovery | 54661 | GEN9 | IC | OP | NA | LFG |  | 54736.27 | 0.40231 | 0.0147 | EIA Prime Mover-level Data | Estimated using an emission factor
2019 | WI | Pine | 4045 | 1 | HY | OP | NA | WAT |  | 7385 |  | 1.5381e-07 | EIA Prime Mover-level Data | NEI avg EF - PM, fuel type, firing type
2019 | WI | Pine | 4045 | 2 | HY | OP | NA | WAT |  | 7385 |  | 1.5381e-07 | EIA Prime Mover-level Data | NEI avg EF - PM, fuel type, firing type
2019 | WI | Pleasant Prairie | 6170 | 1 | ST | RE | WALL | RC |  |  |  | 9.0168e-05
2019 | WI | Pleasant Prairie | 6170 | 2 | ST | RE | WALL | RC |  |  |  | 0.00011902
2019 | WI | Pleasant Prairie | 6170 | 3 | IC | RE | NA | DFO
2019 | WI | Point Beach Nuclear Plant | 4046 | 1 | ST | OP | NA | NUC |  | 50019960 |  | 0 | EIA Prime Mover-level Data | Estimated using an emission factor
2019 | WI | Point Beach Nuclear Plant | 4046 | 2 | ST | OP | NA | NUC |  | 54712560 |  | 0 | EIA Prime Mover-level Data | Estimated using an emission factor
2019 | WI | Point Beach Nuclear Plant | 4046 | 5 | GT | OP | NA | DFO |  | 2402 | 0.020728 | 0.017259 | EIA Prime Mover-level Data | NEI avg EF - PM, fuel type, firing type
2019 | WI | Port Edwards Mill | 54103 | GEN4 | ST | RE | NA | RFO
2019 | WI | Port Edwards Mill | 54103 | GEN7 | ST | RE | NA | RFO
2019 | WI | Port Edwards Mill | 54103 | HG1 | HY | OP | NA | WAT |  | 11604.6 |  | 1.5381e-07 | EIA Prime Mover-level Data | NEI avg EF - PM, fuel type, firing type
2019 | WI | Port Edwards Mill | 54103 | HG2 | HY | OA | NA | WAT |  | 11604.6 |  | 1.5381e-07 | EIA Prime Mover-level Data | NEI avg EF - PM, fuel type, firing type
2019 | WI | Port Edwards Mill | 54103 | HG3 | HY | OP | NA | WAT |  | 11604.6 |  | 1.5381e-07 | EIA Prime Mover-level Data | NEI avg EF - PM, fuel type, firing type
2019 | WI | Port Edwards Mill | 54103 | HG4 | HY | OP | NA | WAT |  | 11604.6 |  | 1.5381e-07 | EIA Prime Mover-level Data | NEI avg EF - PM, fuel type, firing type
2019 | WI | Port Edwards Mill | 54103 | HG5 | HY | OA | NA | WAT |  | 23209.19 |  | 1.5381e-07 | EIA Prime Mover-level Data | NEI avg EF - PM, fuel type, firing type
2019 | WI | Port Edwards Mill | 54103 | HG6 | HY | OA | NA | WAT |  | 23209.19 |  | 1.5381e-07 | EIA Prime Mover-level Data | NEI avg EF - PM, fuel type, firing type
2019 | WI | Port Edwards Mill | 54103 | JHG1 | HY | OP | NA | WAT |  | 37714.94 |  | 1.5381e-07 | EIA Prime Mover-level Data | NEI avg EF - PM, fuel type, firing type
2019 | WI | Port Edwards Mill | 54103 | JHG2 | HY | OA | NA | WAT |  | 17406.9 |  | 1.5381e-07 | EIA Prime Mover-level Data | NEI avg EF - PM, fuel type, firing type
2019 | WI | Port Edwards Mill | 54103 | JHG3 | HY | OP | NA | WAT |  | 17406.9 |  | 1.5381e-07 | EIA Prime Mover-level Data | NEI avg EF - PM, fuel type, firing type
2019 | WI | Port Edwards Mill | 54103 | JHG4 | HY | OA | NA | WAT |  | 11604.6 |  | 1.5381e-07 | EIA Prime Mover-level Data | NEI avg EF - PM, fuel type, firing type
2019 | WI | Port Edwards Mill | 54103 | JHG5 | HY | OA | NA | WAT |  | 17406.9 |  | 1.5381e-07 | EIA Prime Mover-level Data | NEI avg EF - PM, fuel type, firing type
2019 | WI | Potato Rapids | 4071 | 1 | HY | OP | NA | WAT |  | 24003.46 |  | 1.5381e-07 | EIA Prime Mover-level Data | NEI avg EF - PM, fuel type, firing type
2019 | WI | Potato Rapids | 4071 | 2 | HY | OP | NA | WAT |  | 19202.77 |  | 1.5381e-07 | EIA Prime Mover-level Data | NEI avg EF - PM, fuel type, firing type
2019 | WI | Potato Rapids | 4071 | 3 | HY | OP | NA | WAT |  | 19202.77 |  | 1.5381e-07 | EIA Prime Mover-level Data | NEI avg EF - PM, fuel type, firing type
2019 | WI | Prairie Du Sac | 4056 | 1 | HY | OP | NA | WAT |  | 172528.3 |  | 1.5381e-07 | EIA Prime Mover-level Data | NEI avg EF - PM, fuel type, firing type
2019 | WI | Prairie Du Sac | 4056 | 2 | HY | OP | NA | WAT |  | 211963.3 |  | 1.5381e-07 | EIA Prime Mover-level Data | NEI avg EF - PM, fuel type, firing type
2019 | WI | Prairie Du Sac | 4056 | 3 | HY | OP | NA | WAT |  | 236610.3 |  | 1.5381e-07 | EIA Prime Mover-level Data | NEI avg EF - PM, fuel type, firing type
2019 | WI | Prairie Du Sac | 4056 | 4 | HY | OP | NA | WAT |  | 236610.3 |  | 1.5381e-07 | EIA Prime Mover-level Data | NEI avg EF - PM, fuel type, firing type
2019 | WI | Prairie Du Sac | 4056 | 5 | HY | OP | NA | WAT |  | 197175.2 |  | 1.5381e-07 | EIA Prime Mover-level Data | NEI avg EF - PM, fuel type, firing type
2019 | WI | Prairie Du Sac | 4056 | 6 | HY | OP | NA | WAT |  | 197175.2 |  | 1.5381e-07 | EIA Prime Mover-level Data | NEI avg EF - PM, fuel type, firing type
2019 | WI | Prairie Du Sac | 4056 | 7 | HY | OP | NA | WAT |  | 197175.2 |  | 1.5381e-07 | EIA Prime Mover-level Data | NEI avg EF - PM, fuel type, firing type
2019 | WI | Prairie Du Sac | 4056 | 8 | HY | OP | NA | WAT |  | 197175.2 |  | 1.5381e-07 | EIA Prime Mover-level Data | NEI avg EF - PM, fuel type, firing type
2019 | WI | Quilt Block Wind Farm LLC | 57116 | GEN 1 | WT | OP | NA | WND |  | 3298808 |  | 0 | EIA Prime Mover-level Data | Estimated using an emission factor
2019 | WI | Rapide Croche | 4122 | 1 | HY | OP | NA | WAT |  | 37332.25 |  | 1.5381e-07 | EIA Prime Mover-level Data | NEI avg EF - PM, fuel type, firing type
2019 | WI | Rapide Croche | 4122 | 2 | HY | OP | NA | WAT |  | 37332.25 |  | 1.5381e-07 | EIA Prime Mover-level Data | NEI avg EF - PM, fuel type, firing type
2019 | WI | Rapide Croche | 4122 | 3 | HY | OP | NA | WAT |  | 37332.25 |  | 1.5381e-07 | EIA Prime Mover-level Data | NEI avg EF - PM, fuel type, firing type
2019 | WI | Rapide Croche | 4122 | 4 | HY | OP | NA | WAT |  | 37332.25 |  | 1.5381e-07 | EIA Prime Mover-level Data | NEI avg EF - PM, fuel type, firing type
2019 | WI | Rhinelander Mill | 50933 | BLR7 | ST | OP | NA | BIT |  | 1114180 | 24.7832 | 0.044487 | EIA Unit-level Data | NEI avg EF - PM, fuel type
2019 | WI | Rhinelander Mill | 50933 | BLR8 | ST | OP | NA | NG |  | 1360321 | 5.4769 | 0.0080524 | EIA Unit-level Data | NEI avg EF - PM, fuel type
2019 | WI | Rhinelander Mill | 50933 | HYD1 | HY | OP | NA | WAT |  | 25091.5 |  | 1.5381e-07 | EIA Prime Mover-level Data | NEI avg EF - PM, fuel type, firing type
2019 | WI | Rhinelander Mill | 50933 | HYD2 | HY | OP | NA | WAT |  | 25091.5 |  | 1.5381e-07 | EIA Prime Mover-level Data | NEI avg EF - PM, fuel type, firing type
2019 | WI | Rhinelander Mill | 50933 | HYD3 | HY | OP | NA | WAT |  | 50183 |  | 1.5381e-07 | EIA Prime Mover-level Data | NEI avg EF - PM, fuel type, firing type
2019 | WI | Richland Center Renewable Energy LLC | 58834 | UNIT1 | IC | OP | NA | OBG |  | 74025.5 | 0.54409 | 0.0147 | EIA Prime Mover-level Data | Estimated using an emission factor
2019 | WI | Richland Center Renewable Energy LLC | 58834 | UNIT2 | IC | OP | NA | OBG |  | 74025.5 | 0.54409 | 0.0147 | EIA Prime Mover-level Data | Estimated using an emission factor
2019 | WI | Ridgeview | 55925 | GEN1 | IC | OP | NA | LFG |  | 48720.88 | 0.3581 | 0.0147 | EIA Prime Mover-level Data | Estimated using an emission factor
2019 | WI | Ridgeview | 55925 | GEN10 | IC | RE | NA | LFG
2019 | WI | Ridgeview | 55925 | GEN2 | IC | OP | NA | LFG |  | 48720.88 | 0.3581 | 0.0147 | EIA Prime Mover-level Data | Estimated using an emission factor
2019 | WI | Ridgeview | 55925 | GEN3 | IC | OP | NA | LFG |  | 48720.88 | 0.3581 | 0.0147 | EIA Prime Mover-level Data | Estimated using an emission factor
2019 | WI | Ridgeview | 55925 | GEN4 | IC | OP | NA | LFG |  | 48720.88 | 0.3581 | 0.0147 | EIA Prime Mover-level Data | Estimated using an emission factor
2019 | WI | Ridgeview | 55925 | GEN5 | IC | OP | NA | LFG |  | 48720.88 | 0.3581 | 0.0147 | EIA Prime Mover-level Data | Estimated using an emission factor
2019 | WI | Ridgeview | 55925 | GEN6 | IC | OP | NA | LFG |  | 48720.88 | 0.3581 | 0.0147 | EIA Prime Mover-level Data | Estimated using an emission factor
2019 | WI | Ridgeview | 55925 | GEN7 | IC | OP | NA | LFG |  | 48720.88 | 0.3581 | 0.0147 | EIA Prime Mover-level Data | Estimated using an emission factor
2019 | WI | Ridgeview | 55925 | GEN8 | IC | OP | NA | LFG |  | 48720.88 | 0.3581 | 0.0147 | EIA Prime Mover-level Data | Estimated using an emission factor
2019 | WI | Ridgeview | 55925 | GEN9 | IC | RE | NA | LFG
2019 | WI | Riverside Energy Center | 55641 | PV1 | PV | T | NA | SUN
2019 | WI | Sand Lake DPC Solar | 60957 | PV1 | PV | OP | NA | SUN |  | 15849 |  | 0 | EIA Prime Mover-level Data | Estimated using an emission factor
2019 | WI | Sandstone Rapids | 4074 | 1 | HY | OP | NA | WAT |  | 73780 |  | 1.5381e-07 | EIA Prime Mover-level Data | NEI avg EF - PM, fuel type, firing type
2019 | WI | Sandstone Rapids | 4074 | 2 | HY | OP | NA | WAT |  | 73780 |  | 1.5381e-07 | EIA Prime Mover-level Data | NEI avg EF - PM, fuel type, firing type
2019 | WI | Sauk DPC Solar | 60887 | PV1 | PV | OP | NA | SUN |  | 12296 |  | 0 | EIA Prime Mover-level Data | Estimated using an emission factor
2019 | WI | Saxon Falls | 1756 | 1 | HY | OP | NA | WAT |  | 50584.5 |  | 1.5381e-07 | EIA Prime Mover-level Data | NEI avg EF - PM, fuel type, firing type
2019 | WI | Saxon Falls | 1756 | 2 | HY | OP | NA | WAT |  | 50584.5 |  | 1.5381e-07 | EIA Prime Mover-level Data | NEI avg EF - PM, fuel type, firing type
2019 | WI | Seven Mile Creek LFG | 56149 | 1 | IC | RE | NA | LFG
2019 | WI | Seven Mile Creek LFG | 56149 | 2 | IC | RE | NA | LFG
2019 | WI | Seven Mile Creek LFG | 56149 | 3 | IC | RE | NA | LFG
2019 | WI | Seven Mile Creek LFG | 56149 | 4 | IC | RE | NA | LFG
2019 | WI | Seven Mile Creek LFG | 56149 | 5 | IC | CN | NA | LFG
2019 | WI | Sherry Energy Center | 55834 | CT01 | GT | CN | NA | NG
2019 | WI | Sherry Energy Center | 55834 | CT02 | GT | CN | NA | NG
2019 | WI | Sherry Energy Center | 55834 | CT03 | GT | CN | NA | NG
2019 | WI | Sherry Energy Center | 55834 | CT04 | GT | CN | NA | NG
2019 | WI | Sherry Energy Center | 55834 | CTG1 | CT | CN | NA | NG
2019 | WI | Sherry Energy Center | 55834 | CTG2 | CT | CN | NA | NG
2019 | WI | Sherry Energy Center | 55834 | STG1 | CA | CN | NA | NG
2019 | WI | Shirley Wind | 57553 | 1 | WT | OP | NA | WND |  | 479756 |  | 0 | EIA Prime Mover-level Data | Estimated using an emission factor
2019 | WI | Solon Diesel | 7058 | 1 | IC | SB | NA | DFO |  |  |  | 0.30942
2019 | WI | Solon Diesel | 7058 | 2 | IC | SB | NA | DFO |  |  |  | 0.30942
2019 | WI | Solon Diesel | 7058 | 3 | IC | SB | NA | DFO |  |  |  | 0.30942
2019 | WI | Solon Diesel | 7058 | 4 | IC | SB | NA | DFO |  |  |  | 0.30942
2019 | WI | Solon Diesel | 7058 | 5 | IC | SB | NA | DFO |  |  |  | 0.30942
2019 | WI | Solon Diesel | 7058 | 6 | IC | SB | NA | DFO |  |  |  | 0.30942
2019 | WI | Solon Diesel | 7058 | 7 | IC | SB | NA | DFO |  |  |  | 0.30942
2019 | WI | Solon Diesel | 7058 | 8 | IC | SB | NA | DFO |  |  |  | 0.30942
2019 | WI | St Croix Falls | 4011 | 1 | HY | OP | NA | WAT |  | 122238.3 |  | 1.5381e-07 | EIA Prime Mover-level Data | NEI avg EF - PM, fuel type, firing type
2019 | WI | St Croix Falls | 4011 | 2 | HY | OP | NA | WAT |  | 122238.3 |  | 1.5381e-07 | EIA Prime Mover-level Data | NEI avg EF - PM, fuel type, firing type
2019 | WI | St Croix Falls | 4011 | 3 | HY | OP | NA | WAT |  | 122238.3 |  | 1.5381e-07 | EIA Prime Mover-level Data | NEI avg EF - PM, fuel type, firing type
2019 | WI | St Croix Falls | 4011 | 4 | HY | OP | NA | WAT |  | 122238.3 |  | 1.5381e-07 | EIA Prime Mover-level Data | NEI avg EF - PM, fuel type, firing type
2019 | WI | St Croix Falls | 4011 | 5 | HY | OP | NA | WAT |  | 166244 |  | 1.5381e-07 | EIA Prime Mover-level Data | NEI avg EF - PM, fuel type, firing type
2019 | WI | St Croix Falls | 4011 | 6 | HY | OP | NA | WAT |  | 166244 |  | 1.5381e-07 | EIA Prime Mover-level Data | NEI avg EF - PM, fuel type, firing type
2019 | WI | St Croix Falls | 4011 | 7 | HY | OP | NA | WAT |  | 156465 |  | 1.5381e-07 | EIA Prime Mover-level Data | NEI avg EF - PM, fuel type, firing type
2019 | WI | St Croix Falls | 4011 | 8 | HY | OP | NA | WAT |  | 156465 |  | 1.5381e-07 | EIA Prime Mover-level Data | NEI avg EF - PM, fuel type, firing type
2019 | WI | Stevens Point | 3973 | 1 | HY | OP | NA | WAT |  | 47794.83 |  | 1.5381e-07 | EIA Prime Mover-level Data | NEI avg EF - PM, fuel type, firing type
2019 | WI | Stevens Point | 3973 | 2 | HY | OP | NA | WAT |  | 47794.83 |  | 1.5381e-07 | EIA Prime Mover-level Data | NEI avg EF - PM, fuel type, firing type
2019 | WI | Stevens Point | 3973 | 3 | HY | OP | NA | WAT |  | 47794.83 |  | 1.5381e-07 | EIA Prime Mover-level Data | NEI avg EF - PM, fuel type, firing type
2019 | WI | Stevens Point | 3973 | 4 | HY | OP | NA | WAT |  | 47794.83 |  | 1.5381e-07 | EIA Prime Mover-level Data | NEI avg EF - PM, fuel type, firing type
2019 | WI | Stevens Point | 3973 | 5 | HY | OP | NA | WAT |  | 47794.83 |  | 1.5381e-07 | EIA Prime Mover-level Data | NEI avg EF - PM, fuel type, firing type
2019 | WI | Stevens Point | 3973 | 6 | HY | OS | NA | WAT |  | 47794.83 |  | 1.5381e-07 | EIA Prime Mover-level Data | NEI avg EF - PM, fuel type, firing type
2019 | WI | Stevens Point Mill | 55861 | SP | ST | OP | NA | NG |  | 1210649 | 4.8743 | 0.0080524 | EIA Prime Mover-level Data | NEI avg EF - PM, fuel type
2019 | WI | Stiles | 4147 | 1 | HY | OP | NA | WAT |  | 32873 |  | 1.5381e-07 | EIA Prime Mover-level Data | NEI avg EF - PM, fuel type, firing type
2019 | WI | Stiles | 4147 | 2 | HY | OP | NA | WAT |  | 32873 |  | 1.5381e-07 | EIA Prime Mover-level Data | NEI avg EF - PM, fuel type, firing type
2019 | WI | Superior Generation Energy Center | 8057 | GEN1 | GT | CN | NA | NG
2019 | WI | Sycamore (WI) | 3993 | 1 | GT | OP | NA | NG |  | 324.519 | 0.00088973 | 0.0054834 | EIA Prime Mover-level Data | NEI avg EF - PM, fuel type, firing type
2019 | WI | Sycamore (WI) | 3993 | 2 | GT | OP | NA | NG |  | 425.481 | 0.0011665 | 0.0054834 | EIA Prime Mover-level Data | NEI avg EF - PM, fuel type, firing type
2019 | WI | Thornapple | 3988 | 1 | HY | OP | NA | WAT |  | 43558.5 |  | 1.5381e-07 | EIA Prime Mover-level Data | NEI avg EF - PM, fuel type, firing type
2019 | WI | Thornapple | 3988 | 2 | HY | OP | NA | WAT |  | 43558.5 |  | 1.5381e-07 | EIA Prime Mover-level Data | NEI avg EF - PM, fuel type, firing type
2019 | WI | Timberline Trail Gas Recovery | 56525 | GEN1 | IC | OP | NA | LFG |  | 47442.6 | 0.3487 | 0.0147 | EIA Prime Mover-level Data | Estimated using an emission factor
2019 | WI | Timberline Trail Gas Recovery | 56525 | GEN2 | IC | OP | NA | LFG |  | 47442.6 | 0.3487 | 0.0147 | EIA Prime Mover-level Data | Estimated using an emission factor
2019 | WI | Timberline Trail Gas Recovery | 56525 | GEN3 | IC | OP | NA | LFG |  | 47442.6 | 0.3487 | 0.0147 | EIA Prime Mover-level Data | Estimated using an emission factor
2019 | WI | Timberline Trail Gas Recovery | 56525 | GEN4 | IC | OP | NA | LFG |  | 47442.6 | 0.3487 | 0.0147 | EIA Prime Mover-level Data | Estimated using an emission factor
2019 | WI | Timberline Trail Gas Recovery | 56525 | GEN5 | IC | OP | NA | LFG |  | 47442.6 | 0.3487 | 0.0147 | EIA Prime Mover-level Data | Estimated using an emission factor
2019 | WI | Timberline Trail Gas Recovery | 56525 | GEN6 | IC | RE | NA | LFG
2019 | WI | Timberline Trail Gas Recovery | 56525 | GEN7 | IC | RE | NA | LFG
2019 | WI | Tisch Mills Wind | 60674 | TISCH | WT | CN | NA | WND
2019 | WI | Tomahawk | 4075 | 1 | HY | OP | NA | WAT |  | 46411.5 |  | 1.5381e-07 | EIA Prime Mover-level Data | NEI avg EF - PM, fuel type, firing type
2019 | WI | Tomahawk | 4075 | 2 | HY | OP | NA | WAT |  | 46411.5 |  | 1.5381e-07 | EIA Prime Mover-level Data | NEI avg EF - PM, fuel type, firing type
2019 | WI | Trego | 4012 | 1 | HY | OP | NA | WAT |  | 50912.17 |  | 1.5381e-07 | EIA Prime Mover-level Data | NEI avg EF - PM, fuel type, firing type
2019 | WI | Trego | 4012 | 2 | HY | OP | NA | WAT |  | 36365.83 |  | 1.5381e-07 | EIA Prime Mover-level Data | NEI avg EF - PM, fuel type, firing type
2019 | WI | Twin Falls (WI) | 59836 | 11 | HY | OP | NA | WAT |  | 215601 |  | 1.5381e-07 | EIA Prime Mover-level Data | NEI avg EF - PM, fuel type, firing type
2019 | WI | Twin Falls (WI) | 59836 | 12 | HY | OP | NA | WAT |  | 215601 |  | 1.5381e-07 | EIA Prime Mover-level Data | NEI avg EF - PM, fuel type, firing type
2019 | WI | Two Creeks Solar | 63105 | 1 | PV | U | NA | SUN
2019 | WI | UW Madison Charter Street Plant | 54408 | 2 | ST | IP | NA | WDS
2019 | WI | UW Madison Charter Street Plant | 54408 | 3 | IC | SB | NA | DFO |  |  |  | 0.30942
2019 | WI | UW Madison Charter Street Plant | 54408 | B05 | ST | OP | NA | NG |  | 338887 | 1.3644 | 0.0080524 | EIA Unit-level Data | NEI avg EF - PM, fuel type
2019 | WI | UW Madison Charter Street Plant | 54408 | B06 | ST | OP | NA | NG |  | 916417.4 | 3.6897 | 0.0080524 | EIA Unit-level Data | NEI avg EF - PM, fuel type
2019 | WI | UW Madison Charter Street Plant | 54408 | B07 | ST | OP | NA | NG |  | 318464.4 | 1.2822 | 0.0080524 | EIA Unit-level Data | NEI avg EF - PM, fuel type
2019 | WI | UW Madison Charter Street Plant | 54408 | B08 | ST | OP | NA | NG |  | 931297.1 | 3.7496 | 0.0080524 | EIA Unit-level Data | NEI avg EF - PM, fuel type
2019 | WI | UW Madison Charter Street Plant | 54408 | B09 | ST | OP | NA | NG |  | 974652.6 | 3.9242 | 0.0080524 | EIA Unit-level Data | NEI avg EF - PM, fuel type
2019 | WI | Viola | 4139 | 1 | IC | RE | NA | DFO
2019 | WI | Viola | 4139 | 2 | IC | RE | NA | DFO
2019 | WI | Viola | 4139 | 3 | IC | OP | NA | DFO |  | 0 | 0 | 0.30942 | EIA Prime Mover-level Data | NEI avg EF - PM, fuel type, firing type
2019 | WI | Warren DPC Solar | 60890 | PV1 | PV | OP | NA | SUN |  | 30816 |  | 0 | EIA Prime Mover-level Data | Estimated using an emission factor
2019 | WI | Washington Island | 4148 | 2 | IC | OP | NA | DFO |  | 4.92 | 0.0007626 | 0.31 | EIA Prime Mover-level Data | Estimated using an emission factor
2019 | WI | Washington Island | 4148 | 3 | IC | OP | NA | DFO |  | 4.92 | 0.0007626 | 0.31 | EIA Prime Mover-level Data | Estimated using an emission factor
2019 | WI | Washington Island | 4148 | 4 | IC | OP | NA | DFO |  | 9.84 | 0.0015252 | 0.31 | EIA Prime Mover-level Data | Estimated using an emission factor
2019 | WI | Washington Island | 4148 | 5 | IC | OP | NA | DFO |  | 24.6 | 0.003813 | 0.31 | EIA Prime Mover-level Data | Estimated using an emission factor
2019 | WI | Washington Island | 4148 | 6 | IC | OP | NA | DFO |  | 44.28 | 0.0068634 | 0.31 | EIA Prime Mover-level Data | Estimated using an emission factor
2019 | WI | Washington Island | 4148 | 7 | IC | OP | NA | DFO |  | 78.72 | 0.012202 | 0.31 | EIA Prime Mover-level Data | Estimated using an emission factor
2019 | WI | Washington Island | 4148 | 8 | IC | OP | NA | DFO |  | 78.72 | 0.012202 | 0.31 | EIA Prime Mover-level Data | Estimated using an emission factor
2019 | WI | Waupun Correctional Central Heating Plt | 54407 | 1 | ST | OP | NA | NG |  |  |  | 0.0080534
2019 | WI | Waupun Correctional Central Heating Plt | 54407 | 2 | ST | OP | NA | NG |  |  |  | 0.0080534
2019 | WI | Waupun Correctional Central Heating Plt | 54407 | 3 | IC | SB | NA | DFO |  |  |  | 0.30942
2019 | WI | Waupun Correctional Central Heating Plt | 54407 | 4 | IC | SB | NA | DFO |  |  |  | 0.30942
2019 | WI | Wausau | 4077 | 1 | HY | OP | NA | WAT |  | 47102 |  | 1.5381e-07 | EIA Prime Mover-level Data | NEI avg EF - PM, fuel type, firing type
2019 | WI | Wausau | 4077 | 2 | HY | OP | NA | WAT |  | 47102 |  | 1.5381e-07 | EIA Prime Mover-level Data | NEI avg EF - PM, fuel type, firing type
2019 | WI | Wausau | 4077 | 3 | HY | OP | NA | WAT |  | 47102 |  | 1.5381e-07 | EIA Prime Mover-level Data | NEI avg EF - PM, fuel type, firing type
2019 | WI | Waxdale | 59448 | CGEN1 | GT | OP | NA | LFG |  | 281539 | 3.0406 | 0.0216 | EIA Prime Mover-level Data | Estimated using an emission factor
2019 | WI | Waxdale | 59448 | CGEN2 | GT | OP | NA | NG |  | 281539 | 0.77189 | 0.0054834 | EIA Prime Mover-level Data | NEI avg EF - PM, fuel type, firing type
2019 | WI | Waxdale | 59448 | WEC01 | WT | OP | NA | WND |  | 32838 |  | 0 | EIA Prime Mover-level Data | Estimated using an emission factor
2019 | WI | Waxdale | 59448 | WEC02 | WT | OP | NA | WND |  | 32838 |  | 0 | EIA Prime Mover-level Data | Estimated using an emission factor
2019 | WI | Wheaton Solar | 60203 | 1 | PV | CN | NA | SUN
2019 | WI | Whistling Winds DPC Solar | 60895 | PV1 | PV | OP | NA | SUN |  | 21653 |  | 0 | EIA Prime Mover-level Data | Estimated using an emission factor
2019 | WI | White River (WI) | 3989 | 1 | HY | OP | NA | WAT |  | 23614 |  | 1.5381e-07 | EIA Prime Mover-level Data | NEI avg EF - PM, fuel type, firing type
2019 | WI | White River (WI) | 3989 | 2 | HY | OP | NA | WAT |  | 23614 |  | 1.5381e-07 | EIA Prime Mover-level Data | NEI avg EF - PM, fuel type, firing type
2019 | WI | Whiting | 3975 | 1 | HY | OS | NA | WAT |  | 63360.47 |  | 1.5381e-07 | EIA Prime Mover-level Data | NEI avg EF - PM, fuel type, firing type
2019 | WI | Whiting | 3975 | 2 | HY | OP | NA | WAT |  | 26400.2 |  | 1.5381e-07 | EIA Prime Mover-level Data | NEI avg EF - PM, fuel type, firing type
2019 | WI | Whiting | 3975 | 3 | HY | OS | NA | WAT |  | 26400.2 |  | 1.5381e-07 | EIA Prime Mover-level Data | NEI avg EF - PM, fuel type, firing type
2019 | WI | Whiting | 3975 | 4 | HY | OP | NA | WAT |  | 26400.2 |  | 1.5381e-07 | EIA Prime Mover-level Data | NEI avg EF - PM, fuel type, firing type
2019 | WI | Whiting | 3975 | 5 | HY | OP | NA | WAT |  | 26400.2 |  | 1.5381e-07 | EIA Prime Mover-level Data | NEI avg EF - PM, fuel type, firing type
2019 | WI | Whiting | 3975 | 6 | HY | OP | NA | WAT |  | 26400.2 |  | 1.5381e-07 | EIA Prime Mover-level Data | NEI avg EF - PM, fuel type, firing type
2019 | WI | Whiting | 3975 | 7 | HY | OP | NA | WAT |  | 26400.2 |  | 1.5381e-07 | EIA Prime Mover-level Data | NEI avg EF - PM, fuel type, firing type
2019 | WI | Whiting | 3975 | 8 | HY | OP | NA | WAT |  | 15840.12 |  | 1.5381e-07 | EIA Prime Mover-level Data | NEI avg EF - PM, fuel type, firing type
2019 | WI | Whiting | 3975 | 9 | HY | OP | NA | WAT |  | 15840.12 |  | 1.5381e-07 | EIA Prime Mover-level Data | NEI avg EF - PM, fuel type, firing type
2019 | WI | Whiting | 3975 | 10 | HY | OP | NA | WAT |  | 15840.12 |  | 1.5381e-07 | EIA Prime Mover-level Data | NEI avg EF - PM, fuel type, firing type
2019 | WI | Whiting Mill | 10476 | GEN4 | ST | RE | NA | SUB
2019 | WI | Wind Turbine | 7886 | 1 | WT | OP | NA | WND |  | 142259 |  | 0 | EIA Prime Mover-level Data | Estimated using an emission factor
2019 | WI | Winnebago County Landfill Gas | 50936 | EG1 | IC | RE | NA | LFG
2019 | WI | Winnebago County Landfill Gas | 50936 | EG2 | IC | RE | NA | LFG |  | 39441.19 | 0.28989 | 0.0147 | EIA Prime Mover-level Data | Estimated using an emission factor
2019 | WI | Winnebago County Landfill Gas | 50936 | EG2R | IC | OP | NA | LFG |  | 26294.13 | 0.19326 | 0.0147 | EIA Prime Mover-level Data | NEI avg EF - PM, fuel type, firing type
2019 | WI | Winnebago County Landfill Gas | 50936 | EG3 | IC | OP | NA | LFG |  | 39441.19 | 0.28989 | 0.0147 | EIA Prime Mover-level Data | Estimated using an emission factor
2019 | WI | Winnebago County Landfill Gas | 50936 | EG4 | IC | OP | NA | LFG |  | 43823.54 | 0.3221 | 0.0147 | EIA Prime Mover-level Data | Estimated using an emission factor
2019 | WI | Winnebago County Landfill Gas | 50936 | EG5 | IC | OP | NA | LFG |  | 61352.96 | 0.45094 | 0.0147 | EIA Prime Mover-level Data | Estimated using an emission factor
2019 | WI | Winnebago County Landfill Gas | 50936 | EG6 | IC | IP | NA | LFG
2019 | WI | Winter | 8013 | IC 1 | IC | OP | NA | DFO |  | 347.5 | 0.053863 | 0.31 | EIA Prime Mover-level Data | Estimated using an emission factor
2019 | WI | Winter | 8013 | IC 2 | IC | OP | NA | DFO |  | 347.5 | 0.053863 | 0.31 | EIA Prime Mover-level Data | Estimated using an emission factor
2019 | WI | Wisconsin Rapids | 3974 | 1 | HY | OP | NA | WAT |  | 132991 |  | 1.5381e-07 | EIA Prime Mover-level Data | NEI avg EF - PM, fuel type, firing type
2019 | WI | Wisconsin Rapids | 3974 | 2 | HY | OP | NA | WAT |  | 132991 |  | 1.5381e-07 | EIA Prime Mover-level Data | NEI avg EF - PM, fuel type, firing type
2019 | WI | Wisconsin Rapids | 3974 | 3 | HY | OP | NA | WAT |  | 34693.3 |  | 1.5381e-07 | EIA Prime Mover-level Data | NEI avg EF - PM, fuel type, firing type
2019 | WI | Wisconsin Rapids | 3974 | 4 | HY | OP | NA | WAT |  | 34693.3 |  | 1.5381e-07 | EIA Prime Mover-level Data | NEI avg EF - PM, fuel type, firing type
2019 | WI | Wisconsin Rapids | 3974 | 5 | HY | OP | NA | WAT |  | 34693.3 |  | 1.5381e-07 | EIA Prime Mover-level Data | NEI avg EF - PM, fuel type, firing type
2019 | WI | Wisconsin Rapids | 3974 | 6 | HY | OP | NA | WAT |  | 17346.65 |  | 1.5381e-07 | EIA Prime Mover-level Data | NEI avg EF - PM, fuel type, firing type
2019 | WI | Wisconsin Rapids | 3974 | 7 | HY | OP | NA | WAT |  | 34693.3 |  | 1.5381e-07 | EIA Prime Mover-level Data | NEI avg EF - PM, fuel type, firing type
2019 | WI | Wisconsin Rapids | 3974 | 8 | HY | OP | NA | WAT |  | 17346.65 |  | 1.5381e-07 | EIA Prime Mover-level Data | NEI avg EF - PM, fuel type, firing type
2019 | WI | Wisconsin Rapids | 3974 | 9 | HY | OP | NA | WAT |  | 34693.3 |  | 1.5381e-07 | EIA Prime Mover-level Data | NEI avg EF - PM, fuel type, firing type
2019 | WI | Wisconsin Rapids | 3974 | 10 | HY | OP | NA | WAT |  | 34693.3 |  | 1.5381e-07 | EIA Prime Mover-level Data | NEI avg EF - PM, fuel type, firing type
2019 | WI | Wisconsin Rapids Paper Mill | 10466 | GEN1 | ST | SB | NA | PUR |  | 60341.46 |  | 0 | EIA Prime Mover-level Data | Estimated using an emission factor
2019 | WI | Wisconsin Rapids Paper Mill | 10466 | GEN2 | ST | OP | NA | PUR |  | 66777.89 |  | 0 | EIA Prime Mover-level Data | Estimated using an emission factor
2019 | WI | Wisconsin Rapids Paper Mill | 10466 | GEN3 | ST | OP | NA | PUR |  | 40227.64 |  | 0 | EIA Prime Mover-level Data | Estimated using an emission factor
2019 | WI | Wisconsin Rapids Pulp Mill | 10477 | P1 | ST | OP | NA | SUB |  | 2056866 | 17.6728 | 0.017184 | EIA Unit-level Data | NEI avg EF - PM, fuel type
2019 | WI | Wisconsin Rapids Pulp Mill | 10477 | P2 | ST | OP | NA | SUB |  | 2150379 | 18.4763 | 0.017184 | EIA Unit-level Data | NEI avg EF - PM, fuel type
2019 | WI | Wisconsin Rapids Pulp Mill | 10477 | P3 | ST | OP | NA | NG |  | 1934506 | 7.7887 | 0.0080524 | EIA Unit-level Data | NEI avg EF - PM, fuel type
2019 | WI | Wisconsin Rapids Pulp Mill | 10477 | R1 | ST | OP | NA | BLQ |  | 2236119 | 0.13909 | 0.0001244 | EIA Unit-level Data | Estimated using an emission factor
2019 | WI | Wisconsin Rapids Pulp Mill | 10477 | R2 | ST | OP | NA | BLQ |  | 2265809 | 0.14093 | 0.0001244 | EIA Unit-level Data | Estimated using an emission factor
2019 | WI | Wisconsin Rapids Pulp Mill | 10477 | R3 | ST | OP | NA | BLQ |  | 2178094 | 0.13548 | 0.0001244 | EIA Unit-level Data | Estimated using an emission factor
2019 | WI | Wissota | 4015 | 1 | HY | OP | NA | WAT |  | 278867.8 |  | 1.5381e-07 | EIA Prime Mover-level Data | NEI avg EF - PM, fuel type, firing type
2019 | WI | Wissota | 4015 | 2 | HY | OP | NA | WAT |  | 357880.4 |  | 1.5381e-07 | EIA Prime Mover-level Data | NEI avg EF - PM, fuel type, firing type
2019 | WI | Wissota | 4015 | 3 | HY | OP | NA | WAT |  | 278867.8 |  | 1.5381e-07 | EIA Prime Mover-level Data | NEI avg EF - PM, fuel type, firing type
2019 | WI | Wissota | 4015 | 4 | HY | OP | NA | WAT |  | 357880.4 |  | 1.5381e-07 | EIA Prime Mover-level Data | NEI avg EF - PM, fuel type, firing type
2019 | WI | Wissota | 4015 | 5 | HY | OP | NA | WAT |  | 278867.8 |  | 1.5381e-07 | EIA Prime Mover-level Data | NEI avg EF - PM, fuel type, firing type
2019 | WI | Wissota | 4015 | 6 | HY | OP | NA | WAT |  | 278867.8 |  | 1.5381e-07 | EIA Prime Mover-level Data | NEI avg EF - PM, fuel type, firing type
2019 | WI | WPPI Hartford DG | 56266 | 1 | IC | OP | NA | DFO |  | 72 | 0.01116 | 0.31 | EIA Prime Mover-level Data | Estimated using an emission factor
2019 | WI | Appleton Property Ventures LLC | 55558 | B06 | CT | OP | CC | NG | 7696 | 3290756 | 10.906 | 0.0066282 | EPA/CAMD | EPA/NEI | 2002
2019 | WI | Bay Front | 3982 | 1 | ST | OP | STOKER | WDS | 7699 | 1553201 | 0.723 | 0.00093098 | EPA/CAMD | EPA/NEI | 1954
2019 | WI | Bay Front | 3982 | 2 | ST | OP | STOKER | WDS | 7801 | 1688805 | 1.2793 | 0.001515 | EPA/CAMD | EPA/NEI | 1952
2019 | WI | Bay Front | 3982 | 5 | ST | OP | CYCLONE | NG | 0 |  |  | 0.0080534 |  |  | 1960
2019 | WI | Blount Street | 3992 | 8 | ST | OP | WALL | NG | 1719 | 350449.3 | 1.2571 | 0.0071744 | EPA/CAMD | NEI avg EF - PM, fuel type, firing type | 1957
2019 | WI | Blount Street | 3992 | 9 | ST | OP | WALL | NG | 2472 | 373304.2 | 1.3391 | 0.0071744 | EPA/CAMD | NEI avg EF - PM, fuel type, firing type | 1961
2019 | WI | Columbia | 8023 | 1 | ST | OP | TANGENTIAL | SUB | 7562 | 29758560 | 38.6937 | 0.0026005 | EPA/CAMD | EPA/NEI | 1975
2019 | WI | Columbia | 8023 | 2 | ST | OP | TANGENTIAL | SUB | 8314 | 31050340 | 40.0154 | 0.0025775 | EPA/CAMD | EPA/NEI | 1978
2019 | WI | Concord | 7159 | **1 | GT | OP | CT | NG | 342 | 233273.8 | 5.231 | 0.044849 | EPA/CAMD | EPA/NEI | 1993
2019 | WI | Concord | 7159 | **2 | GT | OP | CT | NG | 520 | 363118.9 | 7.7505 | 0.042688 | EPA/CAMD | EPA/NEI | 1993
2019 | WI | Concord | 7159 | **3 | GT | OP | CT | NG | 488 | 318758.3 | 6.9233 | 0.043439 | EPA/CAMD | EPA/NEI | 1994
2019 | WI | Concord | 7159 | **4 | GT | OP | CT | NG | 437 | 299333.8 | 6.2816 | 0.041971 | EPA/CAMD | EPA/NEI | 1994
2019 | WI | Depere Energy Center | 55029 | B01 | GT | OP | CT | NG | 1110 | 1422703 | 4.6975 | 0.0066036 | EPA/CAMD | EPA/NEI | 1999
2019 | WI | Edgewater (4050) | 4050 | 5 | ST | OP | WALL | SUB | 6833 | 16035400 | 29.2112 | 0.0036433 | EPA/CAMD | EPA/NEI | 1985
2019 | WI | Elk Mound Generating Station | 7863 | 1 | GT | OP | CT | NG | 65 | 22046.7 | 0.086152 | 0.0078154 | EPA/CAMD | NEI avg EF - PM, fuel type, firing type | 2001
2019 | WI | Elk Mound Generating Station | 7863 | 2 | GT | OP | CT | NG | 55 | 18061.3 | 0.070579 | 0.0078154 | EPA/CAMD | NEI avg EF - PM, fuel type, firing type | 2001
2019 | WI | Elm Road Generating Station | 56068 | 1 | ST | OP | WALL | RC | 7933 | 40362800 | 1.0417 | 5.1617e-05 | EPA/CAMD | EPA/NEI | 2009
2019 | WI | Elm Road Generating Station | 56068 | 2 | ST | OP | WALL | RC | 7166 | 39129810 | 1.0994 | 5.6192e-05 | EPA/CAMD | EPA/NEI | 2010
2019 | WI | Fitchburg Generating Station | 3991 | 1 | GT | OP | CT | NG | 3 | 494 | 0.0019304 | 0.0078154 | EPA/CAMD | NEI avg EF - PM, fuel type, firing type | 1973
2019 | WI | Fitchburg Generating Station | 3991 | 2 | GT | OP | CT | NG | 4 | 548.9 | 0.0021449 | 0.0078154 | EPA/CAMD | NEI avg EF - PM, fuel type, firing type | 1973
2019 | WI | Fox Energy Center | 56031 | CTG-1 | CT | OP | CC | NG | 7770 | 13696720 | 30.9605 | 0.0045209 | EPA/CAMD | EPA/NEI | 2005
2019 | WI | Fox Energy Center | 56031 | CTG-2 | CT | OP | CC | NG | 7718 | 13624190 | 14.4768 | 0.0021252 | EPA/CAMD | EPA/NEI | 2005
2019 | WI | French Island | 4005 | 3 | GT | OP | CT | DFO | 26 | 10668 | 0.12651 | 0.023718 | EPA/CAMD | NEI avg EF - PM, fuel type, firing type | 1974
2019 | WI | French Island | 4005 | 4 | GT | OP | CT | DFO | 18 | 7946.9 | 0.045895 | 0.01155 | EPA/CAMD | EPA/NEI | 1974
2019 | WI | Genoa | 4143 | 1 | ST | OP | TANGENTIAL | SUB | 7180 | 13086890 | 14.2092 | 0.0021715 | EPA/CAMD | EPA/NEI | 1969
2019 | WI | Germantown Power Plant | 6253 | **5 | GT | OP | CT | NG | 329 | 189361.1 | 4.197 | 0.044328 | EPA/CAMD | EPA/NEI | 2000
2019 | WI | Germantown Power Plant | 6253 | P30 | GT | OP | CT | DFO | 54 | 15762.9 | 0.18815 | 0.023872 | EPA/CAMD | EPA/NEI | 1978
2019 | WI | Germantown Power Plant | 6253 | P31 | GT | OP | CT | DFO | 56 | 16088 | 0.19203 | 0.023873 | EPA/CAMD | EPA/NEI | 1978
2019 | WI | Germantown Power Plant | 6253 | P32 | GT | OP | CT | DFO | 22 | 4631.7 | 0.056493 | 0.024394 | EPA/CAMD | EPA/NEI | 1978
2019 | WI | Germantown Power Plant | 6253 | P33 | GT | OP | CT | DFO | 31 | 6825.6 | 0.083253 | 0.024394 | EPA/CAMD | EPA/NEI | 1978
2019 | WI | Germantown Power Plant | 6253 | P34 | GT | OP | CT | DFO | 57 | 16006.7 | 0.19468 | 0.024324 | EPA/CAMD | EPA/NEI | 1978
2019 | WI | Germantown Power Plant | 6253 | P35 | GT | OP | CT | DFO | 58 | 16250.4 | 0.19765 | 0.024325 | EPA/CAMD | EPA/NEI | 1978
2019 | WI | Germantown Power Plant | 6253 | P36 | GT | OP | CT | DFO | 27 | 5281.8 | 0.063648 | 0.024101 | EPA/CAMD | EPA/NEI | 1978
2019 | WI | Germantown Power Plant | 6253 | P37 | GT | OP | CT | DFO | 25 | 4956.8 | 0.059732 | 0.024101 | EPA/CAMD | EPA/NEI | 1978
2019 | WI | Island Street Peaking Plant | 55836 | 1A | GT | OP | CT | NG | 387 | 48387.09 | 0.18908 | 0.0078154 | EPA/CAMD | NEI avg EF - PM, fuel type, firing type | 2004
2019 | WI | Island Street Peaking Plant | 55836 | 1B | GT | OP | CT | NG | 383 | 47260.18 | 0.18468 | 0.0078154 | EPA/CAMD | NEI avg EF - PM, fuel type, firing type | 2004
2019 | WI | J P Madgett | 4271 | B1 | ST | OP | TURBO | SUB | 7803 | 18418670 | 19.9516 | 0.0021665 | EPA/CAMD | EPA/NEI | 1979
2019 | WI | Manitowoc | 4125 | 8 | ST | OP | FLUIDIZED | PC | 874 | 91849.09 | 0.57194 | 0.012454 | EPA/CAMD | EPA/NEI | 1990
2019 | WI | Manitowoc | 4125 | 9 | ST | OP | FLUIDIZED | PC | 6433 | 1896367 | 6.0917 | 0.0064246 | EPA/CAMD | EPA/NEI | 2005
2019 | WI | Marshfield Utilities Combustion Turbine | 56480 | 1A | GT | OP | CT | NG | 28 | 5421.291 | 0.021185 | 0.0078154 | EPA/CAMD | NEI avg EF - PM, fuel type, firing type | 2011
2019 | WI | Marshfield Utilities Combustion Turbine | 56480 | 1B | GT | OP | CT | NG | 28 | 5433.907 | 0.021234 | 0.0078154 | EPA/CAMD | NEI avg EF - PM, fuel type, firing type | 2011
2019 | WI | Neenah Energy Facility | 55135 | CT01 | GT | OP | CT | NG | 1114 | 1541644 | 3.7002 | 0.0048003 | EPA/CAMD | EPA/NEI | 2000
2019 | WI | Neenah Energy Facility | 55135 | CT02 | GT | OP | CT | NG | 1282 | 1812145 | 4.8922 | 0.0053993 | EPA/CAMD | EPA/NEI | 2000
2019 | WI | Paris | 7270 | **1 | GT | OP | CT | NG | 586 | 439404.9 | 9.5188 | 0.043326 | EPA/CAMD | EPA/NEI | 1995
2019 | WI | Paris | 7270 | **2 | GT | OP | CT | NG | 181 | 122445.4 | 2.7618 | 0.045111 | EPA/CAMD | EPA/NEI | 1995
2019 | WI | Paris | 7270 | **3 | GT | OP | CT | NG | 222 | 160525.5 | 3.5579 | 0.044328 | EPA/CAMD | EPA/NEI | 1995
2019 | WI | Paris | 7270 | **4 | GT | OP | CT | NG | 727 | 534179.4 | 11.5894 | 0.043392 | EPA/CAMD | EPA/NEI | 1995
2019 | WI | Port Washington Generating Station | 4040 | 11 | CT | OP | CC | NG | 7478 | 13331860 | 18.4814 | 0.0027725 | EPA/CAMD | EPA/NEI | 2008
2019 | WI | Port Washington Generating Station | 4040 | 12 | CT | OP | CC | NG | 7285 | 12936650 | 10.6964 | 0.0016537 | EPA/CAMD | EPA/NEI | 2008
2019 | WI | Port Washington Generating Station | 4040 | 21 | CT | OP | CC | NG | 7749 | 13603570 | 10.7089 | 0.0015744 | EPA/CAMD | EPA/NEI | 2005
2019 | WI | Port Washington Generating Station | 4040 | 22 | CT | OP | CC | NG | 7943 | 13993460 | 14.0202 | 0.0020038 | EPA/CAMD | EPA/NEI | 2005
2019 | WI | Pulliam | 4072 | 32 | GT | OP | CT | NG | 963 | 677967.3 | 2.1744 | 0.0064144 | EPA/CAMD | EPA/NEI | 2003
2019 | WI | Riverside Energy Center | 55641 | CT-01 | CT | OP | CC | NG | 7816 | 14284110 | 15.7125 | 0.0022 | EPA/CAMD | EPA/NEI | 2004
2019 | WI | Riverside Energy Center | 55641 | CT-02 | CT | OP | CC | NG | 7717 | 14146540 | 14.8539 | 0.0021 | EPA/CAMD | EPA/NEI | 2004
2019 | WI | Rock River | 4057 | CT3 | GT | OP | CT | NG | 9 | 3758.2 | 0.014686 | 0.0078154 | EPA/CAMD | NEI avg EF - PM, fuel type, firing type | 1967
2019 | WI | Rock River | 4057 | CT5A | GT | OP | CT | NG | 142 | 42003.8 | 0.16414 | 0.0078154 | EPA/CAMD | NEI avg EF - PM, fuel type, firing type | 1972
2019 | WI | Rock River | 4057 | CT5B | GT | OP | CT | NG | 138 | 40633.2 | 0.15878 | 0.0078154 | EPA/CAMD | NEI avg EF - PM, fuel type, firing type | 1972
2019 | WI | Rock River | 4057 | CT6A | GT | OP | CT | NG | 0 |  |  | 0.0070853 |  |  | 1972
2019 | WI | Rock River | 4057 | CT6B | GT | OP | CT | NG | 0 |  |  | 0.0070853 |  |  | 1972
2019 | WI | Rockgen Energy Center | 55391 | CT-1 | GT | OP | CT | NG | 1449 | 2190773 | 2.4098 | 0.0022 | EPA/CAMD | EPA/NEI | 2001
2019 | WI | Rockgen Energy Center | 55391 | CT-2 | GT | OP | CT | NG | 1021 | 1482306 | 5.1881 | 0.007 | EPA/CAMD | EPA/NEI | 2001
2019 | WI | Rockgen Energy Center | 55391 | CT-3 | GT | OP | CT | NG | 1165 | 1719659 | 1.7197 | 0.002 | EPA/CAMD | EPA/NEI | 2001
2019 | WI | Rothschild Biomass Cogeneration Facility | 58124 | 1 | ST | OP | FLUIDIZED | WDS | 7014 | 4117784 | 2.63 | 0.0012774 | EPA/CAMD | EPA/NEI | 2013
2019 | WI | Sheboygan Falls Energy Facility | 56166 | 1 | GT | OP | CT | NG | 1220 | 1795358 | 3.3216 | 0.0037002 | EPA/CAMD | EPA/NEI | 2005
2019 | WI | Sheboygan Falls Energy Facility | 56166 | 2 | GT | OP | CT | NG | 1335 | 1943008 | 3.8866 | 0.0040006 | EPA/CAMD | EPA/NEI | 2005
2019 | WI | Sheepskin | 4059 | CT1A | GT | OP | CT | NG | 50 | 11382.8 | 0.044481 | 0.0078154 | EPA/CAMD | NEI avg EF - PM, fuel type, firing type | 1969
2019 | WI | Sheepskin | 4059 | CT1B | GT | OP | CT | NG | 51 | 11482.3 | 0.04487 | 0.0078154 | EPA/CAMD | NEI avg EF - PM, fuel type, firing type | 1969
2019 | WI | South Fond Du Lac | 7203 | **CT1 | GT | OP | CT | NG | 185 | 130332.1 | 0.5093 | 0.0078154 | EPA/CAMD | NEI avg EF - PM, fuel type, firing type | 1993
2019 | WI | South Fond Du Lac | 7203 | **CT2 | GT | OP | CT | NG | 175 | 120962.9 | 0.47269 | 0.0078154 | EPA/CAMD | NEI avg EF - PM, fuel type, firing type | 1994
2019 | WI | South Fond Du Lac | 7203 | **CT3 | GT | OP | CT | NG | 159 | 107770.7 | 0.42114 | 0.0078154 | EPA/CAMD | NEI avg EF - PM, fuel type, firing type | 1994
2019 | WI | South Fond Du Lac | 7203 | **CT4 | GT | OP | CT | NG | 185 | 128805.7 | 0.50334 | 0.0078154 | EPA/CAMD | NEI avg EF - PM, fuel type, firing type | 1996
2019 | WI | South Oak Creek | 4041 | 5 | ST | OP | WALL | RC | 6042 | 10786260 | 0.801 | 0.00014852 | EPA/CAMD | EPA/NEI | 1959
2019 | WI | South Oak Creek | 4041 | 6 | ST | OP | WALL | RC | 5295 | 9441677 | 0.67911 | 0.00014385 | EPA/CAMD | EPA/NEI | 1961
2019 | WI | South Oak Creek | 4041 | 7 | ST | OP | TANGENTIAL | RC | 6126 | 13276240 | 0.57583 | 8.6746e-05 | EPA/CAMD | EPA/NEI | 1965
2019 | WI | South Oak Creek | 4041 | 8 | ST | OP | TANGENTIAL | RC | 5791 | 12824630 | 0.56585 | 8.8244e-05 | EPA/CAMD | EPA/NEI | 1967
2019 | WI | Valley (WEPCO) | 4042 | 1 | ST | OP | WALL | NG | 6931 | 2118757 | 3.3713 | 0.0031823 | EPA/CAMD | EPA/NEI | 1968
2019 | WI | Valley (WEPCO) | 4042 | 2 | ST | OP | WALL | NG | 6459 | 1990172 | 3.1667 | 0.0031823 | EPA/CAMD | EPA/NEI | 1968
2019 | WI | Valley (WEPCO) | 4042 | 3 | ST | OP | WALL | NG | 3627 | 1262261 | 2.0013 | 0.003171 | EPA/CAMD | EPA/NEI | 1969
2019 | WI | Valley (WEPCO) | 4042 | 4 | ST | OP | WALL | NG | 4212 | 1451584 | 2.3014 | 0.0031709 | EPA/CAMD | EPA/NEI | 1969
2019 | WI | West Campus Cogeneration Facility | 7991 | U1 | CT | OP | CC | NG | 5632 | 2314584 | 2.7577 | 0.0023829 | EPA/CAMD | EPA/NEI | 2005
2019 | WI | West Campus Cogeneration Facility | 7991 | U2 | CT | OP | CC | NG | 4452 | 1979197 | 2.3503 | 0.002375 | EPA/CAMD | EPA/NEI | 2005
2019 | WI | West Marinette | 4076 | **33 | GT | OP | CT | NG | 260 | 163123.6 | 0.015497 | 0.00019 | EPA/CAMD | EPA/NEI | 1993
2019 | WI | West Marinette | 4076 | **34 | GT | OP | CT | NG | 1436 | 1098726 | 0.10438 | 0.00019 | EPA/CAMD | EPA/NEI | 2000
2019 | WI | West Marinette | 4076 | 31A | GT | OP | CT | NG | 321 | 45711.48 | 0.21409 | 0.0093672 | EPA/CAMD | EPA/NEI | 1971
2019 | WI | West Marinette | 4076 | 31B | GT | OP | CT | NG | 309 | 43428.5 | 0.18441 | 0.0084926 | EPA/CAMD | EPA/NEI | 1971
2019 | WI | West Marinette | 4076 | 32A | GT | OP | CT | NG | 444 | 70890.52 | 0.28601 | 0.0080692 | EPA/CAMD | EPA/NEI | 1973
2019 | WI | West Marinette | 4076 | 32B | GT | OP | CT | NG | 444 | 67413.51 | 0.36091 | 0.010707 | EPA/CAMD | EPA/NEI | 1973
2019 | WI | Weston | 4078 | 2 | ST | OP | WALL | NG | 118 | 28492.89 | 0.10221 | 0.0071744 | EPA/CAMD | NEI avg EF - PM, fuel type, firing type | 1960
2019 | WI | Weston | 4078 | 3 | ST | OP | TANGENTIAL | SUB | 4745 | 10906890 | 11.6227 | 0.0021313 | EPA/CAMD | EPA/NEI | 1981
2019 | WI | Weston | 4078 | 4 | ST | OP | WALL | SUB | 7715 | 30309230 | 50.8681 | 0.0033566 | EPA/CAMD | EPA/NEI | 2008
2019 | WI | Weston | 4078 | 32A | GT | OP | CT | NG | 0 |  |  | 0.0070853 |  |  | 1973
2019 | WI | Weston | 4078 | 32B | GT | OP | CT | NG | 99 | 18316.64 | 0.062162 | 0.0067875 | EPA/CAMD | EPA/NEI | 1973
2019 | WI | Wheaton Generating Plant | 4014 | 1 | GT | OP | CT | NG | 149 | 53490.6 | 1.1445 | 0.042792 | EPA/CAMD | EPA/NEI | 1972
2019 | WI | Wheaton Generating Plant | 4014 | 2 | GT | OP | CT | NG | 223 | 92089 | 1.071 | 0.023259 | EPA/CAMD | EPA/NEI | 1972
2019 | WI | Wheaton Generating Plant | 4014 | 3 | GT | OP | CT | NG | 136 | 51185.2 | 1.0977 | 0.042892 | EPA/CAMD | EPA/NEI | 1972
2019 | WI | Wheaton Generating Plant | 4014 | 4 | GT | OP | CT | NG | 184 | 61430.4 | 0.68009 | 0.022142 | EPA/CAMD | EPA/NEI | 1972
2019 | WI | Wheaton Generating Plant | 4014 | 5 | GT | OP | CT | DFO | 0 |  |  | 0.022973 |  |  | 1972
2019 | WI | Wheaton Generating Plant | 4014 | 6 | GT | OP | CT | DFO | 49 | 20823.3 | 0.13503 | 0.012969 | EPA/CAMD | EPA/NEI | 1972
2019 | WI | Whitewater Cogeneration Facility | 55011 | 01 | CT | OP | CC | NG | 4284 | 6731950 | 6.8235 | 0.0020272 | EPA/CAMD | EPA/NEI | 1997
2019 | WV | AEP Milton NaS | 59995 | 1 | BA | OP | NA | MWH |  | 0 |  |  | EIA Prime Mover-level Data
2019 | WV | Beech Ridge Energy LLC | 57151 | GEN1 | WT | OP | NA | WND |  | 2054553 |  | 0 | EIA Prime Mover-level Data | Estimated using an emission factor
2019 | WV | Beech Ridge Energy Storage | 60390 | BRES | BA | OP | NA | MWH |  | 0 |  |  | EIA Prime Mover-level Data
2019 | WV | Beech Ridge II Wind Energy Center | 62482 | GEN1 | WT | TS | NA | WND
2019 | WV | Belleville Dam | 7594 | 1 | HY | OP | NA | WAT |  | 1190269 |  | 1.5381e-07 | EIA Prime Mover-level Data | NEI avg EF - PM, fuel type, firing type
2019 | WV | Belleville Dam | 7594 | 2 | HY | OP | NA | WAT |  | 1190269 |  | 1.5381e-07 | EIA Prime Mover-level Data | NEI avg EF - PM, fuel type, firing type
2019 | WV | Dam No. 4 Hydro Station | 6543 | 1 | HY | OP | NA | WAT |  | 17662.89 |  | 1.5381e-07 | EIA Prime Mover-level Data | NEI avg EF - PM, fuel type, firing type
2019 | WV | Dam No. 4 Hydro Station | 6543 | 2 | HY | OP | NA | WAT |  | 17662.89 |  | 1.5381e-07 | EIA Prime Mover-level Data | NEI avg EF - PM, fuel type, firing type
2019 | WV | Dam No. 4 Hydro Station | 6543 | 3 | HY | OP | NA | WAT |  | 31793.21 |  | 1.5381e-07 | EIA Prime Mover-level Data | NEI avg EF - PM, fuel type, firing type
2019 | WV | Dam No. 5 Hydro Station | 6544 | 1 | HY | OP | NA | WAT |  | 34370 |  | 1.5381e-07 | EIA Prime Mover-level Data | NEI avg EF - PM, fuel type, firing type
2019 | WV | Dam No. 5 Hydro Station | 6544 | 2 | HY | OP | NA | WAT |  | 34370 |  | 1.5381e-07 | EIA Prime Mover-level Data | NEI avg EF - PM, fuel type, firing type
2019 | WV | ESC Brooke County Power I | 60202 | BCCA1 | CA | P | NA | NG
2019 | WV | ESC Brooke County Power I | 60202 | BCCT1 | CT | P | NA | NG
2019 | WV | ESC Brooke County Power I | 60202 | BCCT2 | CT | P | NA | NG
2019 | WV | ESC Harrison County Power | 60206 | HCCA1 | CA | P | NA | NG
2019 | WV | ESC Harrison County Power | 60206 | HCCT1 | CT | P | NA | NG
2019 | WV | FirstEnergy Albright | 3942 | 1 | ST | RE | WALL | BIT
2019 | WV | FirstEnergy Albright | 3942 | 2 | ST | RE | WALL | BIT
2019 | WV | FirstEnergy Albright | 3942 | 3 | ST | RE | TANGENTIAL | BIT
2019 | WV | FirstEnergy Rivesville | 3945 | 5 | ST | RE | NA | BIT
2019 | WV | FirstEnergy Rivesville | 3945 | 6 | ST | RE | NA | BIT
2019 | WV | Gauley River Power Partners | 56333 | GEN1 | HY | OP | NA | WAT |  | 778405 |  | 1.5381e-07 | EIA Prime Mover-level Data | NEI avg EF - PM, fuel type, firing type
2019 | WV | Gauley River Power Partners | 56333 | GEN2 | HY | OP | NA | WAT |  | 778405 |  | 1.5381e-07 | EIA Prime Mover-level Data | NEI avg EF - PM, fuel type, firing type
2019 | WV | Glen Ferris Hydro | 50010 | GEN1 | HY | OP | NA | WAT |  | 6576.903 |  | 1.5381e-07 | EIA Prime Mover-level Data | NEI avg EF - PM, fuel type, firing type
2019 | WV | Glen Ferris Hydro | 50010 | GEN2 | HY | OP | NA | WAT |  | 6576.903 |  | 1.5381e-07 | EIA Prime Mover-level Data | NEI avg EF - PM, fuel type, firing type
2019 | WV | Glen Ferris Hydro | 50010 | GEN3 | HY | OP | NA | WAT |  | 6576.903 |  | 1.5381e-07 | EIA Prime Mover-level Data | NEI avg EF - PM, fuel type, firing type
2019 | WV | Glen Ferris Hydro | 50010 | GEN4 | HY | OP | NA | WAT |  | 6576.903 |  | 1.5381e-07 | EIA Prime Mover-level Data | NEI avg EF - PM, fuel type, firing type
2019 | WV | Glen Ferris Hydro | 50010 | GEN5 | HY | OP | NA | WAT |  | 6576.903 |  | 1.5381e-07 | EIA Prime Mover-level Data | NEI avg EF - PM, fuel type, firing type
2019 | WV | Glen Ferris Hydro | 50010 | GEN6 | HY | OP | NA | WAT |  | 6576.903 |  | 1.5381e-07 | EIA Prime Mover-level Data | NEI avg EF - PM, fuel type, firing type
2019 | WV | Glen Ferris Hydro | 50010 | GEN7 | HY | OP | NA | WAT |  | 31240.29 |  | 1.5381e-07 | EIA Prime Mover-level Data | NEI avg EF - PM, fuel type, firing type
2019 | WV | Glen Ferris Hydro | 50010 | GEN8 | HY | OP | NA | WAT |  | 31240.29 |  | 1.5381e-07 | EIA Prime Mover-level Data | NEI avg EF - PM, fuel type, firing type
2019 | WV | Hawks Nest Hydro | 50011 | GEN1 | HY | OP | NA | WAT |  | 1227973 |  | 1.5381e-07 | EIA Prime Mover-level Data | NEI avg EF - PM, fuel type, firing type
2019 | WV | Hawks Nest Hydro | 50011 | GEN2 | HY | OP | NA | WAT |  | 1227973 |  | 1.5381e-07 | EIA Prime Mover-level Data | NEI avg EF - PM, fuel type, firing type
2019 | WV | Hawks Nest Hydro | 50011 | GEN3 | HY | OP | NA | WAT |  | 1227973 |  | 1.5381e-07 | EIA Prime Mover-level Data | NEI avg EF - PM, fuel type, firing type
2019 | WV | Hawks Nest Hydro | 50011 | GEN4 | HY | OP | NA | WAT |  | 1227973 |  | 1.5381e-07 | EIA Prime Mover-level Data | NEI avg EF - PM, fuel type, firing type
2019 | WV | Kammer | 3947 | 1 | ST | RE | CYCLONE | BIT
2019 | WV | Kammer | 3947 | 2 | ST | RE | CYCLONE | BIT
2019 | WV | Kammer | 3947 | 3 | ST | RE | CYCLONE | BIT
2019 | WV | Kanawha River | 3936 | 1 | ST | RE | VERTICAL/ARCH | BIT
2019 | WV | Kanawha River | 3936 | 2 | ST | RE | VERTICAL/ARCH | BIT
2019 | WV | Laurel Mountain Hybrid | 57447 | 1 | WT | OP | NA | WND |  | 2064124 |  | 0 | EIA Prime Mover-level Data | Estimated using an emission factor
2019 | WV | Laurel Mountain Hybrid | 57447 | 2 | BA | OP | NA | MWH |  | 0 |  |  | EIA Prime Mover-level Data
2019 | WV | London | 6560 | 1 | HY | OP | NA | WAT |  | 202058.7 |  | 1.5381e-07 | EIA Prime Mover-level Data | NEI avg EF - PM, fuel type, firing type
2019 | WV | London | 6560 | 2 | HY | OP | NA | WAT |  | 202058.7 |  | 1.5381e-07 | EIA Prime Mover-level Data | NEI avg EF - PM, fuel type, firing type
2019 | WV | London | 6560 | 3 | HY | OP | NA | WAT |  | 202058.7 |  | 1.5381e-07 | EIA Prime Mover-level Data | NEI avg EF - PM, fuel type, firing type
2019 | WV | Marmet | 6561 | 1 | HY | OP | NA | WAT |  | 192911.7 |  | 1.5381e-07 | EIA Prime Mover-level Data | NEI avg EF - PM, fuel type, firing type
2019 | WV | Marmet | 6561 | 2 | HY | OP | NA | WAT |  | 192911.7 |  | 1.5381e-07 | EIA Prime Mover-level Data | NEI avg EF - PM, fuel type, firing type
2019 | WV | Marmet | 6561 | 3 | HY | OP | NA | WAT |  | 192911.7 |  | 1.5381e-07 | EIA Prime Mover-level Data | NEI avg EF - PM, fuel type, firing type
2019 | WV | Millville Hydro Station | 6546 | 1 | HY | OP | NA | WAT |  | 26328 |  | 1.5381e-07 | EIA Prime Mover-level Data | NEI avg EF - PM, fuel type, firing type
2019 | WV | Millville Hydro Station | 6546 | 2 | HY | OP | NA | WAT |  | 32910 |  | 1.5381e-07 | EIA Prime Mover-level Data | NEI avg EF - PM, fuel type, firing type
2019 | WV | Millville Hydro Station | 6546 | 3 | HY | OP | NA | WAT |  | 32910 |  | 1.5381e-07 | EIA Prime Mover-level Data | NEI avg EF - PM, fuel type, firing type
2019 | WV | Morgantown L&D Hydroelectric Project | 62387 | NA1 | HY | P | NA | WAT
2019 | WV | Morgantown L&D Hydroelectric Project | 62387 | NA2 | HY | P | NA | WAT
2019 | WV | Moundsville Power | 59720 | MPCA1 | CA | IP | NA | NG
2019 | WV | Moundsville Power | 59720 | MPCT1 | CT | IP | NA | NG
2019 | WV | Moundsville Power | 59720 | MPCT2 | CT | IP | NA | NG
2019 | WV | Mountaineer Wind Energy Center | 55986 | WT1 | WT | OP | NA | WND |  | 1163236 |  | 0 | EIA Prime Mover-level Data | Estimated using an emission factor
2019 | WV | NedPower Mount Storm | 56495 | MS1 | WT | OP | NA | WND |  | 3206424 |  | 0 | EIA Prime Mover-level Data | Estimated using an emission factor
2019 | WV | NedPower Mount Storm | 56495 | MS2 | WT | OP | NA | WND |  | 1955136 |  | 0 | EIA Prime Mover-level Data | Estimated using an emission factor
2019 | WV | New Creek Wind | 60132 | NCG01 | WT | OP | NA | WND |  | 2684831 |  | 0 | EIA Prime Mover-level Data | Estimated using an emission factor
2019 | WV | New Martinsville Hannibal Hydro | 50036 | UNT1 | HY | OP | NA | WAT |  | 953778.5 |  | 1.5381e-07 | EIA Prime Mover-level Data | NEI avg EF - PM, fuel type, firing type
2019 | WV | New Martinsville Hannibal Hydro | 50036 | UNT2 | HY | OP | NA | WAT |  | 953778.5 |  | 1.5381e-07 | EIA Prime Mover-level Data | NEI avg EF - PM, fuel type, firing type
2019 | WV | New River Clean Energy | 63246 | NEW2 | IC | OP | NA | LFG |  |  |  | 0.0147
2019 | WV | New River Clean Energy | 63246 | NEWR1 | IC | OP | NA | LFG |  |  |  | 0.0147
2019 | WV | North Branch (WV) | 7537 | 1 | ST | RE | NA | WC
2019 | WV | Opekiska L&D Hydroelectric Project | 62386 | NA1 | HY | P | NA | WAT
2019 | WV | Opekiska L&D Hydroelectric Project | 62386 | NA2 | HY | P | NA | WAT
2019 | WV | Philip Sporn | 3938 | 1 | ST | RE | NA | BIT
2019 | WV | Philip Sporn | 3938 | 2 | ST | RE | NA | BIT
2019 | WV | Philip Sporn | 3938 | 3 | ST | RE | NA | BIT
2019 | WV | Philip Sporn | 3938 | 4 | ST | RE | NA | BIT
2019 | WV | Philip Sporn | 3938 | 5 | ST | RE | NA | BIT
2019 | WV | Pinnacle Wind Force LLC | 57595 | 1 | WT | OP | NA | WND |  | 1394990 |  | 0 | EIA Prime Mover-level Data | Estimated using an emission factor
2019 | WV | Willow Island Hydroelectric Plant | 57401 | WIG1 | HY | OP | NA | WAT |  | 1084462 |  | 1.5381e-07 | EIA Prime Mover-level Data | NEI avg EF - PM, fuel type, firing type
2019 | WV | Willow Island Hydroelectric Plant | 57401 | WIG2 | HY | OP | NA | WAT |  | 1084462 |  | 1.5381e-07 | EIA Prime Mover-level Data | NEI avg EF - PM, fuel type, firing type
2019 | WV | Winfield | 6562 | 1 | HY | OP | NA | WAT |  | 449845.8 |  | 1.5381e-07 | EIA Prime Mover-level Data | NEI avg EF - PM, fuel type, firing type
2019 | WV | Winfield | 6562 | 2 | HY | OP | NA | WAT |  | 149948.6 |  | 1.5381e-07 | EIA Prime Mover-level Data | NEI avg EF - PM, fuel type, firing type
2019 | WV | Winfield | 6562 | 3 | HY | OP | NA | WAT |  | 149948.6 |  | 1.5381e-07 | EIA Prime Mover-level Data | NEI avg EF - PM, fuel type, firing type
2019 | WV | Axiall Corporation Natrium Plant | 50491 | 001 | ST | OP | WALL | NG | 6183 | 2327000 | 8.3474 | 0.0071744 | EPA/CAMD | NEI avg EF - PM, fuel type, firing type | 1952
2019 | WV | Axiall Corporation Natrium Plant | 50491 | 002 | ST | OP | WALL | NG | 0 |  |  | 0.0080534 |  |  | 1980
2019 | WV | Axiall Corporation Natrium Plant | 50491 | 003 | ST | OP | WALL | NG | 8252 | 8301605 | 29.7796 | 0.0071744 | EPA/CAMD | NEI avg EF - PM, fuel type, firing type | 1966
2019 | WV | Big Sandy Peaker Plant | 55284 | GS01 | GT | OP | CT | NG | 1754 | 268780.7 | 0.73305 | 0.0054546 | EPA/CAMD | EPA/NEI | 2001
2019 | WV | Big Sandy Peaker Plant | 55284 | GS02 | GT | OP | CT | NG | 1565 | 264097.8 | 0.53293 | 0.0040359 | EPA/CAMD | EPA/NEI | 2001
2019 | WV | Big Sandy Peaker Plant | 55284 | GS03 | GT | OP | CT | NG | 968 | 142470.6 | 0.46408 | 0.0065148 | EPA/CAMD | EPA/NEI | 2001
2019 | WV | Big Sandy Peaker Plant | 55284 | GS04 | GT | OP | CT | NG | 1076 | 161655.3 | 0.41002 | 0.0050727 | EPA/CAMD | EPA/NEI | 2001
2019 | WV | Big Sandy Peaker Plant | 55284 | GS05 | GT | OP | CT | NG | 1427 | 241637.3 | 0.56945 | 0.0047133 | EPA/CAMD | EPA/NEI | 2001
2019 | WV | Big Sandy Peaker Plant | 55284 | GS06 | GT | OP | CT | NG | 1497 | 229586.5 | 0.50946 | 0.0044381 | EPA/CAMD | EPA/NEI | 2001
2019 | WV | Big Sandy Peaker Plant | 55284 | GS07 | GT | OP | CT | NG | 1407 | 223803.7 | 0.47406 | 0.0042364 | EPA/CAMD | EPA/NEI | 2001
2019 | WV | Big Sandy Peaker Plant | 55284 | GS08 | GT | OP | CT | NG | 1205 | 198604.5 | 0.35614 | 0.0035864 | EPA/CAMD | EPA/NEI | 2001
2019 | WV | Big Sandy Peaker Plant | 55284 | GS09 | GT | OP | CT | NG | 1671 | 269747.6 | 0.70621 | 0.0052361 | EPA/CAMD | EPA/NEI | 2001
2019 | WV | Big Sandy Peaker Plant | 55284 | GS10 | GT | OP | CT | NG | 1536 | 260404.1 | 0.57464 | 0.0044134 | EPA/CAMD | EPA/NEI | 2001
2019 | WV | Big Sandy Peaker Plant | 55284 | GS11 | GT | OP | CT | NG | 1379 | 206074.4 | 0.40564 | 0.0039368 | EPA/CAMD | EPA/NEI | 2001
2019 | WV | Big Sandy Peaker Plant | 55284 | GS12 | GT | OP | CT | NG | 1371 | 233062 | 0.42198 | 0.0036212 | EPA/CAMD | EPA/NEI | 2001
2019 | WV | Ceredo Generating Station | 55276 | 01 | GT | OP | CT | NG | 1018 | 783703.8 | 3.4246 | 0.0087395 | EPA/CAMD | EPA/NEI | 2001
2019 | WV | Ceredo Generating Station | 55276 | 02 | GT | OP | CT | NG | 976 | 749554.1 | 4.7589 | 0.012698 | EPA/CAMD | EPA/NEI | 2001
2019 | WV | Ceredo Generating Station | 55276 | 03 | GT | OP | CT | NG | 943 | 725406.9 | 4.975 | 0.013717 | EPA/CAMD | EPA/NEI | 2001
2019 | WV | Ceredo Generating Station | 55276 | 04 | GT | OP | CT | NG | 984 | 759604.1 | 6.0026 | 0.015805 | EPA/CAMD | EPA/NEI | 2001
2019 | WV | Ceredo Generating Station | 55276 | 05 | GT | OP | CT | NG | 890 | 686554 | 3.7714 | 0.010986 | EPA/CAMD | EPA/NEI | 2001
2019 | WV | Ceredo Generating Station | 55276 | 06 | GT | OP | CT | NG | 870 | 668681.6 | 3.6943 | 0.01105 | EPA/CAMD | EPA/NEI | 2001
2019 | WV | Fort Martin Power Station | 3943 | 1 | ST | OP | TANGENTIAL | BIT | 7953 | 31960030 | 3080.9468 | 0.1928 | EPA/CAMD | EPA/NEI | 1967
2019 | WV | Fort Martin Power Station | 3943 | 2 | ST | OP | CELL | BIT | 8302 | 33672020 | 3245.9829 | 0.1928 | EPA/CAMD | EPA/NEI | 1968
2019 | WV | Grant Town Power Plant | 10151 | 1A | ST | OP | FLUIDIZED | WC | 7963 | 4510447 | 33.034 | 0.014648 | EPA/CAMD | EPA/NEI | 1993
2019 | WV | Grant Town Power Plant | 10151 | 1B | ST | OP | FLUIDIZED | WC | 8051 | 4406082 | 32.3942 | 0.014704 | EPA/CAMD | EPA/NEI | 1993
2019 | WV | Harrison Power Station | 3944 | 1 | ST | OP | WALL | BIT | 7982 | 43125160 | 456.6955 | 0.02118 | EPA/CAMD | EPA/NEI | 1972
2019 | WV | Harrison Power Station | 3944 | 2 | ST | OP | WALL | BIT | 6697 | 37306130 | 395.0719 | 0.02118 | EPA/CAMD | EPA/NEI | 1973
2019 | WV | Harrison Power Station | 3944 | 3 | ST | OP | WALL | BIT | 7853 | 45538380 | 482.2514 | 0.02118 | EPA/CAMD | EPA/NEI | 1974
2019 | WV | John E Amos | 3935 | 1 | ST | OP | WALL | BIT | 5432 | 28003090 | 2699.4979 | 0.1928 | EPA/CAMD | EPA/NEI | 1971
2019 | WV | John E Amos | 3935 | 2 | ST | OP | WALL | BIT | 5966 | 31561090 | 3042.489 | 0.1928 | EPA/CAMD | EPA/NEI | 1972
2019 | WV | John E Amos | 3935 | 3 | ST | OP | CELL | BIT | 4503 | 41718450 | 4021.6586 | 0.1928 | EPA/CAMD | EPA/NEI | 1973
2019 | WV | John E Amos | 3935 | AUX1 | ST | OP | OTHER BOILER | DFO | 31 | 19471.9 | 0.018991 | 0.0019506 | EPA/CAMD | EPA/NEI | 1971
2019 | WV | John E Amos | 3935 | AUX3 | ST | OP | OTHER BOILER | DFO | 0 |  |  | 0.0099981 |  |  | 1973
2019 | WV | Longview Power | 56671 | 001 | ST | OP | WALL | BIT | 7769 | 48599660 | 92.5713 | 0.0038095 | EPA/CAMD | EPA/NEI | 2011
2019 | WV | Mitchell (WV) | 3948 | 1 | ST | OP | WALL | BIT | 4685 | 26608220 | 409.275 | 0.030763 | EPA/CAMD | EPA/NEI | 1971
2019 | WV | Mitchell (WV) | 3948 | 2 | ST | OP | WALL | BIT | 5170 | 27551400 | 438.0672 | 0.0318 | EPA/CAMD | EPA/NEI | 1971
2019 | WV | Mitchell (WV) | 3948 | AUX1 | ST | OP | OTHER BOILER | DFO | 176 | 106431.6 | 0.17796 | 0.0033441 | EPA/CAMD | EPA/NEI | 1971
2019 | WV | Morgantown Energy Facility | 10743 | CFB1 | ST | OP | FLUIDIZED | WC | 7974 | 3120616 | 64.494 | 0.041334 | EPA/CAMD | EPA/NEI | 1992
2019 | WV | Morgantown Energy Facility | 10743 | CFB2 | ST | OP | FLUIDIZED | WC | 7858 | 3073348 | 59.4298 | 0.038674 | EPA/CAMD | EPA/NEI | 1992
2019 | WV | Mount Storm Power Station | 3954 | 1 | ST | OP | TANGENTIAL | BIT | 4285 | 18112590 | 287.9902 | 0.0318 | EPA/CAMD | EPA/NEI | 1965
2019 | WV | Mount Storm Power Station | 3954 | 2 | ST | OP | TANGENTIAL | BIT | 3949 | 17720350 | 281.7535 | 0.0318 | EPA/CAMD | EPA/NEI | 1966
2019 | WV | Mount Storm Power Station | 3954 | 3 | ST | OP | TANGENTIAL | BIT | 2805 | 12006630 | 190.9054 | 0.0318 | EPA/CAMD | EPA/NEI | 1973
2019 | WV | Mountaineer (1301) | 6264 | 1 | ST | OP | WALL | BIT | 7335 | 82296680 | 1308.5172 | 0.0318 | EPA/CAMD | EPA/NEI | 1980
2019 | WV | Mountaineer (1301) | 6264 | AUX1 | ST | OP | OTHER BOILER | DFO | 44 | 21145.4 | 0.10571 | 0.0099981 | EPA/CAMD | NEI avg EF - PM, fuel type, firing type | 1980
2019 | WV | Mountaineer (1301) | 6264 | AUX2 | ST | OP | OTHER BOILER | DFO | 45 | 23513.2 | 0.11754 | 0.0099981 | EPA/CAMD | NEI avg EF - PM, fuel type, firing type | 1980
2019 | WV | Pleasants Energy, LLC | 55349 | 1 | GT | OP | CT | NG | 3243 | 4983032 | 24.9678 | 0.010021 | EPA/CAMD | EPA/NEI | 2001
2019 | WV | Pleasants Energy, LLC | 55349 | 2 | GT | OP | CT | NG | 2960 | 4525924 | 0.095249 | 4.209e-05 | EPA/CAMD | EPA/NEI | 2002
2019 | WV | Pleasants Power Station | 6004 | 1 | ST | OP | WALL | RC | 4678 | 22356040 | 0.15962 | 1.428e-05 | EPA/CAMD | EPA/NEI | 1979
2019 | WV | Pleasants Power Station | 6004 | 2 | ST | OP | WALL | RC | 6271 | 29185730 | 0.10797 | 7.399e-06 | EPA/CAMD | EPA/NEI | 1980
2019 | WV | Willow Island Power Station | 3946 | 1 | ST | SB | VERTICAL | BIT |  |  |  | 0.044409 |  |  | 1949
2019 | WV | Willow Island Power Station | 3946 | 2 | ST | SB | CYCLONE | BIT |  |  |  | 0.044409 |  |  | 1960
2019 | WY | Alcova | 6409 | 1 | HY | OP | NA | WAT |  | 412198.5 |  | 1.5381e-07 | EIA Prime Mover-level Data | NEI avg EF - PM, fuel type, firing type
2019 | WY | Alcova | 6409 | 2 | HY | OP | NA | WAT |  | 412198.5 |  | 1.5381e-07 | EIA Prime Mover-level Data | NEI avg EF - PM, fuel type, firing type
2019 | WY | Arvada | 8028 | 1 | GT | OP | NA | NG |  | 1068.333 | 0.002929 | 0.0054834 | EIA Prime Mover-level Data | NEI avg EF - PM, fuel type, firing type
2019 | WY | Arvada | 8028 | 2 | GT | OP | NA | NG |  | 1068.333 | 0.002929 | 0.0054834 | EIA Prime Mover-level Data | NEI avg EF - PM, fuel type, firing type
2019 | WY | Arvada | 8028 | 3 | GT | OP | NA | NG |  | 1068.333 | 0.002929 | 0.0054834 | EIA Prime Mover-level Data | NEI avg EF - PM, fuel type, firing type
2019 | WY | Barber Creek | 8030 | 1 | GT | OP | NA | NG |  | 864 | 0.0023688 | 0.0054834 | EIA Prime Mover-level Data | NEI avg EF - PM, fuel type, firing type
2019 | WY | Barber Creek | 8030 | 2 | GT | OP | NA | NG |  | 864 | 0.0023688 | 0.0054834 | EIA Prime Mover-level Data | NEI avg EF - PM, fuel type, firing type
2019 | WY | Barber Creek | 8030 | 3 | GT | OP | NA | NG |  | 864 | 0.0023688 | 0.0054834 | EIA Prime Mover-level Data | NEI avg EF - PM, fuel type, firing type
2019 | WY | Beaver Creek Gas Plant | 55278 | 1 | GT | OP | NA | NG |  | 254088 | 0.69663 | 0.0054834 | EIA Prime Mover-level Data | NEI avg EF - PM, fuel type, firing type
2019 | WY | Beaver Creek Gas Plant | 55278 | 2 | GT | OP | NA | NG |  | 254088 | 0.69663 | 0.0054834 | EIA Prime Mover-level Data | NEI avg EF - PM, fuel type, firing type
2019 | WY | Beaver Creek Gas Plant | 55278 | STG-1 | ST | OP | NA | WH
2019 | WY | Big Sand Draw Plant | 60130 | 1 | IC | OP | NA | NG |  | 55782.6 | 0.01177 | 0.000422 | EIA Prime Mover-level Data | Estimated using an emission factor
2019 | WY | Big Sand Draw Plant | 60130 | 2 | IC | OP | NA | NG |  | 55782.6 | 0.01177 | 0.000422 | EIA Prime Mover-level Data | Estimated using an emission factor
2019 | WY | Big Sand Draw Plant | 60130 | 4 | IC | OP | NA | NG |  | 55782.6 | 0.01177 | 0.000422 | EIA Prime Mover-level Data | Estimated using an emission factor
2019 | WY | Big Sand Draw Plant | 60130 | 5 | IC | OP | NA | NG |  | 55782.6 | 0.01177 | 0.000422 | EIA Prime Mover-level Data | Estimated using an emission factor
2019 | WY | Big Sand Draw Plant | 60130 | 6 | IC | OP | NA | NG |  | 55782.6 | 0.01177 | 0.000422 | EIA Prime Mover-level Data | Estimated using an emission factor
2019 | WY | Boswell Wind I | 61393 | BOSW1 | WT | P | NA | WND
2019 | WY | Boswell Wind II | 61394 | BOSW2 | WT | P | NA | WND
2019 | WY | Boswell Wind III | 61395 | BOSW3 | WT | P | NA | WND
2019 | WY | Boswell Wind IV | 61396 | BOSW4 | WT | P | NA | WND
2019 | WY | Boysen | 505 | 1 | HY | OP | NA | WAT |  | 310313.5 |  | 1.5381e-07 | EIA Prime Mover-level Data | NEI avg EF - PM, fuel type, firing type
2019 | WY | Boysen | 505 | 2 | HY | OP | NA | WAT |  | 310313.5 |  | 1.5381e-07 | EIA Prime Mover-level Data | NEI avg EF - PM, fuel type, firing type
2019 | WY | Buffalo Bill | 7317 | 1 | HY | OP | NA | WAT |  | 270934 |  | 1.5381e-07 | EIA Prime Mover-level Data | NEI avg EF - PM, fuel type, firing type
2019 | WY | Buffalo Bill | 7317 | 2 | HY | OP | NA | WAT |  | 270934 |  | 1.5381e-07 | EIA Prime Mover-level Data | NEI avg EF - PM, fuel type, firing type
2019 | WY | Buffalo Bill | 7317 | 3 | HY | OP | NA | WAT |  | 270934 |  | 1.5381e-07 | EIA Prime Mover-level Data | NEI avg EF - PM, fuel type, firing type
2019 | WY | Campbell Hill Windpower | 57090 | CHWF | WT | OP | NA | WND |  | 2884567 |  | 0 | EIA Prime Mover-level Data | Estimated using an emission factor
2019 | WY | Casper Wind Farm | 57093 | CWGT | WT | OP | NA | WND |  | 98788 |  | 0 | EIA Prime Mover-level Data | Estimated using an emission factor
2019 | WY | Cedar Springs I | 63914 | 82633 | WT | U | NA | WND
2019 | WY | Cedar Springs II | 63915 | 82634 | WT | U | NA | WND
2019 | WY | Cedar Springs III | 63916 | 82635 | WT | U | NA | WND
2019 | WY | Chokecherry and Sierra Madre Wind | 58987 | I-A | WT | U | NA | WND
2019 | WY | Chokecherry and Sierra Madre Wind | 58987 | I-B | WT | U | NA | WND
2019 | WY | Chokecherry and Sierra Madre Wind | 58987 | I-C | WT | U | NA | WND
2019 | WY | Chokecherry and Sierra Madre Wind | 58987 | II-A | WT | L | NA | WND
2019 | WY | Chokecherry and Sierra Madre Wind | 58987 | II-B | WT | L | NA | WND
2019 | WY | Corriedale Wind Energy | 63436 | WTG | WT | T | NA | WND
2019 | WY | Dunlap | 57299 | 1 | WT | OP | NA | WND |  | 3426553 |  | 0 | EIA Prime Mover-level Data | Estimated using an emission factor
2019 | WY | Ekola Flats | 62591 | 1 | WT | P | NA | WND
2019 | WY | Elk Basin Gasoline Plant | 52127 | GEN1 | ST | OP | NA | OG |  | 300074 | 2.6874 | 0.017912 | EIA Prime Mover-level Data | NEI avg EF - PM, fuel type
2019 | WY | Elk Basin Gasoline Plant | 52127 | GEN2 | ST | OP | NA | OG |  | 300074 | 2.6874 | 0.017912 | EIA Prime Mover-level Data | NEI avg EF - PM, fuel type
2019 | WY | Elk Basin Gasoline Plant | 52127 | GEN3 | ST | RE | NA | OG
2019 | WY | Fontenelle | 4185 | 1 | HY | OP | NA | WAT |  | 506300 |  | 1.5381e-07 | EIA Prime Mover-level Data | NEI avg EF - PM, fuel type, firing type
2019 | WY | Foote Creek I | 55607 | GEN1 | WT | OP | NA | WND |  | 1080118 |  | 0 | EIA Prime Mover-level Data | Estimated using an emission factor
2019 | WY | Foote Creek II | 55608 | GEN1 | WT | OP | NA | WND |  | 47421 |  | 0 | EIA Prime Mover-level Data | Estimated using an emission factor
2019 | WY | Foote Creek III | 55609 | GEN1 | WT | OP | NA | WND |  | 331308 |  | 0 | EIA Prime Mover-level Data | Estimated using an emission factor
2019 | WY | Foote Creek IV | 55610 | GEN1 | WT | OP | NA | WND |  | 457399 |  | 0 | EIA Prime Mover-level Data | Estimated using an emission factor
2019 | WY | Fremont Canyon | 4176 | 1 | HY | OP | NA | WAT |  | 898712 |  | 1.5381e-07 | EIA Prime Mover-level Data | NEI avg EF - PM, fuel type, firing type
2019 | WY | Fremont Canyon | 4176 | 2 | HY | OP | NA | WAT |  | 898712 |  | 1.5381e-07 | EIA Prime Mover-level Data | NEI avg EF - PM, fuel type, firing type
2019 | WY | Garland Canal Power Plant | 57551 | MAIN | HY | OP | NA | WAT |  | 70394 |  | 1.5381e-07 | EIA Prime Mover-level Data | NEI avg EF - PM, fuel type, firing type
2019 | WY | General Chemical | 54318 | C | ST | OP | NA | BIT |  | 3551920 | 79.0068 | 0.044487 | EIA Unit-level Data | NEI avg EF - PM, fuel type
2019 | WY | General Chemical | 54318 | D | ST | OP | NA | BIT |  | 5285913 | 117.5767 | 0.044487 | EIA Unit-level Data | NEI avg EF - PM, fuel type
2019 | WY | General Chemical | 54318 | E | ST | OP | NA | NG |  | 2799897 | 11.273 | 0.0080524 | EIA Unit-level Data | NEI avg EF - PM, fuel type
2019 | WY | Genesis Alkali | 57915 | 1BLR | ST | OP | NA | NG |  | 284892.3 | 1.147 | 0.0080524 | EIA Unit-level Data | NEI avg EF - PM, fuel type
2019 | WY | Genesis Alkali | 57915 | 2BLR | ST | OP | NA | NG |  | 342591.8 | 1.3793 | 0.0080524 | EIA Unit-level Data | NEI avg EF - PM, fuel type
2019 | WY | Genesis Alkali | 57915 | 3BLR | ST | OP | NA | NG |  | 316355.7 | 1.2737 | 0.0080524 | EIA Unit-level Data | NEI avg EF - PM, fuel type
2019 | WY | Genesis Alkali | 57915 | 4BLR | ST | OP | NA | NG |  | 628751.6 | 2.5315 | 0.0080524 | EIA Unit-level Data | NEI avg EF - PM, fuel type
2019 | WY | Genesis Alkali | 57915 | 6BLR | ST | OP | NA | SUB |  | 5323843 | 45.7431 | 0.017184 | EIA Unit-level Data | NEI avg EF - PM, fuel type
2019 | WY | Genesis Alkali | 57915 | 7BLR | ST | OP | NA | SUB |  | 6086864 | 52.299 | 0.017184 | EIA Unit-level Data | NEI avg EF - PM, fuel type
2019 | WY | Genesis Alkali | 57915 | 8BLR | ST | OP | NA | NG |  | 1108603 | 4.4635 | 0.0080524 | EIA Unit-level Data | NEI avg EF - PM, fuel type
2019 | WY | Glendo | 4177 | 1 | HY | OP | NA | WAT |  | 378045 |  | 1.5381e-07 | EIA Prime Mover-level Data | NEI avg EF - PM, fuel type, firing type
2019 | WY | Glendo | 4177 | 2 | HY | OP | NA | WAT |  | 378045 |  | 1.5381e-07 | EIA Prime Mover-level Data | NEI avg EF - PM, fuel type, firing type
2019 | WY | Glenrock | 56841 | 1 | WT | OP | NA | WND |  | 2462715 |  | 0 | EIA Prime Mover-level Data | Estimated using an emission factor
2019 | WY | Glenrock | 56841 | 2 | WT | OP | NA | WND |  | 947198.1 |  | 0 | EIA Prime Mover-level Data | Estimated using an emission factor
2019 | WY | Guernsey | 4178 | 1 | HY | OP | NA | WAT |  | 90469.5 |  | 1.5381e-07 | EIA Prime Mover-level Data | NEI avg EF - PM, fuel type, firing type
2019 | WY | Guernsey | 4178 | 2 | HY | OP | NA | WAT |  | 90469.5 |  | 1.5381e-07 | EIA Prime Mover-level Data | NEI avg EF - PM, fuel type, firing type
2019 | WY | Happy Jack Windpower Project | 56960 | HJW01 | WT | OP | NA | WND |  | 683766 |  | 0 | EIA Prime Mover-level Data | Estimated using an emission factor
2019 | WY | Hartzog | 8026 | 1 | GT | OP | NA | NG |  | 1178 | 0.0032297 | 0.0054834 | EIA Prime Mover-level Data | NEI avg EF - PM, fuel type, firing type
2019 | WY | Hartzog | 8026 | 2 | GT | OP | NA | NG |  | 1178 | 0.0032297 | 0.0054834 | EIA Prime Mover-level Data | NEI avg EF - PM, fuel type, firing type
2019 | WY | Hartzog | 8026 | 3 | GT | OP | NA | NG |  | 1178 | 0.0032297 | 0.0054834 | EIA Prime Mover-level Data | NEI avg EF - PM, fuel type, firing type
2019 | WY | Heart Mountain | 6408 | 1 | HY | OP | NA | WAT |  | 197688 |  | 1.5381e-07 | EIA Prime Mover-level Data | NEI avg EF - PM, fuel type, firing type
2019 | WY | High Plains | 57040 | 1 | WT | OP | NA | WND |  | 2097442 |  | 0 | EIA Prime Mover-level Data | Estimated using an emission factor
2019 | WY | Kortes | 4180 | 1 | HY | OP | NA | WAT |  | 443431 |  | 1.5381e-07 | EIA Prime Mover-level Data | NEI avg EF - PM, fuel type, firing type
2019 | WY | Kortes | 4180 | 2 | HY | OP | NA | WAT |  | 443431 |  | 1.5381e-07 | EIA Prime Mover-level Data | NEI avg EF - PM, fuel type, firing type
2019 | WY | Kortes | 4180 | 3 | HY | OP | NA | WAT |  | 443431 |  | 1.5381e-07 | EIA Prime Mover-level Data | NEI avg EF - PM, fuel type, firing type
2019 | WY | Lake (WY) | 7039 | 1 | IC | SB | NA | DFO |  | 1748 | 0.27094 | 0.31 | EIA Prime Mover-level Data | Estimated using an emission factor
2019 | WY | McFadden Ridge | 57039 | 1 | WT | OP | NA | WND |  | 669617 |  | 0 | EIA Prime Mover-level Data | Estimated using an emission factor
2019 | WY | Medicine Bow | 692 | 3 | WT | RE | NA | WND
2019 | WY | Medicine Bow | 692 | 10 | WT | OP | NA | WND |  | 109313.5 |  | 0 | EIA Prime Mover-level Data | Estimated using an emission factor
2019 | WY | Medicine Bow | 692 | 11 | WT | OP | NA | WND |  | 29001.53 |  | 0 | EIA Prime Mover-level Data | Estimated using an emission factor
2019 | WY | Medicine Bow | 692 | 12 | WT | IP | NA | WND
2019 | WY | Medicine Bow | 692 | 13 | WT | IP | NA | WND
2019 | WY | Medicine Bow | 692 | CLIP | WT | RE | NA | WND
2019 | WY | Mountain Wind Power II LLC | 56753 | 1 | WT | OP | NA | WND |  | 1770882 |  | 0 | EIA Prime Mover-level Data | Estimated using an emission factor
2019 | WY | Mountain Wind Power LLC | 56752 | 1 | WT | OP | NA | WND |  | 1412244 |  | 0 | EIA Prime Mover-level Data | Estimated using an emission factor
2019 | WY | Neil Simpson | 4150 | 5 | ST | RE | NA | SUB
2019 | WY | Old Faithful | 2196 | 1 | IC | SB | NA | DFO |  | 863 | 0.13376 | 0.31 | EIA Prime Mover-level Data | Estimated using an emission factor
2019 | WY | Old Faithful | 2196 | 2 | IC | SB | NA | DFO |  | 863 | 0.13376 | 0.31 | EIA Prime Mover-level Data | Estimated using an emission factor
2019 | WY | Osage (WY) | 4151 | 1 | ST | RE | NA | SUB
2019 | WY | Osage (WY) | 4151 | 2 | ST | RE | NA | SUB
2019 | WY | Osage (WY) | 4151 | 3 | ST | RE | NA | SUB
2019 | WY | Pilot Butte | 674 | 1 | HY | OS | NA | WAT |  |  |  | 1.5381e-07
2019 | WY | Pilot Butte | 674 | 2 | HY | OS | NA | WAT |  |  |  | 1.5381e-07
2019 | WY | Pioneer Wind Park, LLC | 60259 | PWP1 | WT | OP | NA | WND |  | 2512146 |  | 0 | EIA Prime Mover-level Data | Estimated using an emission factor
2019 | WY | Rock River I LLC | 55740 | GEN1 | WT | OP | NA | WND |  | 1213116 |  | 0 | EIA Prime Mover-level Data | Estimated using an emission factor
2019 | WY | Rolling Hills | 56842 | 1 | WT | OP | NA | WND |  | 2382069 |  | 0 | EIA Prime Mover-level Data | Estimated using an emission factor
2019 | WY | Roundhouse Wind Energy Project | 63133 | 82059 | WT | U | NA | WND
2019 | WY | Roundhouse Wind Energy Project | 63133 | 82060 | WT | U | NA | WND
2019 | WY | Roundhouse Wind Energy Project | 63133 | 82061 | WT | U | NA | WND
2019 | WY | Seminoe | 4182 | 1 | HY | OP | NA | WAT |  | 419097.3 |  | 1.5381e-07 | EIA Prime Mover-level Data | NEI avg EF - PM, fuel type, firing type
2019 | WY | Seminoe | 4182 | 2 | HY | OP | NA | WAT |  | 419097.3 |  | 1.5381e-07 | EIA Prime Mover-level Data | NEI avg EF - PM, fuel type, firing type
2019 | WY | Seminoe | 4182 | 3 | HY | OP | NA | WAT |  | 419097.3 |  | 1.5381e-07 | EIA Prime Mover-level Data | NEI avg EF - PM, fuel type, firing type
2019 | WY | Seven Mile Hill | 56843 | 1 | WT | OP | NA | WND |  | 2869964 |  | 0 | EIA Prime Mover-level Data | Estimated using an emission factor
2019 | WY | Seven Mile Hill | 56843 | 2 | WT | OP | NA | WND |  | 566471.2 |  | 0 | EIA Prime Mover-level Data | Estimated using an emission factor
2019 | WY | Shoshone (WY) | 4183 | 1 | HY | OP | NA | WAT |  | 178304 |  | 1.5381e-07 | EIA Prime Mover-level Data | NEI avg EF - PM, fuel type, firing type
2019 | WY | Shute Creek Facility | 56312 | 021A | GT | OP | NA | OG |  | 2723966 | 15.6899 | 0.01152 | EIA Prime Mover-level Data | NEI avg EF - PM, fuel type
2019 | WY | Shute Creek Facility | 56312 | 021B | GT | OP | NA | OG |  | 2723966 | 15.6899 | 0.01152 | EIA Prime Mover-level Data | NEI avg EF - PM, fuel type
2019 | WY | Shute Creek Facility | 56312 | 021C | GT | OP | NA | OG |  | 2723966 | 15.6899 | 0.01152 | EIA Prime Mover-level Data | NEI avg EF - PM, fuel type
2019 | WY | Silver Sage Windpower | 57091 | SSW01 | WT | OP | NA | WND |  | 1068266 |  | 0 | EIA Prime Mover-level Data | Estimated using an emission factor
2019 | WY | Simplot Phosphates | 54472 | AUX | ST | OP | NA | NG |  | 5384.664 | 0.02168 | 0.0080524 | EIA Unit-level Data | NEI avg EF - PM, fuel type
2019 | WY | Simplot Phosphates | 54472 | LURGI | ST | OP | NA | OTH |  | 1422094 | 0.30006 | 0.000422 | EIA Unit-level Data | Estimated using an emission factor
2019 | WY | Simplot Phosphates | 54472 | MECS | ST | OP | NA | OTH |  | 1232235 | 0.26 | 0.000422 | EIA Unit-level Data | Estimated using an emission factor
2019 | WY | Simplot Phosphates | 54472 | ZURN | ST | OP | NA | NG |  | 189567.3 | 0.76324 | 0.0080524 | EIA Unit-level Data | NEI avg EF - PM, fuel type
2019 | WY | Sinclair Oil Refinery | 54374 | 2002 | IC | RE | NA | NG
2019 | WY | Sinclair Oil Refinery | 54374 | 2004 | IC | OP | NA | NG |  | 51186.46 | 0.0108 | 0.000422 | EIA Prime Mover-level Data | Estimated using an emission factor
2019 | WY | Sinclair Oil Refinery | 54374 | 2006 | IC | OP | NA | NG |  | 51186.46 | 0.0108 | 0.000422 | EIA Prime Mover-level Data | Estimated using an emission factor
2019 | WY | Sinclair Oil Refinery | 54374 | 2008 | IC | OP | NA | NG |  | 51186.46 | 0.0108 | 0.000422 | EIA Prime Mover-level Data | Estimated using an emission factor
2019 | WY | Sinclair Oil Refinery | 54374 | NO1 | ST | RE | NA | NG
2019 | WY | Sinclair Oil Refinery | 54374 | NO2 | ST | SB | NA | OG |  |  |  | 0.018006
2019 | WY | Sinclair Oil Refinery | 54374 | NO3 | ST | OP | NA | OG |  | 2900627 | 25.9775 | 0.017912 | EIA Prime Mover-level Data | NEI avg EF - PM, fuel type
2019 | WY | Sinclair Oil Refinery | 54374 | NO5 | IC | SB | NA | DFO |  | 43311.62 | 6.7133 | 0.31 | EIA Prime Mover-level Data | Estimated using an emission factor
2019 | WY | Spirit Mountain | 7541 | 1 | HY | OP | NA | WAT |  | 151832 |  | 1.5381e-07 | EIA Prime Mover-level Data | NEI avg EF - PM, fuel type, firing type
2019 | WY | Strawberry Creek | 6393 | 1 | HY | OP | NA | WAT |  | 29125.33 |  | 1.5381e-07 | EIA Prime Mover-level Data | NEI avg EF - PM, fuel type, firing type
2019 | WY | Strawberry Creek | 6393 | 2 | HY | OP | NA | WAT |  | 29125.33 |  | 1.5381e-07 | EIA Prime Mover-level Data | NEI avg EF - PM, fuel type, firing type
2019 | WY | Strawberry Creek | 6393 | 3 | HY | OP | NA | WAT |  | 29125.33 |  | 1.5381e-07 | EIA Prime Mover-level Data | NEI avg EF - PM, fuel type, firing type
2019 | WY | Sweetwater Solar | 61369 | PV1 | PV | OP | NA | SUN |  | 1603949 |  | 0 | EIA Prime Mover-level Data | Estimated using an emission factor
2019 | WY | Swift Creek | 6394 | 1 | HY | RE | NA | WAT
2019 | WY | Swift Creek | 6394 | 2 | HY | RE | NA | WAT
2019 | WY | Swift Creek | 6394 | 3 | HY | OP | NA | WAT |  | 30504.94 |  | 1.5381e-07 | EIA Prime Mover-level Data | NEI avg EF - PM, fuel type, firing type
2019 | WY | Swift Creek | 6394 | 4 | HY | OP | NA | WAT |  | 22878.71 |  | 1.5381e-07 | EIA Prime Mover-level Data | NEI avg EF - PM, fuel type, firing type
2019 | WY | Swift Creek | 6394 | 5 | HY | OP | NA | WAT |  | 11439.35 |  | 1.5381e-07 | EIA Prime Mover-level Data | NEI avg EF - PM, fuel type, firing type
2019 | WY | TB Flats | 62516 | 1 | WT | P | NA | WND
2019 | WY | Top of the World Windpower Project | 57327 | TOTW1 | WT | OP | NA | WND |  | 4887211 |  | 0 | EIA Prime Mover-level Data | Estimated using an emission factor
2019 | WY | TransAlta Wyoming Wind | 56093 | GE15 | WT | OP | NA | WND |  | 3058149 |  | 0 | EIA Prime Mover-level Data | Estimated using an emission factor
2019 | WY | Western Sugar Coop - Torrington | 57967 | GEGEN | ST | RE | NA | NG |  |  |  | 0.0080524
2019 | WY | Cheyenne Prairie Generating Station | 57703 | CT01 | CT | OP | CC | NG | 4043 | 1065255 | 1.8122 | 0.0034025 | EPA/CAMD | EPA/NEI | 2014
2019 | WY | Cheyenne Prairie Generating Station | 57703 | CT02 | CT | OP | CC | NG | 5184 | 1370048 | 2.3534 | 0.0034355 | EPA/CAMD | EPA/NEI | 2014
2019 | WY | Cheyenne Prairie Generating Station | 57703 | CT03 | GT | OP | CT | NG | 216 | 38579.09 | 0.071708 | 0.0037175 | EPA/CAMD | EPA/NEI | 2014
2019 | WY | Dave Johnston | 4158 | BW41 | ST | OP | WALL | RC | 8457 | 7782165 | 25.0811 | 0.0064458 | EPA/CAMD | NEI avg EF - PM, fuel type, firing type | 1958
2019 | WY | Dave Johnston | 4158 | BW42 | ST | OP | WALL | RC | 8599 | 8604092 | 27.7301 | 0.0064458 | EPA/CAMD | NEI avg EF - PM, fuel type, firing type | 1960
2019 | WY | Dave Johnston | 4158 | BW43 | ST | OP | WALL | RC | 6645 | 13725590 | 44.2362 | 0.0064458 | EPA/CAMD | NEI avg EF - PM, fuel type, firing type | 1964
2019 | WY | Dave Johnston | 4158 | BW44 | ST | OP | TANGENTIAL | RC | 8064 | 24941250 | 434.2965 | 0.034826 | EPA/CAMD | NEI avg EF - PM, fuel type, firing type | 1972
2019 | WY | Dry Fork Station | 56609 | 01 | ST | OP | WALL | SUB | 6912 | 28431430 | 3.1232 | 0.0002197 | EPA/CAMD | EPA/NEI | 2011
2019 | WY | Jim Bridger | 8066 | BW71 | ST | OP | TANGENTIAL | SUB | 8563 | 28952150 | 101.6498 | 0.0070219 | EPA/CAMD | EPA/NEI | 1974
2019 | WY | Jim Bridger | 8066 | BW72 | ST | OP | TANGENTIAL | SUB | 8613 | 30444360 | 88.8483 | 0.0058368 | EPA/CAMD | EPA/NEI | 1975
2019 | WY | Jim Bridger | 8066 | BW73 | ST | OP | TANGENTIAL | SUB | 7694 | 29287060 | 90.4454 | 0.0061765 | EPA/CAMD | EPA/NEI | 1976
2019 | WY | Jim Bridger | 8066 | BW74 | ST | OP | TANGENTIAL | SUB | 8645 | 31995180 | 73.8199 | 0.0046144 | EPA/CAMD | EPA/NEI | 1979
2019 | WY | Laramie River | 6204 | 1 | ST | OP | WALL | RC | 4662 | 21211420 | 28.157 | 0.0026549 | EPA/CAMD | EPA/NEI | 1980
2019 | WY | Laramie River | 6204 | 2 | ST | OP | WALL | RC | 6877 | 37916020 | 50.1125 | 0.0026433 | EPA/CAMD | EPA/NEI | 1981
2019 | WY | Laramie River | 6204 | 3 | ST | OP | WALL | RC | 8300 | 51841660 | 50.7687 | 0.0019586 | EPA/CAMD | EPA/NEI | 1982
2019 | WY | Naughton | 4162 | 1 | ST | OP | TANGENTIAL | SUB | 8476 | 13782540 | 26.7075 | 0.0038756 | EPA/CAMD | EPA/NEI | 1963
2019 | WY | Naughton | 4162 | 2 | ST | OP | TANGENTIAL | SUB | 8261 | 16369620 | 23.2388 | 0.0028393 | EPA/CAMD | EPA/NEI | 1968
2019 | WY | Naughton | 4162 | 3 | ST | OP | TANGENTIAL | NG | 1137 | 2287839 | 10.7501 | 0.0093976 | EPA/CAMD | NEI avg EF - PM, fuel type, firing type | 1971
2019 | WY | Neil Simpson II | 7504 | 001 | ST | OP | WALL | SUB | 8338 | 8791769 | 0.048048 | 1.093e-05 | EPA/CAMD | EPA/NEI | 1995
2019 | WY | Neil Simpson II | 7504 | CT1 | GT | OP | CT | NG | 1766 | 499295.7 | 0.25808 | 0.0010338 | EPA/CAMD | EPA/NEI | 2000
2019 | WY | Neil Simpson II (CT2) | 55477 | CT2 | GT | OP | CT | NG | 859 | 180710.9 | 0.14981 | 0.0016581 | EPA/CAMD | EPA/NEI | 2001
2019 | WY | Wygen I | 55479 | 001 | ST | OP | WALL | SUB | 8591 | 8523099 | 2.6413 | 0.00061979 | EPA/CAMD | EPA/NEI | 2003
2019 | WY | Wygen II | 56319 | 001 | ST | OP | WALL | SUB | 8374 | 8922852 | 0.085138 | 1.9083e-05 | EPA/CAMD | EPA/NEI | 2007
2019 | WY | Wygen III | 56596 | 001 | ST | OP | WALL | SUB | 7606 | 8750568 | 0.47102 | 0.00010765 | EPA/CAMD | EPA/NEI | 2010
2019 | WY | Wyodak | 6101 | BW91 | ST | OP | WALL | SUB | 7698 | 23351140 | 75.2471 | 0.0064448 | EPA/CAMD | EPA/NEI | 1978

## 2019 PM Plant-level Data
Data Year | Plant state abbreviation | Plant name | DOE/EIA ORIS plant or facility code | eGRID subregion acronym | eGRID subregion name | Plant primary fuel | Plant nameplate capacity (MW) | CHP plant electric allocation factor | Plant annual net generation (MWh) | Plant total annual heat input (MMBtu) | Plant annual PM2.5 emissions (tons) | Plant annual PM2.5 total output emission rate (lb/MWh) | Plant annual PM2.5 total input emission rate (lb/MMBtu) | PM Source | Plant unadjusted total annual heat input (MMBtu) | Plant unadjusted annual PM2.5 emissions (tons)
YEAR | PSTATABB | PNAME | ORISPL | SUBRGN | SRNAME | PLPRMFL | NAMEPCAP | ELCALLOC | PLNGENAN | PLHTIAN | PLPM25AN | PLPM25RTA | PLPM25RA | PM25SRC | UNHTIT | UNPM25
2019 | AK | Noatak | 57051 | AKMS | ASCC Miscellaneous | DFO | 1.7 | 1 | 1813.001 | 17250 | 2.6737 | 2.9495 | 0.31 | EPA/NEI; Estimated using an emission factor | 17250 | 2.6737
2019 | AK | Noorvik | 6330 | AKMS | ASCC Miscellaneous | DFO | 2.2 |  | 1948 | 19268 | 2.9865 | 3.0663 | 0.31 | EPA/NEI; Estimated using an emission factor | 19268 | 2.9865
2019 | AK | North Pole | 6285 | AKGD | ASCC Alaska Grid | WO | 181 |  | 431296 | 4096031 | 466.4955 | 2.1632 | 0.22778 | EPA/NEI; Estimated using an emission factor | 4096031 | 466.4955
2019 | AK | Northway | 7169 | AKMS | ASCC Miscellaneous | DFO | 1.5 |  | 1027 | 11504.999 | 1.7833 | 3.4728 | 0.31 | EPA/NEI; Estimated using an emission factor | 11504.999 | 1.7833
2019 | AK | NSB Anaktuvuk Pass | 7487 | AKMS | ASCC Miscellaneous | DFO | 2.9 | 1 | 3813.001 | 41325.001 | 6.4054 | 3.3598 | 0.31 | EPA/NEI; Estimated using an emission factor | 41325.001 | 6.4054
2019 | AK | NSB Atqasuk Utility | 7482 | AKMS | ASCC Miscellaneous | DFO | 3.4 | 1 | 2782.001 | 35636 | 5.5236 | 3.9709 | 0.31 | EPA/NEI; Estimated using an emission factor | 35636 | 5.5236
2019 | AK | NSB Kaktovik Utility | 7483 | AKMS | ASCC Miscellaneous | DFO | 2.6 | 1 | 4510 | 46531.999 | 7.2125 | 3.1984 | 0.31 | Estimated using an emission factor | 46531.999 | 7.2125
2019 | AK | NSB Nuiqsut Utility | 7484 | AKMS | ASCC Miscellaneous | DFO | 4.8 | 1 | 6902.001 | 85519.002 | 6.6367 | 1.9231 | 0.15521 | EPA/NEI; Estimated using an emission factor | 85519.002 | 6.6367
2019 | AK | NSB Point Hope Utility | 7485 | AKMS | ASCC Miscellaneous | DFO | 4.6 | 1 | 6269 | 75790 | 11.7475 | 3.7478 | 0.31 | EPA/NEI; Estimated using an emission factor | 75790 | 11.7475
2019 | AK | NSB Point Lay Utility | 7486 | AKMS | ASCC Miscellaneous | DFO | 4.6 | 1 | 3667 | 38596 | 5.9824 | 3.2628 | 0.31 | EPA/NEI; Estimated using an emission factor | 38596 | 5.9824
2019 | AK | NSB Wainwright Utility | 7488 | AKMS | ASCC Miscellaneous | DFO | 3.3 | 1 | 6962.001 | 78296.002 | 12.1359 | 3.4863 | 0.31 | EPA/NEI; Estimated using an emission factor | 78296.002 | 12.1359
2019 | AK | Nunapitchuk | 6333 | AKMS | ASCC Miscellaneous | DFO | 2.2
2019 | AK | Nymans Plant Microgrid | 7723 | AKMS | ASCC Miscellaneous | DFO | 10 |  | 0
2019 | AK | Orca | 789 | AKMS | ASCC Miscellaneous | DFO | 13.7 |  | 6137 | 66607.001 | 10.3241 | 3.3645 | 0.31 | EPA/NEI; Estimated using an emission factor | 66607.001 | 10.3241
2019 | AK | Pelican | 6702 | AKMS | ASCC Miscellaneous | WAT | 3.6 |  | 1055 | 5841 | 0.90535 | 1.7163 | 0.31 | EPA/NEI; Estimated using an emission factor | 12225 | 0.90535
2019 | AK | Petersburg | 91 | AKMS | ASCC Miscellaneous | WAT | 14.8 |  | 12939.999 | 48268 | 7.4815 | 1.1563 | 0.31 | EPA/NEI; Estimated using an emission factor | 133729 | 7.4815
2019 | AK | Pillar Mountain Wind Project Microgrid | 57187 | AKMS | ASCC Miscellaneous | WND | 9 |  | 25015 |  |  |  |  | Estimated using an emission factor | 222735
2019 | AK | Pilot Station | 57058 | AKMS | ASCC Miscellaneous | DFO | 1.7 | 1 | 1751.001 | 17434.999 | 2.7024 | 3.0867 | 0.31 | EPA/NEI; Estimated using an emission factor | 17434.999 | 2.7024
2019 | AK | Port Lions Microgrid | 6282 | AKMS | ASCC Miscellaneous | DFO | 1.5
2019 | AK | Power Creek | 7862 | AKMS | ASCC Miscellaneous | WAT | 6 |  | 16620 |  |  |  |  | NEI avg EF - PM, fuel type, firing type | 147983
2019 | AK | Purple Lake | 6302 | AKMS | ASCC Miscellaneous | WAT | 3.9 |  | 9111 |  |  |  |  | NEI avg EF - PM, fuel type, firing type | 81124.998
2019 | AK | 7-Mile Ridge Wind Project | 60814 | AKMS | ASCC Miscellaneous | WND | 1.8
2019 | AK | Agrium Kenai Nitrogen Operations | 54452 | AKGD | ASCC Alaska Grid | NG | 21.6
2019 | AK | Alakanuk | 57053 | AKMS | ASCC Miscellaneous | DFO | 2.6 | 1 | -14 | 219 | 0.033881 | 0 | 0.30942 | EPA/NEI; Estimated using an emission factor | 219 | 0.033881
2019 | AK | Allison Creek Hydro | 58982 | AKMS | ASCC Miscellaneous | WAT | 6.5 |  | 19135 |  |  |  |  | NEI avg EF - PM, fuel type, firing type | 170380
2019 | AK | Ambler | 60243 | AKMS | ASCC Miscellaneous | DFO | 1.1 |  | 1175.999 | 12851 | 1.9919 | 3.3876 | 0.31 | Estimated using an emission factor | 12851 | 1.9919
2019 | AK | Anchorage 1 | 75 | AKGD | ASCC Alaska Grid | NG | 121.4 |  | 14736.9 | 227495.008 | 0.63788 | 0.086569 | 0.0056079 | EPA/NEI; Estimated using an emission factor | 227495.008 | 0.63788
2019 | AK | Angoon | 7462 | AKMS | ASCC Miscellaneous | DFO | 1.9 | 1 | 1611.999 | 16299 | 2.5263 | 3.1344 | 0.31 | EPA/NEI; Estimated using an emission factor | 16299 | 2.5263
2019 | AK | Aniak | 7182 | AKMS | ASCC Miscellaneous | DFO | 2.6
2019 | AK | Annex Creek | 62 | AKMS | ASCC Miscellaneous | WAT | 4 |  | 26761 |  |  |  |  | NEI avg EF - PM, fuel type, firing type | 238279
2019 | AK | Auke Bay | 7250 | AKMS | ASCC Miscellaneous | DFO | 36.2 |  | -132 | 5068 | 0.062324 | 0 | 0.024595 | EPA/NEI; Estimated using an emission factor | 5068 | 0.062324
2019 | AK | Aurora Energy LLC Chena | 79 | AKGD | ASCC Alaska Grid | SUB | 31.3 | 0.5096 | 186691 | 1722444.267 | 14.7994 | 0.15854 | 0.017184 | NEI avg EF - PM, fuel type | 3379998.25 | 29.0413
2019 | AK | Barrow | 7173 | AKMS | ASCC Miscellaneous | NG | 20.3 | 1 | 47567 | 747390.977 | 2.0491 | 0.086157 | 0.0054834 | EPA/NEI; Estimated using an emission factor | 747390.977 | 2.0491
2019 | AK | Battery Energy Storage System | 57583 | AKGD | ASCC Alaska Grid | MWH | 40 |  | -3280 | 0 |  |  |  |  | 0
2019 | AK | Beaver Falls | 6580 | AKMS | ASCC Miscellaneous | WAT | 5.4 |  | 35139 |  |  |  |  | NEI avg EF - PM, fuel type, firing type | 312877.996
2019 | AK | Beluga | 96 | AKGD | ASCC Alaska Grid | NG | 374.4 |  | 55030.999 | 1161052.977 | 3.1833 | 0.11569 | 0.0054834 | EPA/NEI; Estimated using an emission factor | 1161052.977 | 3.1833
2019 | AK | Bernice Lake | 6292 | AKGD | ASCC Alaska Grid | NG | 76.7 |  | 6009 | 303810.008 | 0.83295 | 0.27724 | 0.0054834 | NEI avg EF - PM, fuel type, firing type | 303810.008 | 0.83295
2019 | AK | Bethel | 6566 | AKMS | ASCC Miscellaneous | DFO | 12.6 | 1 | 42505.998 | 400833 | 62.1291 | 2.9233 | 0.31 | Estimated using an emission factor | 400833 | 62.1291
2019 | AK | Black Bear Lake | 7752 | AKMS | ASCC Miscellaneous | WAT | 4.5 |  | 19976 |  |  |  |  | NEI avg EF - PM, fuel type, firing type | 177867
2019 | AK | Blue Lake Hydro | 93 | AKMS | ASCC Miscellaneous | WAT | 22.9 |  | 59457.999 |  |  |  |  | EPA/NEI; Estimated using an emission factor | 529413
2019 | AK | Bradley Lake | 7367 | AKGD | ASCC Alaska Grid | WAT | 126 |  | 413592 |  |  |  |  | NEI avg EF - PM, fuel type, firing type | 3682622
2019 | AK | Brevig Mission | 60260 | AKMS | ASCC Miscellaneous | DFO | 1.5 |  | 1188 | 11894 | 1.8436 | 3.1037 | 0.31 | EPA/NEI; Estimated using an emission factor | 11894 | 1.8436
2019 | AK | Centennial | 7112 | AKMS | ASCC Miscellaneous | DFO | 5.1 |  | 2464 | 28855 | 4.4725 | 3.6303 | 0.31 | EPA/NEI; Estimated using an emission factor | 28855 | 4.4725
2019 | AK | Chester Lake | 7168 | AKMS | ASCC Miscellaneous | WAT | 1.3 |  | 5809 |  |  |  |  | NEI avg EF - PM, fuel type, firing type | 51724
2019 | AK | Chevak | 6311 | AKMS | ASCC Miscellaneous | DFO | 2.8 |  | 2395 | 17039.001 | 2.641 | 2.2055 | 0.31 | EPA/NEI; Estimated using an emission factor | 17039.001 | 2.641
2019 | AK | Cooper Lake | 6291 | AKGD | ASCC Alaska Grid | WAT | 19.4 |  | 46102 |  |  |  |  | NEI avg EF - PM, fuel type, firing type | 410492
2019 | AK | Craig (AK) | 421 | AKMS | ASCC Miscellaneous | DFO | 6.2 |  | 460.999 | 5733.001 | 0.88862 | 3.8552 | 0.31 | EPA/NEI; Estimated using an emission factor | 5733.001 | 0.88862
2019 | AK | Delta Power | 56325 | AKGD | ASCC Alaska Grid | DFO | 23.1 |  | -133 | 944 | 0.0081464 | 0 | 0.017259 | NEI avg EF - PM, fuel type, firing type | 944 | 0.0081464
2019 | AK | Delta Wind Farm | 58511 | AKGD | ASCC Alaska Grid | WND | 1.9 |  | 3969.999 |  |  |  |  | Estimated using an emission factor | 35349.001
2019 | AK | Dillingham | 109 | AKMS | ASCC Miscellaneous | DFO | 15.1 |  | 18662.998 | 189680.994 | 29.3785 | 3.1483 | 0.30977 | EPA/NEI; Estimated using an emission factor | 189680.994 | 29.3785
2019 | AK | Dutch Harbor | 7502 | AKMS | ASCC Miscellaneous | DFO | 26 |  | 52998 | 483210.006 | 74.8976 | 2.8264 | 0.31 | EPA/NEI; Estimated using an emission factor | 483210.006 | 74.8976
2019 | AK | Eielson AFB Central Heat & Power Plant | 50392 | AKGD | ASCC Alaska Grid | SUB | 31 | 0.14652 | 69358 | 385676.673 | 3.3106 | 0.095464 | 0.017168 | EPA/NEI; Estimated using an emission factor | 2632334.656 | 22.5955
2019 | AK | Eklutna Generation Station | 58989 | AKGD | ASCC Alaska Grid | NG | 171 |  | 723815 | 6320168.75 | 1.3336 | 0.0036848 | 0.000422 | Estimated using an emission factor | 6320168.75 | 1.3336
2019 | AK | Eklutna Hydro Project | 77 | AKGD | ASCC Alaska Grid | WAT | 44.4 |  | 190971 |  |  |  |  | NEI avg EF - PM, fuel type, firing type | 1700405
2019 | AK | Elim | 57060 | AKMS | ASCC Miscellaneous | DFO | 2.1 | 0.92538 | 1271 | 11582.05 | 1.7944 | 2.8236 | 0.30986 | EPA/NEI; Estimated using an emission factor | 12516 | 1.9391
2019 | AK | Emmonak | 6314 | AKMS | ASCC Miscellaneous | DFO | 4.8 | 1 | 5838.002 | 50624 | 7.8467 | 2.6882 | 0.31 | EPA/NEI; Estimated using an emission factor | 50624 | 7.8467
2019 | AK | ESS Battery Microgrid | 58405 | AKMS | ASCC Miscellaneous | MWH | 3 |  | -240 | 0 |  |  |  |  | 0
2019 | AK | Eva Creek Wind | 57935 | AKGD | ASCC Alaska Grid | WND | 24.6 |  | 60106 |  |  |  |  | Estimated using an emission factor | 535184
2019 | AK | Eyak Service Center BESS | 62714 | AKMS | ASCC Miscellaneous | MWH | 1 |  | 0
2019 | AK | Fairbanks | 6286 | AKGD | ASCC Alaska Grid | DFO | 42.2 |  | 7685 | 164294 | 1.4235 | 0.37046 | 0.017329 | EPA/NEI; Estimated using an emission factor | 164294 | 1.4235
2019 | AK | False Island | 56146 | AKMS | ASCC Miscellaneous | DFO | 1.6 |  | 1713 | 16614 | 2.5752 | 3.0066 | 0.31 | EPA/NEI; Estimated using an emission factor | 16614 | 2.5752
2019 | AK | Fire Island Wind | 58425 | AKGD | ASCC Alaska Grid | WND | 18 |  | 48221 |  |  |  |  | Estimated using an emission factor | 429358
2019 | AK | Flywheel Energy Storage System Microgrid | 60563 | AKMS | ASCC Miscellaneous | MWH | 2 |  | -375 | 0 |  |  |  |  | 0
2019 | AK | Fort Greely Power Plant | 54834 | AKGD | ASCC Alaska Grid | DFO | 10.4 |  | 65.66 | 596 | 0.09238 | 2.8139 | 0.31 | EPA/NEI; Estimated using an emission factor | 596 | 0.09238
2019 | AK | Galena Electric Utility | 7437 | AKMS | ASCC Miscellaneous | DFO | 8 | 1 | 5886.001 | 63305.999 | 9.8124 | 3.3342 | 0.31 | EPA/NEI; Estimated using an emission factor | 63305.999 | 9.8124
2019 | AK | Gambell | 57062 | AKMS | ASCC Miscellaneous | DFO | 1.9 | 1 | 1932 | 16948 | 2.6269 | 2.7194 | 0.31 | EPA/NEI; Estimated using an emission factor | 16948 | 2.6269
2019 | AK | George M Sullivan Generation Plant 2 | 6559 | AKGD | ASCC Alaska Grid | NG | 418 |  | 626189 | 5428912.5 | 15.624 | 0.049902 | 0.0057558 | EPA/NEI; Estimated using an emission factor | 5428912.5 | 15.624
2019 | AK | Glennallen | 6305 | AKMS | ASCC Miscellaneous | DFO | 11.3 |  | 2957.998 | 33455 | 5.1855 | 3.5061 | 0.31 | EPA/NEI; Estimated using an emission factor | 33455 | 5.1855
2019 | AK | Goat Lake Hydro | 7751 | AKMS | ASCC Miscellaneous | WAT | 4 |  | 15420 |  |  |  |  | NEI avg EF - PM, fuel type, firing type | 137300
2019 | AK | Gold Creek | 63 | AKMS | ASCC Miscellaneous | WAT | 9.7 |  | 368.998 | 79 | 0.012245 | 0.066369 | 0.31 | EPA/NEI; Estimated using an emission factor | 3337 | 0.012245
2019 | AK | Green Lake | 313 | AKMS | ASCC Miscellaneous | WAT | 18.6 |  | 51134 |  |  |  |  | NEI avg EF - PM, fuel type, firing type | 455298
2019 | AK | Gwitchyaa Zhee | 7174 | AKMS | ASCC Miscellaneous | DFO | 6 | 1 | 2091 | 30514.001 | 4.7297 | 4.5238 | 0.31 | EPA/NEI; Estimated using an emission factor | 30514.001 | 4.7297
2019 | AK | Haines | 69 | AKMS | ASCC Miscellaneous | DFO | 9.2 |  | -72 | 2468.001 | 0.38254 | 0 | 0.31 | EPA/NEI; Estimated using an emission factor | 2468.001 | 0.38254
2019 | AK | Healy | 6288 | AKGD | ASCC Alaska Grid | LIG | 92.8 | 1 | 344560 | 4850243.5 | 37.4361 | 0.2173 | 0.015437 | EPA/NEI; Estimated using an emission factor | 4850243.5 | 37.4361
2019 | AK | Hiilangaay Hydro | 59037 | AKMS | ASCC Miscellaneous | WAT | 5
2019 | AK | Hoonah | 7463 | AKMS | ASCC Miscellaneous | DFO | 3.4 |  | 4437 | 37434 | 5.8023 | 2.6154 | 0.31 | EPA/NEI; Estimated using an emission factor | 37434 | 5.8023
2019 | AK | Hooper Bay | 6319 | AKMS | ASCC Miscellaneous | DFO | 3.3 |  | 3347 | 30125 | 4.6694 | 2.7902 | 0.31 | EPA/NEI; Estimated using an emission factor | 30125 | 4.6694
2019 | AK | Humpback Creek | 7042 | AKMS | ASCC Miscellaneous | WAT | 1.2 |  | 3157.999 |  |  |  |  | NEI avg EF - PM, fuel type, firing type | 28119
2019 | AK | Hydaburg | 423 | AKMS | ASCC Miscellaneous | DFO | 1 |  | -26 | 82 | 0.01271 | 0 | 0.31 | Estimated using an emission factor | 82 | 0.01271
2019 | AK | Industrial Plant | 59793 | AKMS | ASCC Miscellaneous | DFO | 41.7 |  | 318 | 7289 | 0.062902 | 0.39561 | 0.017259 | NEI avg EF - PM, fuel type, firing type | 7289 | 0.062902
2019 | AK | International | 6293 | AKGD | ASCC Alaska Grid | NG | 46.3 |  | 48 | 11639 | 0.031911 | 1.3296 | 0.0054834 | EPA/NEI; Estimated using an emission factor | 11639 | 0.031911
2019 | AK | Jarvis Street | 6801 | AKMS | ASCC Miscellaneous | DFO | 25.6 |  | -665 | 3810.999 | 0.5907 | 0 | 0.31 | Estimated using an emission factor | 3810.999 | 0.5907
2019 | AK | JBER Landfill Gas Power Plant | 58380 | AKGD | ASCC Alaska Grid | LFG | 11.5 |  | 36898 | 377700 | 2.7761 | 0.15047 | 0.0147 | Estimated using an emission factor | 377700 | 2.7761
2019 | AK | Kake | 7464 | AKMS | ASCC Miscellaneous | DFO | 5 | 1 | 2139 | 18764 | 2.9084 | 2.7194 | 0.31 | EPA/NEI; Estimated using an emission factor | 18764 | 2.9084
2019 | AK | Kasidaya Creek Hydro | 56542 | AKMS | ASCC Miscellaneous | WAT | 3 |  | 10741 |  |  |  |  | NEI avg EF - PM, fuel type, firing type | 95639
2019 | AK | Kasigluk | 57066 | AKMS | ASCC Miscellaneous | DFO | 2.4 | 1 | 2879 | 25453 | 3.9452 | 2.7407 | 0.31 | EPA/NEI; Estimated using an emission factor | 25453 | 3.9452
2019 | AK | Ketchikan | 84 | AKMS | ASCC Miscellaneous | WAT | 4.2 |  | 19815 |  |  |  |  | NEI avg EF - PM, fuel type, firing type | 176433
2019 | AK | Kiana | 6323 | AKMS | ASCC Miscellaneous | DFO | 2.1 |  | 1620 | 15108 | 2.3406 | 2.8896 | 0.30984 | EPA/NEI; Estimated using an emission factor | 15108 | 2.3406
2019 | AK | King Cove | 7493 | AKMS | ASCC Miscellaneous | WAT | 2.6 | 1 | 4088 | 5589 | 0.86629 | 0.42382 | 0.31 | EPA/NEI; Estimated using an emission factor | 36728 | 0.86629
2019 | AK | Kivalina | 57065 | AKMS | ASCC Miscellaneous | DFO | 1.1 | 0.93766 | 1634 | 14715.574 | 2.2809 | 2.7918 | 0.31 | Estimated using an emission factor | 15694.001 | 2.4326
2019 | AK | Klawock | 7466 | AKMS | ASCC Miscellaneous | DFO | 1.4
2019 | AK | Klawock Power Generation Station | 61684 | AKMS | ASCC Miscellaneous | DFO | 2.5 |  | 1944 | 20576 | 3.1893 | 3.2812 | 0.31 | Estimated using an emission factor | 20576 | 3.1893
2019 | AK | Kodiak Microgrid | 6281 | AKMS | ASCC Miscellaneous | DFO | 37.3 |  | 0
2019 | AK | Kotlik | 57064 | AKMS | ASCC Miscellaneous | DFO | 1.4 | 0.80486 | 1965 | 17099.283 | 2.6504 | 2.6976 | 0.31 | Estimated using an emission factor | 21245 | 3.293
2019 | AK | Kotzebue Hybrid | 6304 | AKMS | ASCC Miscellaneous | DFO | 21.6 |  | 22150.006 | 184443.995 | 28.5888 | 2.5814 | 0.31 | EPA/NEI; Estimated using an emission factor | 200372.999 | 28.5888
2019 | AK | Koyuk | 57059 | AKMS | ASCC Miscellaneous | DFO | 1.1 | 0.87285 | 1249 | 10832.89 | 1.6791 | 2.6887 | 0.31 | Estimated using an emission factor | 12411 | 1.9237
2019 | AK | Lake Dorothy Hydroelectric Project | 57085 | AKMS | ASCC Miscellaneous | WAT | 14.3 |  | 67932 |  |  |  |  | NEI avg EF - PM, fuel type, firing type | 604866
2019 | AK | Lemon Creek | 64 | AKMS | ASCC Miscellaneous | DFO | 61.7 |  | 1049.998 | 23521.002 | 2.9458 | 5.6111 | 0.25048 | EPA/NEI; Estimated using an emission factor | 23521.002 | 2.9458
2019 | AK | Mahoney Lake Hydroelectric | 59027 | AKMS | ASCC Miscellaneous | WAT | 9.6
2019 | AK | Marshall | 60244 | AKMS | ASCC Miscellaneous | DFO | 1.1 |  | 1422 | 15763 | 2.4433 | 3.4364 | 0.31 | Estimated using an emission factor | 15763 | 2.4433
2019 | AK | McGrath | 6555 | AKMS | ASCC Miscellaneous | DFO | 4.8 | 1 | 1556 | 20154 | 3.1239 | 4.0153 | 0.31 | EPA/NEI; Estimated using an emission factor | 20154 | 3.1239
2019 | AK | Mountain Village | 6329 | AKMS | ASCC Miscellaneous | DFO | 3.7 |  | 2595 | 24898 | 3.8592 | 2.9743 | 0.31 | EPA/NEI; Estimated using an emission factor | 24898 | 3.8592
2019 | AK | Naknek | 6301 | AKMS | ASCC Miscellaneous | DFO | 17.7 | 0.55625 | 25378.001 | 134270.586 | 20.7963 | 1.6389 | 0.30977 | EPA/NEI; Estimated using an emission factor | 241384 | 37.3864
2019 | AK | New Stuyahok | 60245 | AKMS | ASCC Miscellaneous | DFO | 1.4 |  | 1789.001 | 17347 | 2.6888 | 3.0059 | 0.31 | Estimated using an emission factor | 17347 | 2.6888
2019 | AK | Newhalen | 7183 | AKMS | ASCC Miscellaneous | WAT | 3.2 |  | 3388.001 | 801.999 | 0.12431 | 0.073382 | 0.31 | EPA/NEI; Estimated using an emission factor | 30468.999 | 0.12431
2019 | AK | Nikiski Combined Cycle | 55966 | AKGD | ASCC Alaska Grid | NG | 80.8 |  | 239545 | 2388478.941 | 6.7859 | 0.056656 | 0.0056822 | EPA/NEI; Estimated using an emission factor | 2388478.941 | 6.7859
2019 | AK | Quinhagak | 57057 | AKMS | ASCC Miscellaneous | DFO | 2.1 | 1 | 2139 | 15255 | 2.3631 | 2.2096 | 0.30982 | EPA/NEI; Estimated using an emission factor | 15255 | 2.3631
2019 | AK | S W Bailey | 85 | AKMS | ASCC Miscellaneous | DFO | 25.9 |  | 26855.001 | 261020.004 | 40.4581 | 3.0131 | 0.31 | Estimated using an emission factor | 261020.004 | 40.4581
2019 | AK | Salmon Creek 1 | 65 | AKMS | ASCC Miscellaneous | WAT | 8.5 |  | 23099 |  |  |  |  | NEI avg EF - PM, fuel type, firing type | 205673
2019 | AK | Sand Point | 1 | AKMS | ASCC Miscellaneous | DFO | 4 |  | 3780 | 28934 | 4.4763 | 2.3684 | 0.30942 | EPA/NEI; Estimated using an emission factor | 38034 | 4.4763
2019 | AK | Savoonga | 57052 | AKMS | ASCC Miscellaneous | DFO | 2.2 | 0.97344 | 2274 | 21647.252 | 3.3539 | 2.9498 | 0.30987 | EPA/NEI; Estimated using an emission factor | 22238 | 3.4454
2019 | AK | Scammon Bay | 57056 | AKMS | ASCC Miscellaneous | DFO | 1.3 | 0.99468 | 1610.999 | 15972.593 | 2.4758 | 3.0736 | 0.31 | Estimated using an emission factor | 16058 | 2.489
2019 | AK | Selawik | 6341 | AKMS | ASCC Miscellaneous | DFO | 4.3 |  | 2515.001 | 24364.999 | 3.7766 | 3.0032 | 0.31 | EPA/NEI; Estimated using an emission factor | 24364.999 | 3.7766
2019 | AK | Seldovia | 6283 | AKGD | ASCC Alaska Grid | DFO | 5.5 |  | 63 | 741 | 0.11485 | 3.6462 | 0.31 | EPA/NEI; Estimated using an emission factor | 741 | 0.11485
2019 | AK | Seward (AK) | 92 | AKGD | ASCC Alaska Grid | DFO | 18.6 |  | 218 | 4946 | 0.76663 | 7.0333 | 0.31 | EPA/NEI; Estimated using an emission factor | 4946 | 0.76663
2019 | AK | Shishmaref | 6345 | AKMS | ASCC Miscellaneous | DFO | 2.3 |  | 1663 | 16279 | 2.5232 | 3.0346 | 0.31 | EPA/NEI; Estimated using an emission factor | 16279 | 2.5232
2019 | AK | Shungnak | 57063 | AKMS | ASCC Miscellaneous | DFO | 1.2 | 1 | 1574 | 15948 | 2.4719 | 3.141 | 0.31 | Estimated using an emission factor | 15948 | 2.4719
2019 | AK | Silvis | 6581 | AKMS | ASCC Miscellaneous | WAT | 2.1 |  | 8560 |  |  |  |  | NEI avg EF - PM, fuel type, firing type | 76217
2019 | AK | Skagway | 66 | AKMS | ASCC Miscellaneous | WAT | 4.4 |  | 2558 | 6867.001 | 1.0644 | 0.8322 | 0.31 | EPA/NEI; Estimated using an emission factor | 24067.001 | 1.0644
2019 | AK | Slana Generating Station | 61685 | AKMS | ASCC Miscellaneous | DFO | 1.2 |  | 1356 | 13065.999 | 2.0252 | 2.9871 | 0.31 | Estimated using an emission factor | 13065.999 | 2.0252
2019 | AK | Snake River | 90 | AKMS | ASCC Miscellaneous | DFO | 25.7 | 1 | 32649.001 | 252832.992 | 39.1891 | 2.4006 | 0.31 | EPA/NEI; Estimated using an emission factor | 274807.993 | 39.1891
2019 | AK | Snettisham | 78 | AKMS | ASCC Miscellaneous | WAT | 78.2 |  | 238707.999 |  |  |  |  | NEI avg EF - PM, fuel type, firing type | 2125455.938
2019 | AK | Soldotna | 57206 | AKGD | ASCC Alaska Grid | NG | 193 |  | 46499 | 832281 | 2.2819 | 0.098147 | 0.0054834 | EPA/NEI; Estimated using an emission factor | 832281 | 2.2819
2019 | AK | Solomon Gulch | 390 | AKMS | ASCC Miscellaneous | WAT | 12 |  | 53198 |  |  |  |  | NEI avg EF - PM, fuel type, firing type | 473676
2019 | AK | South Fork | 56265 | AKMS | ASCC Miscellaneous | WAT | 2 |  | 4473 |  |  |  |  | NEI avg EF - PM, fuel type, firing type | 39830
2019 | AK | Southcentral Power Project | 57036 | AKGD | ASCC Alaska Grid | NG | 203.9 |  | 797909 | 6204112 | 17.8568 | 0.044759 | 0.0057564 | EPA/NEI; Estimated using an emission factor | 6204112 | 17.8568
2019 | AK | St Marys IC | 6338 | AKMS | ASCC Miscellaneous | DFO | 7.1 | 1 | 2994 | 21335.001 | 3.3069 | 2.209 | 0.31 | EPA/NEI; Estimated using an emission factor | 21335.001 | 3.3069
2019 | AK | St. Michael | 57061 | AKMS | ASCC Miscellaneous | DFO | 1.7
2019 | AK | Stebbins | 57055 | AKMS | ASCC Miscellaneous | DFO | 3.2 | 1 | 3399 | 31732 | 4.9185 | 2.8941 | 0.31 | EPA/NEI; Estimated using an emission factor | 31732 | 4.9185
2019 | AK | Swampy Acres Microgrid | 60250 | AKMS | ASCC Miscellaneous | DFO | 8.4 |  | 0
2019 | AK | Swan Lake | 70 | AKMS | ASCC Miscellaneous | WAT | 22.6 |  | 54365 |  |  |  |  | NEI avg EF - PM, fuel type, firing type | 484068
2019 | AK | Sweetheart Lake Hydroelectric Facility | 60588 | AKMS | ASCC Miscellaneous | WAT | 19.8
2019 | AK | Terror Lake Microgrid | 71 | AKMS | ASCC Miscellaneous | WAT | 33.6 |  | 124761.999 |  |  |  |  | NEI avg EF - PM, fuel type, firing type | 1110880.031
2019 | AK | Tesoro Kenai Cogeneration Plant | 52184 | AKGD | ASCC Alaska Grid | NG | 16.4 | 0.41038 | 68210 | 337401.528 | 0.92505 | 0.027124 | 0.0054834 | EPA/NEI; Estimated using an emission factor | 822166 | 2.2541
2019 | AK | Thorne Bay Plant | 7414 | AKMS | ASCC Miscellaneous | DFO | 1 |  | -11 | 29 | 0.004495 | 0 | 0.31 | Estimated using an emission factor | 29 | 0.004495
2019 | AK | TNSG North Plant | 58278 | AKMS | ASCC Miscellaneous | NG | 25.7 |  | 56413 | 749414 | 2.0547 | 0.072844 | 0.0054834 | EPA/NEI; Estimated using an emission factor | 749414 | 2.0547
2019 | AK | TNSG South Plant | 58117 | AKMS | ASCC Miscellaneous | NG | 8.4 |  | -161.999 | 3316.002 | 0.00069968 | 0 | 0.000422 | EPA/NEI; Estimated using an emission factor | 3316.002 | 0.00069968
2019 | AK | Togiak | 6348 | AKMS | ASCC Miscellaneous | DFO | 6.5 | 1 | 2961 | 27747.998 | 4.2966 | 2.9021 | 0.30969 | EPA/NEI; Estimated using an emission factor | 27747.998 | 4.2966
2019 | AK | Tok | 406 | AKMS | ASCC Miscellaneous | DFO | 5.3 |  | 9156.999 | 88847.999 | 13.7714 | 3.0079 | 0.31 | Estimated using an emission factor | 88847.999 | 13.7714
2019 | AK | Toksook Bay | 57067 | AKMS | ASCC Miscellaneous | DFO | 2.5 | 1 | 3555 | 29200 | 4.5233 | 2.5447 | 0.30981 | EPA/NEI; Estimated using an emission factor | 29200 | 4.5233
2019 | AK | Tyee Lake Hydroelectric Facility | 61166 | AKMS | ASCC Miscellaneous | WAT | 22.6 |  | 75977 |  |  |  |  | NEI avg EF - PM, fuel type, firing type | 676502
2019 | AK | Unalakleet | 6299 | AKMS | ASCC Miscellaneous | DFO | 3.6 | 1 | 3166 | 31528 | 4.8868 | 3.0871 | 0.31 | EPA/NEI; Estimated using an emission factor | 31528 | 4.8868
2019 | AK | Unalaska Power Module | 7503 | AKMS | ASCC Miscellaneous | DFO | 1.1 |  | 1195 | 12362 | 1.9161 | 3.2069 | 0.31 | Estimated using an emission factor | 12362 | 1.9161
2019 | AK | Unisea G 2 | 54422 | AKMS | ASCC Miscellaneous | DFO | 19.2 | 1 | 30159.999 | 313127.004 | 48.5347 | 3.2185 | 0.31 | EPA/NEI; Estimated using an emission factor | 313127.004 | 48.5347
2019 | AK | University of Alaska Fairbanks | 50711 | AKGD | ASCC Alaska Grid | SUB | 39.6 | 0.16823 | 28328 | 165224.091 | 1.2967 | 0.091552 | 0.015697 | EPA/NEI; Estimated using an emission factor | 982163.008 | 7.7083
2019 | AK | Upper Kalskag | 57054 | AKMS | ASCC Miscellaneous | DFO | 1.1 | 0.95847 | 1497.001 | 14307.992 | 2.2177 | 2.9629 | 0.31 | Estimated using an emission factor | 14928.001 | 2.3138
2019 | AK | Utility Plants Section | 50308 | AKGD | ASCC Alaska Grid | SUB | 22.5 | 0.14898 | 71202 | 439886.383 | 3.7796 | 0.10616 | 0.017184 | NEI avg EF - PM, fuel type | 2952683.25 | 25.3698
2019 | AK | Valdez | 6306 | AKMS | ASCC Miscellaneous | DFO | 12.9 |  | 3103.999 | 23021 | 3.5616 | 2.2948 | 0.30942 | EPA/NEI; Estimated using an emission factor | 23021 | 3.5616
2019 | AK | Valdez Cogen | 7841 | AKMS | ASCC Miscellaneous | WO | 5.3 | 0.5956 | 17823 | 143442.915 | 22.2337 | 2.4949 | 0.31 | Estimated using an emission factor | 240839 | 37.33
2019 | AK | Viking | 56147 | AKMS | ASCC Miscellaneous | DFO | 1 |  | 0
2019 | AK | Westward Seafoods | 54305 | AKMS | ASCC Miscellaneous | DFO | 6.6 | 0.52727 | 17373 | 85785.37 | 13.2967 | 1.5307 | 0.31 | Estimated using an emission factor | 162696.996 | 25.218
2019 | AK | Whitman | 58977 | AKMS | ASCC Miscellaneous | WAT | 4.8 |  | 9908 |  |  |  |  | NEI avg EF - PM, fuel type, firing type | 88220
2019 | AK | Wrangell | 95 | AKMS | ASCC Miscellaneous | DFO | 14.7 |  | 612 | 5352.999 | 0.82971 | 2.7115 | 0.31 | EPA/NEI; Estimated using an emission factor | 5352.999 | 0.82971
2019 | AK | Yakutat | 6637 | AKMS | ASCC Miscellaneous | DFO | 7.7 | 1 | 5764.999 | 54512.002 | 8.4494 | 2.9313 | 0.31 | EPA/NEI; Estimated using an emission factor | 54512.002 | 8.4494
2019 | AL | ABC Coke | 56076 | SRSO | SERC South | OG | 3.8 | 0.012045 | 3031 | 17222.423 | 0.15424 | 0.10177 | 0.017911 | NEI avg EF - PM, fuel type, firing type | 1429801 | 12.805
2019 | AL | AL Solar C LLC | 63513 | SRSO | SERC South | SUN | 80
2019 | AL | Alabama Pine Pulp | 54429 | SRSO | SERC South | BLQ | 69 | 0.2327 | 434490.62 | 3093844.107 | 2.3346 | 0.010746 | 0.0015092 | EPA/NEI; Estimated using an emission factor | 13295635 | 10.0329
2019 | AL | Alabama River Pulp | 10216 | SRSO | SERC South | BLQ | 48 | 0.12089 | 254221.18 | 1635263.028 | 8.0447 | 0.063289 | 0.009839 | EPA/NEI; Estimated using an emission factor | 13526729 | 66.5449
2019 | AL | Albertville | 7924 | SRTV | SERC Tennessee Valley | DFO | 4 |  | 0
2019 | AL | AMEA Sylacauga Plant | 56018 | SRSO | SERC South | NG | 98.6 |  | 53719 | 527470.484 | 1.2554 | 0.046739 | 0.00476 | EPA/NEI | 527470.484 | 1.2554
2019 | AL | ANAD Solar Array | 60680 | SRSO | SERC South | SUN | 7.4 |  | 8870 |  |  |  |  | Estimated using an emission factor | 78979
2019 | AL | APC1 | 7708 | SRSO | SERC South | NG | 270
2019 | AL | APC2 | 7876 | SRSO | SERC South | NG | 300
2019 | AL | APC3 | 7877 | SRSO | SERC South | NG | 200
2019 | AL | Bankhead Dam | 2 | SRSO | SERC South | WAT | 53.9 |  | -284 |  |  |  |  | NEI avg EF - PM, fuel type, firing type | 0
2019 | AL | Barry | 3 | SRSO | SERC South | BIT | 2841.5 |  | 12470807 | 106076028.938 | 643.1557 | 0.10315 | 0.012126 | EPA/NEI | 106076028.938 | 643.1557
2019 | AL | Bartletts Ferry | 702 | SRSO | SERC South | WAT | 173 |  | 506152.002 |  |  |  |  | NEI avg EF - PM, fuel type, firing type | 4506776.938
2019 | AL | Bellefonte | 6150 | SRTV | SERC Tennessee Valley | DFO | 14
2019 | AL | Blackbear Solar 1 | 63765 | SRSO | SERC South | SUN | 100
2019 | AL | Browns Ferry | 46 | SRTV | SERC Tennessee Valley | NUC | 3494 |  | 29519899.999 |  |  |  |  | Estimated using an emission factor | 308235248
2019 | AL | Calhoun Energy Center | 55409 | SRSO | SERC South | NG | 748 |  | 334922 | 3520013.062 | 13.7552 | 0.08214 | 0.0078154 | NEI avg EF - PM, fuel type, firing type | 3520013.062 | 13.7552
2019 | AL | Central Alabama Gen Station | 55440 | SRSO | SERC South | NG | 927.1 |  | 4832746 | 38306111 | 110.2532 | 0.045628 | 0.0057564 | NEI avg EF - PM, fuel type, firing type | 38306111 | 110.2532
2019 | AL | Charles R Lowman | 56 | SRSO | SERC South | BIT | 1264.7 |  | 955004 | 10455835.012 | 93.0489 | 0.19487 | 0.017798 | EPA/NEI | 10455835.012 | 93.0489
2019 | AL | Colbert | 47 | SRTV | SERC Tennessee Valley | NG | 1826 |  | 1670 | 47973.901 | 0.28122 | 0.33679 | 0.011724 | EPA/NEI; Estimated using an emission factor | 47973.901 | 0.28122
2019 | AL | Crestwood Dothan | 54985 | SRSO | SERC South | DFO | 13.6 | 1 | 978.998 | 12345.999 | 1.9136 | 3.9094 | 0.31 | EPA/NEI; Estimated using an emission factor | 12345.999 | 1.9136
2019 | AL | Cumblerland Land Holdings, LLC | 61924 | SRTV | SERC Tennessee Valley | SUN | 14.7 |  | 27084 |  |  |  |  | Estimated using an emission factor | 241157
2019 | AL | Decatur Energy Center | 55292 | SRTV | SERC Tennessee Valley | NG | 902.4 | 1 | 2144807 | 16047028 | 25.0352 | 0.023345 | 0.0031202 | EPA/NEI | 16047028 | 25.0352
2019 | AL | Decatur-Morgan Co LFG Recovery Project | 58061 | SRTV | SERC Tennessee Valley | LFG | 1.6 |  | 12563 | 135758 | 0.99782 | 0.15885 | 0.0147 | Estimated using an emission factor | 135758 | 0.99782
2019 | AL | District 100 Transco Gas Pipe Line | 54743 | SRSO | SERC South | WH | 1.6
2019 | AL | E B Harris Generating Plant | 7897 | SRSO | SERC South | NG | 2534 |  | 4404405 | 30663976.5 | 60.097 | 0.02729 | 0.0039197 | EPA/NEI | 30663976.5 | 60.097
2019 | AL | E C Gaston | 26 | SRSO | SERC South | BIT | 2034 |  | 5688930 | 64010343.5 | 215.8822 | 0.075896 | 0.0067452 | EPA/NEI | 64010343.5 | 215.8822
2019 | AL | ExxonMobil Mobile Bay Onshore | 54550 | SRSO | SERC South | NG | 12 | 0.42151 | 72751 | 381754.588 | 1.0988 | 0.030206 | 0.0057564 | EPA/NEI; Estimated using an emission factor | 905691.234 | 2.6068
2019 | AL | Fort Rucker Solar Array | 60679 | SRSO | SERC South | SUN | 10.6 |  | 14223 |  |  |  |  | Estimated using an emission factor | 126644
2019 | AL | Gadsden | 7 | SRSO | SERC South | NG | 138 | 0.74653 | 169977 | 2211484.529 | 6.7073 | 0.07892 | 0.0060659 | EPA/NEI; Estimated using an emission factor | 2962336.725 | 8.9845
2019 | AL | Gantt | 53 | SRSO | SERC South | WAT | 3 |  | 3003 |  |  |  |  | NEI avg EF - PM, fuel type, firing type | 26738
2019 | AL | Georgia-Pacific Brewton Mill | 54789 | SRSO | SERC South | BLQ | 115.9 | 0.17716 | 472586.682 | 2662702.188 | 8.753 | 0.037043 | 0.0065745 | EPA/NEI; Estimated using an emission factor | 15029840.5 | 49.4071
2019 | AL | Georgia-Pacific Consr Prods LP-Naheola | 10699 | SRSO | SERC South | BLQ | 118.7 | 0.12593 | 337954 | 1713776.687 | 1.6449 | 0.0097343 | 0.0019196 | EPA/NEI; Estimated using an emission factor | 15991004 | 13.0614
2019 | AL | Goat Rock | 707 | SRSO | SERC South | WAT | 44.6 |  | 152488.002 |  |  |  |  | EPA/NEI; Estimated using an emission factor | 1357754
2019 | AL | Gorgas | 8 | SRSO | SERC South | BIT | 1416.7 |  | 490760 | 5833138.922 | 89.247 | 0.36371 | 0.0306 | EPA/NEI | 5833138.922 | 89.247
2019 | AL | Greene County | 10 | SRSO | SERC South | NG | 1288.4 |  | 1767889.004 | 18820244.773 | 68.9269 | 0.077977 | 0.0073248 | EPA/NEI | 18820244.773 | 68.9269
2019 | AL | Guntersville | 48 | SRTV | SERC Tennessee Valley | WAT | 115.2 |  | 667523 |  |  |  |  | NEI avg EF - PM, fuel type, firing type | 5943625
2019 | AL | H Neely Henry Dam | 11 | SRSO | SERC South | WAT | 72.9 |  | 251681.001 |  |  |  |  | NEI avg EF - PM, fuel type, firing type | 2240969.062
2019 | AL | Harris Dam | 6188 | SRSO | SERC South | WAT | 135 |  | 157954 |  |  |  |  | NEI avg EF - PM, fuel type, firing type | 1406424
2019 | AL | Hillabee Energy Center | 55411 | SRSO | SERC South | NG | 822.8 |  | 5035173 | 35379758 | 101.8305 | 0.040448 | 0.0057564 | NEI avg EF - PM, fuel type, firing type | 35379758 | 101.8305
2019 | AL | Hog Bayou Energy Center | 55241 | SRSO | SERC South | NG | 280 | 1 | 1088349 | 8107378.5 | 23.3348 | 0.042881 | 0.0057564 | NEI avg EF - PM, fuel type, firing type | 8107378.5 | 23.3348
2019 | AL | Holt Dam | 12 | SRSO | SERC South | WAT | 46.9 |  | 169711 |  |  |  |  | NEI avg EF - PM, fuel type, firing type | 1511106
2019 | AL | International Paper Pine Hill Mill | 54752 | SRSO | SERC South | BLQ | 77.4 | 0.16905 | 475439 | 2791379.96 | 16.9664 | 0.071371 | 0.012156 | EPA/NEI; Estimated using an emission factor | 16511843.5 | 100.3612
2019 | AL | International Paper-Prattville Mill | 52140 | SRSO | SERC South | BLQ | 89.8 | 0.17585 | 595846 | 1071913.93 | 8.437 | 0.028319 | 0.015742 | EPA/NEI; Estimated using an emission factor | 6095607.25 | 47.9783
2019 | AL | International Paper-Riverdale Mill | 54096 | SRSO | SERC South | NG | 104.2 | 0.21972 | 601672 | 2288212.253 | 1.2202 | 0.0040559 | 0.0010665 | EPA/NEI | 10414350.5 | 5.5534
2019 | AL | James H Miller Jr | 6002 | SRSO | SERC South | SUB | 2822 |  | 18490948 | 199896552 | 135.9824 | 0.014708 | 0.0013605 | EPA/NEI | 199896552 | 135.9824
2019 | AL | Jones Bluff | 6131 | SRSO | SERC South | WAT | 82 |  | 253223 |  |  |  |  | NEI avg EF - PM, fuel type, firing type | 2254699
2019 | AL | Jordan Dam | 13 | SRSO | SERC South | WAT | 100 |  | 399857 |  |  |  |  | NEI avg EF - PM, fuel type, firing type | 3560327
2019 | AL | Joseph M Farley | 6001 | SRSO | SERC South | NUC | 1776.4 |  | 14136962 |  |  |  |  | Estimated using an emission factor | 147612624
2019 | AL | Kimberly Clark Mobile - CHP Plant | 62449 | SRSO | SERC South | NG | 50 | 1 | 257522 | 2865800 | 7.8572 | 0.061021 | 0.0054834 | NEI avg EF - PM, fuel type, firing type | 2865800 | 7.8572
2019 | AL | LaFayette Solar Farm | 60583 | SRSO | SERC South | SUN | 79.2 |  | 167107 |  |  |  |  | Estimated using an emission factor | 1487921
2019 | AL | Langdale | 711 | SRSO | SERC South | WAT | 1 |  | 0
2019 | AL | Lay Dam | 15 | SRSO | SERC South | WAT | 177 |  | 667282.998 |  |  |  |  | NEI avg EF - PM, fuel type, firing type | 5941486.125
2019 | AL | Lewis Smith Dam | 18 | SRSO | SERC South | WAT | 181 |  | 410236 |  |  |  |  | NEI avg EF - PM, fuel type, firing type | 3652742
2019 | AL | Logan Martin Dam | 14 | SRSO | SERC South | WAT | 128.1 |  | 446040 |  |  |  |  | NEI avg EF - PM, fuel type, firing type | 3971541
2019 | AL | Martin Dam | 16 | SRSO | SERC South | WAT | 210.6 |  | 411794.999 |  |  |  |  | NEI avg EF - PM, fuel type, firing type | 3666622
2019 | AL | McIntosh (7063) | 7063 | SRSO | SERC South | NG | 676 |  | 661232 | 7038724.059 | 22.7145 | 0.068704 | 0.0064541 | EPA/NEI | 7038724.059 | 22.7145
2019 | AL | McWilliams | 533 | SRSO | SERC South | NG | 654 |  | 3560672 | 26183654.25 | 79.7806 | 0.044812 | 0.0060939 | EPA/NEI; Estimated using an emission factor | 26183654.25 | 79.7806
2019 | AL | Millers Ferry | 38 | SRSO | SERC South | WAT | 101.1 |  | 292068 |  |  |  |  | NEI avg EF - PM, fuel type, firing type | 2600574.938
2019 | AL | Mitchell Dam | 17 | SRSO | SERC South | WAT | 170 |  | 539163 |  |  |  |  | NEI avg EF - PM, fuel type, firing type | 4800709.062
2019 | AL | Mobile Energy Services LLC | 50407 | SRSO | SERC South | NG | 109.2 | 0.28088 | 35796 | 259876.488 | 1.2211 | 0.068226 | 0.0093976 | EPA/NEI; Estimated using an emission factor | 925235.438 | 4.3475
2019 | AL | Morgan Energy Center | 55293 | SRTV | SERC Tennessee Valley | NG | 900 | 0.81225 | 3121340 | 20258129.77 | 31.7419 | 0.020339 | 0.0031337 | EPA/NEI | 24940672.5 | 39.0789
2019 | AL | Muscle Shoals | 62462 | SRTV | SERC Tennessee Valley | SUN | 227
2019 | AL | Packaging Corporation of America Jackson Mill | 55044 | SRSO | SERC South | BLQ | 15.6 | 0.083656 | 123143.11 | 698190.916 | 1.0036 | 0.0163 | 0.0028749 | EPA/NEI; Estimated using an emission factor | 8345998.188 | 11.9968
2019 | AL | Pinckard Solar | 62787 | SRSO | SERC South | SUN | 85.1
2019 | AL | Plant H. Allen Franklin | 7710 | SRSO | SERC South | NG | 2683.8 |  | 12462636 | 86049212 | 196.1363 | 0.031476 | 0.0045587 | EPA/NEI | 86049212 | 196.1363
2019 | AL | Point A | 55 | SRSO | SERC South | WAT | 5.2 |  | 10702 |  |  |  |  | NEI avg EF - PM, fuel type, firing type | 95290
2019 | AL | Redstone Arsenal Hybrid | 61901 | SRTV | SERC Tennessee Valley | SUN | 11 |  | 18111 | 0 |  |  |  | EPA/NEI; Estimated using an emission factor | 161758
2019 | AL | River Bend Solar, LLC | 60058 | SRTV | SERC Tennessee Valley | SUN | 75 |  | 149488 |  |  |  |  | Estimated using an emission factor | 1331043
2019 | AL | SABIC Innovative Plastics - Burkville | 7698 | SRSO | SERC South | NG | 97 | 0.41119 | 407967 | 1784609.933 | 12.4518 | 0.061043 | 0.013955 | EPA/NEI | 4340149 | 30.2826
2019 | AL | Sand Valley Power Station | 59710 | SRTV | SERC Tennessee Valley | LFG | 4.8 |  | 27918.999 | 386839.008 | 2.8433 | 0.20368 | 0.0147 | Estimated using an emission factor | 386839.008 | 2.8433
2019 | AL | Sloss Industries Corp | 50359 | SRSO | SERC South | COG | 25 | 0 | 0 | 0 | 0 |  |  | NEI avg EF - PM, fuel type | 1626378.5 | 9.4373
2019 | AL | Tenaska Lindsay Hill Generating Station | 55271 | SRSO | SERC South | NG | 939.4 |  | 1723985 | 12830878.75 | 36.93 | 0.042843 | 0.0057564 | NEI avg EF - PM, fuel type, firing type | 12830878.75 | 36.93
2019 | AL | Theodore Cogeneration | 7721 | SRSO | SERC South | NG | 317.4 | 0.70011 | 1551817 | 9064021.622 | 72.588 | 0.093552 | 0.016017 | EPA/NEI | 12946529 | 103.6806
2019 | AL | Thurlow Dam | 19 | SRSO | SERC South | WAT | 91 |  | 239763 |  |  |  |  | NEI avg EF - PM, fuel type, firing type | 2134852
2019 | AL | Tom Bevill Lock and Dam Hydroelectric | 61749 | SRTV | SERC Tennessee Valley | WAT | 12
2019 | AL | U S Alliance Coosa Pines | 54216 | SRSO | SERC South | BLQ | 55.4 | 0.08879 | 154992 | 857963.714 | 0.9616 | 0.012408 | 0.0022416 | EPA/NEI; Estimated using an emission factor | 9662847.75 | 10.83
2019 | AL | Walter Bouldin Dam | 4 | SRSO | SERC South | WAT | 225 |  | 723690 |  |  |  |  | NEI avg EF - PM, fuel type, firing type | 6443736
2019 | AL | Walton Discover Power Facility | 55138 | SRSO | SERC South | NG | 103 |  | 8937 | 112737.934 | 0.44055 | 0.09859 | 0.0078154 | NEI avg EF - PM, fuel type, firing type | 112737.934 | 0.44055
2019 | AL | Washington County Cogen (Olin) | 7697 | SRSO | SERC South | NG | 122.5 | 0.60079 | 823931 | 5509278.843 | 36.592 | 0.088823 | 0.013284 | EPA/NEI | 9170001 | 60.906
2019 | AL | Weiss Dam | 20 | SRSO | SERC South | WAT | 87.6 |  | 272027.001 |  |  |  |  | NEI avg EF - PM, fuel type, firing type | 2422128
2019 | AL | Westervelt Moundville Cogen | 57467 | SRSO | SERC South |  | 13 | 0.13842 | 30940 | [5 empty] | 1282707.688
2019 | AL | WestRock Coated Board | 54802 | SRSO | SERC South | NG | 120.5 | 0.17292 | 774615 | 2633844.905 | 1.386 | 0.0035786 | 0.0010525 | EPA/NEI | 15231458.5 | 8.0153
2019 | AL | WestRock Demopolis Mill | 54763 | SRSO | SERC South | BLQ | 76.4 | 0.12898 | 296593.257 | 1675582.805 | 5.6435 | 0.038055 | 0.0067362 | EPA/NEI; Estimated using an emission factor | 12991432.875 | 43.7562
2019 | AL | Wheeler Dam | 49 | SRTV | SERC Tennessee Valley | WAT | 404 |  | 1630299.999 |  |  |  |  | NEI avg EF - PM, fuel type, firing type | 14516190.75
2019 | AL | Widows Creek | 50 | SRTV | SERC Tennessee Valley | BIT | 1968.6
2019 | AL | Wilson Dam | 6440 | SRTV | SERC Tennessee Valley | WAT | 666.7 |  | 3045105.004 |  |  |  |  | NEI avg EF - PM, fuel type, firing type | 27113615.25
2019 | AL | Yates Dam | 21 | SRSO | SERC South | WAT | 50.5 |  | 155736 |  |  |  |  | NEI avg EF - PM, fuel type, firing type | 1386674
2019 | AL | Yellowhammer Gas Plant | 54730 | SRSO | SERC South | NG | 3.4 | 1 | 16795 | 290237 | 0.79574 | 0.094759 | 0.0054834 | NEI avg EF - PM, fuel type, firing type | 290237 | 0.79574
2019 | AR | Archer Daniels Midland Little Rock | 54311 | SRMV | SERC Mississippi Valley | NG | 4
2019 | AR | Arkansas Nuclear One | 8055 | SRMV | SERC Mississippi Valley | NUC | 1845 |  | 13574947 |  |  |  |  | Estimated using an emission factor | 141867336
2019 | AR | Ashdown | 54104 | SPSO | SPP South | BLQ | 156.5 | 0.147 | 667162.34 | 3675259.088 | 13.7636 | 0.04126 | 0.0074898 | EPA/NEI; Estimated using an emission factor | 25001710.25 | 93.6297
2019 | AR | Beaver Dam | 182 | SPSO | SPP South | WAT | 112 |  | 261746 |  |  |  |  | NEI avg EF - PM, fuel type, firing type | 2330586
2019 | AR | Blakely Mountain | 197 | SRMV | SERC Mississippi Valley | WAT | 75 |  | 231668 |  |  |  |  | NEI avg EF - PM, fuel type, firing type | 2062772
2019 | AR | Bull Shoals | 198 | SPSO | SPP South | WAT | 340 |  | 1428481 |  |  |  |  | NEI avg EF - PM, fuel type, firing type | 12719194
2019 | AR | Carl Bailey | 202 | SRMV | SERC Mississippi Valley | NG | 120 |  | 15894 | 215499.438 | 0.3609 | 0.045413 | 0.0033494 | EPA/NEI | 215499.438 | 0.3609
2019 | AR | Carpenter | 166 | SRMV | SERC Mississippi Valley | WAT | 56 |  | 76107 |  |  |  |  | NEI avg EF - PM, fuel type, firing type | 677656
2019 | AR | Cecil Lynch | 167 | SRMV | SERC Mississippi Valley |  | 231
2019 | AR | Chicot Solar | 63295 | SRMV | SERC Mississippi Valley | SUN | 100
2019 | AR | City Water & Light - City of Jonesboro | 56505 | SPSO | SPP South | NG | 224.3 |  | 27266.001 | 269721.496 | 7.9016 | 0.5796 | 0.058591 | EPA/NEI | 269721.496 | 7.9016
2019 | AR | Clearwater Paper APP CB | 50638 | SRMV | SERC Mississippi Valley | BLQ | 28 | 0.076766 | 114107 | 659958.367 | 1.4913 | 0.026138 | 0.0045193 | EPA/NEI; Estimated using an emission factor | 8597007.25 | 19.4263
2019 | AR | Columbia Flooring Melbourne | 56182 | SRMV | SERC Mississippi Valley | WDS | 2 | 1 | 0
2019 | AR | Dam 2 | 7246 | SRMV | SERC Mississippi Valley | WAT | 102.6 |  | 311700 |  |  |  |  | NEI avg EF - PM, fuel type, firing type | 2775375.938
2019 | AR | Dardanelle | 199 | SPSO | SPP South | WAT | 160.8 |  | 594423 |  |  |  |  | NEI avg EF - PM, fuel type, firing type | 5292743
2019 | AR | Degray | 187 | SRMV | SERC Mississippi Valley | WAT | 68 |  | 122691 |  |  |  |  | EPA/NEI; Estimated using an emission factor | 640812
2019 | AR | Dell Power Plant | 55340 | SRMW | SERC Midwest | NG | 679.1 |  | 3229128 | 24955599 | 63.8747 | 0.039562 | 0.0051191 | EPA/NEI | 24955599 | 63.8747
2019 | AR | Elkins Generating Center | 56489 | SPSO | SPP South | NG | 66 |  | 13824.999 | 159006.996 | 0.43595 | 0.063067 | 0.0054834 | NEI avg EF - PM, fuel type, firing type | 159006.996 | 0.43595
2019 | AR | Ellis Hydro | 7040 | SPSO | SPP South | WAT | 32.4 |  | 99455.001 |  |  |  |  | NEI avg EF - PM, fuel type, firing type | 885546
2019 | AR | FECC Solar Benton | 61839 | SRMV | SERC Mississippi Valley | SUN | 1 |  | 1457 |  |  |  |  | Estimated using an emission factor | 12974
2019 | AR | Flint Creek Power Plant | 6138 | SPSO | SPP South | SUB | 558 |  | 2376855 | 25655324 | 7.5851 | 0.0063825 | 0.00059131 | EPA/NEI | 25655324 | 7.5851
2019 | AR | Fourche Creek Wastewater | 10050 | SRMV | SERC Mississippi Valley | OBG | 2.8 | 0.40711 | 5480 | 27207.598 | 0.19998 | 0.072984 | 0.0147 | EPA/NEI; Estimated using an emission factor | 66831 | 0.49121
2019 | AR | Fulton | 7825 | SPSO | SPP South | NG | 154.8 |  | 118888 | 1238069 | 0.95037 | 0.015988 | 0.0015352 | EPA/NEI | 1238069 | 0.95037
2019 | AR | Genova Arkansas I LLC | 55869 | MROW | MRO West | NG | 631.4
2019 | AR | Georgia-Pacific Crossett LLC | 10606 | SRMV | SERC Mississippi Valley | BLQ | 91.6 | 0.13441 | 398237.38 | 2240511.114 | 5.0742 | 0.025483 | 0.0045295 | EPA/NEI; Estimated using an emission factor | 16669716.375 | 37.753
2019 | AR | Greers Ferry Lake | 188 | SPSO | SPP South | WAT | 96 |  | 296621 |  |  |  |  | NEI avg EF - PM, fuel type, firing type | 2641114
2019 | AR | Hamilton Moses | 168 | SRMV | SERC Mississippi Valley | NG | 138
2019 | AR | Happy Solar 1 | 63766 |  |  | SUN | 95
2019 | AR | Harry D. Mattison Power Plant | 56328 | SPSO | SPP South | NG | 349 |  | 155985 | 1954952 | 7.3417 | 0.094133 | 0.0075108 | EPA/NEI | 1954952 | 7.3417
2019 | AR | Harvey Couch | 169 | SRMV | SERC Mississippi Valley | NG | 182.7
2019 | AR | Hot Spring Energy Facility | 55418 | SRMV | SERC Mississippi Valley | NG | 1429.7 |  | 2937705 | 22126480 | 29.4283 | 0.020035 | 0.00266 | EPA/NEI | 22126480 | 29.4283
2019 | AR | Independence | 6641 | SRMV | SERC Mississippi Valley | SUB | 1800 |  | 5655503 | 65793988 | 215.7068 | 0.076282 | 0.006557 | EPA/NEI | 65793988 | 215.7068
2019 | AR | John W. Turk Jr. Power Plant | 56564 | SPSO | SPP South | SUB | 609 |  | 4015020 | 37247700 | 16.8515 | 0.0083942 | 0.00090483 | EPA/NEI | 37247700 | 16.8515
2019 | AR | Lake Catherine | 170 | SRMV | SERC Mississippi Valley | NG | 752 |  | 127495 | 1755797.375 | 6.5348 | 0.10251 | 0.0074437 | EPA/NEI | 1755797.375 | 6.5348
2019 | AR | Lee Creek Water Treatment Facility | 54283 | SRMV | SERC Mississippi Valley | WAT | 1.3 |  | 0
2019 | AR | Mabelvale | 171 | SRMV | SERC Mississippi Valley | NG | 78
2019 | AR | Magnet Cove Generating Station | 55714 | SRMV | SERC Mississippi Valley | NG | 746 |  | 1705578 | 12396246 | 24.4132 | 0.028627 | 0.0039388 | EPA/NEI | 12396246 | 24.4132
2019 | AR | McClellan | 203 | SRMV | SERC Mississippi Valley | NG | 136 |  | 34073 | 410199.688 | 2.2462 | 0.13184 | 0.010952 | EPA/NEI | 410199.688 | 2.2462
2019 | AR | Municipal Light | 193 | SRMV | SERC Mississippi Valley | DFO | 7.2 |  | 9 | 105.999 | 0.016399 | 3.6442 | 0.30942 | NEI avg EF - PM, fuel type, firing type | 105.999 | 0.016399
2019 | AR | Murray | 7166 | SRMV | SERC Mississippi Valley | WAT | 45.4 |  | 89605 |  |  |  |  | NEI avg EF - PM, fuel type, firing type | 797841
2019 | AR | Narrows (AR) | 195 | SPSO | SPP South | WAT | 25.5 |  | 71172.999 |  |  |  |  | NEI avg EF - PM, fuel type, firing type | 633725.016
2019 | AR | Noland Wastewater Treatment Plant Hybrid | 62682 | SPSO | SPP South | SUN | 11 |  | 3055 | 0 |  |  |  | EPA/NEI; Estimated using an emission factor | 28270
2019 | AR | Norfork | 196 | SPSO | SPP South | WAT | 80.4 |  | 287794 |  |  |  |  | NEI avg EF - PM, fuel type, firing type | 2562517
2019 | AR | Osceola (AR) | 172 | SRMV | SERC Mississippi Valley | DFO | 9.6 |  | 0
2019 | AR | Oswald Generating Station | 55221 | SRMV | SERC Mississippi Valley | NG | 599.5 |  | 368940 | 2876196.562 | 4.9494 | 0.02683 | 0.0034416 | EPA/NEI | 2876196.562 | 4.9494
2019 | AR | Ozark | 6142 | SPSO | SPP South | WAT | 100 |  | 89547 |  |  |  |  | NEI avg EF - PM, fuel type, firing type | 797326.016
2019 | AR | Ozarks Natural Energy Community Solar | 60924 | SPSO | SPP South | SUN | 1 |  | 1533 |  |  |  |  | Estimated using an emission factor | 13651
2019 | AR | Paragould | 192 | SPSO | SPP South | DFO | 4.1
2019 | AR | Paragould Reciprocating | 8015 | SPSO | SPP South | NG | 19.2 |  | 473.001 | 4733.001 | 0.00099866 | 0.0042227 | 0.000422 | Estimated using an emission factor | 4733.001 | 0.00099866
2019 | AR | Paragould Turbine | 7283 | SPSO | SPP South | NG | 13.9 |  | 84 | 1173 | 0.003216 | 0.076572 | 0.0054834 | EPA/NEI; Estimated using an emission factor | 1173 | 0.003216
2019 | AR | Pine Bluff Energy Center | 55075 | SRMV | SERC Mississippi Valley | NG | 236 | 0.53655 | 1169258 | 6541993.943 | 0.62149 | 0.001063 | 0.00019 | EPA/NEI | 12192780 | 1.1583
2019 | AR | Pine Bluff Mill | 10627 | SRMV | SERC Mississippi Valley | BLQ | 85 | 0.17691 | 412561 | 2353518.295 | 2.8837 | 0.013979 | 0.0024505 | EPA/NEI; Estimated using an emission factor | 13303222.219 | 16.3
2019 | AR | Plum Point Energy Station | 56456 | SRMV | SERC Mississippi Valley | SUB | 720 |  | 3944609 | 43150540 | 213.2345 | 0.10811 | 0.0098833 | EPA/NEI | 43150540 | 213.2345
2019 | AR | Remmel | 174 | SRMV | SERC Mississippi Valley | WAT | 9 |  | 52620 |  |  |  |  | NEI avg EF - PM, fuel type, firing type | 468530.016
2019 | AR | Riceland Foods Cogeneration Plant | 56079 | SRMV | SERC Mississippi Valley | OBS | 18 | 0.068529 | 22286 | 135437.649 | 0.92975 | 0.083438 | 0.01373 | NEI avg EF - PM, fuel type | 1976350.5 | 13.5672
2019 | AR | Robert E Ritchie | 173 | SRMV | SERC Mississippi Valley | NG | 923.1
2019 | AR | Scenic Hill Solar III | 61869 | SPSO | SPP South | SUN | 5 |  | 10161 |  |  |  |  | Estimated using an emission factor | 90474
2019 | AR | Scenic Hill Solar IV, LLC | 63627 |  |  | SUN | 2.2 |  | 0
2019 | AR | Searcy Solar Hybrid | 62617 | SRMV | SERC Mississippi Valley |  | 110
2019 | AR | SR Camden | 59947 | SRMV | SERC Mississippi Valley | SUN | 12 |  | 26019 |  |  |  |  | Estimated using an emission factor | 231674
2019 | AR | Stuttgart Solar | 61262 | SRMV | SERC Mississippi Valley | SUN | 81 |  | 162317 |  |  |  |  | Estimated using an emission factor | 1445269
2019 | AR | Thomas Fitzhugh | 201 | SPSO | SPP South | NG | 185 |  | 254918 | 2371202.5 | 0.22526 | 0.0017673 | 0.00019 | EPA/NEI | 2371202.5 | 0.22526
2019 | AR | Two Pine Landfill Gas Recovery | 56523 | SRMV | SERC Mississippi Valley | LFG | 5.6 | 1 | 31926 | 385801.008 | 2.8356 | 0.17764 | 0.0147 | EPA/NEI; Estimated using an emission factor | 385801.008 | 2.8356
2019 | AR | UA Central Utility Plant | 60536 | SPSO | SPP South | NG | 5.6 | 0.99758 | 42074 | 477943.743 | 1.3104 | 0.062289 | 0.0054834 | NEI avg EF - PM, fuel type, firing type | 479104 | 1.3136
2019 | AR | Union Power Station | 55380 | SRMV | SERC Mississippi Valley | NG | 2428 |  | 11267495 | 79672163 | 1234.2315 | 0.21908 | 0.030983 | EPA/NEI | 79672163 | 1234.2315
2019 | AR | Waste Management Eco Vista LFGTE | 57025 | SPSO | SPP South | LFG | 4 |  | 33504 | 398486.016 | 2.9289 | 0.17484 | 0.0147 | Estimated using an emission factor | 398486.016 | 2.9289
2019 | AR | Westside Wastewater Treatment Plant Hybrid | 62683 | SPSO | SPP South | SUN | 11 |  | 3159 | 0 |  |  |  | EPA/NEI; Estimated using an emission factor | 29100
2019 | AR | Whillock | 7135 | SRMV | SERC Mississippi Valley | WAT | 32.4 |  | 122040 |  |  |  |  | NEI avg EF - PM, fuel type, firing type | 1086643.031
2019 | AR | White Bluff | 6009 | SRMV | SERC Mississippi Valley | SUB | 1800 |  | 6743332 | 80105836 | 624.8563 | 0.18533 | 0.015601 | EPA/NEI | 80105836 | 624.8563
2019 | AR | White River Lock and Dam 1 | 57160 | SRMV | SERC Mississippi Valley | WAT | 4.3 |  | 15727 |  |  |  |  | NEI avg EF - PM, fuel type, firing type | 140033
2019 | AR | White River Lock and Dam 2 | 57161 | SRMV | SERC Mississippi Valley | WAT | 3.5 |  | 15077 |  |  |  |  | NEI avg EF - PM, fuel type, firing type | 134245
2019 | AR | White River Lock and Dam 3 | 57162 | SRMV | SERC Mississippi Valley | WAT | 4.3 |  | 18945 |  |  |  |  | NEI avg EF - PM, fuel type, firing type | 168685
2019 | AZ | Actus Lend Lease DMAFB | 58632 | AZNM | WECC Southwest | SUN | 3 |  | 3792 |  |  |  |  | Estimated using an emission factor | 33765
2019 | AZ | AES ES GILBERT | 61861 | AZNM | WECC Southwest | MWH | 10 |  | -1560 | 0 |  |  |  |  | 0
2019 | AZ | Agua Caliente Solar Project | 57373 | CAMX | WECC California | SUN | 637.7 |  | 716167 |  |  |  |  | EPA/NEI; Estimated using an emission factor | 6376752
2019 | AZ | Agua Fria Generating Station | 141 | AZNM | WECC Southwest | NG | 613.5 |  | 228022.001 | 2655975.562 | 0.57103 | 0.0050086 | 0.00043 | EPA/NEI; Estimated using an emission factor | 2657186.562 | 0.57103
2019 | AZ | Amphitheater High School Solar | 60684 | AZNM | WECC Southwest | SUN | 1 |  | 2193 |  |  |  |  | Estimated using an emission factor | 19527
2019 | AZ | Apache Solar 1 | 60964 | AZNM | WECC Southwest | SUN | 20 |  | 52017 |  |  |  |  | Estimated using an emission factor | 463158
2019 | AZ | Apache Station | 160 | AZNM | WECC Southwest | NG | 660.7 |  | 2002818 | 22279892.812 | 237.5616 | 0.23723 | 0.021325 | EPA/NEI | 22279892.812 | 237.5616
2019 | AZ | APS Saguaro Power Plant | 118 | AZNM | WECC Southwest | NG | 435.5 |  | 118593 | 1064972.125 | 4.1616 | 0.070183 | 0.0078154 | EPA/NEI; Estimated using an emission factor | 1064972.125 | 4.1616
2019 | AZ | APS West Phoenix Power Plant | 117 | AZNM | WECC Southwest | NG | 1326.9 |  | 2970148 | 16601585.75 | 26.434 | 0.0178 | 0.0031845 | EPA/NEI | 16601585.75 | 26.434
2019 | AZ | Arizona State University CHP | 58199 | AZNM | WECC Southwest | NG | 17.1 | 0.44247 | 39186 | 207598.522 | 0.043803 | 0.0022357 | 0.000422 | EPA/NEI; Estimated using an emission factor | 469180.281 | 0.098997
2019 | AZ | Arizona Western College PV | 57765 | AZNM | WECC Southwest | SUN | 5.7 |  | 8165.001 |  |  |  |  | EPA/NEI; Estimated using an emission factor | 72702.999
2019 | AZ | Arlington Valley Energy Facility | 55282 | AZNM | WECC Southwest | NG | 713 |  | 2928495 | 21426908 | 13.4055 | 0.0091552 | 0.0012513 | EPA/NEI | 21426908 | 13.4055
2019 | AZ | Arlington Valley Solar Energy I | 57679 | AZNM | WECC Southwest | SUN | 127
2019 | AZ | Arlington Valley Solar Energy II | 57680 | AZNM | WECC Southwest | SUN | 129 |  | 348390.001 |  |  |  |  | Estimated using an emission factor | 3102063.906
2019 | AZ | Arzon Solar UASTP Solar Power Station | 57930 | AZNM | WECC Southwest | SUN | 1.9
2019 | AZ | Atlas | 63798 | AZNM | WECC Southwest |  | 600
2019 | AZ | Avalon Solar | 59168 | AZNM | WECC Southwest | SUN | 29 |  | 73955 |  |  |  |  | Estimated using an emission factor | 658494
2019 | AZ | Avalon Solar II | 60062 | AZNM | WECC Southwest | SUN | 16 |  | 42797 |  |  |  |  | Estimated using an emission factor | 381065
2019 | AZ | Avra Valley Solar | 57657 | AZNM | WECC Southwest | SUN | 26.5 |  | 68384 |  |  |  |  | Estimated using an emission factor | 608891
2019 | AZ | AZ State University - Tempe Campus Solar | 62643 | AZNM | WECC Southwest | SUN | 2.4 |  | 8071.002 |  |  |  |  | Estimated using an emission factor | 71863.999
2019 | AZ | Badger 1 | 58262 | AZNM | WECC Southwest | SUN | 14.8 |  | 38976 |  |  |  |  | Estimated using an emission factor | 347042
2019 | AZ | Black Mountain Generating Station | 56482 | AZNM | WECC Southwest | NG | 121 |  | 98009 | 1007174.266 | 3.6238 | 0.073948 | 0.0071959 | EPA/NEI | 1007174.266 | 3.6238
2019 | AZ | Black Mountain Solar LLC | 58042 | AZNM | WECC Southwest | SUN | 9 |  | 20828 |  |  |  |  | Estimated using an emission factor | 185453
2019 | AZ | Bonnybrooke PV | 60413 | AZNM | WECC Southwest | SUN | 50 |  | 136141 |  |  |  |  | Estimated using an emission factor | 1212200
2019 | AZ | Buckeye Generation Center, LLC | 59471 | AZNM | WECC Southwest | NG | 652.2
2019 | AZ | Buckeye Union HS District 201 | 58037 | AZNM | WECC Southwest | SUN | 3.3 |  | 7211 |  |  |  |  | Estimated using an emission factor | 64205
2019 | AZ | Canyon Del Oro High School Solar | 60685 | AZNM | WECC Southwest | SUN | 1.5 |  | 2912 |  |  |  |  | Estimated using an emission factor | 25929
2019 | AZ | Childs | 112 | AZNM | WECC Southwest | WAT | 5.4
2019 | AZ | Chino Solar Valley | 57560 | AZNM | WECC Southwest | SUN | 19 |  | 44826 |  |  |  |  | Estimated using an emission factor | 399129
2019 | AZ | Cholla | 113 | AZNM | WECC Southwest | SUB | 1128.8 |  | 2782781 | 34282183.5 | 222.1205 | 0.15964 | 0.012958 | EPA/NEI | 34282183.5 | 222.1205
2019 | AZ | Cogeneration 1 | 56229 | AZNM | WECC Southwest | NG | 9 | 0.43572 | 55890.43 | 289219.942 | 0.061025 | 0.0021837 | 0.000422 | Estimated using an emission factor | 663772.688 | 0.14006
2019 | AZ | Cogeneration 2 | 59233 | AZNM | WECC Southwest | NG | 6 | 0.39201 | 41397.66 | 212785.562 | 0.044898 | 0.0021691 | 0.000422 | Estimated using an emission factor | 542806.75 | 0.11453
2019 | AZ | Cogenra - TEP | 58832 | AZNM | WECC Southwest | SUN | 1 |  | 2094 |  |  |  |  | Estimated using an emission factor | 18646
2019 | AZ | Concord Blue Eagar, LLC | 60374 | AZNM | WECC Southwest | OBG | 1.2
2019 | AZ | Coolidge Generating Station | 56948 | AZNM | WECC Southwest | NG | 726 |  | 330192 | 3444174.062 | 13.4589 | 0.081521 | 0.0078154 | NEI avg EF - PM, fuel type, firing type | 3444174.062 | 13.4589
2019 | AZ | Copper Crossing Energy Center | 58413 | AZNM | WECC Southwest | NG | 1678
2019 | AZ | Coronado Generating Station | 6177 | AZNM | WECC Southwest | RC | 821.8 |  | 2074935 | 26665905 | 339.4541 | 0.32719 | 0.02546 | EPA/NEI | 26665905 | 339.4541
2019 | AZ | Cotton Center Solar Hybrid | 57561 | AZNM | WECC Southwest | SUN | 34 |  | 39075 |  |  |  |  | EPA/NEI; Estimated using an emission factor | 347923
2019 | AZ | Crosscut | 143 | AZNM | WECC Southwest |  | 33
2019 | AZ | Davis Dam | 152 | AZNM | WECC Southwest | WAT | 254.8 |  | 1033569 |  |  |  |  | NEI avg EF - PM, fuel type, firing type | 9202896.75
2019 | AZ | Davis Monthan AFB (AZ) West Airfield | 59779 | AZNM | WECC Southwest | SUN | 12.6 |  | 30156 |  |  |  |  | Estimated using an emission factor | 268509
2019 | AZ | De Moss Petrie Generating Station | 124 | AZNM | WECC Southwest | NG | 85 |  | 16300 | 229957.328 | 0.89861 | 0.11026 | 0.0078154 | NEI avg EF - PM, fuel type, firing type | 229957.328 | 0.89861
2019 | AZ | Desert Basin Generating Station | 55129 | AZNM | WECC Southwest | NG | 646.1 |  | 2220079 | 17339157 | 49.9058 | 0.044959 | 0.0057564 | NEI avg EF - PM, fuel type, firing type | 17339157 | 49.9058
2019 | AZ | Desert Star | 59444 | AZNM | WECC Southwest | SUN | 10 |  | 31006 |  |  |  |  | Estimated using an emission factor | 276078
2019 | AZ | Desert Star Hybrid | 62965 | AZNM | WECC Southwest | SUN | 20 |  | 31006 |  |  |  |  | EPA/NEI; Estimated using an emission factor | 276078
2019 | AZ | Dolan Springs | 57920 | AZNM | WECC Southwest | WND | 300
2019 | AZ | Douglas | 114 | AZNM | WECC Southwest | DFO | 26.1 |  | 59 | 2858 | 0.024664 | 0.83605 | 0.017259 | NEI avg EF - PM, fuel type, firing type | 2858 | 0.024664
2019 | AZ | Dry Lake Solar | 57922 | AZNM | WECC Southwest | SUN | 50
2019 | AZ | Dry Lake Wind LLC | 57098 | AZNM | WECC Southwest | WND | 63 |  | 118868 |  |  |  |  | Estimated using an emission factor | 1058401
2019 | AZ | East Line Solar | 62899 | AZNM | WECC Southwest | SUN | 100
2019 | AZ | El Sol BESS | 62964 | AZNM | WECC Southwest | MWH | 50
2019 | AZ | Estrella Mountain PV | 60230 | AZNM | WECC Southwest | SUN | 1.8 |  | 3722 |  |  |  |  | Estimated using an emission factor | 33141
2019 | AZ | FirstEnergy | 55711 | AZNM | WECC Southwest | NG | 1080
2019 | AZ | Foothills Solar Plant Hybrid | 57997 | AZNM | WECC Southwest | SUN | 73 |  | 95510 |  |  |  |  | EPA/NEI; Estimated using an emission factor | 850421
2019 | AZ | Fort Huachuca Solar PV Project | 58972 | AZNM | WECC Southwest | SUN | 17.7 |  | 37307 |  |  |  |  | Estimated using an emission factor | 332181.008
2019 | AZ | Gato Montes Solar, LLC | 58842 | AZNM | WECC Southwest | SUN | 5 |  | 8499 |  |  |  |  | Estimated using an emission factor | 75676
2019 | AZ | Gila Bend Hybrid | 59020 | AZNM | WECC Southwest | SUN | 68 |  | 94765 |  |  |  |  | EPA/NEI; Estimated using an emission factor | 843789
2019 | AZ | Gila Bend Power Generation Station | 55507 | AZNM | WECC Southwest | NG | 900
2019 | AZ | Gila River Power Block 2 | 60768 | AZNM | WECC Southwest | NG | 619 |  | 2840032 | 21476363.5 | 41.1353 | 0.028968 | 0.0038308 | EPA/NEI; Estimated using an emission factor | 21476363.5 | 41.1353
2019 | AZ | Gila River Power Station | 55306 | AZNM | WECC Southwest | NG | 1857 |  | 5761071 | 63772087.25 | 78.3264 | 0.027192 | 0.0024564 | EPA/NEI | 63772087.25 | 78.3264
2019 | AZ | Gilbert Solar Facility I, LLC | 58543 | AZNM | WECC Southwest | SUN | 2.5 |  | 3541 |  |  |  |  | Estimated using an emission factor | 31530
2019 | AZ | Glen Canyon Dam | 153 | RMPA | WECC Rockies | WAT | 1312 |  | 3892305.001 |  |  |  |  | NEI avg EF - PM, fuel type, firing type | 34657084.25
2019 | AZ | Glendale Energy Power Plant | 57829 | AZNM | WECC Southwest | LFG | 2.8 |  | 9396 | 159063 | 1.1691 | 0.24885 | 0.0147 | Estimated using an emission factor | 159063 | 1.1691
2019 | AZ | Gray Hawk Solar | 61272 | AZNM | WECC Southwest | SUN | 55 |  | 139943 |  |  |  |  | Estimated using an emission factor | 1246053
2019 | AZ | Griffith Energy Project | 55124 | AZNM | WECC Southwest | NG | 655 |  | 2981217 | 23289252 | 47.7824 | 0.032056 | 0.0041034 | EPA/NEI | 23289252 | 47.7824
2019 | AZ | Headgate Rock | 7179 | AZNM | WECC Southwest | WAT | 19.5 |  | 72438 |  |  |  |  | NEI avg EF - PM, fuel type, firing type | 644987.016
2019 | AZ | Hoover Dam (AZ) | 8902 | AZNM | WECC Southwest | WAT | 1039.4 |  | 1156197.002 |  |  |  |  | NEI avg EF - PM, fuel type, firing type | 10294780.211
2019 | AZ | Horse Mesa | 145 | AZNM | WECC Southwest | WAT | 129.5 |  | 41053.999 |  |  |  |  | EPA/NEI; Estimated using an emission factor | 32454
2019 | AZ | Hyder II Hybrid | 58383 | AZNM | WECC Southwest | SUN | 28 |  | 36646 |  |  |  |  | EPA/NEI; Estimated using an emission factor | 326297
2019 | AZ | Hyder Solar Hybrid | 57563 | AZNM | WECC Southwest | SUN | 38 |  | 37173 |  |  |  |  | EPA/NEI; Estimated using an emission factor | 330988
2019 | AZ | Intel - Ocotillo Campus Solar | 60822 | AZNM | WECC Southwest | SUN | 4.2 |  | 3804 |  |  |  |  | Estimated using an emission factor | 33870.999
2019 | AZ | IRC Generator Facility | 56899 | NWPP | WECC Northwest | DFO | 3 |  | 0
2019 | AZ | Iron Horse Battery Storage Hybrid | 60996 | AZNM | WECC Southwest | SUN | 12 |  | 3017 | 0 |  |  |  | EPA/NEI; Estimated using an emission factor | 29533
2019 | AZ | Irving | 115 | AZNM | WECC Southwest | WAT | 1.6
2019 | AZ | Irvington Generating Station | 126 | AZNM | WECC Southwest | NG | 746.5 | 0.99921 | 1648044 | 16588032.069 | 66.7499 | 0.081005 | 0.008048 | EPA/NEI | 16601096 | 66.8024
2019 | AZ | Jacobson 5 MW Solar | 60603 | AZNM | WECC Southwest | SUN | 4.4 |  | 9460 |  |  |  |  | Estimated using an emission factor | 84232
2019 | AZ | Jewish Community Center PV | 58292 | AZNM | WECC Southwest | SUN | 1.1 |  | 2161 |  |  |  |  | Estimated using an emission factor | 19242
2019 | AZ | Kayenta Solar Project | 61268 | NWPP | WECC Northwest | SUN | 55.3 |  | 78967 |  |  |  |  | Estimated using an emission factor | 703123
2019 | AZ | Kingman 1 | 57775 | AZNM | WECC Southwest | WND | 10.5 |  | 28607 |  |  |  |  | Estimated using an emission factor | 254717
2019 | AZ | Kyrene Generating Station | 147 | AZNM | WECC Southwest | NG | 573.7 |  | 1454644 | 10173077 | 39.269 | 0.053991 | 0.0077202 | EPA/NEI | 10173077 | 39.269
2019 | AZ | La Paz Solar Tower | 58652 | AZNM | WECC Southwest | SUN | 200
2019 | AZ | La Senita | 57556 | AZNM | WECC Southwest | SUN | 1 |  | 1981 |  |  |  |  | Estimated using an emission factor | 17639
2019 | AZ | Lake Pleasant WTP | 58539 | AZNM | WECC Southwest | SUN | 6.5 |  | 14631 |  |  |  |  | Estimated using an emission factor | 130273
2019 | AZ | Luke Solar | 57324 | AZNM | WECC Southwest | SUN | 15 |  | 30813 |  |  |  |  | Estimated using an emission factor | 274358
2019 | AZ | Macys Goodyear | 57673 | AZNM | WECC Southwest | SUN | 3.5 |  | 4901 |  |  |  |  | Estimated using an emission factor | 43644
2019 | AZ | Mesa Solar Array | 58466 | AZNM | WECC Southwest | SUN | 4
2019 | AZ | Mesquite Generating Station | 55481 | AZNM | WECC Southwest | NG | 1383.2 |  | 6630659 | 46473009 | 52.3003 | 0.015775 | 0.0022508 | EPA/NEI | 46473009 | 52.3003
2019 | AZ | Mesquite Solar 1 | 57707 | CAMX | WECC California | SUN | 170 |  | 407345.001 |  |  |  |  | Estimated using an emission factor | 3627001.094
2019 | AZ | Mesquite Solar 2, LLC | 60307 | CAMX | WECC California | SUN | 100 |  | 256047 |  |  |  |  | Estimated using an emission factor | 2279843
2019 | AZ | Mesquite Solar 3, LLC | 60308 | CAMX | WECC California | SUN | 150 |  | 445637 |  |  |  |  | Estimated using an emission factor | 3967953
2019 | AZ | Mohave County Wind Farm | 63114 |  |  | WND | 350
2019 | AZ | Mohave Electric at Fort Mohave | 59819 | AZNM | WECC Southwest | SUN | 4.4 |  | 9649 |  |  |  |  | Estimated using an emission factor | 85916
2019 | AZ | Mohave Electric Cooperative at Joy Lane | 63554 | AZNM | WECC Southwest | SUN | 10 |  | 29723 |  |  |  |  | Estimated using an emission factor | 264654
2019 | AZ | Mormon Flat | 148 | AZNM | WECC Southwest | WAT | 63.5 |  | 25370 |  |  |  |  | EPA/NEI; Estimated using an emission factor | 12065
2019 | AZ | Navajo Generating Station | 4941 | AZNM | WECC Southwest | BIT | 2409.3 |  | 9949554 | 116145344 | 1904.7837 | 0.38289 | 0.0328 | EPA/NEI | 116145344 | 1904.7837
2019 | AZ | New Harquahala Generating Company, LLC | 55372 | AZNM | WECC Southwest | NG | 1325.1 |  | 0
2019 | AZ | North Loop | 6088 | AZNM | WECC Southwest | NG | 107.8 |  | 12476.001 | 189923.996 | 0.52071 | 0.083474 | 0.0054834 | NEI avg EF - PM, fuel type, firing type | 189923.996 | 0.52071
2019 | AZ | Northwest Regional | 57403 | AZNM | WECC Southwest | LFG | 3.2 |  | 21270 | 239134 | 1.7576 | 0.16527 | 0.0147 | Estimated using an emission factor | 239134 | 1.7576
2019 | AZ | Novo BioPower Plant | 56616 | AZNM | WECC Southwest | WDS | 27.2 |  | 200151 | 3406009.5 | 38.8493 | 0.3882 | 0.022812 | NEI avg EF - PM, fuel type | 3406009.5 | 38.8493
2019 | AZ | Ocotillo Power Plant | 116 | AZNM | WECC Southwest | NG | 1143.5 |  | 618669 | 5466019.03 | 21.2545 | 0.06871 | 0.007777 | EPA/NEI; Estimated using an emission factor | 5466019.03 | 21.2545
2019 | AZ | OE_AZ1 | 63349 | AZNM | WECC Southwest | SUN | 32.5 |  | 735 |  |  |  |  | Estimated using an emission factor | 6544
2019 | AZ | Palo Verde | 6008 | AZNM | WECC Southwest | NUC | 4209.6 |  | 31920368.001 |  |  |  |  | Estimated using an emission factor | 333300000
2019 | AZ | Paloma Solar Hybrid | 57562 | AZNM | WECC Southwest | SUN | 34.6 |  | 38476 |  |  |  |  | EPA/NEI; Estimated using an emission factor | 342591
2019 | AZ | Paradise Valley H.S. PV | 58293 | AZNM | WECC Southwest | SUN | 1.3 |  | 2598 |  |  |  |  | Estimated using an emission factor | 23133
2019 | AZ | Perrin Ranch Wind LLC | 58155 | AZNM | WECC Southwest | WND | 99.2 |  | 220756 |  |  |  |  | Estimated using an emission factor | 1965611
2019 | AZ | Phoenix Airport East Economy Lot | 58708 | AZNM | WECC Southwest | SUN | 1.1 |  | 1953 |  |  |  |  | Estimated using an emission factor | 17392
2019 | AZ | Phoenix Airport Rental Car Center | 58709 | AZNM | WECC Southwest | SUN | 1.6 |  | 5805 |  |  |  |  | Estimated using an emission factor | 51689
2019 | AZ | Picture Rocks Solar, LLC | 58486 | AZNM | WECC Southwest | SUN | 20 |  | 51506 |  |  |  |  | Estimated using an emission factor | 458610
2019 | AZ | Pima Community College | 62075 | AZNM | WECC Southwest | SUN | 1.1 |  | 1702 |  |  |  |  | Estimated using an emission factor | 15155
2019 | AZ | Pima Community College - East Campus | 61104 | AZNM | WECC Southwest | SUN | 1.3 |  | 2952 |  |  |  |  | Estimated using an emission factor | 26285
2019 | AZ | Pima Community College NW | 63531 | AZNM | WECC Southwest | SUN | 1.3 |  | 2184 |  |  |  |  | Estimated using an emission factor | 19446
2019 | AZ | Pima Energy Storage System | 61197 | AZNM | WECC Southwest | MWH | 10 |  | -367 | 0 |  |  |  |  | 0
2019 | AZ | Pinal Central Energy Center Hybrid | 61678 | AZNM | WECC Southwest | SUN | 30 |  | 59895 | 0 |  |  |  | EPA/NEI; Estimated using an emission factor | 553026
2019 | AZ | Poseidon Solar, LLC | 57318 | AZNM | WECC Southwest | SUN | 20 |  | 51447 |  |  |  |  | Estimated using an emission factor | 458084
2019 | AZ | Poseidon Wind, LLC | 57379 | AZNM | WECC Southwest | WND | 65.1 |  | 122910 |  |  |  |  | Estimated using an emission factor | 1094391
2019 | AZ | Prairie Fire | 58171 | AZNM | WECC Southwest | SUN | 4.5 |  | 7064 |  |  |  |  | Estimated using an emission factor | 62899
2019 | AZ | Prescott Airport | 56228 | AZNM | WECC Southwest | SUN | 10 |  | 5210 |  |  |  |  | EPA/NEI; Estimated using an emission factor | 46389
2019 | AZ | Prescott Solar Plant | 58147 | AZNM | WECC Southwest | SUN | 10.8 |  | 23469 |  |  |  |  | Estimated using an emission factor | 208967
2019 | AZ | Punkin Center Battery Storage | 61913 | AZNM | WECC Southwest | MWH | 2 |  | 0
2019 | AZ | Queen Creek Solar Farm | 57883 | AZNM | WECC Southwest | SUN | 19 |  | 47619 |  |  |  |  | Estimated using an emission factor | 423999
2019 | AZ | RE Ajo 1 LLC | 57795 | AZNM | WECC Southwest | SUN | 4.5 |  | 8492 |  |  |  |  | Estimated using an emission factor | 75612
2019 | AZ | RE Bagdad Solar I LLC | 57790 | AZNM | WECC Southwest | SUN | 16.6 |  | 32686 |  |  |  |  | Estimated using an emission factor | 291037
2019 | AZ | RE Gillespie 1 LLC | 58501 | AZNM | WECC Southwest | SUN | 15 |  | 43250 |  |  |  |  | Estimated using an emission factor | 385098
2019 | AZ | Red Horse 2 | 58833 | AZNM | WECC Southwest | SUN | 81 |  | 213103 |  |  |  |  | Estimated using an emission factor | 1897468
2019 | AZ | Red Horse III | 60285 | AZNM | WECC Southwest | SUN | 30 |  | 75653 |  |  |  |  | Estimated using an emission factor | 673614
2019 | AZ | Red Rock | 60467 | AZNM | WECC Southwest | SUN | 40 |  | 116169 |  |  |  |  | Estimated using an emission factor | 1034368
2019 | AZ | Redhawk Generating Facility | 55455 | AZNM | WECC Southwest | NG | 1140.3 |  | 4650226 | 33270557.5 | 75.1141 | 0.032306 | 0.0045154 | EPA/NEI | 33270557.5 | 75.1141
2019 | AZ | Rio Rico Solar | 59044 | AZNM | WECC Southwest | SUN | 6 |  | 11273 |  |  |  |  | Estimated using an emission factor | 100375
2019 | AZ | Roger Road WWTP | 57524 | AZNM | WECC Southwest | SUN | 1.1 |  | 1025 |  |  |  |  | Estimated using an emission factor | 9126
2019 | AZ | Roosevelt | 149 | AZNM | WECC Southwest | WAT | 36 |  | 45372 |  |  |  |  | NEI avg EF - PM, fuel type, firing type | 403992
2019 | AZ | Saddle Mountain Solar I | 58213 | AZNM | WECC Southwest | SUN | 15 |  | 35179 |  |  |  |  | Estimated using an emission factor | 313235
2019 | AZ | Saint Solar | 63476 | AZNM | WECC Southwest | SUN | 100
2019 | AZ | Sandstone Solar | 59634 | AZNM | WECC Southwest | SUN | 45 |  | 120772 |  |  |  |  | Estimated using an emission factor | 1075354
2019 | AZ | Santan | 8068 | AZNM | WECC Southwest | NG | 1326 |  | 6113623 | 37223542 | 46.3512 | 0.015163 | 0.0024904 | EPA/NEI | 37223542 | 46.3512
2019 | AZ | Solana Generating Station | 56812 | AZNM | WECC Southwest | SUN | 280 |  | 791642 |  |  |  |  | Estimated using an emission factor | 7048781
2019 | AZ | South Consolidated | 100 | AZNM | WECC Southwest | WAT | 1.4 |  | 0
2019 | AZ | South Point Energy Center, LLC | 55177 | AZNM | WECC Southwest | NG | 708 |  | 1886216 | 14428432 | 41.5281 | 0.044033 | 0.0057564 | NEI avg EF - PM, fuel type, firing type | 14428432 | 41.5281
2019 | AZ | Springerville Generating Station | 8223 | AZNM | WECC Southwest | SUB | 2179.2 |  | 7945334 | 85198528 | 639.5197 | 0.16098 | 0.015012 | EPA/NEI; Estimated using an emission factor | 85368563 | 639.5197
2019 | AZ | Stewart Mountain | 150 | AZNM | WECC Southwest | WAT | 13 |  | -164 |  |  |  |  | NEI avg EF - PM, fuel type, firing type | 0
2019 | AZ | Sulphur Springs | 60381 | AZNM | WECC Southwest | SUN | 20 |  | 51926 |  |  |  |  | Estimated using an emission factor | 462349
2019 | AZ | Sun Stream 2 | 63440 | CAMX | WECC California | SUN | 150
2019 | AZ | Sun Streams, LLC | 60827 | CAMX | WECC California | SUN | 154.3
2019 | AZ | Sundance Power Plant | 55522 | AZNM | WECC Southwest | NG | 695 |  | 303203.998 | 3419757.688 | 13.3635 | 0.088148 | 0.0078154 | NEI avg EF - PM, fuel type, firing type | 3419757.688 | 13.3635
2019 | AZ | T0588 Phoenix - AZ | 61199 | AZNM | WECC Southwest | SUN | 1.2 |  | 2402 |  |  |  |  | Estimated using an emission factor | 21387
2019 | AZ | TAA Solar Facility | 57391 | AZNM | WECC Southwest | SUN | 2.8
2019 | AZ | Tech Park Solar | 59455 | AZNM | WECC Southwest | SUN | 5 |  | 13302 |  |  |  |  | Estimated using an emission factor | 118441
2019 | AZ | Tri Cities | 7998 | AZNM | WECC Southwest | LFG | 5
2019 | AZ | UASTP I | 57392 | AZNM | WECC Southwest | SUN | 1.2 |  | 2203 |  |  |  |  | Estimated using an emission factor | 19616
2019 | AZ | Union HS at Casa Grande | 58516 | AZNM | WECC Southwest | SUN | 1.6 |  | 2852 |  |  |  |  | Estimated using an emission factor | 25394
2019 | AZ | University of Arizona - Biosphere 2 | 54594 | AZNM | WECC Southwest | NG | 3.1 |  | 20 | 355 | 0.026664 | 2.6664 | 0.15022 | Estimated using an emission factor | 355 | 0.026664
2019 | AZ | Valencia | 6515 | AZNM | WECC Southwest | NG | 108 |  | 27403.999 | 313207.996 | 0.85872 | 0.062671 | 0.0054834 | NEI avg EF - PM, fuel type, firing type | 313207.996 | 0.85872
2019 | AZ | Valencia Solar | 59454 | AZNM | WECC Southwest | SUN | 10 |  | 24677 |  |  |  |  | Estimated using an emission factor | 219727
2019 | AZ | Vista Grande HS at Casa Grande | 58517 | AZNM | WECC Southwest | SUN | 1.8 |  | 3106 |  |  |  |  | Estimated using an emission factor | 27656
2019 | AZ | Waddell | 7164 | AZNM | WECC Southwest | WAT | 40 |  | -59229 | [5 empty] | 0
2019 | AZ | Walmart Casa Grande | 57939 | AZNM | WECC Southwest | SUN | 2 |  | 2627 |  |  |  |  | Estimated using an emission factor | 23390
2019 | AZ | Western Renewable Energy | 56358 | AZNM | WECC Southwest | WDS | 3
2019 | AZ | White Wing Solar | 60572 | CAMX | WECC California | SUN | 200
2019 | AZ | Yucca Power Plant | 120 | AZNM | WECC Southwest | NG | 425 |  | 414041.001 | 4430864 | 14.8087 | 0.071532 | 0.0066843 | EPA/NEI | 4430864 | 14.8087
2019 | AZ | Yuma Cogeneration Associates | 54694 | AZNM | WECC Southwest | NG | 62.6 | 0.76411 | 59620 | 440031.518 | 1.4521 | 0.048712 | 0.0066 | EPA/NEI | 575870.5 | 1.9004
2019 | CA | 1420 Coil Av #C | 57310 | CAMX | WECC California | SUN | 1.3 |  | 1781 |  |  |  |  | Estimated using an emission factor | 15859
2019 | CA | 2081 Terzian Solar Project | 58918 | CAMX | WECC California | SUN | 1.2 |  | 1535 |  |  |  |  | Estimated using an emission factor | 13668
2019 | CA | 2097 Helton Solar Project | 58920 | CAMX | WECC California | SUN | 1.5 |  | 2656 |  |  |  |  | Estimated using an emission factor | 23648
2019 | CA | 2127 Harris Solar Project | 58919 | CAMX | WECC California | SUN | 1.3 |  | 2410 |  |  |  |  | Estimated using an emission factor | 21459
2019 | CA | 2555 E Olympic Bl | 57871 | CAMX | WECC California | SUN | 1 |  | 1252 |  |  |  |  | Estimated using an emission factor | 11148
2019 | CA | 85 A | 52162 | CAMX | WECC California | WND | 14.1 |  | 12194 |  |  |  |  | Estimated using an emission factor | 108574
2019 | CA | 85 B | 52163 | CAMX | WECC California | WND | 21.2 |  | 16181 |  |  |  |  | Estimated using an emission factor | 144078
2019 | CA | A G Wishon | 293 | CAMX | WECC California | WAT | 12.8 |  | 52855 |  |  |  |  | NEI avg EF - PM, fuel type, firing type | 470621
2019 | CA | ABEC #2 dba West-Star Dairy | 61501 | CAMX | WECC California | OBG | 1 |  | 7924 | 100520 | 0.73882 | 0.18648 | 0.0147 | Estimated using an emission factor | 100520 | 0.73882
2019 | CA | ABEC #3 dba Lakeview Dairy | 61502 | CAMX | WECC California | OBG | 1 |  | 6513 | 81374 | 0.5981 | 0.18366 | 0.0147 | Estimated using an emission factor | 81374 | 0.5981
2019 | CA | ABEC #4 dba CE&S Dairy | 61503 | CAMX | WECC California | OBG | 1 |  | 7972 | 98932 | 0.72715 | 0.18243 | 0.0147 | Estimated using an emission factor | 98932 | 0.72715
2019 | CA | ABEC Bidart-Old River LLC | 58699 | CAMX | WECC California | OBG | 2 |  | 12192 | 171690 | 1.2619 | 0.20701 | 0.0147 | Estimated using an emission factor | 171690 | 1.2619
2019 | CA | Acorn I Energy Storage LLC | 62874 | CAMX | WECC California | MWH | 2
2019 | CA | Adelanto Solar II, LLC | 59440 | CAMX | WECC California | SUN | 7 |  | 18283 |  |  |  |  | Estimated using an emission factor | 162792
2019 | CA | Adelanto Solar Project | 57305 | CAMX | WECC California | SUN | 10 |  | 12751 |  |  |  |  | Estimated using an emission factor | 113535
2019 | CA | Adelanto Solar, LLC | 59441 | CAMX | WECC California | SUN | 20 |  | 60023 |  |  |  |  | Estimated using an emission factor | 534444
2019 | CA | Adera Solar | 60027 | CAMX | WECC California | SUN | 20 |  | 42336 |  |  |  |  | Estimated using an emission factor | 376960
2019 | CA | Adobe San Jose | 57811 | CAMX | WECC California | NG | 1.2 |  | 8338 | 74638.002 | 0 | 0 | 0 | Estimated using an emission factor | 74638.002 | 0
2019 | CA | Adobe Solar | 57651 | CAMX | WECC California | SUN | 20 |  | 47763 |  |  |  |  | Estimated using an emission factor | 425281
2019 | CA | Aera San Ardo Cogen Facility | 55184 | CAMX | WECC California | NG | 6.2 | 0.37859 | 47904 | 262080.075 | 0.71854 | 0.029999 | 0.0054834 | NEI avg EF - PM, fuel type, firing type | 692253 | 1.8979
2019 | CA | Aera South Belridge Cogen Facility | 55185 | CAMX | WECC California | NG | 9
2019 | CA | Aerojet I | 57697 | CAMX | WECC California | SUN | 3 |  | 5923 |  |  |  |  | Estimated using an emission factor | 52737
2019 | CA | Aerojet II | 57698 | CAMX | WECC California | SUN | 2.7 |  | 3994 |  |  |  |  | Estimated using an emission factor | 35563
2019 | CA | Aerolease | 61718 | CAMX | WECC California | SUN | 1.5 |  | 1904 |  |  |  |  | Estimated using an emission factor | 16952
2019 | CA | AES Alamitos | 315 | CAMX | WECC California | NG | 2055 |  | 581118 | 8200551.75 | 25.0673 | 0.086273 | 0.0061136 | EPA/NEI; Estimated using an emission factor | 8200551.75 | 25.0673
2019 | CA | AES Alamitos Energy Center | 62115 | CAMX | WECC California | NG | 689
2019 | CA | AES ES ALAMITOS, LLC | 61204 | CAMX | WECC California | MWH | 100
2019 | CA | AES Huntington Beach | 335 | CAMX | WECC California | NG | 1021 |  | 221671 | 2787627.062 | 5.1607 | 0.046562 | 0.0037026 | EPA/NEI; Estimated using an emission factor | 2787627.062 | 5.1607
2019 | CA | AES Huntington Beach Energy Project | 62116 | CAMX | WECC California | NG | 699.2
2019 | CA | AES Redondo Beach | 356 | CAMX | WECC California | NG | 1316.4 |  | 195943 | 3178026 | 2.4687 | 0.025199 | 0.0015536 | EPA/NEI | 3178026 | 2.4687
2019 | CA | Agnews Power Plant | 50748 | CAMX | WECC California |  | 32 |  | 6467 | 0 | 0 | 0 |  | EPA/NEI; Estimated using an emission factor | 57504.023 | 0
2019 | CA | AGT000 Stevens Creek Fuel Cell | 63699 | CAMX | WECC California | NG | 2.2 |  | 18227 | 120837.996 | 0 | 0 | 0 | Estimated using an emission factor | 120837.996 | 0
2019 | CA | Agua Mansa Power | 55951 | CAMX | WECC California | NG | 60.5 |  | 4041 | 45423.551 | 0.1775 | 0.087851 | 0.0078154 | NEI avg EF - PM, fuel type, firing type | 45423.551 | 0.1775
2019 | CA | Aidlin Geothermal Power Plant | 52158 | CAMX | WECC California | GEO | 25 |  | 106159 |  |  |  |  | Estimated using an emission factor | 945239
2019 | CA | Alameda | 7450 | CAMX | WECC California | NG | 54.8 |  | 7208 | 121633 | 0.33348 | 0.092531 | 0.0054834 | NEI avg EF - PM, fuel type, firing type | 121633 | 0.33348
2019 | CA | Alamo | 905 | CAMX | WECC California | WAT | 19.6 |  | 63010 |  |  |  |  | NEI avg EF - PM, fuel type, firing type | 561041
2019 | CA | Alamo Solar | 59469 | CAMX | WECC California | SUN | 20 |  | 41820 |  |  |  |  | Estimated using an emission factor | 372365
2019 | CA | Algonquin Power Sanger | 57564 | CAMX | WECC California | NG | 74 | 1 | 74663 | 518028.188 | 2.0498 | 0.054909 | 0.0079139 | EPA/NEI | 518028.188 | 2.0498
2019 | CA | Algonquin SKIC 10 Solar, LLC | 60242 | CAMX | WECC California | SUN | 10 | 1 | 20820 |  |  |  |  | Estimated using an emission factor | 185380
2019 | CA | Algonquin SKIC20 Solar LLC | 59412 | CAMX | WECC California | SUN | 20 |  | 47961 |  |  |  |  | Estimated using an emission factor | 427044
2019 | CA | Allergan | 63609 | CAMX | WECC California | MWH | 1.5
2019 | CA | Almond | 62546 | CAMX | WECC California | SUN | 19.9
2019 | CA | Almond Power Plant | 7315 | CAMX | WECC California | NG | 223.5 |  | 282001.001 | 2980080.781 | 10.0188 | 0.071055 | 0.0067238 | EPA/NEI | 2980080.781 | 10.0188
2019 | CA | Alpaugh 50 | 58003 | CAMX | WECC California | SUN | 50 |  | 108586 |  |  |  |  | Estimated using an emission factor | 966849
2019 | CA | Alpaugh North | 58002 | CAMX | WECC California | SUN | 20 |  | 45442 |  |  |  |  | Estimated using an emission factor | 404617
2019 | CA | Alpine Solar | 57295 | CAMX | WECC California | SUN | 132 |  | 154939 |  |  |  |  | EPA/NEI; Estimated using an emission factor | 1379578
2019 | CA | Alta Mesa Project Phase IV | 55352 | CAMX | WECC California | WND | 40
2019 | CA | Alta Powerhouse | 214 | CAMX | WECC California | WAT | 2 |  | 3401 |  |  |  |  | EPA/NEI; Estimated using an emission factor | 30281
2019 | CA | Alta Wind Energy Center I | 57282 | CAMX | WECC California | WND | 150 |  | 366019 |  |  |  |  | Estimated using an emission factor | 3259032
2019 | CA | Alta Wind Energy Center II | 57291 | CAMX | WECC California | WND | 150 |  | 366720 |  |  |  |  | Estimated using an emission factor | 3265274
2019 | CA | Alta Wind Energy Center III | 57292 | CAMX | WECC California | WND | 150 |  | 261255 |  |  |  |  | Estimated using an emission factor | 2326215
2019 | CA | Alta Wind Energy Center IV | 57293 | CAMX | WECC California | WND | 102 |  | 150299 |  |  |  |  | Estimated using an emission factor | 1338261
2019 | CA | Alta Wind Energy Center V | 57294 | CAMX | WECC California | WND | 168 |  | 311896 |  |  |  |  | Estimated using an emission factor | 2777121
2019 | CA | Alta Wind VIII | 57835 | CAMX | WECC California | WND | 150 |  | 237117 |  |  |  |  | Estimated using an emission factor | 2111289
2019 | CA | Alta Wind X | 58394 | CAMX | WECC California | WND | 138 |  | 366641 |  |  |  |  | Estimated using an emission factor | 3264570
2019 | CA | Alta Wind XI | 58395 | CAMX | WECC California | WND | 90 |  | 246686 |  |  |  |  | Estimated using an emission factor | 2196493
2019 | CA | AltaGas Ripon Energy Inc. | 50299 | CAMX | WECC California | NG | 49.5 | 1 | 5377 | 55784 | 0.15294 | 0.056888 | 0.0054834 | NEI avg EF - PM, fuel type, firing type | 55784 | 0.15294
2019 | CA | Altamont Gas Recovery | 50571 | CAMX | WECC California | LFG | 8.6 |  | 39752 | 726722 | 7.8486 | 0.39488 | 0.0216 | EPA/NEI; Estimated using an emission factor | 726722 | 7.8486
2019 | CA | Altamont Midway Ltd | 50001 | CAMX | WECC California | WND | 10.9
2019 | CA | Altech III | 50485 | CAMX | WECC California | WND | 25.1 |  | 4982 |  |  |  |  | Estimated using an emission factor | 44359
2019 | CA | Alticor Inc - Solar Project | 63303 | CAMX | WECC California | SUN | 1.2 |  | 1786 |  |  |  |  | Estimated using an emission factor | 15903
2019 | CA | Alvarado Hydro Facility | 54242 | CAMX | WECC California | WAT | 2.1
2019 | CA | Amazon - Moreno Valley | 63740 | CAMX | WECC California | SUN | 2.2
2019 | CA | Amazon - Patterson PV | 61377 | CAMX | WECC California | SUN | 2.5 |  | 5250 |  |  |  |  | Estimated using an emission factor | 46744
2019 | CA | Amazon San Bernardino | 59800 | CAMX | WECC California | NG | 1.1 |  | 6823 | 55981 | 0 | 0 | 0 | Estimated using an emission factor | 55981 | 0
2019 | CA | Amedee Geothermal Venture I | 50964 | CAMX | WECC California | GEO | 3 |  | 0
2019 | CA | Ameresco Butte County | 57771 | CAMX | WECC California | LFG | 2.3 |  | 2800 | 32918 | 0.24195 | 0.17282 | 0.0147 | Estimated using an emission factor | 32918 | 0.24195
2019 | CA | Ameresco Chiquita Canyon | 56898 | CAMX | WECC California | LFG | 9.2 |  | 43216 | 609664 | 6.5844 | 0.30472 | 0.0216 | Estimated using an emission factor | 609664 | 6.5844
2019 | CA | Ameresco Forward | 58437 | CAMX | WECC California | LFG | 4.4 |  | 33134 | 316568 | 2.3268 | 0.14045 | 0.0147 | Estimated using an emission factor | 316568 | 2.3268
2019 | CA | Ameresco Johnson Canyon | 58397 | CAMX | WECC California | LFG | 1.4 |  | 10422 | 111491 | 0.81946 | 0.15726 | 0.0147 | Estimated using an emission factor | 111491 | 0.81946
2019 | CA | Ameresco Keller Canyon | 56897 | CAMX | WECC California | LFG | 3.8 |  | 29881 | 305379 | 2.2445 | 0.15023 | 0.0147 | Estimated using an emission factor | 305379 | 2.2445
2019 | CA | Ameresco Ox Mountain | 56895 | CAMX | WECC California | LFG | 11.4 |  | 86950.998 | 889638 | 6.5388 | 0.1504 | 0.0147 | Estimated using an emission factor | 889638 | 6.5388
2019 | CA | Ameresco San Joaquin | 58436 | CAMX | WECC California | LFG | 4.4 |  | 30654 | 304697 | 2.2395 | 0.14612 | 0.0147 | Estimated using an emission factor | 304697 | 2.2395
2019 | CA | Ameresco Santa Cruz Energy | 56428 | CAMX | WECC California | LFG | 3 |  | 18702 | 228421.008 | 1.6789 | 0.17954 | 0.0147 | Estimated using an emission factor | 228421.008 | 1.6789
2019 | CA | Ameresco Vasco Road | 58435 | CAMX | WECC California | LFG | 4.4 |  | 33161 | 328399 | 2.4137 | 0.14558 | 0.0147 | Estimated using an emission factor | 328399 | 2.4137
2019 | CA | American Canyon Solar | 62687 | CAMX | WECC California | SUN | 3 |  | 1521 |  |  |  |  | Estimated using an emission factor | 13542.999
2019 | CA | American Kings Solar, LLC | 60777 | CAMX | WECC California | SUN | 123
2019 | CA | Ampersand Chowchilla Biomass LLC | 56706 | CAMX | WECC California | WDS | 12.5 |  | 71711 | 1422138.25 | 16.2211 | 0.4524 | 0.022812 | NEI avg EF - PM, fuel type | 1422138.25 | 16.2211
2019 | CA | Anaheim Combustion Turbine | 7693 | CAMX | WECC California | NG | 49.2 |  | 22235 | 211426.781 | 3.2393 | 0.29137 | 0.030642 | EPA/NEI | 211426.781 | 3.2393
2019 | CA | Anaheim Solar Energy Plant | 59416 | CAMX | WECC California | SUN | 2.1 |  | 3189 |  |  |  |  | Estimated using an emission factor | 28394
2019 | CA | Angels | 215 | CAMX | WECC California | WAT | 1.4 |  | 6387 |  |  |  |  | NEI avg EF - PM, fuel type, firing type | 56870
2019 | CA | Anheuser-Busch #2 | 59331 | CAMX | WECC California | WND | 1.6 |  | 3670 |  |  |  |  | Estimated using an emission factor | 32678
2019 | CA | Antelope Big Sky Ranch | 60279 | CAMX | WECC California | SUN | 20 |  | 55178 |  |  |  |  | Estimated using an emission factor | 491303
2019 | CA | Antelope DSR 1 | 60186 | CAMX | WECC California | SUN | 50 |  | 128080 |  |  |  |  | Estimated using an emission factor | 1140422
2019 | CA | Antelope DSR 2 | 60187 | CAMX | WECC California | SUN | 5 |  | 11112 |  |  |  |  | Estimated using an emission factor | 98941
2019 | CA | Antelope DSR 3 | 61265 | CAMX | WECC California | SUN | 20 |  | 9307 |  |  |  |  | Estimated using an emission factor | 82870
2019 | CA | Antelope Expansion 1B | 62320 | CAMX | WECC California | SUN | 17
2019 | CA | Antelope Expansion 2 | 61264 | CAMX | WECC California | SUN | 105 |  | 232562 |  |  |  |  | Estimated using an emission factor | 2070732
2019 | CA | Antelope Expansion 3A | 62673 | CAMX | WECC California | SUN | 15
2019 | CA | Antelope Expansion 3B | 62674 | CAMX | WECC California | SUN | 5
2019 | CA | AP North Lake I, LP | 59610 | CAMX | WECC California | SUN | 20 |  | 42588 |  |  |  |  | Estimated using an emission factor | 379204
2019 | CA | APP Prune A-D | 62577 | CAMX | WECC California | NG | 4 |  | 19597 | 249123 | 0 | 0 | 0 | Estimated using an emission factor | 249123 | 0
2019 | CA | Apple Campus 2 Fuel Cell | 59557 | CAMX | WECC California | LFG | 4 |  | 19627 | 216401 | 0 | 0 | 0 | Estimated using an emission factor | 216401 | 0
2019 | CA | Apple Campus 2 PV | 59473 | CAMX | WECC California | SUN | 14.4 |  | 15279 |  |  |  |  | Estimated using an emission factor | 136045
2019 | CA | Aquamarine | 62547 | CAMX | WECC California | SUN | 250
2019 | CA | Aratina Solar Center 1 Hybrid | 61167 | CAMX | WECC California |  | 250
2019 | CA | Argus Cogen Plant | 10684 | CAMX | WECC California | RC | 62.5 | 0.1095 | 249807 | 1394174.557 | 11.9265 | 0.095486 | 0.017109 | NEI avg EF - PM, fuel type | 12732439 | 108.9202
2019 | CA | Arrache 4006 | 58445 | CAMX | WECC California | SUN | 2 |  | 2450 |  |  |  |  | Estimated using an emission factor | 21815
2019 | CA | Arrache 4013 | 58446 | CAMX | WECC California | SUN | 1.5 |  | 4109 |  |  |  |  | Estimated using an emission factor | 36586
2019 | CA | Arrache 8083 | 58447 | CAMX | WECC California | SUN | 4 |  | 2325 |  |  |  |  | Estimated using an emission factor | 20701
2019 | CA | Aspiration G | 59737 | CAMX | WECC California | SUN | 9 |  | 19658 |  |  |  |  | Estimated using an emission factor | 175036
2019 | CA | ASTI | 58889 | CAMX | WECC California | SUN | 1 |  | 1275 |  |  |  |  | Estimated using an emission factor | 11353
2019 | CA | AT&T Anaheim | 61154 | CAMX | WECC California | NG | 1.3 |  | 9424 | 77612 | 0 | 0 | 0 | Estimated using an emission factor | 77612 | 0
2019 | CA | AT&T Holger | 61153 | CAMX | WECC California | NG | 1.3 |  | 9878 | 81431 | 0 | 0 | 0 | Estimated using an emission factor | 81431 | 0
2019 | CA | Athos Solar Project | 63300 | CAMX | WECC California | SUN | 450
2019 | CA | ATT Kelvin | 62573 | CAMX | WECC California | NG | 1 |  | 7044 | 59550 | 0 | 0 | 0 | Estimated using an emission factor | 59550 | 0
2019 | CA | ATT North Watney | 63605 | CAMX | WECC California | NG | 2 |  | 6222 | 47503 | 0 | 0 | 0 | Estimated using an emission factor | 47503 | 0
2019 | CA | ATT Van Nyus | 62574 | CAMX | WECC California | NG | 1 |  | 7215 | 61166 | 0 | 0 | 0 | Estimated using an emission factor | 61166 | 0
2019 | CA | ATT Ventura Blvd | 63606 | CAMX | WECC California | NG | 1 |  | 6577 | 49603 | 0 | 0 | 0 | Estimated using an emission factor | 49603 | 0
2019 | CA | Atwell Island | 58366 | CAMX | WECC California | SUN | 20.2 |  | 37593 |  |  |  |  | Estimated using an emission factor | 334729
2019 | CA | Atwell Island West Solar | 59414 | CAMX | WECC California | SUN | 20 |  | 53229 |  |  |  |  | Estimated using an emission factor | 473950
2019 | CA | AV Solar Ranch One | 57378 | CAMX | WECC California | SUN | 253 |  | 575634 |  |  |  |  | Estimated using an emission factor | 5125446
2019 | CA | Avenal Park | 57359 | CAMX | WECC California | SUN | 6 |  | 10326 |  |  |  |  | Estimated using an emission factor | 91943
2019 | CA | AVS Lancaster 1 | 60085 | CAMX | WECC California | SUN | 3.7 |  | 8117 |  |  |  |  | Estimated using an emission factor | 72273
2019 | CA | Axium Modesto Solar | 58039 | CAMX | WECC California | SUN | 25 |  | 61156 |  |  |  |  | Estimated using an emission factor | 544534
2019 | CA | Azusa | 6449 | CAMX | WECC California | WAT | 3 |  | 0
2019 | CA | B Braun Medical | 50200 | CAMX | WECC California | NG | 6.1 | 0.34189 | 32476 | 177287.866 | 0.48607 | 0.029934 | 0.0054834 | NEI avg EF - PM, fuel type, firing type | 518554 | 1.4217
2019 | CA | Badger Creek Limited | 10650 | CAMX | WECC California | NG | 46 | 0.74445 | 14125 | 168910.427 | 0.29 | 0.041062 | 0.0034338 | EPA/NEI | 226894.5 | 0.38956
2019 | CA | Baker | 63610 | CAMX | WECC California | MWH | 1.2
2019 | CA | Baker Creek Hydroelectric | 59428 | CAMX | WECC California | WAT | 1.5 |  | 1010 |  |  |  |  | NEI avg EF - PM, fuel type, firing type | 8994
2019 | CA | Bakersfield 111 | 59948 | NWPP | WECC Northwest | SUN | 1.4 |  | 3303 |  |  |  |  | Estimated using an emission factor | 29409
2019 | CA | Bakersfield College Solar 01 | 57655 | CAMX | WECC California | SUN | 1.1 |  | 0
2019 | CA | Bakersfield Industrial PV 1 | 61118 | CAMX | WECC California | SUN | 1 |  | 2139 |  |  |  |  | Estimated using an emission factor | 19046
2019 | CA | Bakersfield PV 1 | 61117 | CAMX | WECC California | SUN | 5.3 |  | 10134 |  |  |  |  | Estimated using an emission factor | 90233
2019 | CA | Balch 1 | 217 | CAMX | WECC California | WAT | 31 |  | 163231 |  |  |  |  | NEI avg EF - PM, fuel type, firing type | 1453411
2019 | CA | Balch 2 | 218 | CAMX | WECC California | WAT | 97.2 |  | 581244 |  |  |  |  | NEI avg EF - PM, fuel type, firing type | 5175396
2019 | CA | Barre Generating Station | 56474 | CAMX | WECC California | NG | 49.8 |  | 18884 | 214694.344 | 0.83897 | 0.088855 | 0.0078154 | NEI avg EF - PM, fuel type, firing type | 214694.344 | 0.83897
2019 | CA | Bayshore Solar A, LLC | 60481 | CAMX | WECC California | SUN | 20 |  | 54353 |  |  |  |  | Estimated using an emission factor | 483958
2019 | CA | Bayshore Solar B, LLC | 60474 | CAMX | WECC California | SUN | 20 |  | 53746 |  |  |  |  | Estimated using an emission factor | 478555
2019 | CA | Bayshore Solar C, LLC | 60475 | CAMX | WECC California | SUN | 20 |  | 53543 |  |  |  |  | Estimated using an emission factor | 476746
2019 | CA | Beacon BESS 1 | 61431 | CAMX | WECC California | MWH | 20 |  | -983 | 0 |  |  |  |  | 0
2019 | CA | Beacon Solar Plant Site 2 | 59309 | CAMX | WECC California | SUN | 47.3 |  | 122830 |  |  |  |  | Estimated using an emission factor | 1093678
2019 | CA | Beacon Solar Plant Site 5 | 59308 | CAMX | WECC California | SUN | 37.8 |  | 97626 |  |  |  |  | Estimated using an emission factor | 869263
2019 | CA | Bear Canyon Power Plant | 10469 | CAMX | WECC California | GEO | 24.4
2019 | CA | Bear Creek | 50156 | CAMX | WECC California | WAT | 3.2 |  | 6234 |  |  |  |  | NEI avg EF - PM, fuel type, firing type | 55508
2019 | CA | Bear Creek Solar | 58508 | CAMX | WECC California | SUN | 1.5 |  | 3868 |  |  |  |  | Estimated using an emission factor | 34440
2019 | CA | Bear Mountain Limited | 10649 | CAMX | WECC California | NG | 46 | 0.79484 | 32865 | 414791 | 0.042516 | 0.0025873 | 0.000205 | EPA/NEI | 521857.344 | 0.053491
2019 | CA | Bear Valley | 457 | CAMX | WECC California | WAT | 1.4 |  | 3472 |  |  |  |  | NEI avg EF - PM, fuel type, firing type | 30914
2019 | CA | Bear Valley Power Plant | 56346 | CAMX | WECC California | NG | 8.4 |  | 385 | 7579.999 | 0.0015994 | 0.0083085 | 0.000422 | Estimated using an emission factor | 7579.999 | 0.0015994
2019 | CA | Beardsley | 414 | CAMX | WECC California | WAT | 10 |  | 68189 |  |  |  |  | NEI avg EF - PM, fuel type, firing type | 607155
2019 | CA | Belden | 219 | CAMX | WECC California | WAT | 117.9 |  | 429689 |  |  |  |  | NEI avg EF - PM, fuel type, firing type | 3825952
2019 | CA | Beringer | 58890 | CAMX | WECC California | SUN | 1.2 |  | 1242 |  |  |  |  | Estimated using an emission factor | 11057
2019 | CA | Berry Cogen | 50170 | CAMX | WECC California | NG | 38.7 | 0.41146 | 292321 | 1587426.631 | 4.3522 | 0.029777 | 0.0054834 | NEI avg EF - PM, fuel type, firing type | 3858039 | 10.5776
2019 | CA | Berry Cogen Tanne Hills 18 | 50622 | CAMX | WECC California | NG | 17.6 | 0.33659 | 78487 | 518940.505 | 1.4228 | 0.036255 | 0.0054834 | NEI avg EF - PM, fuel type, firing type | 1541764 | 4.227
2019 | CA | Berry NMW Cogens | 62176 | CAMX | WECC California | NG | 9.6 |  | 48229 | 592788 | 1.6252 | 0.067397 | 0.0054834 | NEI avg EF - PM, fuel type, firing type | 592788 | 1.6252
2019 | CA | Berry Placerita Cogen | 52096 | CAMX | WECC California | NG | 42.8 | 0.44981 | 266165 | 1507760.726 | 4.1338 | 0.031062 | 0.0054834 | NEI avg EF - PM, fuel type, firing type | 3351991 | 9.1901
2019 | CA | Bidwell Ditch Project | 10880 | CAMX | WECC California | WAT | 1.8 |  | 7583 |  |  |  |  | NEI avg EF - PM, fuel type, firing type | 67519
2019 | CA | Big Creek 1 | 317 | CAMX | WECC California | WAT | 88.4 |  | 345253 |  |  |  |  | NEI avg EF - PM, fuel type, firing type | 3074135.062
2019 | CA | Big Creek 2 | 318 | CAMX | WECC California | WAT | 66.6 |  | 329937 |  |  |  |  | NEI avg EF - PM, fuel type, firing type | 2937760
2019 | CA | Big Creek 2A | 322 | CAMX | WECC California | WAT | 110 |  | 505669 |  |  |  |  | NEI avg EF - PM, fuel type, firing type | 4502476
2019 | CA | Big Creek 3 | 319 | CAMX | WECC California | WAT | 174.5 |  | 859280.999 |  |  |  |  | NEI avg EF - PM, fuel type, firing type | 7651036
2019 | CA | Big Creek 4 | 320 | CAMX | WECC California | WAT | 100 |  | 513541 |  |  |  |  | NEI avg EF - PM, fuel type, firing type | 4572570
2019 | CA | Big Creek 8 | 321 | CAMX | WECC California | WAT | 75 |  | 283942 |  |  |  |  | NEI avg EF - PM, fuel type, firing type | 2528220
2019 | CA | Big Creek Water Works | 10282 | CAMX | WECC California | WAT | 5 |  | 8042 |  |  |  |  | NEI avg EF - PM, fuel type, firing type | 71604
2019 | CA | Big Pine Creek | 391 | CAMX | WECC California | WAT | 3.2 |  | 160 |  |  |  |  | NEI avg EF - PM, fuel type, firing type | 1426
2019 | CA | Big Valley Power LLC | 10288 | CAMX | WECC California | WDS | 9.3
2019 | CA | Biola University Hybrid | 54296 | CAMX | WECC California | NG | 5.5 | 0.4345 | 12571.001 | 65286.838 | 0.013776 | 0.0021916 | 0.000422 | EPA/NEI; Estimated using an emission factor | 150257 | 0.031704
2019 | CA | Bio-Rad | 63189 | CAMX | WECC California | SUN | 2.5
2019 | CA | Bishop Creek 2 | 323 | CAMX | WECC California | WAT | 7.3 |  | 36422.001 |  |  |  |  | NEI avg EF - PM, fuel type, firing type | 324302
2019 | CA | Bishop Creek 3 | 324 | CAMX | WECC California | WAT | 8.4 |  | 35190.999 |  |  |  |  | NEI avg EF - PM, fuel type, firing type | 313339.992
2019 | CA | Bishop Creek 4 | 325 | CAMX | WECC California | WAT | 8.2 |  | 49503.999 |  |  |  |  | NEI avg EF - PM, fuel type, firing type | 440782
2019 | CA | Bishop Creek 5 | 326 | CAMX | WECC California | WAT | 4.5 |  | 17351 |  |  |  |  | NEI avg EF - PM, fuel type, firing type | 154495
2019 | CA | Bishop Creek 6 | 327 | CAMX | WECC California | WAT | 1.6 |  | 10314 |  |  |  |  | NEI avg EF - PM, fuel type, firing type | 91837
2019 | CA | Black Butte | 7229 | CAMX | WECC California | WAT | 6.1 |  | 18065 |  |  |  |  | NEI avg EF - PM, fuel type, firing type | 160851
2019 | CA | Black Rock I | 57477 | CAMX | WECC California | GEO | 70
2019 | CA | Black Rock II | 57478 | CAMX | WECC California | GEO | 70
2019 | CA | Black Rock III | 57479 | CAMX | WECC California | GEO | 70
2019 | CA | Blacksand Generating Facility | 56090 | CAMX | WECC California | PRG | 8 |  | 28555 | 442468.004 | 0.093361 | 0.006539 | 0.000422 | Estimated using an emission factor | 442468.004 | 0.093361
2019 | CA | Blackwell Solar Park | 59524 | CAMX | WECC California | SUN | 20 |  | 45622 |  |  |  |  | Estimated using an emission factor | 406219
2019 | CA | Blue Lake Power LLC | 10764 | CAMX | WECC California | WDS | 13.8 |  | 0 | 0 | 0 |  |  | NEI avg EF - PM, fuel type, firing type | 0 | 0
2019 | CA | Blue Shld Of Cal- El Dorado Hlls Mtr B | 62077 | CAMX | WECC California | SUN | 1.5 |  | 1323 |  |  |  |  | Estimated using an emission factor | 11780
2019 | CA | Blythe Energy | 55295 | CAMX | WECC California | NG | 591 |  | 1468625 | 11341270.5 | 22.9821 | 0.031297 | 0.0040528 | EPA/NEI | 11341270.5 | 22.9821
2019 | CA | Blythe Solar 110, LLC | 60093 | CAMX | WECC California | SUN | 109.8 |  | 290183 |  |  |  |  | Estimated using an emission factor | 2583790
2019 | CA | Blythe Solar II, LLC | 60092 | CAMX | WECC California | SUN | 246.2 |  | 272282 |  |  |  |  | EPA/NEI; Estimated using an emission factor | 2424399.938
2019 | CA | Blythe Solar III, LLC Hybrid | 60094 | CAMX | WECC California |  | 251.8
2019 | CA | Blythe Solar IV, LLC | 60095 | CAMX | WECC California | SUN | 137.4
2019 | CA | Bolthouse Farms Fuel Cell | 61845 | CAMX | WECC California | NG | 5
2019 | CA | Bolthouse S&P and Rowen Farms Solar | 56862 | CAMX | WECC California | SUN | 1.2 |  | 3325 |  |  |  |  | Estimated using an emission factor | 29607
2019 | CA | Borden Solar Farm | 59531 | CAMX | WECC California | SUN | 51.3
2019 | CA | Borel | 328 | CAMX | WECC California | WAT | 12 |  | -216 |  |  |  |  | NEI avg EF - PM, fuel type, firing type | 0
2019 | CA | Borrego Springs Energy Storage | 60565 | CAMX | WECC California | MWH | 1.5 |  | -4 | 0 |  |  |  |  | 0
2019 | CA | Bottle Rock Power | 902 | CAMX | WECC California | GEO | 55 |  | 0
2019 | CA | Bowerman Power LFG, LLC | 59461 | CAMX | WECC California | LFG | 23.8 |  | 161788.998 | 1646166.047 | 12.0993 | 0.14957 | 0.0147 | Estimated using an emission factor | 1646166.047 | 12.0993
2019 | CA | Bowman | 50546 | CAMX | WECC California | WAT | 3.6 |  | 14275 |  |  |  |  | NEI avg EF - PM, fuel type, firing type | 127105
2019 | CA | Box Canyon Dam | 50179 | NWPP | WECC Northwest | WAT | 5 |  | 20928 |  |  |  |  | NEI avg EF - PM, fuel type, firing type | 186342
2019 | CA | BP Carson Refinery | 50540 | CAMX | WECC California | OG | 13.5 |  | 0
2019 | CA | Brawley | 383 | AZNM | WECC Southwest | DFO | 23
2019 | CA | Brea Expansion Plant | 58007 | CAMX | WECC California | LFG | 35.7 |  | 236516.07 | 2332272.625 | 25.1885 | 0.213 | 0.0216 | EPA/NEI; Estimated using an emission factor | 2332272.625 | 25.1885
2019 | CA | Britton Powerhouse | 56820 | CAMX | WECC California | WAT | 2.8
2019 | CA | Broadridge Cogen | 57580 | CAMX | WECC California | NG | 5 | 1 | 15836 | 159938 | 0.033747 | 0.0042621 | 0.000422 | Estimated using an emission factor | 172588 | 0.033747
2019 | CA | Broadway (CA) | 420 | CAMX | WECC California | NG | 167
2019 | CA | Brookfield Tehachapi 1 | 57962 | CAMX | WECC California | WND | 102 |  | 246957 |  |  |  |  | Estimated using an emission factor | 2198905
2019 | CA | Buckeye Geothermal Power Plant | 57180 | CAMX | WECC California | GEO | 56.9
2019 | CA | Bucks Creek | 220 | CAMX | WECC California | WAT | 66 |  | 160302 |  |  |  |  | NEI avg EF - PM, fuel type, firing type | 1427329
2019 | CA | Buena Vista Biomass Power | 58472 | CAMX | WECC California | WDS | 22.5 |  | 0 | 0 | 0 |  |  | NEI avg EF - PM, fuel type, firing type | 0 | 0
2019 | CA | Buena Vista Energy LLC | 56446 | CAMX | WECC California | WND | 38 |  | 87875 |  |  |  |  | Estimated using an emission factor | 782438
2019 | CA | Buidling L | 60154 | CAMX | WECC California | SUN | 1 |  | 1576 |  |  |  |  | Estimated using an emission factor | 14034
2019 | CA | Building F | 60151 | CAMX | WECC California | SUN | 1.3 |  | 2347 |  |  |  |  | Estimated using an emission factor | 20898
2019 | CA | Building G | 60153 | CAMX | WECC California | SUN | 1.2 |  | 2203 |  |  |  |  | Estimated using an emission factor | 19616
2019 | CA | Burney Creek | 10706 | CAMX | WECC California | WAT | 3 |  | 8869 |  |  |  |  | NEI avg EF - PM, fuel type, firing type | 78970
2019 | CA | Burney Forest Products | 10652 | CAMX | WECC California | WDS | 31 | 0.52135 | 219044 | 2293930.94 | 26.1648 | 0.2389 | 0.022812 | NEI avg EF - PM, fuel type | 4399964.5 | 50.1864
2019 | CA | Butt Valley | 221 | CAMX | WECC California | WAT | 40 |  | 129768 |  |  |  |  | NEI avg EF - PM, fuel type, firing type | 1155454
2019 | CA | Butte College Main Campus Solar | 57970 | CAMX | WECC California | SUN | 3.5 |  | 5212 |  |  |  |  | Estimated using an emission factor | 46408
2019 | CA | C P Kelco San Diego Plant | 52147 | CAMX | WECC California | NG | 29.2 | 0.44807 | 90099.999 | 507286.848 | 1.3908 | 0.030873 | 0.0054834 | NEI avg EF - PM, fuel type, firing type | 1132169.031 | 3.1041
2019 | CA | C&H Sugar Plant | 58251 | CAMX | WECC California | PUR | 8 | 1 | 36684 | 326637 |  |  |  | Estimated using an emission factor | 326637
2019 | CA | CA Dept of Public Health at Richmond | 60428 | CAMX | WECC California | SUN | 2.2 |  | 4205 |  |  |  |  | Estimated using an emission factor | 37442
2019 | CA | CA Flats Solar 130, LLC | 60033 | CAMX | WECC California | SUN | 130 |  | 337000 |  |  |  |  | Estimated using an emission factor | 3000648
2019 | CA | CA Flats Solar 150, LLC | 60034 | CAMX | WECC California | SUN | 150 |  | 320888 |  |  |  |  | Estimated using an emission factor | 2857186
2019 | CA | Cabazon Wind Partners | 56011 | CAMX | WECC California | WND | 41 |  | 111678 |  |  |  |  | Estimated using an emission factor | 994382
2019 | CA | Cabrillo Power I Encina Power Station | 302 | CAMX | WECC California | NG | 764.5 |  | 372058.002 | 4189917.688 | 16.373 | 0.088013 | 0.0078154 | NEI avg EF - PM, fuel type, firing type | 4189917.688 | 16.373
2019 | CA | Cadillac Battery Energy Storage Facility | 63326 | CAMX | WECC California | MWH | 3.5
2019 | CA | Cal Flats BESS | 63930 | CAMX | WECC California | MWH | 60
2019 | CA | Cal State Univ San Bernardino FC01 | 57544 | CAMX | WECC California | NG | 1.4 | 0.58834 | 9071 | 50665.844 | 0 | 0 | 0 | Estimated using an emission factor | 86117 | 0
2019 | CA | Calabasas Gas to Energy Facility | 57163 | CAMX | WECC California | LFG | 13.8 | 1 | 36861 | 484682 | 5.2346 | 0.28402 | 0.0216 | EPA/NEI; Estimated using an emission factor | 484682 | 5.2346
2019 | CA | CalCity Solar 1 | 63054 | CAMX | WECC California | SUN | 3 |  | 594 |  |  |  |  | Estimated using an emission factor | 5289
2019 | CA | California City | 63516 | CAMX | WECC California | SUN | 1.9 |  | 5350 |  |  |  |  | Estimated using an emission factor | 47637
2019 | CA | California Institute of Technology | 10262 | CAMX | WECC California | NG | 34.8 | 0.41828 | 88134 | 470952.672 | 1.2104 | 0.027468 | 0.0051403 | EPA/NEI; Estimated using an emission factor | 1125931.562 | 2.8938
2019 | CA | California PV Energy at ISD WWTP | 59283 | CAMX | WECC California | SUN | 1 |  | 1965 |  |  |  |  | Estimated using an emission factor | 17495
2019 | CA | California Valley Solar Ranch | 57439 | CAMX | WECC California | SUN | 249.8 |  | 584795.001 |  |  |  |  | Estimated using an emission factor | 5207013.938
2019 | CA | Calipatria Solar Farm | 59088 | AZNM | WECC Southwest | SUN | 20 |  | 42035 |  |  |  |  | Estimated using an emission factor | 374280
2019 | CA | Calistoga Power Plant | 50066 | CAMX | WECC California | GEO | 176.4 |  | 400526 |  |  |  |  | Estimated using an emission factor | 3566284
2019 | CA | CalPeak Power - Border | 55510 | CAMX | WECC California | NG | 60.5 |  | 8892 | 101542.43 | 2.3583 | 0.53044 | 0.04645 | EPA/NEI; Estimated using an emission factor | 101542.43 | 2.3583
2019 | CA | CalPeak Power - Enterprise | 55513 | CAMX | WECC California | NG | 58.9 |  | 5493 | 60059.48 | 1.4658 | 0.53371 | 0.048813 | EPA/NEI; Estimated using an emission factor | 60059.48 | 1.4658
2019 | CA | CalPeak Power - Panoche | 55508 | CAMX | WECC California | NG | 110.4 |  | 8934 | 74921.219 | 0.026955 | 0.0060343 | 0.00071956 | EPA/NEI; Estimated using an emission factor | 74921.219 | 0.026955
2019 | CA | CalPeak Power - Vaca Dixon | 55499 | CAMX | WECC California | NG | 60.5 |  | 7997 | 87744.297 | 0.24177 | 0.060465 | 0.0055107 | EPA/NEI; Estimated using an emission factor | 87744.297 | 0.24177
2019 | CA | Calpine Gilroy Cogen, LP | 10034 | CAMX | WECC California | NG | 130 | 0.82687 | 89538 | 664164.026 | 2.5286 | 0.056482 | 0.0076145 | EPA/NEI | 803230.812 | 3.0581
2019 | CA | Calpine Sutter Energy Center | 55112 | CAMX | WECC California | NG | 636 |  | 653073 | 4851784.953 | 13.8677 | 0.042469 | 0.0057166 | NEI avg EF - PM, fuel type, firing type | 4851784.953 | 13.8677
2019 | CA | CalRenew-1 | 56768 | CAMX | WECC California | SUN | 5 |  | 8964 |  |  |  |  | Estimated using an emission factor | 79815
2019 | CA | Caltech Central | 57460 | CAMX | WECC California | OBG | 1.1 |  | 7722 | 55059.001 | 0 | 0 | 0 | Estimated using an emission factor | 55059.001 | 0
2019 | CA | Camanche | 537 | CAMX | WECC California | WAT | 10.8 |  | 61767 |  |  |  |  | NEI avg EF - PM, fuel type, firing type | 549974.016
2019 | CA | Cameron Ridge LLC | 10586 | CAMX | WECC California | WND | 59.6 |  | 153820 |  |  |  |  | Estimated using an emission factor | 1369614
2019 | CA | Camino | 430 | CAMX | WECC California | WAT | 157.8 |  | 464031 |  |  |  |  | NEI avg EF - PM, fuel type, firing type | 4131730
2019 | CA | Camino Solar | 63508 | CAMX | WECC California |  | 55
2019 | CA | Camp Far West | 531 | CAMX | WECC California | WAT | 7.2 |  | 29529 |  |  |  |  | NEI avg EF - PM, fuel type, firing type | 262928
2019 | CA | Camp San Luis Obispo | 63870 | CAMX | WECC California | SUN | 1.2
2019 | CA | Campo Verde Solar | 58467 | CAMX | WECC California | SUN | 147.4 |  | 335826 |  |  |  |  | Estimated using an emission factor | 2990193
2019 | CA | Cantua Solar Station | 57522 | CAMX | WECC California | SUN | 20 |  | 40365 |  |  |  |  | Estimated using an emission factor | 359411
2019 | CA | Canyon Crest Academy | 60568 | CAMX | WECC California | MWH | 1 |  | -38 | 0 |  |  |  |  | 0
2019 | CA | Canyon Power Plant | 57027 | CAMX | WECC California | NG | 200 |  | 123153 | 1337505.688 | 1.8809 | 0.030545 | 0.0028125 | EPA/NEI | 1337505.688 | 1.8809
2019 | CA | Caribou 1 | 222 | CAMX | WECC California | WAT | 73.8 |  | 133016.999 |  |  |  |  | NEI avg EF - PM, fuel type, firing type | 1184384
2019 | CA | Caribou 2 | 223 | CAMX | WECC California | WAT | 117.9 |  | 678610 |  |  |  |  | NEI avg EF - PM, fuel type, firing type | 6042344
2019 | CA | Carson Cogeneration | 7527 | CAMX | WECC California | NG | 125.5 | 0.77842 | 292516 | 2098448.945 | 0.2157 | 0.0014748 | 0.00020558 | EPA/NEI | 2695770.859 | 0.2771
2019 | CA | Carson Cogeneration Company | 10169 | CAMX | WECC California | NG | 55.8 | 0.69139 | 24729 | 180570.876 | 0.51972 | 0.042033 | 0.0057564 | NEI avg EF - PM, fuel type, firing type | 261170.453 | 0.7517
2019 | CA | Cascade Energy Storage, LLC | 61801 | CAMX | WECC California | MWH | 25
2019 | CA | Cascade Solar | 58590 | CAMX | WECC California | SUN | 18.5 |  | 51430 |  |  |  |  | Estimated using an emission factor | 457932
2019 | CA | Castaic | 392 | CAMX | WECC California | WAT | 1682 |  | 193141.002 | [5 empty] | 0
2019 | CA | Castaic Lake Phase II | 63385 | CAMX | WECC California | SUN | 3.5 |  | 6370 |  |  |  |  | Estimated using an emission factor | 56718
2019 | CA | Castle Rock Vineyards | 57870 | CAMX | WECC California | SUN | 1 |  | 1117 |  |  |  |  | Estimated using an emission factor | 9947
2019 | CA | Castor Solar | 60277 | CAMX | WECC California | SUN | 1.5 |  | 2132 |  |  |  |  | Estimated using an emission factor | 18983
2019 | CA | Catalina Solar 2, LLC | 59334 | CAMX | WECC California | SUN | 18 |  | 52435 |  |  |  |  | Estimated using an emission factor | 466883
2019 | CA | Catalina Solar LLC | 57708 | CAMX | WECC California | SUN | 110 |  | 247126 |  |  |  |  | Estimated using an emission factor | 2200411
2019 | CA | CBS Studio Center | 58440 | CAMX | WECC California | NG | 2.4 |  | 8754 | 79252.998 | 0 | 0 | 0 | Estimated using an emission factor | 79252.998 | 0
2019 | CA | CBS Television City | 58253 | CAMX | WECC California | NG | 2.8 |  | 9455.001 | 70141.998 | 0 | 0 | 0 | Estimated using an emission factor | 84539.998 | 0
2019 | CA | CCCSD Wastewater Treatment Plnt | 57573 | CAMX | WECC California | NG | 3.5 | 0.37637 | 21544 | 127755.225 | 0.35027 | 0.032516 | 0.0054834 | NEI avg EF - PM, fuel type, firing type | 339441 | 0.93064
2019 | CA | CD4 | 63490 | CAMX | WECC California | GEO | 25
2019 | CA | CDCR (CA) - Corcoran State Prison | 61620 | CAMX | WECC California | SUN | 5 |  | 9688 |  |  |  |  | Estimated using an emission factor | 86262
2019 | CA | CDCR (CA) - Pleasant Valley State Prison | 59748 | CAMX | WECC California | SUN | 1.2 |  | 3025 |  |  |  |  | Estimated using an emission factor | 26934
2019 | CA | CDCR (CA) - Solano State Prison | 61619 | CAMX | WECC California | SUN | 1.1 |  | 2261 |  |  |  |  | Estimated using an emission factor | 20133
2019 | CA | CDCR (CA) - Wasco State Prison | 61621 | CAMX | WECC California | SUN | 1.5 |  | 3455 |  |  |  |  | Estimated using an emission factor | 30764
2019 | CA | CE Leathers | 10631 | AZNM | WECC Southwest | GEO | 45.5 |  | 325434 |  |  |  |  | Estimated using an emission factor | 2897665
2019 | CA | CE Turbo LLC | 55984 | AZNM | WECC Southwest | GEO | 11.5 |  | 70825 |  |  |  |  | Estimated using an emission factor | 630627
2019 | CA | CE&P Imperial Valley 1 | 60670 | AZNM | WECC Southwest | OTH | 50
2019 | CA | CED Avenal | 60077 | CAMX | WECC California | SUN | 15.8 |  | 29848 |  |  |  |  | Estimated using an emission factor | 265766
2019 | CA | CED Ducor 1 | 60078 | CAMX | WECC California | SUN | 20 |  | 46736 |  |  |  |  | Estimated using an emission factor | 416136
2019 | CA | CED Ducor 2 | 60079 | CAMX | WECC California | SUN | 20 |  | 46371 |  |  |  |  | Estimated using an emission factor | 412887
2019 | CA | CED Ducor 3 | 60080 | CAMX | WECC California | SUN | 15 |  | 35219 |  |  |  |  | Estimated using an emission factor | 313590
2019 | CA | CED Ducor 4 | 60081 | CAMX | WECC California | SUN | 20 |  | 46505 |  |  |  |  | Estimated using an emission factor | 414082
2019 | CA | Center Generating Station | 56475 | CAMX | WECC California | NG | 59.8 |  | 10361 | 127360.695 | 0.49769 | 0.09607 | 0.0078154 | NEI avg EF - PM, fuel type, firing type | 127360.695 | 0.49769
2019 | CA | Centerville PH | 224 | CAMX | WECC California | WAT | 6.4
2019 | CA | Centinela Solar Energy | 58430 | CAMX | WECC California | SUN | 174.8 |  | 483717.002 |  |  |  |  | Estimated using an emission factor | 4307017.031
2019 | CA | Central 40 | 63940 | CAMX | WECC California | SUN | 40
2019 | CA | Central Antelope Dry Ranch B LLC | 60281 | CAMX | WECC California | SUN | 3 |  | 8368 |  |  |  |  | Estimated using an emission factor | 74508
2019 | CA | Central Antelope Dry Ranch C | 59963 | CAMX | WECC California | SUN | 20 |  | 38332 |  |  |  |  | Estimated using an emission factor | 341306
2019 | CA | Central CA Fuel Cell 1 | 63439 | CAMX | WECC California | NG | 2.8 | 1 | 17721 | 176117 | 0 | 0 | 0 | Estimated using an emission factor | 176117 | 0
2019 | CA | Central Utilities Plant LAX | 10048 | CAMX | WECC California | NG | 8
2019 | CA | Central Utilities Plant LAX 2 | 58258 | CAMX | WECC California | NG | 9.2 | 0.36866 | 32398 | 165855.013 | 0.45472 | 0.028071 | 0.0054834 | NEI avg EF - PM, fuel type, firing type | 449891 | 1.2335
2019 | CA | Central Utility Plant | 50876 | CAMX | WECC California | NG | 30.7
2019 | CA | Central Valley Ag Power | 58978 | CAMX | WECC California | OBG | 1.5 |  | 0
2019 | CA | Century Generating Facility | 55934 | CAMX | WECC California | NG | 44.8 |  | 495 | 7495 | 0.020549 | 0.083026 | 0.0054834 | NEI avg EF - PM, fuel type, firing type | 7495 | 0.020549
2019 | CA | CES Placerita Power Plant | 10677 | CAMX | WECC California | NG | 150
2019 | CA | CFW Solar X LLC - Vaughn | 62378 | CAMX | WECC California | SUN | 1.6 |  | 2686 |  |  |  |  | Estimated using an emission factor | 23916
2019 | CA | Chaffey College Rancho Cucamonga Campus | 62150 | CAMX | WECC California | SUN | 4 |  | 6893 |  |  |  |  | Estimated using an emission factor | 61375
2019 | CA | Chalk Cliff Limited | 50003 | CAMX | WECC California | NG | 46 | 0.76668 | 9995 | 72269.154 | 0.19814 | 0.039648 | 0.0054834 | NEI avg EF - PM, fuel type, firing type | 94262 | 0.25844
2019 | CA | Chalk Mountain Powerhouse | 56821 | CAMX | WECC California | WAT | 2.2
2019 | CA | Cherry | 63850 | CAMX | WECC California | SUN | 249.7
2019 | CA | Chestnut | 63849 | CAMX | WECC California | SUN | 150.6
2019 | CA | Chevron - Lost Hills Hybrid | 63545 | CAMX | WECC California |  | 40
2019 | CA | Chicago Park | 412 | CAMX | WECC California | WAT | 44 |  | 148125 |  |  |  |  | NEI avg EF - PM, fuel type, firing type | 1318905
2019 | CA | Childrens Hospital | 10175 | CAMX | WECC California | NG | 12.8 | 0.44319 | 26570.999 | 192206.644 | 0.53615 | 0.040356 | 0.0055789 | EPA/NEI; Estimated using an emission factor | 433691.001 | 1.2098
2019 | CA | Chili Bar | 225 | CAMX | WECC California | WAT | 7 |  | 35121 |  |  |  |  | NEI avg EF - PM, fuel type, firing type | 312718
2019 | CA | Chowchilla II | 56185 | CAMX | WECC California | NG | 49.6 |  | 12526 | 129984.992 | 0.027427 | 0.0043792 | 0.000422 | Estimated using an emission factor | 129984.992 | 0.027427
2019 | CA | Chuckawalla Solar | 58506 | CAMX | WECC California | SUN | 4 |  | 8925 |  |  |  |  | Estimated using an emission factor | 79469
2019 | CA | Chuckawalla Valley State Prison | 57011 | CAMX | WECC California | SUN | 1 |  | 1807 |  |  |  |  | Estimated using an emission factor | 16088
2019 | CA | Chula Vista Energy Center | 55540 | CAMX | WECC California | NG | 44 |  | 3885 | 68155.773 | 0.29602 | 0.15239 | 0.0086866 | EPA/NEI | 68155.773 | 0.29602
2019 | CA | CID Solar (CA) | 63204 | CAMX | WECC California | SUN | 2 |  | 658 |  |  |  |  | Estimated using an emission factor | 5859
2019 | CA | CID Solar, LLC | 59183 | CAMX | WECC California | SUN | 20 |  | 46843 |  |  |  |  | Estimated using an emission factor | 417090
2019 | CA | Citizen B | 59738 | CAMX | WECC California | SUN | 5 |  | 11238 |  |  |  |  | Estimated using an emission factor | 100064
2019 | CA | Citizens Imperial Solar | 62052 | AZNM | WECC Southwest | SUN | 30 |  | 27408 |  |  |  |  | Estimated using an emission factor | 244041
2019 | CA | City of Hayward WWTP | 58525 | CAMX | WECC California | OBG | 2.1 | 1 | 9881 | 74186 | 0.54527 | 0.11037 | 0.0147 | Estimated using an emission factor | 94630 | 0.54527
2019 | CA | City of Madera WWTP | 57682 | CAMX | WECC California | SUN | 1.2 |  | 1056 |  |  |  |  | Estimated using an emission factor | 9403
2019 | CA | City of Palo Alto | 57714 | CAMX | WECC California | NG | 4.4 |  | 8 | 112 | 2.3632e-05 | 0.005908 | 0.000422 | Estimated using an emission factor | 112 | 2.3632e-05
2019 | CA | City of Soledad Water Reclamation | 59329 | CAMX | WECC California | WND | 1 |  | 4314 |  |  |  |  | Estimated using an emission factor | 38412
2019 | CA | City of Tulare Water Facility | 59395 | CAMX | WECC California | SUN | 3 | 1 | 17054.73 |  |  |  |  | EPA/NEI; Estimated using an emission factor | 1339
2019 | CA | Civic Center | 10623 | CAMX | WECC California | NG | 34.5 | 0.34037 | 83920 | 457240.993 | 1.0945 | 0.026085 | 0.0047876 | EPA/NEI; Estimated using an emission factor | 1343349.859 | 3.2157
2019 | CA | Clear Lake Hydro Project | 50128 | CAMX | WECC California | WAT | 2.5
2019 | CA | Clearwater Power Plant | 56356 | CAMX | WECC California |  | 49 | 0.79566 | 8252.76 | 0 | 0 | 0 |  | EPA/NEI; Estimated using an emission factor | 75161.258 | 0
2019 | CA | Cloverdale Solar Center | 60813 | CAMX | WECC California | SUN | 1 |  | 1321 |  |  |  |  | Estimated using an emission factor | 11762
2019 | CA | Cloverdale Solar I | 58949 | CAMX | WECC California | SUN | 1.5 |  | 2053 |  |  |  |  | Estimated using an emission factor | 18279
2019 | CA | Coachella | 6060 | AZNM | WECC Southwest | NG | 92.4 |  | 5023 | 81505 | 0.22346 | 0.088976 | 0.0054834 | NEI avg EF - PM, fuel type, firing type | 81505 | 0.22346
2019 | CA | Coal Canyon | 226 | CAMX | WECC California | WAT | 1
2019 | CA | Coalinga 25D Cogen | 52086 | CAMX | WECC California | NG | 13.6 | 0.32502 | 69003 | 356143.31 | 0.97644 | 0.028301 | 0.0054834 | NEI avg EF - PM, fuel type, firing type | 1095759 | 3.0042
2019 | CA | Coalinga 6C Cogen | 52083 | CAMX | WECC California | NG | 6.8
2019 | CA | Coalinga Cogeneration Facility | 50131 | CAMX | WECC California | NG | 38.4 | 1 | 0
2019 | CA | Coalinga Cogeneration Facility | 50750 | CAMX | WECC California | NG | 6.8 | 0.36122 | 49604 | 265873.822 | 0.72895 | 0.029391 | 0.0054834 | NEI avg EF - PM, fuel type, firing type | 736047 | 2.018
2019 | CA | Coca Cola American Canyon | 57807 | CAMX | WECC California | NG | 1.1 |  | 397 | 4556 | 0 | 0 | 0 | Estimated using an emission factor | 4556 | 0
2019 | CA | Cold Canyon 1 | 58379 | CAMX | WECC California | LFG | 1.5 |  | 11923 | 140273 | 1.031 | 0.17294 | 0.0147 | Estimated using an emission factor | 140273 | 1.031
2019 | CA | Coleman PH | 227 | CAMX | WECC California | WAT | 12.1 |  | 41183 |  |  |  |  | NEI avg EF - PM, fuel type, firing type | 366693
2019 | CA | Colgate | 454 | CAMX | WECC California | WAT | 315 |  | 1638632 |  |  |  |  | NEI avg EF - PM, fuel type, firing type | 14590378
2019 | CA | Colgreen North Shore Solar Farm | 60825 | AZNM | WECC Southwest | SUN | 74.8 |  | 187688 |  |  |  |  | Estimated using an emission factor | 1671174
2019 | CA | Collierville Powerhouse | 54555 | CAMX | WECC California | WAT | 253 |  | 907657 |  |  |  |  | NEI avg EF - PM, fuel type, firing type | 8081777
2019 | CA | Collins Pine Project | 10661 | CAMX | WECC California | WDS | 12 | 0.069906 | 12735 | 73213.598 | 0.83508 | 0.13115 | 0.022812 | NEI avg EF - PM, fuel type | 1047319 | 11.9458
2019 | CA | Colon PV | 59798 | CAMX | WECC California | SUN | 1.3 |  | 2031 |  |  |  |  | Estimated using an emission factor | 18083
2019 | CA | Colton Solar One, LLC | 59597 | CAMX | WECC California | SUN | 2.5 |  | 4561 |  |  |  |  | Estimated using an emission factor | 40611
2019 | CA | Colton Solar Two, LLC | 59598 | CAMX | WECC California | SUN | 1 |  | 1903 |  |  |  |  | Estimated using an emission factor | 16946
2019 | CA | Columbia Solar Energy, LLC | 59979 | CAMX | WECC California | SUN | 19.2 |  | 38363 |  |  |  |  | Estimated using an emission factor | 341584
2019 | CA | Colusa Generating Station | 56532 | CAMX | WECC California | NG | 712.4 |  | 3028361 | 21446917 | 22.7631 | 0.015033 | 0.0021227 | EPA/NEI | 21446917 | 22.7631
2019 | CA | Combie South | 846 | CAMX | WECC California | WAT | 1.5 |  | 7917.999 |  |  |  |  | NEI avg EF - PM, fuel type, firing type | 70501.002
2019 | CA | Commerce Refuse To Energy | 10090 | CAMX | WECC California | MSW | 12
2019 | CA | Community Solar 1 | 58545 | AZNM | WECC Southwest | SUN | 5.7 |  | 13877 |  |  |  |  | Estimated using an emission factor | 123561
2019 | CA | Con Dios Solar 11 | 59264 | CAMX | WECC California | SUN | 1.5
2019 | CA | Con Dios Solar 3 | 59263 | CAMX | WECC California | SUN | 1.5
2019 | CA | Control Gorge | 393 | CAMX | WECC California | WAT | 37.5 |  | 80270 |  |  |  |  | NEI avg EF - PM, fuel type, firing type | 714725
2019 | CA | Coolwater | 329 | CAMX | WECC California | NG | 727.3
2019 | CA | Copco 1 | 294 | NWPP | WECC Northwest | WAT | 20 |  | 85841 |  |  |  |  | NEI avg EF - PM, fuel type, firing type | 764328
2019 | CA | Copco 2 | 295 | NWPP | WECC Northwest | WAT | 27 |  | 108585 |  |  |  |  | NEI avg EF - PM, fuel type, firing type | 966841
2019 | CA | Coram Energy LLC | 54299 | CAMX | WECC California | WND | 4.4 |  | 9717 |  |  |  |  | EPA/NEI; Estimated using an emission factor | 86520
2019 | CA | Coram Energy LLC (ECT) | 54298 | CAMX | WECC California | WND | 10.8 |  | 25544 |  |  |  |  | EPA/NEI; Estimated using an emission factor | 227444
2019 | CA | Coram Tehachapi | 54750 | CAMX | WECC California | WND | 6.5 |  | 11167 |  |  |  |  | Estimated using an emission factor | 99432
2019 | CA | Corcoran | 60450 | CAMX | WECC California | SUN | 1.1 |  | 1919 |  |  |  |  | Estimated using an emission factor | 17088
2019 | CA | Corcoran Solar | 58374 | CAMX | WECC California | SUN | 20 |  | 44698 |  |  |  |  | Estimated using an emission factor | 397992
2019 | CA | Corcoran Solar 2 | 59413 | CAMX | WECC California | SUN | 19.8 |  | 48951 |  |  |  |  | Estimated using an emission factor | 435861
2019 | CA | Corcoran Solar 3 | 59900 | CAMX | WECC California | SUN | 20 |  | 49755 |  |  |  |  | Estimated using an emission factor | 443018
2019 | CA | CoreSite Real Estate 1656 McCarthy, L.P. | 61475 | CAMX | WECC California | DFO | 5 |  | 0
2019 | CA | CoreSite Real Estate 2901 Coronado, L.P. | 61476 | CAMX | WECC California | DFO | 10 |  | 0
2019 | CA | CoreSite Real Estate 2972 Stender, L.P. | 61464 | CAMX | WECC California | DFO | 12 |  | 0
2019 | CA | CoreSite Real Estate 3032 Coronado, L.P. | 61482 | CAMX | WECC California | DFO | 30 |  | 0
2019 | CA | CoreSite Real Estate 55 S. Market Street | 61474 | CAMX | WECC California | DFO | 8 |  | 0
2019 | CA | Corona | 480 | CAMX | WECC California | WAT | 2.9 |  | 3623 |  |  |  |  | NEI avg EF - PM, fuel type, firing type | 32259
2019 | CA | Corona Energy Partners, Ltd | 10635 | CAMX | WECC California | NG | 47
2019 | CA | Coronal Lost Hills | 59638 | CAMX | WECC California | SUN | 20 |  | 50686 |  |  |  |  | Estimated using an emission factor | 451308
2019 | CA | Coronus Adelanto West 1 | 59536 | CAMX | WECC California | SUN | 1.5 |  | 2480 |  |  |  |  | Estimated using an emission factor | 22080
2019 | CA | Coronus Adelanto West 2 | 59537 | CAMX | WECC California | SUN | 1.5 |  | 2950 |  |  |  |  | Estimated using an emission factor | 26268
2019 | CA | Coso Energy Developers | 10875 | CAMX | WECC California | GEO | 90 |  | 279041.001 |  |  |  |  | Estimated using an emission factor | 2484581.062
2019 | CA | Coso Finance Partners | 10873 | CAMX | WECC California | GEO | 92.2 |  | 488618.999 |  |  |  |  | Estimated using an emission factor | 4350663
2019 | CA | Coso Power Developers | 10874 | CAMX | WECC California | GEO | 90 |  | 408891.999 |  |  |  |  | Estimated using an emission factor | 3640774.125
2019 | CA | Costco Lake Drive | 63638 | CAMX | WECC California | NG | 2.6 |  | 17862 | 113930 | 0 | 0 | 0 | Estimated using an emission factor | 113930 | 0
2019 | CA | Cosumnes Power Plant | 55970 | CAMX | WECC California | OG | 556.8 |  | 2751173 | 19807477 | 13.7996 | 0.010032 | 0.0013934 | EPA/NEI | 19807477 | 13.7996
2019 | CA | Cottonwood | 394 | CAMX | WECC California | WAT | 1.6 |  | 1028 |  |  |  |  | NEI avg EF - PM, fuel type, firing type | 9153
2019 | CA | Cottonwood Solar, LLC (City of Corcoran) | 59087 | CAMX | WECC California | SUN | 12 |  | 25943 |  |  |  |  | Estimated using an emission factor | 230995
2019 | CA | Cottonwood Solar, LLC (Goose Lake) | 59086 | CAMX | WECC California | SUN | 12 |  | 32276 |  |  |  |  | Estimated using an emission factor | 287385
2019 | CA | Cottonwood Solar, LLC Cottonwood Carport | 59703 | CAMX | WECC California | SUN | 1 |  | 1320 |  |  |  |  | Estimated using an emission factor | 11753
2019 | CA | County of San Diego SBRC | 62242 | CAMX | WECC California | SUN | 1.3 |  | 2344 |  |  |  |  | Estimated using an emission factor | 20872
2019 | CA | Covanta Delano Energy | 10840 | CAMX | WECC California | WDS | 57 |  | 0 | 0 | 0 |  |  | NEI avg EF - PM, fuel type, firing type | 0 | 0
2019 | CA | Covanta Mendota | 10837 | CAMX | WECC California | WDS | 28
2019 | CA | Covanta Stanislaus Energy | 50632 | CAMX | WECC California | MSW | 24 |  | 147230 | 2919785.875 | 2.2774 | 0.030937 | 0.00156 | Estimated using an emission factor | 2919785.875 | 2.2774
2019 | CA | Cove Hydroelectric | 10707 | CAMX | WECC California | WAT | 5 |  | 18022 |  |  |  |  | NEI avg EF - PM, fuel type, firing type | 160469
2019 | CA | Cow Creek | 229 | CAMX | WECC California | WAT | 1.4 |  | 4479 |  |  |  |  | NEI avg EF - PM, fuel type, firing type | 39881
2019 | CA | Coyote Creek | 483 | CAMX | WECC California | WAT | 3.1 |  | 0
2019 | CA | Crafton Hills College Solar Farm | 58170 | CAMX | WECC California | SUN | 1.3 |  | 1514 |  |  |  |  | Estimated using an emission factor | 13478
2019 | CA | Crazy Horse Solar Project | 61285 | CAMX | WECC California | SUN | 2
2019 | CA | Creed Energy Center | 55625 | CAMX | WECC California | NG | 47 |  | 11763 | 136865.922 | 0.25558 | 0.043455 | 0.0037347 | EPA/NEI | 136865.922 | 0.25558
2019 | CA | Cresta | 231 | CAMX | WECC California | WAT | 73.8 |  | 371172 |  |  |  |  | NEI avg EF - PM, fuel type, firing type | 3304915
2019 | CA | Crockett Cogen Project | 55084 | CAMX | WECC California | NG | 247.4 | 0.66668 | 1529666 | 9232545.092 | 1.9481 | 0.0025471 | 0.000422 | Estimated using an emission factor | 13848651 | 2.9221
2019 | CA | Crown Cooling Facility | 58527 | AZNM | WECC Southwest | SUN | 1 |  | 1731 |  |  |  |  | Estimated using an emission factor | 15408
2019 | CA | CSD 2 - Heritage High | 59130 | CAMX | WECC California | SUN | 1.3 |  | 2002 |  |  |  |  | Estimated using an emission factor | 17826
2019 | CA | CSD 2- Freedom High | 59129 | CAMX | WECC California | SUN | 1.1 |  | 1483 |  |  |  |  | Estimated using an emission factor | 13203
2019 | CA | CST001 McCarthy Fuel Cell | 63701 | CAMX | WECC California | NG | 1.2 |  | 9512 | 61917 | 0 | 0 | 0 | Estimated using an emission factor | 61917 | 0
2019 | CA | CSU East Bay | 57042 | CAMX | WECC California | NG | 1.4 | 0.57044 | 4678 | 28609.412 | 0 | 0 | 0 | Estimated using an emission factor | 50153 | 0
2019 | CA | CSU Fresno Solar Project | 56813 | CAMX | WECC California | SUN | 1 |  | 1485 |  |  |  |  | Estimated using an emission factor | 13223
2019 | CA | CSU Long Beach | 63611 | CAMX | WECC California | MWH | 2.5
2019 | CA | CSU Long Beach Lots 7 & 14 | 62028 | CAMX | WECC California | SUN | 4.5 |  | 7289 |  |  |  |  | Estimated using an emission factor | 64901
2019 | CA | CSU Northridge Plant | 58422 | CAMX | WECC California | SUN | 2.8 | 1 | 910 |  |  |  |  | EPA/NEI; Estimated using an emission factor | 8103
2019 | CA | CSUCI Site Authority | 50851 | CAMX | WECC California | NG | 31.1 | 0.77088 | 2412 | 16705.97 | 0.048083 | 0.03987 | 0.0057564 | EPA/NEI; Estimated using an emission factor | 21671.396 | 0.062375
2019 | CA | CSUF Nutwood Solar | 60979 | CAMX | WECC California | SUN | 1.9 |  | 3048 |  |  |  |  | Estimated using an emission factor | 27139
2019 | CA | CSUF State College | 60978 | CAMX | WECC California | SUN | 1 |  | 1650 |  |  |  |  | Estimated using an emission factor | 14690
2019 | CA | CSUF Trigeneration | 58169 | CAMX | WECC California | NG | 8.5 | 0.48689 | 33948.001 | 166763.337 | 0.45721 | 0.026936 | 0.0054834 | EPA/NEI; Estimated using an emission factor | 393254.002 | 0.93906
2019 | CA | CTV Power Purchase Contract Trust | 54300 | CAMX | WECC California | WND | 4.6 |  | 11048 |  |  |  |  | Estimated using an emission factor | 98371.999
2019 | CA | Cuyama Solar, LLC | 60043 | CAMX | WECC California | SUN | 40 |  | 103234 |  |  |  |  | Estimated using an emission factor | 919194
2019 | CA | Cuyamaca Peak Energy | 55512 | CAMX | WECC California | NG | 48.7 |  | 7037 | 80881.93 | 0.9872 | 0.28057 | 0.024411 | EPA/NEI; Estimated using an emission factor | 80881.93 | 0.9872
2019 | CA | Cymric 31X Cogen | 52081 | CAMX | WECC California | NG | 6.8 | 0.35363 | 44826 | 231740.674 | 0.63536 | 0.028348 | 0.0054834 | NEI avg EF - PM, fuel type, firing type | 655329 | 1.7967
2019 | CA | Cymric 36W Cogen | 52104 | CAMX | WECC California | NG | 12.4 | 0.31564 | 72204 | 383825.443 | 1.0523 | 0.029149 | 0.0054834 | NEI avg EF - PM, fuel type, firing type | 1216018 | 3.334
2019 | CA | Cymric 6Z Cogen | 52082 | CAMX | WECC California | NG | 6.8 | 0.33932 | 43041 | 223195.695 | 0.61193 | 0.028435 | 0.0054834 | NEI avg EF - PM, fuel type, firing type | 657775 | 1.8034
2019 | CA | D'Arrigo Brothers - Phase 4 | 63486 | CAMX | WECC California | SUN | 1.7 |  | 3500 |  |  |  |  | Estimated using an emission factor | 31165
2019 | CA | DATS | 63612 | CAMX | WECC California | MWH | 1
2019 | CA | De Sabla | 232 | CAMX | WECC California | WAT | 18.4 |  | 54574 |  |  |  |  | NEI avg EF - PM, fuel type, firing type | 485926
2019 | CA | Deadwood Creek | 7507 | CAMX | WECC California | WAT | 2 |  | 4892 |  |  |  |  | NEI avg EF - PM, fuel type, firing type | 43557
2019 | CA | Dedeaux | 63674 | CAMX | WECC California | SUN | 0.9
2019 | CA | Deer Creek PH | 233 | CAMX | WECC California | WAT | 5.5 |  | 16199 |  |  |  |  | NEI avg EF - PM, fuel type, firing type | 144235
2019 | CA | Del Ranch Company | 10632 | AZNM | WECC Southwest | GEO | 45.5 |  | 311408 |  |  |  |  | Estimated using an emission factor | 2772778
2019 | CA | Delano Energy Center, LLC | 58122 | CAMX | WECC California | NG | 48.5 |  | 6710 | 76478.398 | 0.29886 | 0.089078 | 0.0078154 | NEI avg EF - PM, fuel type, firing type | 76478.398 | 0.29886
2019 | CA | Delano Land 1 | 61116 | CAMX | WECC California | SUN | 1 |  | 2023 |  |  |  |  | Estimated using an emission factor | 18011
2019 | CA | Delta Energy Center, LLC | 55333 | CAMX | WECC California | NG | 943.5 |  | 3533557 | 25253134 | 25.6276 | 0.014505 | 0.0020297 | EPA/NEI | 25253134 | 25.6276
2019 | CA | Depot Park Solar System | 58119 | CAMX | WECC California | SUN | 3 |  | 5662 |  |  |  |  | Estimated using an emission factor | 50411
2019 | CA | Dept of General Services -FTB | 60861 | CAMX | WECC California | SUN | 2.7 |  | 5223 |  |  |  |  | Estimated using an emission factor | 46506
2019 | CA | Desert Green Solar Farm LLC | 57959 | CAMX | WECC California | SUN | 6.3 |  | 15478 |  |  |  |  | Estimated using an emission factor | 137816
2019 | CA | Desert Harvest, LLC | 62177 | CAMX | WECC California | SUN | 150
2019 | CA | Desert Hot Springs Solar | 58514 | CAMX | WECC California | SUN | 2.3 |  | 6252 |  |  |  |  | Estimated using an emission factor | 55668
2019 | CA | Desert Quartzite | 59871 | CAMX | WECC California | SUN | 480
2019 | CA | Desert Sunlight 250, LLC | 58542 | CAMX | WECC California | SUN | 249.7 |  | 603731.999 |  |  |  |  | Estimated using an emission factor | 5375629.875
2019 | CA | Desert Sunlight 300, LLC | 57993 | CAMX | WECC California | SUN | 313.7 |  | 695267.003 |  |  |  |  | Estimated using an emission factor | 6190658.969
2019 | CA | Desert View Power | 10300 | AZNM | WECC Southwest | WDS | 55.5 |  | 342298 | 5479903.5 | 62.5043 | 0.3652 | 0.022812 | NEI avg EF - PM, fuel type | 5479903.5 | 62.5043
2019 | CA | DESI-1 Battery Energy Storage Facility | 60699 | CAMX | WECC California | MWH | 2.4 |  | 0
2019 | CA | DESI-2 Battery Storage Facility | 62460 | CAMX | WECC California | MWH | 1.4
2019 | CA | Devil Canyon | 436 | CAMX | WECC California | WAT | 276.2 |  | 1249345 |  |  |  |  | NEI avg EF - PM, fuel type, firing type | 11124169
2019 | CA | DGS Central California Womens Facility | 63419 | CAMX | WECC California | SUN | 2
2019 | CA | DGS Central Utility Plant | 58593 | CAMX | WECC California | DFO | 3.9 | 0 | 0
2019 | CA | DGS Wasco State Prison | 63418 | CAMX | WECC California | SUN | 2.3
2019 | CA | Diablo Canyon | 6099 | CAMX | WECC California | NUC | 2323 |  | 16165384 |  |  |  |  | Estimated using an emission factor | 168840312
2019 | CA | Diablo Energy Storage | 62175 | CAMX | WECC California | MWH | 250
2019 | CA | Diablo Winds LLC | 56271 | CAMX | WECC California | WND | 18 |  | 54003 |  |  |  |  | Estimated using an emission factor | 480842
2019 | CA | Diamond Valley Lake | 7942 | CAMX | WECC California | WAT | 39.6 |  | 18104.004 |  |  |  |  | EPA/NEI; Estimated using an emission factor | 161197.998
2019 | CA | Diamond Valley Solar Project | 59405 | CAMX | WECC California | SUN | 1.3 |  | 2414 |  |  |  |  | Estimated using an emission factor | 21492
2019 | CA | Difwind Farms Ltd I | 54681 | CAMX | WECC California | WND | 7.3 |  | 204 |  |  |  |  | Estimated using an emission factor | 1816
2019 | CA | Difwind Farms Ltd II | 54682 | CAMX | WECC California | WND | 5.5 |  | 33 |  |  |  |  | Estimated using an emission factor | 293
2019 | CA | Difwind Farms Ltd V | 54685 | CAMX | WECC California | WND | 11.7 |  | 5805 |  |  |  |  | Estimated using an emission factor | 51689
2019 | CA | Difwind Farms Ltd VI | 54686 | CAMX | WECC California | WND | 27.1 |  | 23451 |  |  |  |  | Estimated using an emission factor | 208807
2019 | CA | Difwind Farms Ltd VII | 10815 | CAMX | WECC California | WND | 24
2019 | CA | Difwind Farms Ltd VIII | 54687 | CAMX | WECC California | WND | 15
2019 | CA | Dillon Wind LLC | 56791 | CAMX | WECC California | WND | 45 |  | 146963 |  |  |  |  | Estimated using an emission factor | 1308558
2019 | CA | Dinosaur Point | 10005 | CAMX | WECC California | WND | 17.4 |  | 13972 |  |  |  |  | Estimated using an emission factor | 124406
2019 | CA | Dinuba Energy | 60100 | CAMX | WECC California | WDS | 11.5 |  | 0 | 0 | 0 |  |  | NEI avg EF - PM, fuel type, firing type | 0 | 0
2019 | CA | Dinuba Wastewater Treatment Plant | 57827 | CAMX | WECC California | SUN | 1 |  | 1594 |  |  |  |  | Estimated using an emission factor | 14193
2019 | CA | Dion R Holm | 380 | CAMX | WECC California | WAT | 156.8 |  | 608291 |  |  |  |  | NEI avg EF - PM, fuel type, firing type | 5416240
2019 | CA | Disney Prospect | 62571 | CAMX | WECC California | NG | 1 |  | 7374 | 62420 | 0 | 0 | 0 | Estimated using an emission factor | 62420 | 0
2019 | CA | Division 1 | 59094 | CAMX | WECC California | SUN | 1.5 |  | 3095 |  |  |  |  | Estimated using an emission factor | 27558
2019 | CA | Division 2 | 59095 | CAMX | WECC California | SUN | 1 |  | 1938 |  |  |  |  | Estimated using an emission factor | 17258
2019 | CA | Division 3 | 59096 | CAMX | WECC California | SUN | 1 |  | 2013 |  |  |  |  | Estimated using an emission factor | 17925
2019 | CA | Dome Project | 54449 | CAMX | WECC California | NG | 6 | 0.26459 | 47785 | 300098 | 0.82278 | 0.034437 | 0.0054834 | NEI avg EF - PM, fuel type, firing type | 1134199 | 3.1096
2019 | CA | Dominguez Plant | 52064 | CAMX | WECC California | WH | 5 | 1 | 12074 |  |  |  |  | Estimated using an emission factor | 107506
2019 | CA | Don Lee BESS 1 LLC | 62872 | CAMX | WECC California | MWH | 6.5
2019 | CA | Don Pedro | 439 | CAMX | WECC California | WAT | 170.8 |  | 359340.001 |  |  |  |  | NEI avg EF - PM, fuel type, firing type | 3200712
2019 | CA | Donald Von Raesfeld | 56026 | CAMX | WECC California | NG | 154 |  | 659073 | 5261476 | 1.78 | 0.0054014 | 0.00067661 | EPA/NEI | 5261476 | 1.78
2019 | CA | Donnells | 415 | CAMX | WECC California | WAT | 72 |  | 302325 |  |  |  |  | NEI avg EF - PM, fuel type, firing type | 2691903
2019 | CA | Double C Generation Limited Partnership | 50493 | CAMX | WECC California | NG | 49.8 |  | 16414 | 176266 | 0.48327 | 0.058885 | 0.0054834 | NEI avg EF - PM, fuel type, firing type | 176266 | 0.48327
2019 | CA | Downey | 63613 | CAMX | WECC California | MWH | 2
2019 | CA | Drew Solar LLC | 63127 | CAMX | WECC California | SUN | 100
2019 | CA | Drews Generating Facility | 55935 | CAMX | WECC California | NG | 44.8 |  | 414 | 6274 | 0.017201 | 0.083099 | 0.0054834 | NEI avg EF - PM, fuel type, firing type | 6274 | 0.017201
2019 | CA | Drop 1 | 585 | AZNM | WECC Southwest | WAT | 5.7 |  | 8241.999 |  |  |  |  | NEI avg EF - PM, fuel type, firing type | 73387.002
2019 | CA | Drop 2 (CA) | 385 | AZNM | WECC Southwest | WAT | 10 |  | 40000 |  |  |  |  | NEI avg EF - PM, fuel type, firing type | 356161
2019 | CA | Drop 3 (CA) | 386 | AZNM | WECC Southwest | WAT | 9.2 |  | 41002 |  |  |  |  | NEI avg EF - PM, fuel type, firing type | 365082
2019 | CA | Drop 4 | 387 | AZNM | WECC Southwest | WAT | 19.6 |  | 84947 |  |  |  |  | NEI avg EF - PM, fuel type, firing type | 756368
2019 | CA | Drop 5 | 314 | AZNM | WECC Southwest | WAT | 4 |  | 10382 |  |  |  |  | NEI avg EF - PM, fuel type, firing type | 92441
2019 | CA | Drum 1 | 235 | CAMX | WECC California | WAT | 49.2 |  | 73340 |  |  |  |  | NEI avg EF - PM, fuel type, firing type | 653020
2019 | CA | Drum 2 | 236 | CAMX | WECC California | WAT | 53.1 |  | 278490 |  |  |  |  | NEI avg EF - PM, fuel type, firing type | 2479676
2019 | CA | DSH (CA) - Coalinga State Hospital | 59746 | CAMX | WECC California | SUN | 2 |  | 4666 |  |  |  |  | Estimated using an emission factor | 41544
2019 | CA | DTE Stockton | 54238 | CAMX | WECC California | WDS | 54 | 0.41966 | 375552 | 2417469.558 | 3.3075 | 0.017614 | 0.0027363 | EPA/NEI | 5760602 | 7.8814
2019 | CA | Dulles | 60182 | CAMX | WECC California | SUN | 2 |  | 2557 |  |  |  |  | Estimated using an emission factor | 22768
2019 | CA | Dutch Flat | 237 | CAMX | WECC California | WAT | 22 |  | 67004 |  |  |  |  | NEI avg EF - PM, fuel type, firing type | 596604
2019 | CA | Dutch Flat 2 | 413 | CAMX | WECC California | WAT | 27.3 |  | 100439 |  |  |  |  | NEI avg EF - PM, fuel type, firing type | 894308
2019 | CA | Dutch Wind Energy | 57301 | CAMX | WECC California | WND | 8 |  | 20236 |  |  |  |  | Estimated using an emission factor | 180180
2019 | CA | Dyer Road | 50818 | CAMX | WECC California | WND | 10.5
2019 | CA | Dynegy Oakland Power Plant | 6211 | CAMX | WECC California | JF | 259.8 |  | 4251 | 70809 | 0.30163 | 0.14191 | 0.0085197 | EPA/NEI; Estimated using an emission factor | 70809 | 0.30163
2019 | CA | E F Oxnard Energy Facility | 10776 | CAMX | WECC California | NG | 48.5 | 0.81092 | 155051 | 1169205.821 | 3.2056 | 0.041349 | 0.0054834 | NEI avg EF - PM, fuel type, firing type | 1441822 | 3.953
2019 | CA | E&B Resources | 60446 | CAMX | WECC California | SUN | 1 |  | 2018 |  |  |  |  | Estimated using an emission factor | 17969
2019 | CA | EAFB - North Base | 59132 | CAMX | WECC California | SUN | 1.1 |  | 2482 |  |  |  |  | Estimated using an emission factor | 22101
2019 | CA | EAFB - South Base | 59133 | CAMX | WECC California | SUN | 1.1 |  | 2475 |  |  |  |  | Estimated using an emission factor | 22037
2019 | CA | Eagle Creek | 63078 | CAMX | WECC California | SUN | 3 |  | 66 |  |  |  |  | Estimated using an emission factor | 588
2019 | CA | East Highline | 586 | AZNM | WECC Southwest | WAT | 2.4 |  | 3214 |  |  |  |  | NEI avg EF - PM, fuel type, firing type | 28619
2019 | CA | East Portal Generator | 50375 | CAMX | WECC California | WAT | 1.2 |  | 5577 |  |  |  |  | NEI avg EF - PM, fuel type, firing type | 49657
2019 | CA | East Winds Project | 50820 | CAMX | WECC California | WND | 3 |  | 6411 |  |  |  |  | Estimated using an emission factor | 57083
2019 | CA | EDF Renewable Windfarm V Inc | 54453 | CAMX | WECC California | WND | 15.5 |  | 12660 |  |  |  |  | Estimated using an emission factor | 112724
2019 | CA | Edom Hills Project 1 LLC | 50553 | CAMX | WECC California | WND | 31 |  | 28500 |  |  |  |  | EPA/NEI; Estimated using an emission factor | 253764
2019 | CA | EDPR CA Solar Park VI LLC (CA) Hybrid | 62892 | CAMX | WECC California |  | 241
2019 | CA | Edward C Hyatt | 437 | CAMX | WECC California | WAT | 644.1 |  | 2662842.999 |  |  |  |  | EPA/NEI; Estimated using an emission factor | 23709954
2019 | CA | Edwards Air Force Base | 58076 | CAMX | WECC California | SUN | 3 |  | 2481 |  |  |  |  | Estimated using an emission factor | 22089.999
2019 | CA | El Cajon Energy Center | 57001 | CAMX | WECC California | NG | 49.9 |  | 8835 | 98983.055 | 0.3868 | 0.08756 | 0.0078154 | NEI avg EF - PM, fuel type, firing type | 98983.055 | 0.3868
2019 | CA | El Cajon Energy Storage | 60569 | CAMX | WECC California | MWH | 7.5 |  | -923 | 0 |  |  |  |  | 0
2019 | CA | El Centro | 389 | AZNM | WECC Southwest | NG | 438.3 |  | 638280 | 5382068.5 | 10.8981 | 0.034148 | 0.0040498 | EPA/NEI; Estimated using an emission factor | 5382068.5 | 10.8981
2019 | CA | El Dorado | 238 | CAMX | WECC California | WAT | 20 |  | 85648 |  |  |  |  | NEI avg EF - PM, fuel type, firing type | 762610
2019 | CA | El Nido Facility | 56707 | CAMX | WECC California | WDS | 12.5 |  | 46593 | 1001484.125 | 11.423 | 0.49033 | 0.022812 | NEI avg EF - PM, fuel type | 1001484.125 | 11.423
2019 | CA | El Segundo | 330 | CAMX | WECC California | NG | 1533.8 |  | 516626 | 4633332.5 | 2.1486 | 0.0083178 | 0.00092745 | EPA/NEI | 4633332.5 | 2.1486
2019 | CA | El Segundo Cogen | 10213 | CAMX | WECC California | NG | 182.8 | 0.84854 | 1260654 | 13102737.269 | 35.2694 | 0.055954 | 0.0053835 | EPA/NEI; Estimated using an emission factor | 15441425.859 | 41.5646
2019 | CA | ELACC Photovoltaic Power Facility | 56814 | CAMX | WECC California | SUN | 1
2019 | CA | Eland Solar & Storage Center, Phase 1 Hybrid | 61168 | CAMX | WECC California |  | 350
2019 | CA | Eland Solar & Storage Center, Phase 2 Hybrid | 61169 | CAMX | WECC California |  | 350
2019 | CA | Electra | 239 | CAMX | WECC California | WAT | 102.5 |  | 316582 |  |  |  |  | NEI avg EF - PM, fuel type, firing type | 2818846
2019 | CA | Elevation Solar C | 59964 | CAMX | WECC California | SUN | 40 |  | 110729 |  |  |  |  | Estimated using an emission factor | 985932
2019 | CA | Elk Hills Cogen | 55950 | CAMX | WECC California | NG | 46.6 | 1 | 0
2019 | CA | Elk Hills Power | 55400 | CAMX | WECC California | NG | 623 | 0.88328 | 3845666 | 22277786.593 | 81.8265 | 0.042555 | 0.007346 | EPA/NEI | 25221519 | 92.6389
2019 | CA | Elkhorn Battery Energy Storage System | 62564 | CAMX | WECC California | MWH | 182.5
2019 | CA | Ellwood | 8076 | CAMX | WECC California | NG | 58 |  | 3533 | 52803 | 0.14477 | 0.081953 | 0.0054834 | NEI avg EF - PM, fuel type, firing type | 52803 | 0.14477
2019 | CA | Elmore Company | 10634 | AZNM | WECC Southwest | GEO | 45.5 |  | 363093 |  |  |  |  | Estimated using an emission factor | 3232979
2019 | CA | Encina Water Pollution Control | 10026 | CAMX | WECC California | OBG | 4.7 | 1 | 14522 | 146647 | 1.0779 | 0.14844 | 0.0147 | EPA/NEI; Estimated using an emission factor | 146647 | 1.0779
2019 | CA | Energy Center | 58168 | CAMX | WECC California | NG | 2.4 | 0.4169 | 3186 | 27083.012 | 0.074253 | 0.046612 | 0.0054834 | EPA/NEI; Estimated using an emission factor | 64963.002 | 0.17811
2019 | CA | Enerparc CA1 LLC | 59122 | CAMX | WECC California | SUN | 1.5 |  | 3391 |  |  |  |  | Estimated using an emission factor | 30194
2019 | CA | Enerparc CA2, LLC | 59978 | NWPP | WECC Northwest | SUN | 1.5 |  | 3540 |  |  |  |  | Estimated using an emission factor | 31521
2019 | CA | Equilon Los Angeles Refining | 50530 | CAMX | WECC California | PRG | 83 | 0.33671 | 363852.81 | 2061252.774 | 7.3197 | 0.040234 | 0.0071022 | EPA/NEI; Estimated using an emission factor | 6121698 | 21.7386
2019 | CA | Equinix Caspian Dr. Fuel Cell | 62671 | CAMX | WECC California | NG | 4.8 |  | 37499 | 258818.008 | 0 | 0 | 0 | Estimated using an emission factor | 258818.008 | 0
2019 | CA | Equinix Douglas St. Fuel Cell | 62704 | CAMX | WECC California | NG | 1.5 |  | 7407 | 53562 | 0 | 0 | 0 | Estimated using an emission factor | 53562 | 0
2019 | CA | Equinix Great Oaks Blvd. Fuel Cell | 62702 | CAMX | WECC California | NG | 4.5 |  | 36982 | 256539.992 | 0 | 0 | 0 | Estimated using an emission factor | 256539.992 | 0
2019 | CA | Equinix Lundy Ave. Fuel Cell | 62703 | CAMX | WECC California | NG | 3.8 |  | 28972 | 205084 | 0 | 0 | 0 | Estimated using an emission factor | 205084 | 0
2019 | CA | Equinix Maple Ave. Fuel Cell | 62705 | CAMX | WECC California | NG | 2 |  | 7411 | 54825 | 0 | 0 | 0 | Estimated using an emission factor | 54825 | 0
2019 | CA | Equinix San Jose | 60223 | CAMX | WECC California | NG | 1.1 |  | 7358 | 61497 | 0 | 0 | 0 | Estimated using an emission factor | 61497 | 0
2019 | CA | EQX010 Great Oaks Fuel Cell | 63704 | CAMX | WECC California | NG | 2.4 |  | 6175 | 39064 | 0 | 0 | 0 | Estimated using an emission factor | 39064 | 0
2019 | CA | EQX011 Duane Fuel Cell | 63705 | CAMX | WECC California | NG | 5.2 |  | 40579 | 261898 | 0 | 0 | 0 | Estimated using an emission factor | 261898 | 0
2019 | CA | EQX015 Great Oaks Fuel Cell | 63708 | CAMX | WECC California | NG | 4 |  | 32088 | 222665 | 0 | 0 | 0 | Estimated using an emission factor | 222665 | 0
2019 | CA | Escondido Energy Center, LLC | 55538 | CAMX | WECC California | NG | 93.9 |  | 17393 | 181166.844 | 0.074502 | 0.0085669 | 0.00082247 | EPA/NEI | 181166.844 | 0.074502
2019 | CA | Escondido Energy Storage | 60570 | CAMX | WECC California | MWH | 30 |  | -6256 | 0 |  |  |  |  | 0
2019 | CA | ESI Project | 50819 | CAMX | WECC California | WND | 1.2
2019 | CA | Etiwanda | 745 | CAMX | WECC California | WAT | 23.9 |  | 66132 |  |  |  |  | NEI avg EF - PM, fuel type, firing type | 588840
2019 | CA | Etiwanda Generating Station | 331 | CAMX | WECC California | NG | 1050.1
2019 | CA | Exchequer | 409 | CAMX | WECC California | WAT | 94.5 |  | 343405 |  |  |  |  | NEI avg EF - PM, fuel type, firing type | 3057678
2019 | CA | Exeter Solar | 58306 | CAMX | WECC California | SUN | 3.5 |  | 6658.999 |  |  |  |  | Estimated using an emission factor | 59293
2019 | CA | Expressway Solar A | 58761 | CAMX | WECC California | SUN | 2 |  | 4845 |  |  |  |  | Estimated using an emission factor | 43139
2019 | CA | Expressway Solar B | 58762 | CAMX | WECC California | SUN | 2 |  | 4269 |  |  |  |  | Estimated using an emission factor | 38010
2019 | CA | Expressway Solar C2 | 58763 | CAMX | WECC California | SUN | 1.5 |  | 3579 |  |  |  |  | Estimated using an emission factor | 31868
2019 | CA | Extreme San Ignacio | 63604 | CAMX | WECC California | NG | 1 |  | 5494 | 35141 | 0 | 0 | 0 | Estimated using an emission factor | 35141 | 0
2019 | CA | Extreme Via Del Oro | 63607 | CAMX | WECC California | NG | 1.2 |  | 7956 | 50837 | 0 | 0 | 0 | Estimated using an emission factor | 50837 | 0
2019 | CA | ExxonMobil Santa Ynez Facility | 50270 | CAMX | WECC California | NG | 49.3
2019 | CA | FAA NorCal TRACON | 58261 | CAMX | WECC California | SUN | 1 |  | 1435 |  |  |  |  | Estimated using an emission factor | 12777
2019 | CA | Fairhaven Power | 10052 | CAMX | WECC California | WDS | 18.8 |  | 64550 | 1539986 | 17.5652 | 0.54424 | 0.022812 | NEI avg EF - PM, fuel type | 1539986 | 17.5652
2019 | CA | Fall Creek | 296 | NWPP | WECC Northwest | WAT | 2.1 |  | 6046 |  |  |  |  | NEI avg EF - PM, fuel type, firing type | 53831.999
2019 | CA | Fallbrook Energy Storage | 61365 | CAMX | WECC California | MWH | 40
2019 | CA | Farad | 6512 | NWPP | WECC Northwest | WAT | 2.8
2019 | CA | Farmersville | 59203 | CAMX | WECC California | SUN | 4.5 |  | 7962 |  |  |  |  | Estimated using an emission factor | 70894.002
2019 | CA | Feather River Energy Center | 55847 | CAMX | WECC California | NG | 47 |  | 12321 | 150870.391 | 0.14707 | 0.023872 | 0.0019496 | EPA/NEI | 150870.391 | 0.14707
2019 | CA | Five Points Solar Park | 59523 | CAMX | WECC California | SUN | 60 |  | 144532 |  |  |  |  | Estimated using an emission factor | 1286914
2019 | CA | Five Points Solar Station | 57498 | CAMX | WECC California | SUN | 15 |  | 26209 |  |  |  |  | Estimated using an emission factor | 233365
2019 | CA | FLEX Gibraltar | 62575 | CAMX | WECC California | NG | 1 |  | 6983 | 64936 | 0 | 0 | 0 | Estimated using an emission factor | 64936 | 0
2019 | CA | Folsom | 441 | NWPP | WECC Northwest | WAT | 198.6 |  | 774281.001 |  |  |  |  | NEI avg EF - PM, fuel type, firing type | 6894200.25
2019 | CA | Folsom SP and CSP Sacramento | 61698 | CAMX | WECC California | SUN | 1.3 |  | 1568 |  |  |  |  | Estimated using an emission factor | 13961
2019 | CA | Fontana | 332 | CAMX | WECC California | WAT | 3 |  | 4780 |  |  |  |  | NEI avg EF - PM, fuel type, firing type | 42562
2019 | CA | Foothill | 396 | CAMX | WECC California | WAT | 10.1 |  | -86 |  |  |  |  | NEI avg EF - PM, fuel type, firing type | 0
2019 | CA | Foothill Feeder | 6645 | CAMX | WECC California | WAT | 9 |  | 44336 |  |  |  |  | NEI avg EF - PM, fuel type, firing type | 394768
2019 | CA | Foothill Solar Project | 59799 | CAMX | WECC California | SUN | 1.1
2019 | CA | Forbestown | 417 | CAMX | WECC California | WAT | 41.9 |  | 157783 |  |  |  |  | NEI avg EF - PM, fuel type, firing type | 1404899
2019 | CA | Forever 21 Retail, Inc. | 59651 | CAMX | WECC California | SUN | 1.6 |  | 1870 |  |  |  |  | Estimated using an emission factor | 16650
2019 | CA | Forks of Butte Hydro Project | 50350 | CAMX | WECC California | WAT | 14.5 |  | 53300 |  |  |  |  | NEI avg EF - PM, fuel type, firing type | 474583
2019 | CA | Foster Wheeler Martinez | 10342 | CAMX | WECC California | NG | 113.5 | 0.55639 | 691779 | 4100101.472 | 11.801 | 0.034118 | 0.0057564 | EPA/NEI; Estimated using an emission factor | 7369064.5 | 21.2097
2019 | CA | Foundation AB | 57791 | CAMX | WECC California | WND | 1.5 |  | 2729 |  |  |  |  | Estimated using an emission factor | 24301
2019 | CA | Foundation California Training Facility | 61442 | CAMX | WECC California | WND | 1.8 |  | 5557 |  |  |  |  | Estimated using an emission factor | 49480
2019 | CA | Foundation CDCR LAC | 61066 | CAMX | WECC California | WND | 1.9 |  | 4532 |  |  |  |  | Estimated using an emission factor | 40355
2019 | CA | Foundation Cemex BMQ | 58102 | CAMX | WECC California | WND | 3 |  | 3862 |  |  |  |  | Estimated using an emission factor | 34388
2019 | CA | Foundation Cemex Madison | 58112 | CAMX | WECC California | WND | 1 |  | 1718 |  |  |  |  | Estimated using an emission factor | 15297
2019 | CA | Foundation Cemex River Plant | 58101 | CAMX | WECC California | WND | 3.2 |  | 3220 |  |  |  |  | Estimated using an emission factor | 28671
2019 | CA | Foundation Dole Fresh Vegetables | 62654 | CAMX | WECC California | WND | 5.6
2019 | CA | Foundation IE | 57792 | CAMX | WECC California | WND | 1 |  | 43 |  |  |  |  | Estimated using an emission factor | 383
2019 | CA | Foundation Mann Packing | 61443 | CAMX | WECC California | WND | 1.8 |  | 4186 |  |  |  |  | Estimated using an emission factor | 37272
2019 | CA | Foundation NWNA | 58114 | CAMX | WECC California | WND | 5.1 |  | 18387.001 |  |  |  |  | Estimated using an emission factor | 163718.004
2019 | CA | Foundation RRM | 58113 | CAMX | WECC California | WND | 2 |  | 8716 |  |  |  |  | Estimated using an emission factor | 77606
2019 | CA | Foundation SaIinas Valley State Prison | 61444 | CAMX | WECC California | WND | 1.8 |  | 5464 |  |  |  |  | Estimated using an emission factor | 48651
2019 | CA | Foundation Scheid Vineyards | 61067 | CAMX | WECC California | WND | 1.9 |  | 4040 |  |  |  |  | Estimated using an emission factor | 35973
2019 | CA | Foundation ST | 57626 | CAMX | WECC California | WND | 2 |  | 2693 |  |  |  |  | Estimated using an emission factor | 23978
2019 | CA | Foundation Superior Farms | 58104 | CAMX | WECC California | WND | 1 |  | 1479 |  |  |  |  | Estimated using an emission factor | 13169
2019 | CA | Foundation Wal-Mart Red Bluff | 58105 | CAMX | WECC California | WND | 1 | 1 | 1616 |  |  |  |  | Estimated using an emission factor | 14390
2019 | CA | Four Mile Hill | 55845 | CAMX | WECC California | GEO | 49.9
2019 | CA | FPL Energy Montezuma Winds LLC | 57201 | CAMX | WECC California | WND | 36.8 |  | 87517 |  |  |  |  | Estimated using an emission factor | 779252
2019 | CA | Francisco St. Solar | 62287 | CAMX | WECC California | SUN | 1.2 |  | 2204 |  |  |  |  | Estimated using an emission factor | 19626
2019 | CA | Frankenheimer Power Plant | 50219 | CAMX | WECC California | WAT | 5.3 |  | 12640 |  |  |  |  | NEI avg EF - PM, fuel type, firing type | 112546
2019 | CA | Franklin (CA) | 397 | CAMX | WECC California | WAT | 2 |  | -3 |  |  |  |  | NEI avg EF - PM, fuel type, firing type | 0
2019 | CA | Franklin Templeton San Mateo | 57809 | CAMX | WECC California | NG | 1.1 |  | 635 | 54417 | 0 | 0 | 0 | Estimated using an emission factor | 54417 | 0
2019 | CA | Freeway Springs | 60183 | CAMX | WECC California | SUN | 2 |  | 2758 |  |  |  |  | Estimated using an emission factor | 24557
2019 | CA | French Meadows | 424 | CAMX | WECC California | WAT | 15.3 |  | 84621 |  |  |  |  | NEI avg EF - PM, fuel type, firing type | 753466
2019 | CA | Fresno Bullard High School Hybrid | 63420 | CAMX | WECC California |  | 1.6
2019 | CA | Fresno Cogeneration Partners, LP | 10156 | CAMX | WECC California | NG | 104.9 | 0.81871 | 7827 | 53603.498 | 0.87952 | 0.22474 | 0.032816 | EPA/NEI | 65473.359 | 1.0743
2019 | CA | Fresno Hoover High School Hybrid | 63421 | CAMX | WECC California |  | 1.4
2019 | CA | Fresno Solar | 60083 | CAMX | WECC California | SUN | 3 |  | 6223 |  |  |  |  | Estimated using an emission factor | 55409
2019 | CA | Fresno Sunnyside High School Hybrid | 63422 | CAMX | WECC California |  | 1.9
2019 | CA | Friant Hydro Facility | 50393 | CAMX | WECC California | WAT | 37.5 |  | 178915 |  |  |  |  | NEI avg EF - PM, fuel type, firing type | 1593060
2019 | CA | Frito-Lay Cogen Plant | 10110 | CAMX | WECC California | NG | 6 | 0.50928 | 24030 | 167936.978 | 0.46043 | 0.038321 | 0.0054834 | NEI avg EF - PM, fuel type, firing type | 329756 | 0.90409
2019 | CA | Frontier HS Solar Project | 62275 | CAMX | WECC California | SUN | 1.4 |  | 2630 |  |  |  |  | Estimated using an emission factor | 23418
2019 | CA | Frontier Solar LLC | 60039 | CAMX | WECC California | SUN | 20 |  | 52092 |  |  |  |  | Estimated using an emission factor | 463827
2019 | CA | FRV SI Transport Solar LP | 57506 | CAMX | WECC California | SUN | 1 |  | 3083 |  |  |  |  | Estimated using an emission factor | 27449
2019 | CA | Fullerton Mill CHP | 58083 | CAMX | WECC California | NG | 21 | 0.40441 | 60838 | 348760.236 | 1.0038 | 0.032999 | 0.0057564 | EPA/NEI; Estimated using an emission factor | 862402 | 2.4822
2019 | CA | G2 Energy Hay Rd | 58320 | CAMX | WECC California | LFG | 1.6 |  | 12786 | 134030 | 0.98512 | 0.15409 | 0.0147 | Estimated using an emission factor | 134030 | 0.98512
2019 | CA | G2 Energy Ostrom Road LLC | 57133 | CAMX | WECC California | LFG | 3.5 |  | 26775 | 292008 | 2.1463 | 0.16032 | 0.0147 | Estimated using an emission factor | 292008 | 2.1463
2019 | CA | Gap Pacific Distribution Center | 56909 | CAMX | WECC California | SUN | 1.2 |  | 1010 |  |  |  |  | Estimated using an emission factor | 8994
2019 | CA | Garnet Solar Generation Station I LLC | 58528 | CAMX | WECC California | SUN | 4 |  | 4429 |  |  |  |  | Estimated using an emission factor | 39436
2019 | CA | Garnet Wind Energy Center | 57302 | CAMX | WECC California | WND | 6.5 |  | 13972 |  |  |  |  | Estimated using an emission factor | 124406
2019 | CA | Gas Utilization Facility | 50492 | CAMX | WECC California | OBG | 6.1 | 0.30899 | 11101 | 90304.148 | 0.66374 | 0.11958 | 0.0147 | EPA/NEI; Estimated using an emission factor | 292253 | 2.1481
2019 | CA | Gaskell West 1 Solar Facility | 61445 | CAMX | WECC California | SUN | 20 |  | 52494 |  |  |  |  | Estimated using an emission factor | 467407
2019 | CA | Gates Peaker | 55875 | CAMX | WECC California | NG | 46.5
2019 | CA | Gates Solar Station | 57892 | CAMX | WECC California | SUN | 20 |  | 33235 |  |  |  |  | Estimated using an emission factor | 295926
2019 | CA | Gateway Energy Storage System | 63834 | CAMX | WECC California | MWH | 250
2019 | CA | Gateway Generating Station | 56476 | CAMX | WECC California | NG | 619.7 |  | 2872858 | 21067335 | 16.5167 | 0.011498 | 0.001568 | EPA/NEI | 21067335 | 16.5167
2019 | CA | Gavilan District College Solar Project | 61993 | CAMX | WECC California | SUN | 1.9 |  | 4401 |  |  |  |  | EPA/NEI; Estimated using an emission factor | 39188
2019 | CA | Gaviota Oil Plant | 50623 | CAMX | WECC California | NG | 14 | 1 | 0
2019 | CA | GE - Tehachapi | 57566 | CAMX | WECC California | WND | 8.7
2019 | CA | GEN005 Antibody Fuel Cell | 63714 | CAMX | WECC California | NG | 2.5 |  | 16338 | 105158 | 0 | 0 | 0 | Estimated using an emission factor | 105158 | 0
2019 | CA | Genentech Vacaville Meter #1 | 60844 | CAMX | WECC California | SUN | 6.1 |  | 12499 |  |  |  |  | Estimated using an emission factor | 111292.996
2019 | CA | Genentech-Oceanside Hybrid | 60231 | CAMX | WECC California | SUN | 6.5 |  | 6641 |  |  |  |  | EPA/NEI; Estimated using an emission factor | 59132
2019 | CA | Genesis Solar Energy Project | 57394 | CAMX | WECC California | SUN | 250 |  | 617043 |  |  |  |  | Estimated using an emission factor | 5494152
2019 | CA | Geo East Mesa II | 54038 | AZNM | WECC Southwest | GEO | 21.6 |  | 0
2019 | CA | Geo East Mesa III | 10763 | AZNM | WECC Southwest | GEO | 29.6 |  | 76021 |  |  |  |  | Estimated using an emission factor | 676891
2019 | CA | Geothermal 1 | 7368 | CAMX | WECC California | GEO | 110 |  | 324594 |  |  |  |  | Estimated using an emission factor | 2890187
2019 | CA | Geothermal 2 | 7369 | CAMX | WECC California | GEO | 110 |  | 331152 |  |  |  |  | Estimated using an emission factor | 2948577
2019 | CA | Geysers Unit 5-20 | 286 | CAMX | WECC California | GEO | 1273 |  | 4351428.998 |  |  |  |  | EPA/NEI; Estimated using an emission factor | 38745123
2019 | CA | Gianera | 7231 | CAMX | WECC California | NG | 64.6 |  | 4574 | 7825 | 0.021454 | 0.0093808 | 0.0054834 | NEI avg EF - PM, fuel type, firing type | 7825 | 0.021454
2019 | CA | Giffen | 57521 | CAMX | WECC California | SUN | 20 |  | 17464 |  |  |  |  | EPA/NEI; Estimated using an emission factor | 155500
2019 | CA | Giffen Solar Park | 59522 | CAMX | WECC California | SUN | 20 |  | 31787 |  |  |  |  | Estimated using an emission factor | 283031
2019 | CA | Gilroy Energy Center, LLC | 55810 | CAMX | WECC California | NG | 135 |  | 26676.999 | 305710.602 | 0.12724 | 0.009539 | 0.00083239 | EPA/NEI | 305710.602 | 0.12724
2019 | CA | Glenarm | 422 | CAMX | WECC California | NG | 265.6 |  | 64960.69 | 640030.391 | 2.2274 | 0.068576 | 0.0069602 | NEI avg EF - PM, fuel type, firing type | 640030.391 | 2.2274
2019 | CA | Glendale Battery Energy Storage System | 60974 | CAMX | WECC California | MWH | 2 |  | 15 | 0 |  |  |  |  | 0
2019 | CA | Goal Line | 54749 | CAMX | WECC California | NG | 51.4 | 0.78795 | 8494 | 61713.115 | 7.6538 | 1.8022 | 0.24805 | EPA/NEI | 78321.359 | 9.7136
2019 | CA | Golden Acorn Casino | 59328 | CAMX | WECC California | WND | 1 |  | 4297 |  |  |  |  | Estimated using an emission factor | 38260
2019 | CA | Golden Field Solar III, LLC | 63859 | CAMX | WECC California | SUN | 192
2019 | CA | Golden Fields Solar I, LLC | 60590 | CAMX | WECC California | SUN | 54 |  | 148940 |  |  |  |  | Estimated using an emission factor | 1326160
2019 | CA | Golden Hills North Wind Energy Center | 61222 | CAMX | WECC California | WND | 46 |  | 170581 |  |  |  |  | Estimated using an emission factor | 1518853
2019 | CA | Golden Hills Wind | 60049 | CAMX | WECC California | WND | 85.9 |  | 287655 |  |  |  |  | Estimated using an emission factor | 2561281
2019 | CA | Golden Springs Building C-1 | 57796 | CAMX | WECC California | SUN | 1.2 |  | 1631 |  |  |  |  | Estimated using an emission factor | 14524
2019 | CA | Golden Springs Building D | 57797 | CAMX | WECC California | SUN | 1.3 |  | 1925 |  |  |  |  | Estimated using an emission factor | 17140
2019 | CA | Goleta Grid Resiliency | 63736 | CAMX | WECC California | MWH | 10
2019 | CA | Goose Haven Energy Center | 55627 | CAMX | WECC California | NG | 47 |  | 11509 | 137437.016 | 0.30559 | 0.053105 | 0.004447 | EPA/NEI | 137437.016 | 0.30559
2019 | CA | Gosselin Hydro Plant | 10128 | CAMX | WECC California | WAT | 2 |  | 5486 |  |  |  |  | NEI avg EF - PM, fuel type, firing type | 48848
2019 | CA | GPS Cabazon Wind LLC | 50552 | CAMX | WECC California | WND | 38.9 |  | 47929 |  |  |  |  | Estimated using an emission factor | 426759
2019 | CA | Granger | 60516 | CAMX | WECC California | SUN | 3 |  | 7198 |  |  |  |  | Estimated using an emission factor | 64092
2019 | CA | Grape | 63851 | CAMX | WECC California | SUN | 246.4
2019 | CA | Grapeland Generating Station | 56472 | CAMX | WECC California | NG | 59.8 |  | 6993 | 94850.617 | 0.37065 | 0.10601 | 0.0078154 | NEI avg EF - PM, fuel type, firing type | 94850.617 | 0.37065
2019 | CA | Grassland 1&2 Solar Project | 58217 | CAMX | WECC California | SUN | 2.5 |  | 3806 |  |  |  |  | Estimated using an emission factor | 33890
2019 | CA | Grassland 3&4 Solar Project | 58204 | CAMX | WECC California | SUN | 2.5 |  | 4584 |  |  |  |  | Estimated using an emission factor | 40816
2019 | CA | Grayson Power Plant | 377 | CAMX | WECC California | NG | 353.9 |  | 80469 | 1212857.383 | 4.4095 | 0.1096 | 0.0072713 | NEI avg EF - PM, fuel type, firing type | 1212857.383 | 4.4095
2019 | CA | Great Valley Solar Portfolio Holdings, LLC | 59940 | CAMX | WECC California | SUN | 202.5 |  | 544727.001 |  |  |  |  | Estimated using an emission factor | 4850249.938
2019 | CA | Green Acres Solar Facility 1 | 57849 | CAMX | WECC California | SUN | 3 |  | 6330 |  |  |  |  | Estimated using an emission factor | 56363
2019 | CA | Green Acres Solar Facility 2 | 57850 | CAMX | WECC California | SUN | 1 |  | 2160 |  |  |  |  | Estimated using an emission factor | 19234
2019 | CA | Green Beanworks B PV | 61339 | CAMX | WECC California | SUN | 3 |  | 7651 |  |  |  |  | Estimated using an emission factor | 68124
2019 | CA | Green Beanworks C PV | 61215 | CAMX | WECC California | SUN | 3 |  | 7672 |  |  |  |  | Estimated using an emission factor | 68311
2019 | CA | Green Beanworks D PV | 61216 | CAMX | WECC California | SUN | 3 |  | 7413 |  |  |  |  | Estimated using an emission factor | 66005
2019 | CA | Green Power I | 55396 | CAMX | WECC California | WND | 16.5 |  | 16223 |  |  |  |  | Estimated using an emission factor | 144451
2019 | CA | Greenleaf One | 10350 | CAMX | WECC California | NG | 66 | 0.83936 | 8811 | 61542.417 | 0.02171 | 0.004928 | 0.00070554 | EPA/NEI | 73320.469 | 0.025865
2019 | CA | Greg Avenue | 6643 | CAMX | WECC California | WAT | 1 |  | 0
2019 | CA | Gridley Main | 58370 | CAMX | WECC California | SUN | 1 |  | 1469 |  |  |  |  | Estimated using an emission factor | 13081
2019 | CA | Gridley Main Two | 58371 | CAMX | WECC California | SUN | 2.5 |  | 4155 |  |  |  |  | Estimated using an emission factor | 36997
2019 | CA | Grizzly | 7338 | CAMX | WECC California | WAT | 22 |  | 0
2019 | CA | Grossmont Hospital | 10115 | CAMX | WECC California | NG | 6.1 | 0.37766 | 24948 | 144210.424 | 0.39538 | 0.031696 | 0.0054834 | EPA/NEI; Estimated using an emission factor | 381848 | 1.0469
2019 | CA | Grossmont HS Solar Project | 62987 | CAMX | WECC California | SUN | 1.4 |  | 1657 |  |  |  |  | Estimated using an emission factor | 14754
2019 | CA | GRS American Canyon | 10392 | CAMX | WECC California | LFG | 1.6
2019 | CA | GRS Newby I | 10388 | CAMX | WECC California | LFG | 2
2019 | CA | Guadalupe Solar Farm | 62690 | CAMX | WECC California | SUN | 1.7 |  | 3034 |  |  |  |  | Estimated using an emission factor | 27015
2019 | CA | Guernsey Solar Station | 57891 | CAMX | WECC California | SUN | 20 |  | 43083 |  |  |  |  | Estimated using an emission factor | 383612
2019 | CA | H. Gonzales | 56039 | CAMX | WECC California | NG | 11.8 |  | 3544 | 47553 | 0.13038 | 0.073576 | 0.0054834 | NEI avg EF - PM, fuel type, firing type | 47553 | 0.13038
2019 | CA | Haas | 240 | CAMX | WECC California | WAT | 135 |  | 650136 |  |  |  |  | NEI avg EF - PM, fuel type, firing type | 5788812
2019 | CA | Haiwee | 398 | CAMX | WECC California | WAT | 5.6 |  | -104 |  |  |  |  | NEI avg EF - PM, fuel type, firing type | 0
2019 | CA | Halsey | 241 | CAMX | WECC California | WAT | 13.6 |  | 41231 |  |  |  |  | NEI avg EF - PM, fuel type, firing type | 367120
2019 | CA | Hamilton Branch | 242 | CAMX | WECC California | WAT | 5.3 |  | 0
2019 | CA | Hanford 1 and 2 | 59300 | CAMX | WECC California | SUN | 3 |  | 5752 |  |  |  |  | Estimated using an emission factor | 51215
2019 | CA | Hanford Energy Park Peaker | 55698 | CAMX | WECC California | NG | 92.2 |  | 10679 | 130839.043 | 0.22322 | 0.041806 | 0.0034122 | EPA/NEI | 130839.043 | 0.22322
2019 | CA | Harbor Cogen | 50541 | CAMX | WECC California | NG | 107.4 | 1 | 6771 | 93608.812 | 0 | 0 | 0 | EPA/NEI; Estimated using an emission factor | 93608.812 | 0
2019 | CA | Harbor Generating Station | 399 | CAMX | WECC California | NG | 595.1 |  | 103232 | 1138801.273 | 1.789 | 0.03466 | 0.0031419 | EPA/NEI; Estimated using an emission factor | 1138801.273 | 1.789
2019 | CA | Hat Creek 1 | 243 | CAMX | WECC California | WAT | 10 |  | 34424 |  |  |  |  | NEI avg EF - PM, fuel type, firing type | 306511
2019 | CA | Hat Creek 2 | 244 | CAMX | WECC California | WAT | 10 |  | 43089 |  |  |  |  | NEI avg EF - PM, fuel type, firing type | 383664
2019 | CA | Hatchet Creek Project | 10882 | CAMX | WECC California | WAT | 6.8 |  | 23915 |  |  |  |  | NEI avg EF - PM, fuel type, firing type | 212938
2019 | CA | Hatchet Ridge Wind Project | 56654 | CAMX | WECC California | WND | 101.2 |  | 252365 |  |  |  |  | Estimated using an emission factor | 2247057
2019 | CA | Haynes Generating Station | 400 | CAMX | WECC California | NG | 2885.1 |  | 2926943.998 | 22373098.281 | 21.7201 | 0.014841 | 0.0019416 | EPA/NEI | 22373098.281 | 21.7201
2019 | CA | Haypress | 10253 | CAMX | WECC California | WAT | 10 |  | 15505 |  |  |  |  | NEI avg EF - PM, fuel type, firing type | 138055
2019 | CA | Hayworth Solar | 59009 | CAMX | WECC California | SUN | 27 |  | 64022 |  |  |  |  | Estimated using an emission factor | 570053
2019 | CA | Heber Geothermal | 54689 | AZNM | WECC Southwest | GEO | 81.5 |  | 338754 |  |  |  |  | Estimated using an emission factor | 3016265
2019 | CA | Heber Solar | 58398 | AZNM | WECC Southwest | SUN | 10.9 |  | 26019 |  |  |  |  | Estimated using an emission factor | 231674
2019 | CA | HEBT Irvine 1 | 61722 | CAMX | WECC California | MWH | 5.5 |  | -106 | 0 |  |  |  |  | 0
2019 | CA | HEBT Irvine 2 | 61723 | CAMX | WECC California | MWH | 5.8 |  | -267 | 0 |  |  |  |  | 0
2019 | CA | HEBT WLA 1 | 61721 | CAMX | WECC California | MWH | 1 |  | 0
2019 | CA | Hecate Energy Beacon Solar 1 | 59315 | CAMX | WECC California | SUN | 56 |  | 137922 |  |  |  |  | Estimated using an emission factor | 1228058
2019 | CA | Hecate Energy Beacon Solar 3 | 59316 | CAMX | WECC California | SUN | 56 |  | 138199 |  |  |  |  | Estimated using an emission factor | 1230525
2019 | CA | Hecate Energy Beacon Solar 4 | 59317 | CAMX | WECC California | SUN | 50 |  | 122915 |  |  |  |  | Estimated using an emission factor | 1094434
2019 | CA | Hecate Energy Johanna Facility | 62889 | CAMX | WECC California | MWH | 15
2019 | CA | Heliocentric | 57831 | CAMX | WECC California | SUN | 1.5 |  | 2327 |  |  |  |  | Estimated using an emission factor | 20721
2019 | CA | Hellyer Solar Farm | 62689 | CAMX | WECC California | SUN | 2.2 |  | 3653 |  |  |  |  | Estimated using an emission factor | 32525
2019 | CA | Helms Energy Center | 56955 | CAMX | WECC California | NG | 48
2019 | CA | Helms Pumped Storage | 6100 | CAMX | WECC California | WAT | 1053 |  | -298392 | [5 empty] | 0
2019 | CA | Helzel & Schwarzhoff 86 | 56275 | CAMX | WECC California | WND | 2.4 |  | 2037 |  |  |  |  | Estimated using an emission factor | 18137
2019 | CA | Helzel & Schwarzhoff 88 Wind Farm | 52165 | CAMX | WECC California | WND | 1.8 |  | 1312 |  |  |  |  | Estimated using an emission factor | 11683
2019 | CA | Henrietta D Energy Storage LLC | 60641 | CAMX | WECC California | MWH | 10
2019 | CA | Henrietta Peaker Plant | 55807 | CAMX | WECC California | NG | 98 |  | 30535 | 344134.453 | 0.63996 | 0.041916 | 0.0037192 | EPA/NEI | 344134.453 | 0.63996
2019 | CA | Henrietta Solar Project | 58975 | CAMX | WECC California | SUN | 102 |  | 236393 |  |  |  |  | Estimated using an emission factor | 2104843
2019 | CA | Hesperia | 59182 | CAMX | WECC California | SUN | 1.5 |  | 3012 |  |  |  |  | Estimated using an emission factor | 26819
2019 | CA | Hickman | 162 | CAMX | WECC California | WAT | 1 |  | 4173 |  |  |  |  | NEI avg EF - PM, fuel type, firing type | 37158
2019 | CA | High Desert Power Project | 55518 | CAMX | WECC California | NG | 852 |  | 3337426 | 25186556.5 | 72.5732 | 0.043491 | 0.0057629 | EPA/NEI | 25186556.5 | 72.5732
2019 | CA | High Sierra Cogeneration Plant | 57977 | CAMX | WECC California | NG | 6 | 0.58135 | 31553 | 197938.459 | 0.041765 | 0.0026473 | 0.000422 | Estimated using an emission factor | 340479 | 0.071841
2019 | CA | High Sierra Limited | 50495 | CAMX | WECC California | NG | 49.8 | 0.8816 | 16792 | 154048.502 | 0.42235 | 0.050304 | 0.0054834 | NEI avg EF - PM, fuel type, firing type | 174737 | 0.47908
2019 | CA | High Winds LLC | 56075 | CAMX | WECC California | WND | 162 |  | 296582 |  |  |  |  | Estimated using an emission factor | 2640765
2019 | CA | HL Power | 10777 | CAMX | WECC California | WDS | 36.2 |  | 188963 | 2821515.75 | 32.1825 | 0.34062 | 0.022812 | NEI avg EF - PM, fuel type | 2821515.75 | 32.1825
2019 | CA | HL Solar | 62655 | CAMX | WECC California | SUN | 7.6 |  | 4086 |  |  |  |  | Estimated using an emission factor | 36381
2019 | CA | Hoag Hospital Cogen Plant | 58223 | CAMX | WECC California | NG | 4.5 | 0.19815 | 8519.001 | 67774.063 | 0.0143 | 0.0033573 | 0.000422 | Estimated using an emission factor | 342025.992 | 0.072167
2019 | CA | Hollister Solar LLC | 59268 | CAMX | WECC California | SUN | 1.5 |  | 3825 |  |  |  |  | Estimated using an emission factor | 34057
2019 | CA | Honda Torrance | 58300 | CAMX | WECC California | NG | 1.1 |  | 5834 | 50116 | 0 | 0 | 0 | Estimated using an emission factor | 50116 | 0
2019 | CA | Horn | 58452 | CAMX | WECC California | SUN | 1.5 |  | 3593 |  |  |  |  | Estimated using an emission factor | 31993
2019 | CA | Houweling Nurseries | 58432 | CAMX | WECC California | NG | 13.2 | 1 | 50579.001 | 437001.984 | 0.092207 | 0.0036461 | 0.000422 | Estimated using an emission factor | 437001.984 | 0.092207
2019 | CA | Hudson Ranch Power II LLC | 58211 | AZNM | WECC Southwest | GEO | 55
2019 | CA | Humboldt Bay | 246 | CAMX | WECC California | NG | 269.4 |  | 405186 | 3559330.938 | 0.75102 | 0.003707 | 0.000422 | EPA/NEI; Estimated using an emission factor | 3559330.938 | 0.75102
2019 | CA | Humboldt Sawmill Company | 50049 | CAMX | WECC California | WDS | 32.5 | 1 | 122827 | 2501933.6 | 28.5373 | 0.46467 | 0.022812 | EPA/NEI; Estimated using an emission factor | 2501933.6 | 28.5373
2019 | CA | Hunters Point | 247 | CAMX | WECC California |  | 427.4
2019 | CA | Huron Solar Station | 57523 | CAMX | WECC California | SUN | 20 |  | 39941 |  |  |  |  | Estimated using an emission factor | 355634
2019 | CA | Hybrid Holdings 1 Capistrano | 62515 | CAMX | WECC California | MWH | 4
2019 | CA | Hyperion Treatment Plant CHP Plant | 60960 | CAMX | WECC California | OBG | 33 |  | 158262.999 | 1582350.938 | 17.0894 | 0.21596 | 0.0216 | Estimated using an emission factor | 1582350.938 | 17.0894
2019 | CA | IKEA Tejon 345 | 58028 | CAMX | WECC California | SUN | 1.5 |  | 2241 |  |  |  |  | Estimated using an emission factor | 19954
2019 | CA | Illumina Way SD | 63603 | CAMX | WECC California | NG | 3.5 |  | 7914 | 49640 | 0 | 0 | 0 | Estimated using an emission factor | 49640 | 0
2019 | CA | Imperial Solar Energy Center South | 57490 | CAMX | WECC California | SUN | 128.9 |  | 281501 |  |  |  |  | Estimated using an emission factor | 2506486
2019 | CA | Imperial Solar Energy Center West | 57491 | CAMX | WECC California | SUN | 148.7 |  | 394891 |  |  |  |  | Estimated using an emission factor | 3516109
2019 | CA | Imperial Valley Solar Co (IVSC) 2, LLC | 59657 | AZNM | WECC Southwest | SUN | 20 |  | 47353 |  |  |  |  | Estimated using an emission factor | 421631
2019 | CA | Imperial Valley Solar Company 1 LLC | 58062 | AZNM | WECC Southwest | SUN | 23 |  | 47504 |  |  |  |  | Estimated using an emission factor | 422974
2019 | CA | Imperial Valley Solar, LLC | 56917 | CAMX | WECC California | SUN | 599.9 |  | 273644.001 |  |  |  |  | EPA/NEI; Estimated using an emission factor | 2436526
2019 | CA | Improvement Dst No. 4 | 57895 | CAMX | WECC California | SUN | 1.1 |  | 1557 |  |  |  |  | Estimated using an emission factor | 13863
2019 | CA | Indian Valley Dam Hydro Project | 50129 | CAMX | WECC California | WAT | 2.9 |  | 8285 |  |  |  |  | NEI avg EF - PM, fuel type, firing type | 73769.996
2019 | CA | Indigo Generation Facility | 55541 | CAMX | WECC California | NG | 149.7 |  | 34089 | 369252.875 | 2.4634 | 0.14453 | 0.013342 | EPA/NEI | 369252.875 | 2.4634
2019 | CA | Industry MetroLink PV 1 | 57860 | CAMX | WECC California | SUN | 1.5 |  | 2775 |  |  |  |  | Estimated using an emission factor | 24709
2019 | CA | Industry Solar Power Generation Station 1 LLC | 58609 | CAMX | WECC California | SUN | 1.5 |  | 4189 |  |  |  |  | Estimated using an emission factor | 37299
2019 | CA | Inland Empire Energy Center | 55853 | CAMX | WECC California | NG | 819 |  | 33125 | 247514.031 | 0.63488 | 0.038332 | 0.00513 | EPA/NEI; Estimated using an emission factor | 247514.031 | 0.63488
2019 | CA | Inskip | 248 | CAMX | WECC California | WAT | 7.6 |  | 0
2019 | CA | Intel Folsom | 58086 | CAMX | WECC California | SUN | 1 |  | 1514 |  |  |  |  | Estimated using an emission factor | 13481
2019 | CA | Intel Folsom Phase 2 | 58954 | CAMX | WECC California | SUN | 1 |  | 1580 |  |  |  |  | Estimated using an emission factor | 14069
2019 | CA | Intel Folsom Phase 3 | 61152 | CAMX | WECC California | SUN | 5.2 |  | 8130 |  |  |  |  | Estimated using an emission factor | 72388
2019 | CA | Intel Santa Clara | 60224 | CAMX | WECC California | NG | 1.1 |  | 7458 | 61178 | 0 | 0 | 0 | Estimated using an emission factor | 61178 | 0
2019 | CA | IOS II-LAX9 | 63414 | CAMX | WECC California | SUN | 4
2019 | CA | Iron Gate | 297 | NWPP | WECC Northwest | WAT | 18 |  | 101368 |  |  |  |  | NEI avg EF - PM, fuel type, firing type | 902580
2019 | CA | Ironwood Solar LLC | 58513 | CAMX | WECC California | SUN | 4 |  | 9333 |  |  |  |  | Estimated using an emission factor | 83101
2019 | CA | Isabella Hydro Project | 10139 | CAMX | WECC California | WAT | 11.8 |  | 45617 |  |  |  |  | NEI avg EF - PM, fuel type, firing type | 406174
2019 | CA | ISH Solar Hospital Downey | 57841 | CAMX | WECC California | SUN | 1.1 |  | 1216 |  |  |  |  | Estimated using an emission factor | 10827
2019 | CA | ISH Solar Hospital SDMC | 57840 | CAMX | WECC California | SUN | 1.1 |  | 1442 |  |  |  |  | Estimated using an emission factor | 12839
2019 | CA | Ivanhoe Solar | 58307 | CAMX | WECC California | SUN | 3.5 |  | 6592.999 |  |  |  |  | Estimated using an emission factor | 58706.001
2019 | CA | Ivanpah 1 | 57074 | CAMX | WECC California | SUN | 133 |  | 243037 | 374937 | 1.2752 | 0.010494 | 0.0068021 | EPA/NEI; Estimated using an emission factor | 2828120 | 1.2752
2019 | CA | Ivanpah 2 | 57073 | CAMX | WECC California | SUN | 133.4 |  | 271642 | 496657 | 1.6892 | 0.012437 | 0.0068021 | EPA/NEI; Estimated using an emission factor | 3285663 | 1.6892
2019 | CA | Ivanpah 3 | 57075 | CAMX | WECC California | SUN | 133.4 |  | 257535 | 381584 | 1.2978 | 0.010079 | 0.0068021 | EPA/NEI; Estimated using an emission factor | 2952956 | 1.2978
2019 | CA | IVC Solar | 61692 | AZNM | WECC Southwest | SUN | 3 |  | 4090 |  |  |  |  | Estimated using an emission factor | 36418
2019 | CA | J S Eastwood | 104 | CAMX | WECC California | WAT | 199.8 |  | 254677 | [5 empty] | 0
2019 | CA | J&A-Santa Maria II LLC | 57101 | CAMX | WECC California | LFG | 1.4
2019 | CA | J.R. Simplot Company | 58216 | CAMX | WECC California | WH | 4 |  | 11624 |  |  |  |  | Estimated using an emission factor | 103496
2019 | CA | Jacumba Solar Farm | 60947 | CAMX | WECC California | SUN | 20 |  | 44139 |  |  |  |  | Estimated using an emission factor | 393013
2019 | CA | James B Black | 249 | CAMX | WECC California | WAT | 168.6 |  | 679587 |  |  |  |  | NEI avg EF - PM, fuel type, firing type | 6051041
2019 | CA | Jaybird | 431 | CAMX | WECC California | WAT | 161.6 |  | 644020 |  |  |  |  | NEI avg EF - PM, fuel type, firing type | 5734354
2019 | CA | Johanna Energy Center, LLC | 63843 | CAMX | WECC California | MWH | 20
2019 | CA | John L. Featherstone Plant | 57475 | AZNM | WECC Southwest | GEO | 55 |  | 440113 |  |  |  |  | Estimated using an emission factor | 3918766
2019 | CA | Jones Fork | 534 | CAMX | WECC California | WAT | 10 |  | 11541 |  |  |  |  | NEI avg EF - PM, fuel type, firing type | 102760
2019 | CA | JSR000 N Mathilda Fuel Cell | 63711 | CAMX | WECC California | NG | 1.1 |  | 4904 | 31401 | 0 | 0 | 0 | Estimated using an emission factor | 31401 | 0
2019 | CA | Judge F Carr | 442 | NWPP | WECC Northwest | WAT | 154.4 |  | 263352 |  |  |  |  | NEI avg EF - PM, fuel type, firing type | 2344887
2019 | CA | Juniper Networks Sunnyvale | 58301 | CAMX | WECC California | NG | 1.1 |  | 6970 | 58197 | 0 | 0 | 0 | Estimated using an emission factor | 58197 | 0
2019 | CA | Kaiser Deer Valley Rd. Fuel Cell | 62699 | CAMX | WECC California | NG | 1.4 |  | 9776 | 73168 | 0 | 0 | 0 | Estimated using an emission factor | 73168 | 0
2019 | CA | Kaiser Downey | 58128 | CAMX | WECC California | LFG | 1 |  | 5470 | 42186.001 | 0 | 0 | 0 | Estimated using an emission factor | 42186.001 | 0
2019 | CA | Kaiser East La Palma Ave. Fuel Cell | 62698 | CAMX | WECC California | NG | 2.2 |  | 17217 | 125407 | 0 | 0 | 0 | Estimated using an emission factor | 125407 | 0
2019 | CA | Kaiser Napa Valley Corporate Dr Fuel Cell | 62701 | CAMX | WECC California | NG | 4.8 |  | 34619 | 257658.992 | 0 | 0 | 0 | Estimated using an emission factor | 257658.992 | 0
2019 | CA | Kaiser Ontario | 58132 | CAMX | WECC California | OBG | 1 |  | 7635 | 57637.002 | 0 | 0 | 0 | Estimated using an emission factor | 57637.002 | 0
2019 | CA | Kaiser Owens Dr. Fuel Cell | 62700 | CAMX | WECC California | NG | 1 |  | 7440 | 54514 | 0 | 0 | 0 | Estimated using an emission factor | 54514 | 0
2019 | CA | Kanaka | 54653 | CAMX | WECC California | WAT | 1.1 |  | 0
2019 | CA | Karen Avenue Wind Farm | 10718 | CAMX | WECC California | WND | 11.7 |  | 30699 |  |  |  |  | Estimated using an emission factor | 273344
2019 | CA | Kaweah 1 | 337 | CAMX | WECC California | WAT | 2.3 |  | -84 |  |  |  |  | NEI avg EF - PM, fuel type, firing type | 0
2019 | CA | Kaweah 2 | 336 | CAMX | WECC California | WAT | 1.8 |  | 8336 |  |  |  |  | NEI avg EF - PM, fuel type, firing type | 74223
2019 | CA | Kaweah 3 | 338 | CAMX | WECC California | WAT | 4.8 |  | 21939 |  |  |  |  | NEI avg EF - PM, fuel type, firing type | 195348
2019 | CA | Kaweah Delta District Hospital | 10042 | CAMX | WECC California | NG | 5.2 | 1 | 19392 | 331356 | 0.90848 | 0.093696 | 0.0054834 | EPA/NEI; Estimated using an emission factor | 331356 | 0.90848
2019 | CA | Kearny Mesa Storage LLC | 62441 | CAMX | WECC California | MWH | 1
2019 | CA | Kekawaka Power House | 54654 | CAMX | WECC California | WAT | 4.9 |  | 0
2019 | CA | Kellogg's - San Jose | 59280 | CAMX | WECC California | NG | 1.1 |  | 6594 | 57912 | 0 | 0 | 0 | Estimated using an emission factor | 57912 | 0
2019 | CA | Kelly Ridge | 418 | CAMX | WECC California | WAT | 10 |  | 59921 |  |  |  |  | NEI avg EF - PM, fuel type, firing type | 533537
2019 | CA | Kerckhoff | 250 | CAMX | WECC California | WAT | 33.9
2019 | CA | Kerckhoff 2 | 682 | CAMX | WECC California | WAT | 139.5 |  | 668481 |  |  |  |  | NEI avg EF - PM, fuel type, firing type | 5952157
2019 | CA | Kern Canyon | 7911 | CAMX | WECC California | WAT | 9.5 |  | 0
2019 | CA | Kern Front Limited | 50494 | CAMX | WECC California | NG | 49.8 |  | 13686 | 144605 | 0.39646 | 0.057937 | 0.0054834 | NEI avg EF - PM, fuel type, firing type | 144605 | 0.39646
2019 | CA | Kern Oil & Refining Co | 58100 | CAMX | WECC California | NG | 4.5 |  | 35923 | 492629 | 1.3506 | 0.075196 | 0.0054834 | NEI avg EF - PM, fuel type, firing type | 492629 | 1.3506
2019 | CA | Kern River 1 | 340 | CAMX | WECC California | WAT | 26.4 |  | 173613 |  |  |  |  | NEI avg EF - PM, fuel type, firing type | 1545850
2019 | CA | Kern River 3 | 339 | CAMX | WECC California | WAT | 40.3 |  | 211527 |  |  |  |  | NEI avg EF - PM, fuel type, firing type | 1883437
2019 | CA | Kern River Cogeneration | 10496 | CAMX | WECC California | NG | 300 | 0.46791 | 631135 | 3671637.109 | 10.0665 | 0.0319 | 0.0054834 | NEI avg EF - PM, fuel type, firing type | 7846843 | 21.5137
2019 | CA | Kern River Eastridge Cogen | 52107 | CAMX | WECC California | NG | 48.8 | 0.42013 | 258489 | 1290321.853 | 3.5377 | 0.027372 | 0.0054834 | NEI avg EF - PM, fuel type, firing type | 3071247 | 8.4204
2019 | CA | Kern River Fee A Cogen | 52094 | CAMX | WECC California | NG | 7.4
2019 | CA | Kern River Fee B Cogen | 52092 | CAMX | WECC California | NG | 3.7
2019 | CA | Kern River Fee C Cogen | 52095 | CAMX | WECC California | NG | 7.9
2019 | CA | Kern Valley SP | 63875 | CAMX | WECC California | SUN | 3
2019 | CA | Keswick | 443 | NWPP | WECC Northwest | WAT | 117 |  | 355962 |  |  |  |  | NEI avg EF - PM, fuel type, firing type | 3169483.125
2019 | CA | Kettering Solar 1 | 59098 | CAMX | WECC California | SUN | 1 |  | 2058 |  |  |  |  | Estimated using an emission factor | 18324
2019 | CA | Kettering Solar 2 | 59099 | CAMX | WECC California | SUN | 1 |  | 1901 |  |  |  |  | Estimated using an emission factor | 16927
2019 | CA | Kettleman Solar | 57921 | CAMX | WECC California | SUN | 22
2019 | CA | Kettleman Solar -Centaurus | 59633 | CAMX | WECC California | SUN | 20 |  | 53218 |  |  |  |  | Estimated using an emission factor | 473853
2019 | CA | Kettleman Solar Project | 58510 | CAMX | WECC California | SUN | 1 |  | 2640 |  |  |  |  | Estimated using an emission factor | 23506
2019 | CA | Kiefer Landfill | 55766 | CAMX | WECC California | LFG | 9 |  | 68961 | 859524 | 6.3175 | 0.18322 | 0.0147 | Estimated using an emission factor | 859524 | 6.3175
2019 | CA | Kilarc | 253 | CAMX | WECC California | WAT | 3 |  | 2253 |  |  |  |  | EPA/NEI; Estimated using an emission factor | 20060
2019 | CA | Kilroy Solar | 61628 | CAMX | WECC California | SUN | 1.1 |  | 6718 |  |  |  |  | Estimated using an emission factor | 59817
2019 | CA | King City Peaking | 55811 | CAMX | WECC California | NG | 47.3 |  | 6056 | 67881 | 0.18611 | 0.061463 | 0.0054834 | NEI avg EF - PM, fuel type, firing type | 67881 | 0.18611
2019 | CA | King City Power Plant | 10294 | CAMX | WECC California | NG | 133.2 | 0.89336 | 161447 | 166848.617 | 0.30484 | 0.0037763 | 0.0036541 | EPA/NEI; Estimated using an emission factor | 186764.219 | 0.34123
2019 | CA | Kingbird A Solar LLC | 59868 | CAMX | WECC California | SUN | 20 |  | 57448 |  |  |  |  | Estimated using an emission factor | 511517
2019 | CA | Kingbird B Solar, LLC | 60091 | CAMX | WECC California | SUN | 20 |  | 54746 |  |  |  |  | Estimated using an emission factor | 487458
2019 | CA | Kings Beach | 6518 | NWPP | WECC Northwest | DFO | 31.2 |  | 280.002 | 7330.998 | 1.1363 | 8.1164 | 0.31 | EPA/NEI; Estimated using an emission factor | 7330.998 | 1.1363
2019 | CA | Kings River PH | 254 | CAMX | WECC California | WAT | 48.6 |  | 122290 |  |  |  |  | NEI avg EF - PM, fuel type, firing type | 1088870
2019 | CA | Kingsburg Cogen Facility | 10405 | CAMX | WECC California | NG | 36.2 | 0.87285 | 3466 | 34032.266 | 0.018771 | 0.010832 | 0.0011031 | EPA/NEI | 38989.754 | 0.021505
2019 | CA | Kingsburg Solar | 58304 | CAMX | WECC California | SUN | 3.7 |  | 7112 |  |  |  |  | Estimated using an emission factor | 63323
2019 | CA | Kingston Energy Storage, LLC | 61802 | CAMX | WECC California | MWH | 50
2019 | CA | Kohls San Bernardino Solar Facility | 57009 | CAMX | WECC California | SUN | 1 |  | 1368 |  |  |  |  | Estimated using an emission factor | 12182
2019 | CA | Kroger La Habra | 63758 | CAMX | WECC California | SUN | 1.2
2019 | CA | KSR028 Merced Fuel Cell | 63712 | CAMX | WECC California | NG | 2 |  | 12160 | 81977 | 0 | 0 | 0 | Estimated using an emission factor | 81977 | 0
2019 | CA | KSR053 Cantara Fuel Cell | 63716 | CAMX | WECC California | NG | 1.6 |  | 13166 | 90630 | 0 | 0 | 0 | Estimated using an emission factor | 90630 | 0
2019 | CA | Kumeyaay Wind | 56295 | CAMX | WECC California | WND | 50 |  | 156884 |  |  |  |  | Estimated using an emission factor | 1396897
2019 | CA | Kyocera America Project | 10720 | CAMX | WECC California | NG | 3.8 | 1 | 12087 | 147109 | 0.03104 | 0.0051361 | 0.000422 | Estimated using an emission factor | 147109 | 0.03104
2019 | CA | L-8 Solar Project | 57836 | CAMX | WECC California | SUN | 1.5 |  | 2692 |  |  |  |  | Estimated using an emission factor | 23970
2019 | CA | La Grange | 440 | CAMX | WECC California | WAT | 4.5 |  | 10749 |  |  |  |  | NEI avg EF - PM, fuel type, firing type | 95710.002
2019 | CA | La Joya Del Sol | 58118 | CAMX | WECC California | SUN | 1.5 |  | 2103 |  |  |  |  | Estimated using an emission factor | 18726
2019 | CA | La Paloma Generating Plant | 55151 | CAMX | WECC California | NG | 1200 |  | 1036441 | 7678989.938 | 156.9549 | 0.30287 | 0.040879 | EPA/NEI | 7678989.938 | 156.9549
2019 | CA | Lafayette 2 - Internal Services Dept | 63527 | CAMX | WECC California | SUN | 1.9
2019 | CA | Lafayette 2 - MLK Jr. Hospital (MLK) | 63623 | CAMX | WECC California | SUN | 1.7
2019 | CA | Laguna Water Reclamation Facility | 58960 | CAMX | WECC California | OBG | 4.4 | 0.60165 | 15239 | 88990.921 | 0.65408 | 0.085843 | 0.0147 | Estimated using an emission factor | 147912 | 1.0872
2019 | CA | Lake | 7987 | CAMX | WECC California | NG | 60.5 |  | 15995 | 168941.25 | 0.66018 | 0.082548 | 0.0078154 | NEI avg EF - PM, fuel type, firing type | 168941.25 | 0.66018
2019 | CA | Lake Hodges Hydroelectric Facility | 57729 | CAMX | WECC California | WAT | 42 |  | -22612 | [5 empty] | 0
2019 | CA | Lake Mathews | 6644 | CAMX | WECC California | WAT | 4.9 |  | 3733 |  |  |  |  | NEI avg EF - PM, fuel type, firing type | 33239
2019 | CA | Lake Mendocino | 7489 | CAMX | WECC California | WAT | 3.5 |  | 13804 |  |  |  |  | NEI avg EF - PM, fuel type, firing type | 122912.004
2019 | CA | Lake Perris Solar | 60973 | CAMX | WECC California | SUN | 1.5
2019 | CA | Lambie Energy Center | 55626 | CAMX | WECC California | NG | 47 |  | 12245 | 147372.391 | 0.29146 | 0.047605 | 0.0039554 | EPA/NEI | 147372.391 | 0.29146
2019 | CA | Lancaster | 62056 | CAMX | WECC California | SUN | 3 |  | 7641 |  |  |  |  | Estimated using an emission factor | 68036
2019 | CA | Lancaster Baptist Church | 58634 | CAMX | WECC California | SUN | 1 |  | 2053 |  |  |  |  | Estimated using an emission factor | 18279
2019 | CA | Lancaster Dry Farm Ranch B | 58750 | CAMX | WECC California | SUN | 5 |  | 12975 |  |  |  |  | Estimated using an emission factor | 115529
2019 | CA | Lancaster Little Rock | 59262 | CAMX | WECC California | SUN | 5 |  | 12671 |  |  |  |  | Estimated using an emission factor | 112823
2019 | CA | Lancaster Solar 1 | 59167 | CAMX | WECC California | SUN | 1.5 |  | 3358 |  |  |  |  | Estimated using an emission factor | 29900
2019 | CA | Lancaster Solar 2 | 59169 | CAMX | WECC California | SUN | 1.5 |  | 3354 |  |  |  |  | Estimated using an emission factor | 29863
2019 | CA | Lancaster WAD B | 59739 | CAMX | WECC California | SUN | 3 |  | 7403 |  |  |  |  | Estimated using an emission factor | 65916
2019 | CA | Larkspur Energy Faciity | 55542 | CAMX | WECC California | NG | 99.8 |  | 52624 | 551465.766 | 6.1524 | 0.23383 | 0.022313 | EPA/NEI | 551465.766 | 6.1524
2019 | CA | Las Virgenes Municipal Water District | 58963 | CAMX | WECC California | SUN | 1 |  | 1666 |  |  |  |  | Estimated using an emission factor | 14834
2019 | CA | LATTC South Campus Solar | 57312 | CAMX | WECC California | SUN | 1.1
2019 | CA | Lavio Solar | 61792 | CAMX | WECC California | SUN | 1 |  | 1931 |  |  |  |  | Estimated using an emission factor | 17193
2019 | CA | LAWRP | 63614 | CAMX | WECC California | MWH | 1
2019 | CA | Lemoore 1 | 60142 | CAMX | WECC California | SUN | 1.5 |  | 1381 |  |  |  |  | Estimated using an emission factor | 12296
2019 | CA | Liberty HS Solar Project | 62274 | CAMX | WECC California | SUN | 1.5 |  | 2651 |  |  |  |  | Estimated using an emission factor | 23606
2019 | CA | Life Technologies - Pleasanton | 59279 | CAMX | WECC California | NG | 1.1 |  | 7224 | 62788 | 0 | 0 | 0 | Estimated using an emission factor | 62788 | 0
2019 | CA | Life Technologies Carlsbad | 58302 | CAMX | WECC California | NG | 1.1 |  | 6977 | 59690 | 0 | 0 | 0 | Estimated using an emission factor | 59690 | 0
2019 | CA | Lime Saddle | 255 | CAMX | WECC California | WAT | 2 |  | 0
2019 | CA | Lincoln Landfill | 57988 | CAMX | WECC California | LFG | 4.8 |  | 24402 | 297583.008 | 2.1872 | 0.17927 | 0.0147 | Estimated using an emission factor | 297583.008 | 2.1872
2019 | CA | Lindberg FIeld Solar | 60060 | CAMX | WECC California | SUN | 3.2 |  | 4928 |  |  |  |  | Estimated using an emission factor | 43878
2019 | CA | Lindberg Field Solar 2 | 60984 | CAMX | WECC California | SUN | 1.9 |  | 4926 |  |  |  |  | Estimated using an emission factor | 43861
2019 | CA | Linde Wilmington | 50148 | CAMX | WECC California |  | 31 | 1 | 0 | [5 empty] | 0
2019 | CA | Lindsay Solar | 58308 | CAMX | WECC California | SUN | 4 |  | 7379 |  |  |  |  | Estimated using an emission factor | 65702
2019 | CA | Little Bear 3 | 62463 | CAMX | WECC California | SUN | 20
2019 | CA | Little Bear 4 | 62464 | CAMX | WECC California | SUN | 50
2019 | CA | Little Bear 5 | 62465 | CAMX | WECC California | SUN | 50
2019 | CA | Little Bear Solar 1, LLC | 59870 | CAMX | WECC California | SUN | 40
2019 | CA | Little Bear Solar 2, LLC | 59885 | CAMX | WECC California | SUN | 20
2019 | CA | Little Rock Pham Solar | 60026 | CAMX | WECC California | SUN | 3 |  | 7762 |  |  |  |  | Estimated using an emission factor | 69114
2019 | CA | Live Oak Limited | 54768 | CAMX | WECC California | NG | 46 | 0.77059 | 14749 | 66715.126 | 0.0072712 | 0.00098599 | 0.00021798 | EPA/NEI | 86576.852 | 0.0094358
2019 | CA | Llagas Energy Storage | 63529 | CAMX | WECC California | MWH | 20
2019 | CA | Lockheed Martin Sunnyvale | 57808 | CAMX | WECC California | NG | 1.1 |  | 5929 | 53279 | 0 | 0 | 0 | Estimated using an emission factor | 53279 | 0
2019 | CA | Lodi | 7451 | CAMX | WECC California | NG | 27.4 |  | 497 | 8284 | 0.022712 | 0.091397 | 0.0054834 | NEI avg EF - PM, fuel type, firing type | 8284 | 0.022712
2019 | CA | Lodi Energy Center | 57978 | CAMX | WECC California | NG | 288.9 |  | 1189331 | 8455567 | 9.3418 | 0.015709 | 0.0022096 | EPA/NEI | 8455567 | 9.3418
2019 | CA | Loma Linda University Cogen | 10206 | CAMX | WECC California | NG | 14.3 | 0.35802 | 58388 | 351289.818 | 0.96313 | 0.032991 | 0.0054834 | EPA/NEI; Estimated using an emission factor | 981214 | 2.6902
2019 | CA | Loma Rica Hydroelectric Powerhouse | 60988 | CAMX | WECC California | WAT | 1.4
2019 | CA | Lone Valley Solar Park I LLC | 58417 | CAMX | WECC California | SUN | 10 |  | 23814 |  |  |  |  | Estimated using an emission factor | 212040
2019 | CA | Lone Valley Solar Park II LLC | 59237 | CAMX | WECC California | SUN | 20 |  | 46118 |  |  |  |  | Estimated using an emission factor | 410636
2019 | CA | Long Beach Convention Center | 63615 | CAMX | WECC California | MWH | 1.5
2019 | CA | Long Beach Generating Station | 341 | CAMX | WECC California | NG | 587.4 |  | 14582 | 243410.75 | 0.94679 | 0.12986 | 0.0077793 | EPA/NEI | 243410.75 | 0.94679
2019 | CA | Longboat Solar, LLC | 60485 | CAMX | WECC California | SUN | 20 |  | 52482 |  |  |  |  | Estimated using an emission factor | 467300
2019 | CA | Loon Lake | 432 | CAMX | WECC California | WAT | 74.1 |  | 110999 |  |  |  |  | NEI avg EF - PM, fuel type, firing type | 988334
2019 | CA | Lopez Canyon | 57730 | CAMX | WECC California | LFG | 1.5
2019 | CA | Los Angeles Harbor College | 57314 | CAMX | WECC California | SUN | 1.2
2019 | CA | Los Angeles Refinery Wilmington | 54451 | CAMX | WECC California | PRG | 68.5 | 0.39067 | 389956 | 2066514.473 | 0.43603 | 0.0022363 | 0.000422 | EPA/NEI; Estimated using an emission factor | 5289698 | 1.1161
2019 | CA | Los Esteros Critical Energy Facility | 55748 | CAMX | WECC California | NG | 306.1 |  | 215552 | 1827434.156 | 0.050922 | 0.00047248 | 5.5731e-05 | EPA/NEI | 1827434.156 | 0.050922
2019 | CA | Los Medanos Energy Center, LLC | 55217 | CAMX | WECC California | NG | 678.3 | 0.8648 | 2707149 | 17981419.588 | 12.5409 | 0.0092651 | 0.0013949 | EPA/NEI | 20792599 | 14.5016
2019 | CA | Lost Creek I | 10708 | CAMX | WECC California | WAT | 1.1 |  | 6497 |  |  |  |  | NEI avg EF - PM, fuel type, firing type | 57849
2019 | CA | Lost Hills Cogeneration Plant | 52077 | CAMX | WECC California | NG | 10.5 | 0.3932 | 43631.001 | 290220.472 | 0.7957 | 0.036474 | 0.0054834 | NEI avg EF - PM, fuel type, firing type | 738105.984 | 2.0237
2019 | CA | Lost Hills/Blackwell | 58711 | CAMX | WECC California | SUN | 32 |  | 85405 |  |  |  |  | Estimated using an emission factor | 760448
2019 | CA | Lower Tule River | 365 | CAMX | WECC California | WAT | 2.6 |  | -117 |  |  |  |  | NEI avg EF - PM, fuel type, firing type | 0
2019 | CA | Luna Storage | 63685 | CAMX | WECC California | MWH | 100
2019 | CA | Lundy | 342 | CAMX | WECC California | WAT | 3 |  | 13212 |  |  |  |  | NEI avg EF - PM, fuel type, firing type | 117637
2019 | CA | Ma | 58451 | CAMX | WECC California | SUN | 1.5 |  | 3617 |  |  |  |  | Estimated using an emission factor | 32205
2019 | CA | Maclay Solar Project | 57308 | CAMX | WECC California | SUN | 2.2 |  | 1215 |  |  |  |  | Estimated using an emission factor | 10819
2019 | CA | Madelyn Solar, LLC | 59409 | CAMX | WECC California | SUN | 1 |  | 2559 |  |  |  |  | Estimated using an emission factor | 22787
2019 | CA | Madera 1 PV | 61421 | CAMX | WECC California | SUN | 1.5 |  | 2584 |  |  |  |  | Estimated using an emission factor | 23011
2019 | CA | Madera Community Hospital | 58522 | CAMX | WECC California | SUN | 1 |  | 2004 |  |  |  |  | Estimated using an emission factor | 17845
2019 | CA | Magnolia | 375 | CAMX | WECC California | NG | 87.6
2019 | CA | Magnolia | 56046 | CAMX | WECC California | NG | 387.6 |  | 1571046 | 11528963 | 33.1828 | 0.042243 | 0.0057564 | NEI avg EF - PM, fuel type, firing type | 11528963 | 33.1828
2019 | CA | Malaga Power | 56239 | CAMX | WECC California | NG | 121 |  | 16323 | 174785.898 | 0.20977 | 0.025703 | 0.0024004 | EPA/NEI | 174785.898 | 0.20977
2019 | CA | Malburg Generating Station | 56041 | CAMX | WECC California | NG | 130 |  | 608960 | 5019989.25 | 12.6313 | 0.041485 | 0.0050324 | EPA/NEI | 5019989.25 | 12.6313
2019 | CA | Malech Solar Farm | 62688 | CAMX | WECC California | SUN | 3.1 |  | 5643 |  |  |  |  | Estimated using an emission factor | 50244
2019 | CA | Mammoth Pacific I | 10480 | CAMX | WECC California | GEO | 10 |  | 57351 |  |  |  |  | Estimated using an emission factor | 510653
2019 | CA | Mammoth Pacific II | 10481 | CAMX | WECC California | GEO | 30 |  | 68597.001 |  |  |  |  | EPA/NEI; Estimated using an emission factor | 610788.984
2019 | CA | Mammoth Pool | 344 | CAMX | WECC California | WAT | 190 |  | 513546 |  |  |  |  | NEI avg EF - PM, fuel type, firing type | 4572747
2019 | CA | Mandalay | 345 | CAMX | WECC California | NG | 574
2019 | CA | Manteca Land PV | 61115 | CAMX | WECC California | SUN | 1 |  | 1979 |  |  |  |  | Estimated using an emission factor | 17620
2019 | CA | Manzana Wind LLC | 57484 | CAMX | WECC California | WND | 189 |  | 490486 |  |  |  |  | Estimated using an emission factor | 4367290
2019 | CA | Margarita Energy Center | 56676 | CAMX | WECC California | NG | 48.2
2019 | CA | Mariani Packing Vacaville Solar | 57005 | CAMX | WECC California | SUN | 1 |  | 1753 |  |  |  |  | Estimated using an emission factor | 15609
2019 | CA | Maricopa West Solar PV, LLC | 59607 | CAMX | WECC California | SUN | 20 |  | 45108 |  |  |  |  | Estimated using an emission factor | 401642
2019 | CA | Marin Clean Energy Solar One | 61013 | CAMX | WECC California | SUN | 10.5 |  | 20212 |  |  |  |  | Estimated using an emission factor | 179970
2019 | CA | Marina Landfill Gas | 10748 | CAMX | WECC California | LFG | 10 |  | 27259 | 351816 | 2.5858 | 0.18972 | 0.0147 | EPA/NEI; Estimated using an emission factor | 351816 | 2.5858
2019 | CA | Mariposa Energy Project | 57483 | CAMX | WECC California | NG | 199.6 |  | 90836 | 981202.25 | 3.8343 | 0.084422 | 0.0078154 | NEI avg EF - PM, fuel type, firing type | 981202.25 | 3.8343
2019 | CA | Marsh Landing Generating Station | 57267 | CAMX | WECC California | NG | 828 |  | 63231 | 804384.656 | 0.14477 | 0.0045792 | 0.00035996 | EPA/NEI | 804384.656 | 0.14477
2019 | CA | Martinez Refining | 54912 | CAMX | WECC California | NG | 100 | 0.48049 | 827535 | 5105430.309 | 11.7256 | 0.028339 | 0.0045934 | EPA/NEI; Estimated using an emission factor | 10625555.75 | 24.4036
2019 | CA | Martinez Sulfuric Acid Regeneration Plt | 52063 | CAMX | WECC California | WH | 4 | 1 | 13113 |  |  |  |  | Estimated using an emission factor | 116757
2019 | CA | Maverick Solar, LLC | 62178 | CAMX | WECC California | SUN | 225
2019 | CA | Maxim | 59802 | CAMX | WECC California | NG | 1.1 |  | 7172 | 61556 | 0 | 0 | 0 | Estimated using an emission factor | 61556 | 0
2019 | CA | MCAGCC Cogen Plant | 58914 | CAMX | WECC California | NG | 16.4 | 0.46006 | 82330 | 414838.654 | 1.1374 | 0.027629 | 0.0054834 | NEI avg EF - PM, fuel type, firing type | 901704 | 2.4722
2019 | CA | McClellan (CA) | 535 | CAMX | WECC California | NG | 77 |  | 2195 | 27851 | 0.076359 | 0.069575 | 0.0054834 | NEI avg EF - PM, fuel type, firing type | 27851 | 0.076359
2019 | CA | McClure | 151 | CAMX | WECC California | DFO | 142.4 |  | 2659 | 47939 | 0.27257 | 0.20501 | 0.011371 | NEI avg EF - PM, fuel type, firing type | 47939 | 0.27257
2019 | CA | McCoy Solar Energy Project Hybrid | 58462 | CAMX | WECC California | SUN | 500.6 |  | 721339 |  |  |  |  | EPA/NEI; Estimated using an emission factor | 6422802.938
2019 | CA | McGrath Generating Station | 56471 | CAMX | WECC California | NG | 49.8 |  | 19740 | 199254.359 | 0.77863 | 0.078889 | 0.0078154 | NEI avg EF - PM, fuel type, firing type | 199254.359 | 0.77863
2019 | CA | McKittrick Cogen | 52076 | CAMX | WECC California | NG | 21.6 | 0.92062 | 74921 | 863290.694 | 2.3669 | 0.063183 | 0.0054834 | EPA/NEI; Estimated using an emission factor | 937732 | 2.571
2019 | CA | McKittrick Limited | 50612 | CAMX | WECC California | NG | 46 | 0.76494 | 15387 | 131625.71 | 0.51436 | 0.066856 | 0.0078154 | NEI avg EF - PM, fuel type, firing type | 172073 | 0.67241
2019 | CA | McSwain | 410 | CAMX | WECC California | WAT | 9 |  | 46925 |  |  |  |  | NEI avg EF - PM, fuel type, firing type | 417821
2019 | CA | Medline Ind. Phase 2 Tracy | 63361 | CAMX | WECC California | SUN | 1 |  | 1388 |  |  |  |  | Estimated using an emission factor | 12361
2019 | CA | Merced 1 PV | 61420 | CAMX | WECC California | SUN | 3 |  | 6152 |  |  |  |  | Estimated using an emission factor | 54778
2019 | CA | Merced Falls | 258 | CAMX | WECC California | WAT | 3.4 |  | 12524 |  |  |  |  | NEI avg EF - PM, fuel type, firing type | 111513
2019 | CA | Merced Solar LLC | 59265 | CAMX | WECC California | SUN | 1.5 |  | 3819 |  |  |  |  | Estimated using an emission factor | 34005
2019 | CA | Meridian Vineyards | 57982 | CAMX | WECC California | SUN | 1.1 |  | 1340 |  |  |  |  | Estimated using an emission factor | 11932
2019 | CA | Mesa Wind Power Corp | 50535 | CAMX | WECC California | WND | 29.9 |  | 2282 |  |  |  |  | Estimated using an emission factor | 20319
2019 | CA | Mesquite Lake Energy Park Plant 2 | 50363 | AZNM | WECC Southwest | WDS | 21
2019 | CA | Mesquite Lake Water & Power Plant 1 | 57154 | AZNM | WECC Southwest | WDS | 18.1
2019 | CA | Metcalf Energy Center | 55393 | CAMX | WECC California | NG | 635 |  | 2566081 | 18807901 | 8.5811 | 0.0066881 | 0.0009125 | EPA/NEI | 18807901 | 8.5811
2019 | CA | Metro Support Services Center Solar | 57313 | CAMX | WECC California | SUN | 1.2 |  | 1089 |  |  |  |  | Estimated using an emission factor | 9697
2019 | CA | Micro Santa Clara | 62459 | CAMX | WECC California | NG | 2 |  | 7566 | 63579 | 0 | 0 | 0 | Estimated using an emission factor | 63579 | 0
2019 | CA | Middle Fork | 425 | CAMX | WECC California | WAT | 122.4 |  | 788857 |  |  |  |  | NEI avg EF - PM, fuel type, firing type | 7023983
2019 | CA | Middle Gorge | 401 | CAMX | WECC California | WAT | 37.5 |  | 94971 |  |  |  |  | NEI avg EF - PM, fuel type, firing type | 845621
2019 | CA | Mid-Set Cogeneration | 10501 | CAMX | WECC California | NG | 39.1 | 1 | 0
2019 | CA | Midway Peaking | 56639 | CAMX | WECC California | NG | 139.8 |  | 51141 | 590514.406 | 0.2723 | 0.010649 | 0.00092224 | EPA/NEI | 590514.406 | 0.2723
2019 | CA | Midway Solar Farm 1 | 60336 | AZNM | WECC Southwest | SUN | 50 |  | 130023 |  |  |  |  | Estimated using an emission factor | 1157724
2019 | CA | Midway Solar Farm II | 60237 | AZNM | WECC Southwest | SUN | 30 |  | 80381 |  |  |  |  | Estimated using an emission factor | 715712
2019 | CA | Midway Solar Farm III | 60315 | AZNM | WECC Southwest | SUN | 20 |  | 40396 |  |  |  |  | Estimated using an emission factor | 359685
2019 | CA | Midway Sunset Cogen | 52169 | CAMX | WECC California | NG | 234 | 0.42791 | 806367.999 | 4127312.252 | 11.3158 | 0.028066 | 0.0054834 | NEI avg EF - PM, fuel type, firing type | 9645231 | 26.4443
2019 | CA | Mill Creek 3 | 7147 | CAMX | WECC California | WAT | 3 |  | 10602.999 |  |  |  |  | NEI avg EF - PM, fuel type, firing type | 94408.998
2019 | CA | Millikan BESS | 60760 | CAMX | WECC California | MWH | 2 |  | -507 | 0 |  |  |  |  | 0
2019 | CA | Mira Loma | 58698 | CAMX | WECC California | SUN | 3 |  | 2661 |  |  |  |  | Estimated using an emission factor | 23692
2019 | CA | Mira Loma Energy Storage Facility | 60661 | CAMX | WECC California | MWH | 20 |  | 0
2019 | CA | Mira Loma Generating Station | 56473 | CAMX | WECC California | NG | 49.8 |  | 16605 | 169907.906 | 0.66395 | 0.07997 | 0.0078154 | NEI avg EF - PM, fuel type, firing type | 169907.906 | 0.66395
2019 | CA | Miramar Energy Facility | 56232 | CAMX | WECC California | NG | 106 |  | 73629 | 742153.719 | 0.08703 | 0.002364 | 0.00023453 | EPA/NEI | 742153.719 | 0.08703
2019 | CA | Mission College Blvd. Fuel Cell | 62697 | CAMX | WECC California | NG | 5 |  | 39336 | 279557 | 0 | 0 | 0 | Estimated using an emission factor | 279557 | 0
2019 | CA | Mission Rock Energy Center Hybrid | 60650 | CAMX | WECC California |  | 300
2019 | CA | Mission Solar LLC | 59267 | CAMX | WECC California | SUN | 1.5 |  | 3812 |  |  |  |  | Estimated using an emission factor | 33942
2019 | CA | Mitchell Solar, LLC | 59411 | CAMX | WECC California | SUN | 1.5 |  | 3962 |  |  |  |  | Estimated using an emission factor | 35279
2019 | CA | MM Lopez Energy | 55161 | CAMX | WECC California | LFG | 6 |  | 22541 | 206811 | 1.5201 | 0.13487 | 0.0147 | EPA/NEI; Estimated using an emission factor | 206811 | 1.5201
2019 | CA | MM San Diego-Miramar | 55094 | CAMX | WECC California | LFG | 6.4 | 0.68268 | 48556 | 426952.135 | 3.1381 | 0.12926 | 0.0147 | Estimated using an emission factor | 625401 | 4.5967
2019 | CA | MM Tulare Energy | 55160 | CAMX | WECC California | LFG | 1.8 |  | 7044 | 84000 | 0.6174 | 0.1753 | 0.0147 | Estimated using an emission factor | 84000 | 0.6174
2019 | CA | MM West Covina | 54015 | CAMX | WECC California | LFG | 11.7 |  | 42896 | 686102 | 0.99485 | 0.046384 | 0.0029 | EPA/NEI; Estimated using an emission factor | 686102 | 0.99485
2019 | CA | MM Yolo Power | 54567 | CAMX | WECC California | LFG | 2.8 |  | 18770.001 | 261838.008 | 1.9245 | 0.20506 | 0.0147 | Estimated using an emission factor | 261838.008 | 1.9245
2019 | CA | Mobile GT | 6212 | CAMX | WECC California | DFO | 39.9
2019 | CA | Moccasin | 381 | CAMX | WECC California | WAT | 100 |  | 327961 |  |  |  |  | NEI avg EF - PM, fuel type, firing type | 2920852
2019 | CA | Moccasin Low Head Hydro Project | 751 | CAMX | WECC California | WAT | 2.9 |  | 0
2019 | CA | Mojave 16 | 50821 | CAMX | WECC California | WND | 48 |  | 52089 |  |  |  |  | Estimated using an emission factor | 463801
2019 | CA | Mojave 18 | 50823 | CAMX | WECC California | WND | 40.5 |  | 49167 |  |  |  |  | Estimated using an emission factor | 437783
2019 | CA | Mojave 3 | 52143 | CAMX | WECC California | WND | 23.5 |  | 48016 |  |  |  |  | Estimated using an emission factor | 427534
2019 | CA | Mojave 4 | 52142 | CAMX | WECC California | WND | 29 |  | 51515 |  |  |  |  | Estimated using an emission factor | 458688
2019 | CA | Mojave 5 | 52144 | CAMX | WECC California | WND | 22.5 |  | 42302 |  |  |  |  | Estimated using an emission factor | 376658
2019 | CA | Mojave Siphon | 7072 | CAMX | WECC California | WAT | 32.7 |  | 77241.999 |  |  |  |  | NEI avg EF - PM, fuel type, firing type | 687762
2019 | CA | Mojave Solar Project | 57331 | CAMX | WECC California | SUN | 280 |  | 514484 |  |  |  |  | Estimated using an emission factor | 4580967
2019 | CA | MolsonCoors Irwindale Brewery | 58056 | CAMX | WECC California | NG | 13.9 |  | 13431 | 149101 | 0.64772 | 0.096451 | 0.0086883 | EPA/NEI; Estimated using an emission factor | 185589 | 0.64772
2019 | CA | Monterey One Water | 54951 | CAMX | WECC California | OBG | 1.8 | 0.39388 | 8145.999 | 45743.12 | 0.33621 | 0.082546 | 0.0147 | Estimated using an emission factor | 116133.996 | 0.85358
2019 | CA | Monterey Regional Water Pollution Control Agency | 58633 | CAMX | WECC California | SUN | 1 |  | 1096 |  |  |  |  | Estimated using an emission factor | 9757
2019 | CA | Montezuma Wind II | 57701 | CAMX | WECC California | WND | 78.2 |  | 197182 |  |  |  |  | Estimated using an emission factor | 1755708
2019 | CA | Montgomery Creek Hydro | 55009 | CAMX | WECC California | WAT | 2.6 |  | 9971 |  |  |  |  | NEI avg EF - PM, fuel type, firing type | 88782
2019 | CA | Monticello Dam | 7646 | CAMX | WECC California | WAT | 11.5 |  | 44166.999 |  |  |  |  | NEI avg EF - PM, fuel type, firing type | 393262.012
2019 | CA | Moonlight Packing - Phase 2 | 63514 | CAMX | WECC California | SUN | 1.4 |  | 2908 |  |  |  |  | Estimated using an emission factor | 25893
2019 | CA | Morelos del Sol | 60007 | CAMX | WECC California | SUN | 15 |  | 35953 |  |  |  |  | Estimated using an emission factor | 320126
2019 | CA | Morgan Lancaster 1 | 59942 | CAMX | WECC California | SUN | 1.5 |  | 2930 |  |  |  |  | Estimated using an emission factor | 26090
2019 | CA | Moss Landing | 260 | CAMX | WECC California | NG | 3102 |  | 5220833 | 37708424 | 3.5823 | 0.0013723 | 0.00019 | EPA/NEI | 37708424 | 3.5823
2019 | CA | Mount Signal Solar Farm II | 61353 | CAMX | WECC California | SUN | 153.5 |  | 32264
2019 | CA | Mount Signal Solar Farm V | 61202 | CAMX | WECC California | SUN | 252.3 |  | 624531 |  |  |  |  | Estimated using an emission factor | 5560823
2019 | CA | Mountain View I&2 | 55719 | CAMX | WECC California | WND | 64.8 |  | 196597 |  |  |  |  | Estimated using an emission factor | 1750499.938
2019 | CA | Mountain View III | 56112 | CAMX | WECC California | WND | 22.4 |  | 67870 |  |  |  |  | Estimated using an emission factor | 604314
2019 | CA | Mountain View IV | 57459 | CAMX | WECC California | WND | 49 |  | 172485 |  |  |  |  | Estimated using an emission factor | 1535807
2019 | CA | Mountainview Generating Station | 358 | CAMX | WECC California | NG | 1167.4 |  | 3040688.1 | 22539600.5 | 120.8567 | 0.079493 | 0.010724 | EPA/NEI | 22539600.5 | 120.8567
2019 | CA | Mt Poso Cogeneration | 54626 | CAMX | WECC California | WDS | 62 | 0.92896 | 291756 | 4315134.709 | 49.2189 | 0.3374 | 0.022812 | NEI avg EF - PM, fuel type | 4645139 | 52.9829
2019 | CA | Muck Valley Hydroelectric | 10458 | CAMX | WECC California | WAT | 29.9 |  | 83310 |  |  |  |  | NEI avg EF - PM, fuel type, firing type | 741792
2019 | CA | Mule Creek State Prison | 63876 | CAMX | WECC California | SUN | 2.1
2019 | CA | Municipal Cogen Plant | 50674 | CAMX | WECC California | NG | 2.6 | 1 | 4151 | 43706 | 0.009222 | 0.0044433 | 0.000422 | EPA/NEI; Estimated using an emission factor | 43706 | 0.009222
2019 | CA | Munro Valley Solar | 60412 | CAMX | WECC California | SUN | 4 |  | 9851 |  |  |  |  | Estimated using an emission factor | 87711
2019 | CA | Murphys | 261 | CAMX | WECC California | WAT | 3.6 |  | 14963 |  |  |  |  | NEI avg EF - PM, fuel type, firing type | 133230
2019 | CA | Mustang Hills LLC | 57833 | CAMX | WECC California | WND | 150 |  | 264116 |  |  |  |  | Estimated using an emission factor | 2351689
2019 | CA | Mustang Two | 62015 | CAMX | WECC California | SUN | 150
2019 | CA | Nacimiento Hydro Project | 50352 | CAMX | WECC California | WAT | 4.4 |  | 13218 |  |  |  |  | NEI avg EF - PM, fuel type, firing type | 117694.999
2019 | CA | Narrows 2 | 455 | CAMX | WECC California | WAT | 46.7 |  | 266252 |  |  |  |  | NEI avg EF - PM, fuel type, firing type | 2370709
2019 | CA | Narrows PH | 262 | CAMX | WECC California | WAT | 10.2 |  | 47007 |  |  |  |  | NEI avg EF - PM, fuel type, firing type | 418548
2019 | CA | National Raisin | 61894 | CAMX | WECC California | SUN | 2.9 |  | 5199.999 |  |  |  |  | Estimated using an emission factor | 46300
2019 | CA | Navajo Solar Power Generation Station 1 LLC | 58610 | CAMX | WECC California | SUN | 1.5 |  | 4314 |  |  |  |  | Estimated using an emission factor | 38411
2019 | CA | Naval Air Weapons Station China Lake | 57764 | CAMX | WECC California | SUN | 11.1 |  | 23952 |  |  |  |  | Estimated using an emission factor | 213269
2019 | CA | Naval Hospital Medical Center | 50963 | CAMX | WECC California | NG | 7.7 | 0.45384 | 18086 | 119610.742 | 0.32794 | 0.036264 | 0.0054834 | EPA/NEI; Estimated using an emission factor | 263554 | 0.72259
2019 | CA | NCPA Combustion Turbine Project #2 | 7449 | CAMX | WECC California | NG | 50 |  | 12758 | 110646.641 | 0.16324 | 0.02559 | 0.0029506 | EPA/NEI | 110646.641 | 0.16324
2019 | CA | Neenach Solar Center | 60826 | CAMX | WECC California | SUN | 1.5
2019 | CA | Nelson Creek | 50223 | CAMX | WECC California | WAT | 1.2 |  | 2574 |  |  |  |  | NEI avg EF - PM, fuel type, firing type | 22919
2019 | CA | New Hogan Power Plant | 50755 | CAMX | WECC California | WAT | 3 |  | 10385 |  |  |  |  | NEI avg EF - PM, fuel type, firing type | 92467.998
2019 | CA | New Melones | 6158 | CAMX | WECC California | WAT | 300 |  | 748456 |  |  |  |  | NEI avg EF - PM, fuel type, firing type | 6664252
2019 | CA | Newberry Solar 1 LLC | 58226 | CAMX | WECC California | SUN | 1.5 |  | 2966 |  |  |  |  | Estimated using an emission factor | 26409
2019 | CA | Newcastle | 632 | CAMX | WECC California | WAT | 12.7 |  | 21393 |  |  |  |  | NEI avg EF - PM, fuel type, firing type | 190483
2019 | CA | New-Indy Ontario Mill | 10427 | CAMX | WECC California | NG | 67 | 0.43546 | 231048.001 | 1438174.867 | 3.943 | 0.034132 | 0.0054834 | NEI avg EF - PM, fuel type, firing type | 3302663 | 9.0549
2019 | CA | NextEra Westside PV | 60981 | CAMX | WECC California | SUN | 20 |  | 50747 |  |  |  |  | Estimated using an emission factor | 451849
2019 | CA | Niagara Bottling Stockton | 63363 | CAMX | WECC California | SUN | 1 |  | 1492 |  |  |  |  | Estimated using an emission factor | 13283
2019 | CA | Nickel 1 Solar Facility | 58034 | CAMX | WECC California | SUN | 1.5 |  | 2423 |  |  |  |  | Estimated using an emission factor | 21574
2019 | CA | Nicolis Solar PV Plant | 59600 | CAMX | WECC California | SUN | 20 |  | 50194 |  |  |  |  | Estimated using an emission factor | 446927
2019 | CA | Niland Gas Turbine Plant | 56569 | AZNM | WECC Southwest | NG | 121 |  | 85406 | 803705.656 | 1.1305 | 0.026474 | 0.0028133 | EPA/NEI | 803705.656 | 1.1305
2019 | CA | Nimbus | 444 | NWPP | WECC Northwest | WAT | 13.4 |  | 40279 |  |  |  |  | NEI avg EF - PM, fuel type, firing type | 358645
2019 | CA | Nordhoff Place | 59652 | CAMX | WECC California | SUN | 1.2 |  | 1071 |  |  |  |  | Estimated using an emission factor | 9537
2019 | CA | North Bay Solar 1 | 58748 | CAMX | WECC California | SUN | 1 |  | 2383 |  |  |  |  | Estimated using an emission factor | 21219
2019 | CA | North Brawley Geothermal Plant | 56832 | AZNM | WECC Southwest | GEO | 80 |  | 55693 |  |  |  |  | Estimated using an emission factor | 495890
2019 | CA | North City - Landfill Gas Engine North | 60571 | CAMX | WECC California | LFG | 1.6 |  | 3871 | 51210 | 0.37639 | 0.19447 | 0.0147 | Estimated using an emission factor | 51210 | 0.37639
2019 | CA | North City - Landfill Gas Engines South | 55602 | CAMX | WECC California | LFG | 3.6 |  | 26540 | 270073 | 1.985 | 0.14959 | 0.0147 | Estimated using an emission factor | 270073 | 1.985
2019 | CA | North Fork Community Power | 60192 | CAMX | WECC California | OBG | 2
2019 | CA | North Hollywood | 57854 | CAMX | WECC California | WAT | 9 |  | 0
2019 | CA | North Kern State Prison Phase II | 63651 | CAMX | WECC California | SUN | 4 |  | 7313 |  |  |  |  | Estimated using an emission factor | 65115
2019 | CA | North Lancaster Ranch | 59962 | CAMX | WECC California | SUN | 20 |  | 38878 |  |  |  |  | Estimated using an emission factor | 346169
2019 | CA | North Midway Cogen | 52078 | CAMX | WECC California | NG | 10.5
2019 | CA | North Palm Springs 1A | 57743 | CAMX | WECC California | SUN | 2.5 |  | 5670 |  |  |  |  | Estimated using an emission factor | 50485
2019 | CA | North Palm Springs 4A | 57722 | CAMX | WECC California | SUN | 4 |  | 9742 |  |  |  |  | Estimated using an emission factor | 86742
2019 | CA | North Rosamond Solar LLC | 59879 | CAMX | WECC California | SUN | 151.1 |  | 234168 |  |  |  |  | Estimated using an emission factor | 2085033
2019 | CA | North Sky River Energy LLC | 58154 | CAMX | WECC California | WND | 162 |  | 425137 |  |  |  |  | Estimated using an emission factor | 3785420
2019 | CA | North Star Solar | 58713 | CAMX | WECC California | SUN | 61.6 |  | 149669 |  |  |  |  | Estimated using an emission factor | 1332652
2019 | CA | Nove Power Plant | 50831 | CAMX | WECC California | LFG | 3 |  | 1128.999 | 13149 | 0.096645 | 0.17121 | 0.0147 | Estimated using an emission factor | 13149 | 0.096645
2019 | CA | NRG Energy San Diego | 54337 | CAMX | WECC California | NG | 1.6
2019 | CA | Nunn | 58448 | CAMX | WECC California | SUN | 1 |  | 2664 |  |  |  |  | Estimated using an emission factor | 23721
2019 | CA | Oak Creek Energy Systems I | 50754 | CAMX | WECC California | WND | 34.5 |  | 58543.001 |  |  |  |  | Estimated using an emission factor | 521269.004
2019 | CA | Oak Flat | 626 | CAMX | WECC California | WAT | 1.4 |  | 4311 |  |  |  |  | NEI avg EF - PM, fuel type, firing type | 38385
2019 | CA | Oakley Solar Project | 58376 | CAMX | WECC California | SUN | 1.5 |  | 2292 |  |  |  |  | Estimated using an emission factor | 20408
2019 | CA | Oasis Alta | 63941 | CAMX | WECC California | WND | 14.4
2019 | CA | Oasis Wind | 56302 | CAMX | WECC California | WND | 59 |  | 148722 |  |  |  |  | Estimated using an emission factor | 1324221
2019 | CA | Occidental College Solar Project | 57311 | CAMX | WECC California | SUN | 1 |  | 1767 |  |  |  |  | Estimated using an emission factor | 15733
2019 | CA | Ocotillo Express LLC | 57514 | CAMX | WECC California | WND | 265.4 |  | 593148 |  |  |  |  | Estimated using an emission factor | 5281390
2019 | CA | OCSD | 63616 | CAMX | WECC California | MWH | 4.9
2019 | CA | OES Biogas Power | 63622 | CAMX | WECC California | OBG | 2.6
2019 | CA | Olinda Landfill Gas Recovery Plant | 10648 | CAMX | WECC California | LFG | 5.4
2019 | CA | Olive | 6013 | CAMX | WECC California | NG | 171.9 |  | 0
2019 | CA | Olive View Medical Center | 10884 | CAMX | WECC California | NG | 5.6 | 0.26936 | 14279 | 80626.627 | 0.22105 | 0.030962 | 0.0054834 | NEI avg EF - PM, fuel type, firing type | 299331 | 0.82067
2019 | CA | OLS Energy Chino | 50850 | CAMX | WECC California |  | 30.8 | 0.60751 | 2360 | 0 | 0 | 0 |  | EPA/NEI; Estimated using an emission factor | 34409.762 | 0
2019 | CA | Olsen | 50180 | CAMX | WECC California | WAT | 5 |  | 14168 |  |  |  |  | NEI avg EF - PM, fuel type, firing type | 126151
2019 | CA | Oltmans SCE at Champagne | 58581 | CAMX | WECC California | SUN | 1 |  | 1559 |  |  |  |  | Estimated using an emission factor | 13880
2019 | CA | Oltmans SCE at Jurupa | 58582 | CAMX | WECC California | SUN | 1.5 |  | 2837 |  |  |  |  | Estimated using an emission factor | 25262
2019 | CA | One Market Plaza | 58607 | CAMX | WECC California | NG | 1.5 | 0.4116 | 1656 | 9250.349 | 0.0019518 | 0.0023573 | 0.000422 | Estimated using an emission factor | 22473.999 | 0.004742
2019 | CA | One Ten Partners PV | 61419 | CAMX | WECC California | SUN | 2 |  | 5833 |  |  |  |  | Estimated using an emission factor | 51937
2019 | CA | ONeill | 446 | CAMX | WECC California | WAT | 25.2 |  | -62469 | [5 empty] | 0
2019 | CA | Orange County Energy Storage 2 | 62497 | CAMX | WECC California | MWH | 9
2019 | CA | Orange County Energy Storage 3 | 62499 | CAMX | WECC California | MWH | 6
2019 | CA | Orange Grove Project | 56914 | CAMX | WECC California | NG | 118 |  | 19385 | 216874.055 | 0.45006 | 0.046434 | 0.0041504 | EPA/NEI | 216874.055 | 0.45006
2019 | CA | Orion Solar I | 58718 | CAMX | WECC California | SUN | 12 |  | 27156 |  |  |  |  | Estimated using an emission factor | 241798
2019 | CA | Orion Solar II | 58721 | CAMX | WECC California | SUN | 8 |  | 7718 |  |  |  |  | Estimated using an emission factor | 68721
2019 | CA | Ormesa I | 50766 | AZNM | WECC Southwest | GEO | 55.2 |  | 64698 |  |  |  |  | EPA/NEI; Estimated using an emission factor | 576070.996
2019 | CA | Ormesa IE | 50764 | AZNM | WECC Southwest | GEO | 14.4
2019 | CA | Ormesa IH | 50762 | AZNM | WECC Southwest | GEO | 14.4
2019 | CA | Ormesa II | 54724 | AZNM | WECC Southwest | GEO | 48 |  | 67933 |  |  |  |  | EPA/NEI; Estimated using an emission factor | 604877
2019 | CA | Ormond Beach Power, LLC. | 350 | CAMX | WECC California | NG | 1612 |  | 160849 | 1809507.719 | 2.8435 | 0.035356 | 0.0031428 | EPA/NEI | 1809507.719 | 2.8435
2019 | CA | Oro Loma | 59915 | CAMX | WECC California | SUN | 20 |  | 46590 |  |  |  |  | Estimated using an emission factor | 414836
2019 | CA | Oroville Cogeneration LP | 54477 | CAMX | WECC California | NG | 7.7 | 0.34842 | 137.998 | 756.765 | 0.00015968 | 0.0023142 | 0.000422 | Estimated using an emission factor | 2172.002 | 0.00045829
2019 | CA | Ortega Highway Energy Storage | 60567 | CAMX | WECC California | MWH | 2 |  | -3 | 0 |  |  |  |  | 0
2019 | CA | Otay Landfill Gas, LLC | 52204 | CAMX | WECC California | LFG | 10.5 |  | 28559.002 | 354238.008 | 2.6036 | 0.18233 | 0.0147 | Estimated using an emission factor | 354238.008 | 2.6036
2019 | CA | Otay Mesa Energy Center, LLC | 55345 | CAMX | WECC California | NG | 688.5 |  | 751803 | 5542048.75 | 127.0297 | 0.33793 | 0.045842 | EPA/NEI | 5542048.75 | 127.0297
2019 | CA | Otoe Solar Power Generation Station 1 LLC | 58612 | CAMX | WECC California | SUN | 1.5 |  | 3494 |  |  |  |  | Estimated using an emission factor | 31112
2019 | CA | Owens Valley Solar Project 11 | 60953 | CAMX | WECC California | SUN | 1 |  | 2819 |  |  |  |  | Estimated using an emission factor | 25099
2019 | CA | Oxbow (CA) | 426 | CAMX | WECC California | WAT | 6.1 |  | 36392 |  |  |  |  | NEI avg EF - PM, fuel type, firing type | 324035
2019 | CA | Oxnard | 50464 | CAMX | WECC California | NG | 68.7 | 0.6672 | 536189 | 3536159.647 | 9.6951 | 0.036163 | 0.0054834 | NEI avg EF - PM, fuel type, firing type | 5300009 | 14.531
2019 | CA | Oxnard Paper Mill | 57585 | CAMX | WECC California | NG | 29 | 0.50186 | 183955 | 1029697.859 | 2.8231 | 0.030694 | 0.0054834 | NEI avg EF - PM, fuel type, firing type | 2051772 | 5.6253
2019 | CA | Oxnard Wastewater Treatment Plant | 50224 | CAMX | WECC California | OBG | 1.5 | 0.60089 | 6375 | 46351.374 | 0.34068 | 0.10688 | 0.0147 | Estimated using an emission factor | 77137.998 | 0.56696
2019 | CA | P Plant | 59456 | CAMX | WECC California | NG | 9.2 | 0.59583 | 34422 | 227939.204 | 0.62494 | 0.036311 | 0.0054834 | NEI avg EF - PM, fuel type, firing type | 382560 | 1.0489
2019 | CA | Pacific Cruise Ship Terminals Berth 93 | 57309 | CAMX | WECC California | SUN | 1.1 |  | 0
2019 | CA | Pacific Ethanol Madera Solar Array | 61989 | CAMX | WECC California | SUN | 4.3 |  | 9257 |  |  |  |  | Estimated using an emission factor | 82425
2019 | CA | Pacific Ethanol Stockton Cogen Plant | 61027 | CAMX | WECC California | NG | 4.8 |  | 67 | 1545 | 0.0042359 | 0.12645 | 0.0054834 | NEI avg EF - PM, fuel type, firing type | 1545 | 0.0042359
2019 | CA | Pacific Rim Dairy Digester | 59447 | CAMX | WECC California | OBG | 1
2019 | CA | Pacific Union College BESS | 61795 | CAMX | WECC California | MWH | 1
2019 | CA | Pacific Wind LLC | 57757 | CAMX | WECC California | WND | 151.7 |  | 303673 |  |  |  |  | Estimated using an emission factor | 2703905
2019 | CA | Pacific-Ultrapower Chinese Station | 50560 | CAMX | WECC California | WDS | 25 |  | 134869 | 2151947.75 | 24.5453 | 0.36399 | 0.022812 | NEI avg EF - PM, fuel type | 2151947.75 | 24.5453
2019 | CA | Painted Hills Wind Park | 50533 | CAMX | WECC California | WND | 19 |  | 30876 | [5 empty] | 274921
2019 | CA | Painter Energy Storage | 62729 | CAMX | WECC California | MWH | 10
2019 | CA | Pala Energy Storage Yard | 60566 | CAMX | WECC California | MWH | 1.5 |  | -5 | 0 |  |  |  |  | 0
2019 | CA | Palo Verde College | 57773 | CAMX | WECC California | SUN | 1.2 |  | 2066 |  |  |  |  | Estimated using an emission factor | 18395
2019 | CA | Palomar Energy Center | 55985 | CAMX | WECC California | NG | 559 |  | 1182812 | 8614977.5 | 5.2218 | 0.0088294 | 0.0012123 | EPA/NEI | 8614977.5 | 5.2218
2019 | CA | Palos Verdes Gas to Energy | 10473 | CAMX | WECC California | LFG | 13
2019 | CA | Panoche Energy Center | 56803 | CAMX | WECC California | NG | 432 |  | 632832 | 5978928.5 | 6.9464 | 0.021953 | 0.0023236 | EPA/NEI | 5978928.5 | 6.9464
2019 | CA | Panoche Valley Solar Farm | 57340 | CAMX | WECC California | SUN | 140 |  | 381838 |  |  |  |  | Estimated using an emission factor | 3399888
2019 | CA | Paramount Refinery | 58058 | CAMX | WECC California | NG | 6.7
2019 | CA | Pardee | 376 | CAMX | WECC California | WAT | 23.6 |  | 170924 |  |  |  |  | NEI avg EF - PM, fuel type, firing type | 1521907
2019 | CA | Park Meridian #1 | 59539 | CAMX | WECC California | SUN | 1.5 |  | 2908 |  |  |  |  | Estimated using an emission factor | 25895
2019 | CA | Parker | 428 | CAMX | WECC California | WAT | 2.7 |  | 4320 |  |  |  |  | NEI avg EF - PM, fuel type, firing type | 38466
2019 | CA | Parker Dam | 447 | AZNM | WECC Southwest | WAT | 120 |  | 424552 |  |  |  |  | NEI avg EF - PM, fuel type, firing type | 3780212
2019 | CA | Parnassus Central Utility Plant | 58198 | CAMX | WECC California | NG | 13.4 | 0.42079 | 70776 | 412139.717 | 1.0906 | 0.030818 | 0.0052923 | EPA/NEI; Estimated using an emission factor | 979438.336 | 2.5917
2019 | CA | Pastoria Energy Facility | 55656 | CAMX | WECC California | NG | 779 |  | 4060797 | 29793897 | 17.9172 | 0.0088245 | 0.0012027 | EPA/NEI | 29793897 | 17.9172
2019 | CA | Patterson Pass | 56213 | CAMX | WECC California | WND | 21.9
2019 | CA | PE Berkeley | 50849 | CAMX | WECC California | NG | 28.5 | 0.46266 | 181873 | 1030490.268 | 2.5017 | 0.02751 | 0.0048553 | EPA/NEI; Estimated using an emission factor | 2227298.375 | 5.4071
2019 | CA | Pebbly Beach Generating Station Hybrid | 6704 | CAMX | WECC California | DFO | 12.9 |  | 29883.011 | 309058.007 | 45.0371 | 3.0142 | 0.29145 | EPA/NEI; Estimated using an emission factor | 309058.007 | 45.0371
2019 | CA | Perris | 481 | CAMX | WECC California | WAT | 7.9 |  | 10525 |  |  |  |  | NEI avg EF - PM, fuel type, firing type | 93712
2019 | CA | PFMG Solar Grossmont Helix LLC | 62611 | CAMX | WECC California | SUN | 1.2 |  | 2221 |  |  |  |  | Estimated using an emission factor | 19776
2019 | CA | Phelan Pinon Hills CSD Solar | 63376 | CAMX | WECC California | SUN | 1.2 |  | 3123 |  |  |  |  | Estimated using an emission factor | 27807
2019 | CA | Phillips 66 Carbon Plant | 50388 | CAMX | WECC California | PC | 27.3 | 1 | 85439 | 760749 | 2.3978 | 0.056128 | 0.0063037 | NEI avg EF - PM, fuel type | 760749 | 2.3978
2019 | CA | Phillips 66 Rodeo Refinery | 50119 | CAMX | WECC California | PRG | 54.9 | 0.2801 | 388814.001 | 2090797.295 | 0.44116 | 0.0022693 | 0.000422 | NEI avg EF - PM, fuel type, firing type | 7464470.25 | 1.575
2019 | CA | Phoenix | 264 | CAMX | WECC California | WAT | 1.6 |  | 6434 |  |  |  |  | NEI avg EF - PM, fuel type, firing type | 57290
2019 | CA | Phoenix Wind Power LLC | 55339 | CAMX | WECC California | WND | 2.1
2019 | CA | Pierce College | 58248 | CAMX | WECC California | SUN | 1.9
2019 | CA | Pilot Knob | 388 | AZNM | WECC Southwest | WAT | 33 |  | 23465 |  |  |  |  | NEI avg EF - PM, fuel type, firing type | 208933
2019 | CA | Pine Flat | 7907 | CAMX | WECC California | WAT | 165 |  | 714555.999 |  |  |  |  | NEI avg EF - PM, fuel type, firing type | 6362406
2019 | CA | Pine Tree Solar Project | 57306 | CAMX | WECC California | SUN | 8.5 |  | 12708 |  |  |  |  | Estimated using an emission factor | 113151
2019 | CA | Pine Tree Wind Power Project | 56433 | CAMX | WECC California | WND | 135 |  | 257823 |  |  |  |  | Estimated using an emission factor | 2295656
2019 | CA | Pinyon Pine I | 57834 | CAMX | WECC California | WND | 168 |  | 275335 |  |  |  |  | Estimated using an emission factor | 2451582
2019 | CA | Pinyon Pine II | 57837 | CAMX | WECC California | WND | 132 |  | 203749 |  |  |  |  | Estimated using an emission factor | 1814180
2019 | CA | Pio Pico Energy Center LLC | 57555 | CAMX | WECC California | NG | 395.4 |  | 107423.001 | 1057608.5 | 4.1328 | 0.076945 | 0.0078154 | NEI avg EF - PM, fuel type, firing type | 1057608.5 | 4.1328
2019 | CA | Pit 1 | 265 | CAMX | WECC California | WAT | 69.2 |  | 277402 |  |  |  |  | NEI avg EF - PM, fuel type, firing type | 2469988
2019 | CA | Pit 3 | 266 | CAMX | WECC California | WAT | 80.1 |  | 362321.001 |  |  |  |  | NEI avg EF - PM, fuel type, firing type | 3226105.875
2019 | CA | Pit 4 | 267 | CAMX | WECC California | WAT | 103.4 |  | 452030 |  |  |  |  | NEI avg EF - PM, fuel type, firing type | 4024874
2019 | CA | Pit 5 | 268 | CAMX | WECC California | WAT | 141.6 |  | 853787.001 |  |  |  |  | NEI avg EF - PM, fuel type, firing type | 7602119
2019 | CA | Pit 6 | 269 | CAMX | WECC California | WAT | 79.2 |  | 334992 |  |  |  |  | NEI avg EF - PM, fuel type, firing type | 2982767
2019 | CA | Pit 7 | 270 | CAMX | WECC California | WAT | 109.8 |  | 461161 |  |  |  |  | NEI avg EF - PM, fuel type, firing type | 4106176.875
2019 | CA | Pitchess Cogen Station | 10478 | CAMX | WECC California |  | 28.3 | 1 | 0 | [5 empty] | 0
2019 | CA | Pixar - Emeryville | 59803 | CAMX | WECC California | NG | 1.1 |  | 7267 | 61137 | 0 | 0 | 0 | Estimated using an emission factor | 61137 | 0
2019 | CA | Plant No 1 Orange County | 50696 | CAMX | WECC California | OBG | 7.5 | 0.82436 | 39854.001 | 387410.797 | 2.8475 | 0.14289 | 0.0147 | Estimated using an emission factor | 469952.016 | 3.4541
2019 | CA | Plant No 2 Orange County | 52099 | CAMX | WECC California | OBG | 16 | 0.77431 | 53439 | 492012.908 | 3.6163 | 0.13534 | 0.0147 | EPA/NEI; Estimated using an emission factor | 635421.992 | 4.6704
2019 | CA | Pleasant Valley Hydro | 402 | CAMX | WECC California | WAT | 3.2 |  | 10229 |  |  |  |  | NEI avg EF - PM, fuel type, firing type | 91078
2019 | CA | Pleasanton - Amador Valley High School | 63630 | CAMX | WECC California | SUN | 1.1 |  | 0
2019 | CA | Ples I | 10479 | CAMX | WECC California | GEO | 15 |  | 82350.999 |  |  |  |  | Estimated using an emission factor | 733251.984
2019 | CA | Poe | 272 | CAMX | WECC California | WAT | 142.8 |  | 601439 |  |  |  |  | NEI avg EF - PM, fuel type, firing type | 5355214
2019 | CA | Point Wind | 63482 | CAMX | WECC California | WND | 64.5
2019 | CA | Pomerado Energy Storage, LLC | 61390 | CAMX | WECC California | MWH | 6
2019 | CA | Ponderosa Bailey Creek | 10709 | CAMX | WECC California | WAT | 1.1 |  | 3808 |  |  |  |  | NEI avg EF - PM, fuel type, firing type | 33906
2019 | CA | Poole | 353 | CAMX | WECC California | WAT | 11.3 |  | 26036 |  |  |  |  | NEI avg EF - PM, fuel type, firing type | 231823
2019 | CA | Port of LA Solar FiT Project | 61319 | CAMX | WECC California | SUN | 1.1 |  | 1865 |  |  |  |  | Estimated using an emission factor | 16606
2019 | CA | Portal | 354 | CAMX | WECC California | WAT | 10.8 |  | 21961 |  |  |  |  | NEI avg EF - PM, fuel type, firing type | 195541
2019 | CA | Portal Ridge Solar A, LLC | 60309 | CAMX | WECC California | SUN | 18.5
2019 | CA | Portal Ridge Solar B, LLC | 60310 | CAMX | WECC California | SUN | 20 |  | 53693 |  |  |  |  | Estimated using an emission factor | 478082
2019 | CA | Portal Ridge Solar C, LLC | 60311 | CAMX | WECC California | SUN | 11.4 |  | 30566 |  |  |  |  | Estimated using an emission factor | 272161
2019 | CA | Porterville 6 and 7 | 59219 | CAMX | WECC California | SUN | 3 |  | 5779 |  |  |  |  | Estimated using an emission factor | 51456
2019 | CA | Porterville Solar | 58309 | CAMX | WECC California | SUN | 3.5 |  | 6595.001 |  |  |  |  | Estimated using an emission factor | 58722.002
2019 | CA | Portola | 6524 | NWPP | WECC Northwest | DFO | 6
2019 | CA | Potrero Hills Energy Producers | 59952 | CAMX | WECC California | LFG | 8 |  | 63061 | 652656.016 | 4.797 | 0.15214 | 0.0147 | Estimated using an emission factor | 652656.016 | 4.797
2019 | CA | Potter Valley | 274 | CAMX | WECC California | WAT | 9.4 |  | 18872 |  |  |  |  | NEI avg EF - PM, fuel type, firing type | 168033.996
2019 | CA | Power Generation Station (PGS) 2 | 57696 | CAMX | WECC California | OBG | 4.6 | 0.48954 | 24188 | 146900.753 | 1.5865 | 0.13118 | 0.0216 | Estimated using an emission factor | 300079 | 3.2409
2019 | CA | Powhatan Solar Power Generation Station 1 LLC | 58611 | CAMX | WECC California | SUN | 1.5 |  | 4343 |  |  |  |  | Estimated using an emission factor | 38669
2019 | CA | PRC-Desoto Intl/PPG Aerospace | 58085 | CAMX | WECC California | DFO | 1.5 |  | 0
2019 | CA | Preferred Freezer San Leandro | 62578 | CAMX | WECC California | SUN | 2 |  | 3460 |  |  |  |  | Estimated using an emission factor | 30807
2019 | CA | Prima Plant | 55601 | CAMX | WECC California | LFG | 6 |  | 44276 | 510176 | 3.7498 | 0.16938 | 0.0147 | Estimated using an emission factor | 510176 | 3.7498
2019 | CA | PSREC/SIAD Solar | 63493 | CAMX | WECC California | SUN | 2.5 |  | 1123 |  |  |  |  | Estimated using an emission factor | 9999
2019 | CA | Puente Hills Energy Recovery | 10472 | CAMX | WECC California | LFG | 62.7 |  | 195597 | 2402395.625 | 3.4835 | 0.035619 | 0.0029 | EPA/NEI; Estimated using an emission factor | 2402395.625 | 3.4835
2019 | CA | Pumpjack Solar I | 59322 | CAMX | WECC California | SUN | 20 |  | 51037 |  |  |  |  | Estimated using an emission factor | 454433
2019 | CA | Putah Creek Solar Farm | 59550 | CAMX | WECC California | SUN | 2 |  | 4964 |  |  |  |  | Estimated using an emission factor | 44199
2019 | CA | PVN Milliken, LLC | 60790 | CAMX | WECC California | SUN | 3 |  | 5023 |  |  |  |  | Estimated using an emission factor | 44724
2019 | CA | Q Plant | 59457 | CAMX | WECC California | NG | 4.6 | 0.52013 | 34458 | 187291.926 | 0.5135 | 0.029804 | 0.0054834 | NEI avg EF - PM, fuel type, firing type | 360086 | 0.98725
2019 | CA | Quinto Solar PV Project | 59339 | CAMX | WECC California | SUN | 108 |  | 258796 |  |  |  |  | Estimated using an emission factor | 2304319
2019 | CA | R C Kirkwood | 382 | CAMX | WECC California | WAT | 115.5 |  | 455802.001 |  |  |  |  | NEI avg EF - PM, fuel type, firing type | 4058459.875
2019 | CA | R E Badger Filtration Plant | 50147 | CAMX | WECC California | WAT | 1.4 |  | 0
2019 | CA | Radiance Solar 4 | 58354 | CAMX | WECC California | SUN | 1.5 |  | 3219 |  |  |  |  | Estimated using an emission factor | 28661
2019 | CA | Radiance Solar 5 | 58355 | CAMX | WECC California | SUN | 1.5 |  | 3211 |  |  |  |  | Estimated using an emission factor | 28591
2019 | CA | Ralston | 427 | CAMX | WECC California | WAT | 79.2 |  | 538841 |  |  |  |  | NEI avg EF - PM, fuel type, firing type | 4797840
2019 | CA | Ramona 1 | 58909 | CAMX | WECC California | SUN | 2 |  | 4467 |  |  |  |  | Estimated using an emission factor | 39776
2019 | CA | Ramona 2 | 58911 | CAMX | WECC California | SUN | 5 |  | 9318 |  |  |  |  | Estimated using an emission factor | 82968
2019 | CA | Ramona Solar Energy | 60995 | CAMX | WECC California | SUN | 4.3 |  | 6716 |  |  |  |  | Estimated using an emission factor | 59799
2019 | CA | Rancho Cucamonga Dist #1 | 59540 | CAMX | WECC California | SUN | 1.8 |  | 2977 |  |  |  |  | Estimated using an emission factor | 26507
2019 | CA | Rancho Penasquitos | 56615 | CAMX | WECC California | WAT | 4.6 |  | 12861 |  |  |  |  | NEI avg EF - PM, fuel type, firing type | 114514
2019 | CA | Rancho Seco Solar | 529 | CAMX | WECC California | SUN | 2
2019 | CA | Rancho Seco Solar II, LLC | 63387 | CAMX | WECC California | SUN | 160
2019 | CA | Rancho Seco Solar, LLC | 60226 | CAMX | WECC California | SUN | 10.8 |  | 22725 |  |  |  |  | Estimated using an emission factor | 202343
2019 | CA | Ratkovich Alhambra | 62458 | CAMX | WECC California | NG | 1 |  | 8514 | 55447 | 0 | 0 | 0 | Estimated using an emission factor | 55447 | 0
2019 | CA | RCWD PV Project | 60426 | CAMX | WECC California | SUN | 5 |  | 10058 |  |  |  |  | Estimated using an emission factor | 89557
2019 | CA | RE Adams East, LLC | 58984 | CAMX | WECC California | SUN | 19 |  | 49489 |  |  |  |  | Estimated using an emission factor | 440650
2019 | CA | RE Astoria | 59976 | CAMX | WECC California | SUN | 100 |  | 282607 |  |  |  |  | Estimated using an emission factor | 2516333
2019 | CA | RE Astoria 2 | 59977 | CAMX | WECC California | SUN | 75 |  | 215285 |  |  |  |  | Estimated using an emission factor | 1916897
2019 | CA | RE Barren Ridge 1 | 60389 | CAMX | WECC California | SUN | 60 |  | 163388 |  |  |  |  | Estimated using an emission factor | 1454806
2019 | CA | RE Bruceville 1 LLC | 57783 | CAMX | WECC California | SUN | 5 |  | 10922 |  |  |  |  | Estimated using an emission factor | 97251
2019 | CA | RE Bruceville 2 LLC | 57784 | CAMX | WECC California | SUN | 5 |  | 11163 |  |  |  |  | Estimated using an emission factor | 99395
2019 | CA | RE Bruceville 3 LLC | 57785 | CAMX | WECC California | SUN | 5 |  | 11323 |  |  |  |  | Estimated using an emission factor | 100818
2019 | CA | RE Camelot LLC | 58983 | CAMX | WECC California | SUN | 45 |  | 123688 |  |  |  |  | Estimated using an emission factor | 1101316
2019 | CA | RE Columbia 3 LLC | 58502 | CAMX | WECC California | SUN | 10 |  | 22880 |  |  |  |  | Estimated using an emission factor | 203724
2019 | CA | RE Columbia Two, LLC | 58990 | CAMX | WECC California | SUN | 15 |  | 41974 |  |  |  |  | Estimated using an emission factor | 373736
2019 | CA | RE Dillard 1 LLC | 57777 | CAMX | WECC California | SUN | 3 |  | 5338 |  |  |  |  | Estimated using an emission factor | 47528
2019 | CA | RE Dillard 2 LLC | 57779 | CAMX | WECC California | SUN | 3 |  | 4878 |  |  |  |  | Estimated using an emission factor | 43433
2019 | CA | RE Dillard 3 LLC | 57781 | CAMX | WECC California | SUN | 3 |  | 6210 |  |  |  |  | Estimated using an emission factor | 55294
2019 | CA | RE Dillard 4 LLC | 57806 | CAMX | WECC California | SUN | 0.4
2019 | CA | RE Garland | 60233 | CAMX | WECC California | SUN | 185.1 |  | 475440 |  |  |  |  | Estimated using an emission factor | 4233319
2019 | CA | RE Garland A | 60386 | CAMX | WECC California | SUN | 20.2 |  | 57637 |  |  |  |  | Estimated using an emission factor | 513200
2019 | CA | RE Gaskell West 2 LLC | 61446 | CAMX | WECC California | SUN | 45
2019 | CA | RE Gaskell West 3 LLC | 61447 | CAMX | WECC California | SUN | 20
2019 | CA | RE Gaskell West 4 LLC | 61448 | CAMX | WECC California | SUN | 20
2019 | CA | RE Gaskell West 5 LLC | 61449 | CAMX | WECC California | SUN | 20
2019 | CA | RE Kammerer 1 LLC | 57778 | CAMX | WECC California | SUN | 5 |  | 11289 |  |  |  |  | Estimated using an emission factor | 100517
2019 | CA | RE Kammerer 2 LLC | 57780 | CAMX | WECC California | SUN | 5 |  | 11716 |  |  |  |  | Estimated using an emission factor | 104319
2019 | CA | RE Kammerer 3 LLC | 57782 | CAMX | WECC California | SUN | 5 |  | 11587 |  |  |  |  | Estimated using an emission factor | 103169
2019 | CA | RE Kansas Solar, LLC | 58985 | CAMX | WECC California | SUN | 20 |  | 49643 |  |  |  |  | Estimated using an emission factor | 442023
2019 | CA | RE Kansas South LLC | 58148 | CAMX | WECC California | SUN | 20 |  | 49016 |  |  |  |  | Estimated using an emission factor | 436438
2019 | CA | RE Kent South, LLC | 58991 | CAMX | WECC California | SUN | 20 |  | 51420 |  |  |  |  | Estimated using an emission factor | 457843
2019 | CA | RE McKenzie 1 LLC | 57816 | CAMX | WECC California | SUN | 5 |  | 12063 |  |  |  |  | Estimated using an emission factor | 107411
2019 | CA | RE McKenzie 2 LLC | 57817 | CAMX | WECC California | SUN | 5 |  | 12105 |  |  |  |  | Estimated using an emission factor | 107783
2019 | CA | RE McKenzie 3 LLC | 57818 | CAMX | WECC California | SUN | 5 |  | 11946 |  |  |  |  | Estimated using an emission factor | 106367
2019 | CA | RE McKenzie 4 LLC | 57819 | CAMX | WECC California | SUN | 5 |  | 12003 |  |  |  |  | Estimated using an emission factor | 106874
2019 | CA | RE McKenzie 5 LLC | 57820 | CAMX | WECC California | SUN | 5 |  | 12147 |  |  |  |  | Estimated using an emission factor | 108158
2019 | CA | RE McKenzie 6 LLC | 57821 | CAMX | WECC California | SUN | 5 |  | 11915 |  |  |  |  | Estimated using an emission factor | 106091
2019 | CA | RE Mustang LLC | 59150 | CAMX | WECC California | SUN | 100 |  | 247175 |  |  |  |  | Estimated using an emission factor | 2200847
2019 | CA | RE Old River One, LLC | 58986 | CAMX | WECC California | SUN | 20 |  | 49619 |  |  |  |  | Estimated using an emission factor | 441807
2019 | CA | RE Rio Grande Solar LLC | 58500 | CAMX | WECC California | SUN | 5 |  | 10505 |  |  |  |  | Estimated using an emission factor | 93536
2019 | CA | RE Rosamond One LLC | 58498 | CAMX | WECC California | SUN | 20 |  | 57203 |  |  |  |  | Estimated using an emission factor | 509335
2019 | CA | RE Rosamond Two LLC | 58499 | CAMX | WECC California | SUN | 20 |  | 44718 |  |  |  |  | Estimated using an emission factor | 398169
2019 | CA | RE Tranquillity | 59939 | CAMX | WECC California | SUN | 205.3 |  | 493365 |  |  |  |  | Estimated using an emission factor | 4392922
2019 | CA | RE Victor Phelan Solar One LLC | 58202 | CAMX | WECC California | SUN | 20 |  | 43498 |  |  |  |  | Estimated using an emission factor | 387306
2019 | CA | Red Bluff | 56184 | CAMX | WECC California | NG | 46.4 |  | 12280 | 123672.992 | 0.026095 | 0.00425 | 0.000422 | Estimated using an emission factor | 123672.992 | 0.026095
2019 | CA | Red Mountain | 484 | CAMX | WECC California | WAT | 5.9 |  | 0
2019 | CA | Redcrest Solar Farm | 58831 | CAMX | WECC California | SUN | 16.6 |  | 40481 |  |  |  |  | Estimated using an emission factor | 360445
2019 | CA | Redding Power Plant | 7307 | CAMX | WECC California | NG | 183.1 |  | 232344 | 1935098.438 | 2.1223 | 0.018269 | 0.0021935 | EPA/NEI | 1935098.438 | 2.1223
2019 | CA | Redwood 4 Solar Farm | 60490 | CAMX | WECC California | SUN | 20 |  | 50469 |  |  |  |  | Estimated using an emission factor | 449377
2019 | CA | Reedley Community College Solar | 63074 | CAMX | WECC California | SUN | 2.6 |  | 3801 |  |  |  |  | Estimated using an emission factor | 33845
2019 | CA | Regional Wastewater Control Facility | 56134 | CAMX | WECC California | DFO | 4.8 | 0.46756 | 7476 | 75560.04 | 4.739 | 1.2678 | 0.12544 | Estimated using an emission factor | 161604.996 | 10.1357
2019 | CA | Regulus Solar Project | 57650 | CAMX | WECC California | SUN | 60 |  | 157475 |  |  |  |  | Estimated using an emission factor | 1402158
2019 | CA | Renew Solar ABC Sacramento LLC | 62545 | CAMX | WECC California | SUN | 1.7
2019 | CA | ReSource Center | 63094 | CAMX | WECC California | OBG | 2.2
2019 | CA | RE-VFO LLC | 63455 | CAMX | WECC California | SUN | 1 |  | 1931 |  |  |  |  | Estimated using an emission factor | 17193
2019 | CA | Richard J Donovan Correctional Facility | 54936 | CAMX | WECC California | NG | 2.6 | 0.018873 | 350 | 1982.255 | 0.0054347 | 0.031055 | 0.0054833 | NEI avg EF - PM, fuel type, firing type | 105030 | 0.28796
2019 | CA | Richmond Cogen | 52109 | CAMX | WECC California | NG | 198.6 | 0.40293 | 936501 | 4813751.195 | 11.241 | 0.024006 | 0.0046704 | EPA/NEI; Estimated using an emission factor | 11946954.75 | 27.8982
2019 | CA | Richmond Refinery TG800 | 52105 | CAMX | WECC California | OG | 21
2019 | CA | Ridgetop | 54931 | CAMX | WECC California | WND | 46.8 |  | 133872 |  |  |  |  | Estimated using an emission factor | 1191997
2019 | CA | Ridgetop Energy LLC | 10597 | CAMX | WECC California | WND | 29 |  | 43666 |  |  |  |  | Estimated using an emission factor | 388803
2019 | CA | Rio Bravo Fresno | 10767 | CAMX | WECC California | WDS | 28 |  | 187525 | 2771837.25 | 31.6159 | 0.33719 | 0.022812 | NEI avg EF - PM, fuel type | 2771837.25 | 31.6159
2019 | CA | Rio Bravo Hydro Project | 50037 | CAMX | WECC California | WAT | 14 |  | 39669 |  |  |  |  | NEI avg EF - PM, fuel type, firing type | 353211
2019 | CA | Rio Bravo Rocklin | 10772 | CAMX | WECC California | WDS | 27.9 |  | 168850 | 2623793.75 | 29.9273 | 0.35448 | 0.022812 | NEI avg EF - PM, fuel type | 2623793.75 | 29.9273
2019 | CA | Rio Bravo Solar 1 LLC | 59249 | CAMX | WECC California | SUN | 20 |  | 49064 |  |  |  |  | Estimated using an emission factor | 436865
2019 | CA | Rio Bravo Solar II LLC | 59250 | CAMX | WECC California | SUN | 20 |  | 49592 |  |  |  |  | Estimated using an emission factor | 441569
2019 | CA | Rio Hondo | 482 | CAMX | WECC California | WAT | 1.9 |  | 1 |  |  |  |  | NEI avg EF - PM, fuel type, firing type | 9
2019 | CA | Ripon Generation Station | 56135 | CAMX | WECC California | NG | 121 |  | 12155 | 147936.547 | 0.89943 | 0.14799 | 0.01216 | EPA/NEI | 147936.547 | 0.89943
2019 | CA | Rising Tree Wind Farm | 57621 | CAMX | WECC California | WND | 79.2 |  | 237336 |  |  |  |  | Estimated using an emission factor | 2113239
2019 | CA | Rising Tree Wind Farm II | 59235 | CAMX | WECC California | WND | 19.8 |  | 54250 |  |  |  |  | Estimated using an emission factor | 483041
2019 | CA | Rising Tree Wind Farm III | 59236 | CAMX | WECC California | WND | 99 |  | 265527 |  |  |  |  | Estimated using an emission factor | 2364253
2019 | CA | Riverside Energy Resource Center | 56143 | CAMX | WECC California | NG | 196 |  | 79777 | 834254.547 | 2.9241 | 0.073306 | 0.00701 | EPA/NEI; Estimated using an emission factor | 834254.547 | 2.9241
2019 | CA | Riverside RWQCP Fuel Cell | 59877 | CAMX | WECC California | OBG | 1.4 | 1 | 9704 | 100267 | 0 | 0 | 0 | Estimated using an emission factor | 100267 | 0
2019 | CA | Riverview Energy Center | 55963 | CAMX | WECC California | NG | 47 |  | 20041 | 222947.156 | 0.071466 | 0.0071319 | 0.0006411 | EPA/NEI | 222947.156 | 0.071466
2019 | CA | Roaring Creek Water Power | 10881 | CAMX | WECC California | WAT | 2 |  | 7859 |  |  |  |  | NEI avg EF - PM, fuel type, firing type | 69979
2019 | CA | Robbs Peak | 433 | CAMX | WECC California | WAT | 25.5 |  | 56388 |  |  |  |  | NEI avg EF - PM, fuel type, firing type | 502078
2019 | CA | Robert O Schulz Solar Farm | 57579 | CAMX | WECC California | SUN | 1.3 |  | 2710 |  |  |  |  | Estimated using an emission factor | 24130.999
2019 | CA | Rock Creek | 275 | CAMX | WECC California | WAT | 126 |  | 645136 |  |  |  |  | NEI avg EF - PM, fuel type, firing type | 5744291
2019 | CA | Rock Creek Dam | 56822 | CAMX | WECC California | WAT | 3.6
2019 | CA | Rock Creek LP | 50892 | CAMX | WECC California | WAT | 3 |  | 1704 |  |  |  |  | NEI avg EF - PM, fuel type, firing type | 15173
2019 | CA | Rockwood | 7824 | AZNM | WECC Southwest | NG | 49.8 |  | 933 | 14287 | 0.081231 | 0.17413 | 0.011371 | NEI avg EF - PM, fuel type, firing type | 14287 | 0.081231
2019 | CA | Rodeo Solar C2 | 58751 | CAMX | WECC California | SUN | 1.5 |  | 3688 |  |  |  |  | Estimated using an emission factor | 32838
2019 | CA | Rodeo Solar D2 | 58752 | CAMX | WECC California | SUN | 1.5 |  | 3504 |  |  |  |  | Estimated using an emission factor | 31199
2019 | CA | Roll Delano | 58297 | CAMX | WECC California | NG | 1.1 |  | 3851 | 31711 | 0 | 0 | 0 | Estimated using an emission factor | 31711 | 0
2019 | CA | Roll Delano 2 | 58296 | CAMX | WECC California | NG | 1 |  | 7616 | 67845 | 0 | 0 | 0 | Estimated using an emission factor | 67845 | 0
2019 | CA | Roll Lost Hills | 58298 | CAMX | WECC California | NG | 1.1 |  | 4961 | 45529 | 0 | 0 | 0 | Estimated using an emission factor | 45529 | 0
2019 | CA | Rollins | 34 | CAMX | WECC California | WAT | 12.1 |  | 75926 |  |  |  |  | NEI avg EF - PM, fuel type, firing type | 676043
2019 | CA | Rooney Ranch | 63088 | CAMX | WECC California | WND | 21
2019 | CA | Roseburg Forest Products Biomass | 56469 | NWPP | WECC Northwest | WDS | 13.4 | 0.21378 | 46671 | 260862.187 | 2.9754 | 0.12751 | 0.022812 | NEI avg EF - PM, fuel type | 1220249.25 | 13.9183
2019 | CA | Roseville Energy Park | 56298 | CAMX | WECC California | NG | 165 |  | 294137 | 2407264 | 0.19614 | 0.0013336 | 0.00016295 | EPA/NEI | 2407264 | 0.19614
2019 | CA | Roseville Power Plant #2 | 7452 | CAMX | WECC California | NG | 66 |  | 1411 | 27468 | 0.075309 | 0.10675 | 0.0054834 | NEI avg EF - PM, fuel type, firing type | 27468 | 0.075309
2019 | CA | Roseville Solar | 62114 | CAMX | WECC California | SUN | 1 |  | 1758 |  |  |  |  | Estimated using an emission factor | 15654
2019 | CA | RPI Fuel Cell LLC | 57419 | CAMX | WECC California | OBG | 3 | 1 | 0
2019 | CA | Rudy Solar, LLC | 59410 | CAMX | WECC California | SUN | 1.5 |  | 3996 |  |  |  |  | Estimated using an emission factor | 35582
2019 | CA | Rugged Solar LLC | 57960 | CAMX | WECC California | SUN | 80
2019 | CA | Rush Creek | 357 | CAMX | WECC California | WAT | 13.1 |  | 48006 |  |  |  |  | NEI avg EF - PM, fuel type, firing type | 427447
2019 | CA | Russell City Energy Company LLC | 56467 | CAMX | WECC California | NG | 655 |  | 884964 | 6575812.5 | 2.8297 | 0.006395 | 0.00086063 | EPA/NEI | 6575812.5 | 2.8297
2019 | CA | Rutan | 58449 | CAMX | WECC California | SUN | 4 |  | 3863 |  |  |  |  | Estimated using an emission factor | 34397
2019 | CA | Sacramento (SMUD) | 59323 | CAMX | WECC California | SUN | 1.5 |  | 2124 |  |  |  |  | Estimated using an emission factor | 18912
2019 | CA | Sacramento Fairbain Water Treatment Plant | 58636 | CAMX | WECC California | SUN | 1 |  | 1204 |  |  |  |  | Estimated using an emission factor | 10720
2019 | CA | Sacramento Power Authority Cogen | 7552 | CAMX | WECC California | NG | 173.9 | 0.97251 | 644436 | 5178908.383 | 3.5088 | 0.010889 | 0.001355 | EPA/NEI | 5325304.5 | 3.608
2019 | CA | Sacramento Regional County Sanitation PV | 61209 | CAMX | WECC California | SUN | 3.5 |  | 7720 |  |  |  |  | Estimated using an emission factor | 68738
2019 | CA | Sacramento Soleil LLC | 56875 | CAMX | WECC California | SUN | 1 |  | 1446 |  |  |  |  | Estimated using an emission factor | 12875
2019 | CA | Saint Agnes Medical Center | 54800 | CAMX | WECC California | NG | 7.7 | 0.33462 | 27899 | 143972.553 | 0.39473 | 0.028297 | 0.0054834 | EPA/NEI; Estimated using an emission factor | 430256 | 1.1796
2019 | CA | Saint Johns Health Center | 50610 | CAMX | WECC California | NG | 1.2
2019 | CA | Salinas River Cogeneration Facility | 50865 | CAMX | WECC California | NG | 38.9 | 0.48657 | 297702 | 1995468.634 | 1.1315 | 0.0076015 | 0.0011341 | EPA/NEI | 4101100.75 | 2.3255
2019 | CA | Salt Springs | 279 | CAMX | WECC California | WAT | 42 |  | 191540 |  |  |  |  | NEI avg EF - PM, fuel type, firing type | 1705474
2019 | CA | Salton Sea Power Gen Co - Unit 2 | 10879 | AZNM | WECC Southwest | GEO | 20 |  | 107264 |  |  |  |  | Estimated using an emission factor | 955079.016
2019 | CA | Salton Sea Power Gen Co - Unit 3 | 10759 | AZNM | WECC Southwest | GEO | 53.9 |  | 300512 |  |  |  |  | Estimated using an emission factor | 2675760
2019 | CA | Salton Sea Power Gen Co - Unit 4 | 54996 | AZNM | WECC Southwest | GEO | 47.5 |  | 290199 |  |  |  |  | Estimated using an emission factor | 2583933
2019 | CA | Salton Sea Power Gen Co Unit 1 | 10878 | AZNM | WECC Southwest | GEO | 10 |  | 76099 |  |  |  |  | Estimated using an emission factor | 677586
2019 | CA | Salton Sea Power LLC - Unit 5 | 55983 | AZNM | WECC Southwest | GEO | 58.3 |  | 321665 |  |  |  |  | Estimated using an emission factor | 2864104
2019 | CA | San Antonio Regional Hospital | 50234 | CAMX | WECC California | NG | 2.7 | 0.77131 | 10755.999 | 125079.779 | 0.026392 | 0.0049074 | 0.000422 | Estimated using an emission factor | 162165.996 | 0.034217
2019 | CA | San Antonio West Solar Rooftop | 57904 | CAMX | WECC California | SUN | 1.5 |  | 1738 |  |  |  |  | Estimated using an emission factor | 15474
2019 | CA | San Diego International Airport BESS | 62754 | CAMX | WECC California | MWH | 2
2019 | CA | San Diego State University | 50061 | CAMX | WECC California | NG | 17.6 | 0.49761 | 53953 | 336163.676 | 0.96755 | 0.035866 | 0.0057564 | EPA/NEI; Estimated using an emission factor | 690377 | 1.9444
2019 | CA | San Diego Zoo | 63412 | CAMX | WECC California | MWH | 1
2019 | CA | San Dimas | 6646 | CAMX | WECC California | WAT | 9.9 |  | 35838 |  |  |  |  | NEI avg EF - PM, fuel type, firing type | 319103
2019 | CA | San Dimas Wash Generating Station | 50233 | CAMX | WECC California | WAT | 1 |  | 3021 |  |  |  |  | NEI avg EF - PM, fuel type, firing type | 26898
2019 | CA | San Fernando | 403 | CAMX | WECC California | WAT | 5.6 |  | 11281 |  |  |  |  | NEI avg EF - PM, fuel type, firing type | 100447
2019 | CA | San Francisco Electric Reliability Proj | 56305 | CAMX | WECC California | NG | 151.5
2019 | CA | San Francisco Intl Airport Ct Project | 56306 | CAMX | WECC California | NG | 48
2019 | CA | San Francisquito 1 | 6479 | CAMX | WECC California | WAT | 65.5 |  | 256711.999 |  |  |  |  | NEI avg EF - PM, fuel type, firing type | 2285764.031
2019 | CA | San Francisquito 2 | 6480 | CAMX | WECC California | WAT | 46 |  | 78443.001 |  |  |  |  | NEI avg EF - PM, fuel type, firing type | 698457
2019 | CA | San Gabriel Hydro Project | 54017 | CAMX | WECC California | WAT | 5 |  | 9147 |  |  |  |  | NEI avg EF - PM, fuel type, firing type | 81445.998
2019 | CA | San Gorgonio 1 | 7148 | CAMX | WECC California | WAT | 1.5
2019 | CA | San Gorgonio Farms Wind Farm | 50281 | CAMX | WECC California | WND | 31 |  | 88707 |  |  |  |  | Estimated using an emission factor | 789846
2019 | CA | San Gorgonio Westwinds II LLC | 50690 | CAMX | WECC California | WND | 43.4 |  | 118956 |  |  |  |  | Estimated using an emission factor | 1059185
2019 | CA | San Gorgonio Windplant WPP1993 | 54454 | CAMX | WECC California | WND | 84 |  | 182515 |  |  |  |  | EPA/NEI; Estimated using an emission factor | 1625114
2019 | CA | San Jacinto Solar | 60972 | CAMX | WECC California | SUN | 1.5
2019 | CA | San Joaquin 2 | 276 | CAMX | WECC California | WAT | 2.8 |  | 0
2019 | CA | San Joaquin 3 | 277 | CAMX | WECC California | WAT | 4 |  | 0
2019 | CA | San Joaquin Solar | 60678 | CAMX | WECC California | SUN | 21.3 |  | 38908 |  |  |  |  | Estimated using an emission factor | 346437.004
2019 | CA | San Jose Cogeneration | 10548 | CAMX | WECC California | NG | 6 | 0.45537 | 33356 | 240367.936 | 0.65902 | 0.039514 | 0.0054834 | NEI avg EF - PM, fuel type, firing type | 527858 | 1.4472
2019 | CA | San Onofre Nuclear Generating Station | 360 | CAMX | WECC California | NUC | 2254
2019 | CA | San Pablo Raceway | 62004 | CAMX | WECC California | SUN | 100 |  | 89681 |  |  |  |  | Estimated using an emission factor | 798519
2019 | CA | Sand Bar Power Plant | 50400 | CAMX | WECC California | WAT | 16.2 |  | 107580 |  |  |  |  | NEI avg EF - PM, fuel type, firing type | 957892
2019 | CA | Sand Drag LLC | 57361 | CAMX | WECC California | SUN | 19 |  | 31748 |  |  |  |  | Estimated using an emission factor | 282683
2019 | CA | Sand Hill A | 63126 | CAMX | WECC California | WND | 13.5
2019 | CA | Sand Hill B | 63652 | CAMX | WECC California | WND | 17
2019 | CA | Sand Hill C | 63653 | CAMX | WECC California | WND | 80
2019 | CA | Santa Ana 1 | 361 | CAMX | WECC California | WAT | 3.2 |  | 78 |  |  |  |  | NEI avg EF - PM, fuel type, firing type | 695
2019 | CA | Santa Ana 3 | 363 | CAMX | WECC California | WAT | 3.1 |  | 4121 |  |  |  |  | NEI avg EF - PM, fuel type, firing type | 36694
2019 | CA | Santa Clara (85C) | 50534 | CAMX | WECC California | WND | 18
2019 | CA | Santa Clara Cogen | 7232 | CAMX | WECC California | NG | 7.8 | 0.5545 | 46364 | 416751.664 | 1.1426 | 0.049288 | 0.0054834 | NEI avg EF - PM, fuel type, firing type | 751575 | 2.0606
2019 | CA | Santa Cruz Energy | 57876 | CAMX | WECC California | LFG | 1.6 |  | 10034 | 117449 | 0.86325 | 0.17207 | 0.0147 | Estimated using an emission factor | 117449 | 0.86325
2019 | CA | Santa Fe Springs Rooftop Solar BLDG H | 58913 | CAMX | WECC California | SUN | 1.5 |  | 3064 |  |  |  |  | Estimated using an emission factor | 27281
2019 | CA | Santa Fe Springs Rooftop Solar BLDG M | 58912 | CAMX | WECC California | SUN | 1.8 |  | 2355 |  |  |  |  | Estimated using an emission factor | 20968
2019 | CA | Santa Felicia Dam | 50076 | CAMX | WECC California | WAT | 1.3 |  | 914 |  |  |  |  | NEI avg EF - PM, fuel type, firing type | 8139
2019 | CA | Santa Maria Cogen Plant | 10733 | CAMX | WECC California | NG | 9
2019 | CA | Santa Maria EPG | 56284 | CAMX | WECC California | PRG | 5.5 |  | 4301 | 98469 | 2.8329 | 1.3173 | 0.057539 | NEI avg EF - PM, fuel type | 98469 | 2.8329
2019 | CA | Santa Maria LFG Power Plant | 57100 | CAMX | WECC California | LFG | 1.1
2019 | CA | Santa Rita Jail Fuel Cell | 60385 | CAMX | WECC California | NG | 1.4 | 1 | 9607 | 87503 | 0 | 0 | 0 | Estimated using an emission factor | 87503 | 0
2019 | CA | Santa Rita Jail Hybrid | 58625 | CAMX | WECC California | NG | 6.7 | 1 | 12678 | 81276 | 0 | 0 | 0 | EPA/NEI; Estimated using an emission factor | 108681.999 | 0
2019 | CA | Santa Rosa Junior College Petaluma Solar | 62039 | CAMX | WECC California | SUN | 1.2 |  | 2912 |  |  |  |  | Estimated using an emission factor | 25927
2019 | CA | Sargent Canyon Cogen Facility | 50864 | CAMX | WECC California | NG | 38.2 | 1 | 0
2019 | CA | Saticoy | 63891 | CAMX | WECC California | MWH | 100
2019 | CA | SC 1 Data Center, Phase 2 | 59074 | CAMX | WECC California | DFO | 92.7 |  | 235.991 | 3301.006 | 0.51166 | 4.3362 | 0.31 | Estimated using an emission factor | 3301.006 | 0.51166
2019 | CA | SCA Cogen II | 7551 | CAMX | WECC California | NG | 193.4 | 0.78458 | 729068 | 4919055.161 | 3.3434 | 0.0091718 | 0.0013594 | EPA/NEI | 6269637.781 | 4.2614
2019 | CA | Scattergood Generating Station | 404 | CAMX | WECC California | NG | 1718.8 |  | 1240303 | 9957816.094 | 11.3487 | 0.0183 | 0.0022794 | EPA/NEI; Estimated using an emission factor | 9957816.094 | 11.3487
2019 | CA | SCCCD - Clovis Community College | 63021 | CAMX | WECC California | SUN | 1.3 |  | 1961 |  |  |  |  | Estimated using an emission factor | 17461
2019 | CA | SCCCD - Fresno Community College | 63068 | CAMX | WECC California | SUN | 2.2 |  | 3598 |  |  |  |  | Estimated using an emission factor | 32037
2019 | CA | SCDA Solar 1 | 61006 | CAMX | WECC California | SUN | 7 |  | 14883 |  |  |  |  | Estimated using an emission factor | 132519
2019 | CA | SCE-Snowline-Duncan Road (North) | 59359 | CAMX | WECC California | SUN | 1.5 |  | 3393 |  |  |  |  | Estimated using an emission factor | 30210
2019 | CA | SCE-Snowline-Duncan Road (South) | 59360 | CAMX | WECC California | SUN | 1 |  | 2569 |  |  |  |  | Estimated using an emission factor | 22875
2019 | CA | SCE-Snowline-White Rd (Central) | 59423 | CAMX | WECC California | SUN | 1.5 |  | 3923 |  |  |  |  | Estimated using an emission factor | 34931
2019 | CA | SCE-Snowline-White Road (North) | 59422 | CAMX | WECC California | SUN | 1.5 |  | 3906 |  |  |  |  | Estimated using an emission factor | 34779
2019 | CA | SCE-Snowline-White Road (South) | 59421 | CAMX | WECC California | SUN | 1.5 |  | 3834 |  |  |  |  | Estimated using an emission factor | 34137
2019 | CA | Scott Flat | 839 | CAMX | WECC California | WAT | 1 |  | 4953 |  |  |  |  | NEI avg EF - PM, fuel type, firing type | 44102
2019 | CA | SCU000 El Camino Real Fuel Cell | 63715 | CAMX | WECC California | NG | 1.5 |  | 12527 | 81944 | 0 | 0 | 0 | Estimated using an emission factor | 81944 | 0
2019 | CA | SDCCD - Miramar | 59138 | CAMX | WECC California | SUN | 1.1 |  | 1681 |  |  |  |  | Estimated using an emission factor | 14968
2019 | CA | SDCWA - Twin Oaks | 59139 | CAMX | WECC California | SUN | 1.1 |  | 1736 |  |  |  |  | Estimated using an emission factor | 15458
2019 | CA | SeaWorld Aquatica | 61843 | CAMX | WECC California | SUN | 1 |  | 1986 |  |  |  |  | Estimated using an emission factor | 17685
2019 | CA | Second Imperial Geothermal | 54111 | AZNM | WECC Southwest | GEO | 80 |  | 216998 |  |  |  |  | Estimated using an emission factor | 1932150
2019 | CA | SEGS III | 10439 | CAMX | WECC California | NG | 34.2 |  | 38242 | 0 | 0 | 0 |  | NEI avg EF - PM, fuel type, firing type | 0 | 0
2019 | CA | SEGS IV | 10440 | CAMX | WECC California | NG | 34.2 |  | 41865 | 0 | 0 | 0 |  | NEI avg EF - PM, fuel type, firing type | 0 | 0
2019 | CA | SEGS IX | 10446 | CAMX | WECC California | NG | 92 |  | 140268 | 211726.594 | 0.85246 | 0.012155 | 0.0080524 | NEI avg EF - PM, fuel type | 211726.594 | 0.85246
2019 | CA | SEGS V | 10441 | CAMX | WECC California | NG | 34.2 |  | 41424 | 0 | 0 | 0 |  | NEI avg EF - PM, fuel type, firing type | 0 | 0
2019 | CA | SEGS VI | 10442 | CAMX | WECC California | NG | 35 |  | 0 | 0 | 0 |  |  | NEI avg EF - PM, fuel type | 0 | 0
2019 | CA | SEGS VII | 10443 | CAMX | WECC California | NG | 35 |  | 0 | 0 | 0 |  |  | NEI avg EF - PM, fuel type | 0 | 0
2019 | CA | SEGS VIII | 10444 | CAMX | WECC California | NG | 92 |  | 137478 | 234560.656 | 0.94439 | 0.013739 | 0.0080524 | NEI avg EF - PM, fuel type | 234560.656 | 0.94439
2019 | CA | Sentinel Energy Center, LLC | 57482 | CAMX | WECC California | NG | 800 |  | 576703 | 5672692 | 5.2429 | 0.018182 | 0.0018485 | EPA/NEI | 5672692 | 5.2429
2019 | CA | Sepulveda Canyon | 316 | CAMX | WECC California | WAT | 8.5 |  | 12665 |  |  |  |  | NEI avg EF - PM, fuel type, firing type | 112768
2019 | CA | SEPV 1 | 58073 | CAMX | WECC California | SUN | 2 |  | 4823 |  |  |  |  | Estimated using an emission factor | 42943
2019 | CA | SEPV 18 | 59730 | CAMX | WECC California | SUN | 2 |  | 5323 |  |  |  |  | Estimated using an emission factor | 47396
2019 | CA | SEPV 2 | 58074 | CAMX | WECC California | SUN | 2 |  | 4447 |  |  |  |  | Estimated using an emission factor | 39596
2019 | CA | SEPV 8 | 58234 | CAMX | WECC California | SUN | 12 |  | 32603 |  |  |  |  | Estimated using an emission factor | 290298
2019 | CA | SEPV Imperial Dixieland East | 60745 | AZNM | WECC Southwest | SUN | 2 |  | 5804 |  |  |  |  | Estimated using an emission factor | 51679
2019 | CA | SEPV Imperial Dixieland West | 60744 | AZNM | WECC Southwest | SUN | 3 |  | 8842 |  |  |  |  | Estimated using an emission factor | 78729
2019 | CA | SEPV Mojave West | 59740 | CAMX | WECC California | SUN | 20 |  | 54686 |  |  |  |  | Estimated using an emission factor | 486924
2019 | CA | SEPV Palmdale East | 59273 | CAMX | WECC California | SUN | 10 |  | 25982 |  |  |  |  | Estimated using an emission factor | 231345
2019 | CA | SEPV9 Power Plant | 58227 | CAMX | WECC California | SUN | 9 |  | 24523 |  |  |  |  | Estimated using an emission factor | 218353
2019 | CA | Seville 1 | 59722 | AZNM | WECC Southwest | SUN | 20 |  | 52470 |  |  |  |  | Estimated using an emission factor | 467193
2019 | CA | Seville 2 | 59723 | AZNM | WECC Southwest | SUN | 30 |  | 84300 |  |  |  |  | Estimated using an emission factor | 750607
2019 | CA | SF Southeast Cogen Plant | 57971 | CAMX | WECC California | OBG | 2.1 |  | 2730 | 38554 | 0.28337 | 0.2076 | 0.0147 | Estimated using an emission factor | 38554 | 0.28337
2019 | CA | SF State University | 57043 | CAMX | WECC California | NG | 1.6 | 0.59927 | 9080 | 51641.637 | 0 | 0 | 0 | Estimated using an emission factor | 86175 | 0
2019 | CA | SFDK Solar | 62649 | CAMX | WECC California | SUN | 6.3 |  | 69 |  |  |  |  | Estimated using an emission factor | 614
2019 | CA | Shafter Solar LLC | 59408 | CAMX | WECC California | SUN | 20 |  | 51837 |  |  |  |  | Estimated using an emission factor | 461556
2019 | CA | Shasta | 445 | NWPP | WECC Northwest | WAT | 714 |  | 2293986.998 |  |  |  |  | NEI avg EF - PM, fuel type, firing type | 20425661.977
2019 | CA | Shasta Solar Farm | 58814 | CAMX | WECC California | SUN | 3 |  | 7230 |  |  |  |  | Estimated using an emission factor | 64377
2019 | CA | Shelter Creek Condominiums Solar | 62806 | CAMX | WECC California | SUN | 2.5
2019 | CA | Shiloh I Wind Project | 56362 | CAMX | WECC California | WND | 150 |  | 381728 |  |  |  |  | Estimated using an emission factor | 3398906
2019 | CA | Shiloh III Wind Project LLC | 57586 | CAMX | WECC California | WND | 102.5 |  | 266434 |  |  |  |  | Estimated using an emission factor | 2372329
2019 | CA | Shiloh IV Wind Project LLC | 57725 | CAMX | WECC California | WND | 102.5 |  | 268593 |  |  |  |  | Estimated using an emission factor | 2391551
2019 | CA | Shiloh Wind Project 2 LLC | 56874 | CAMX | WECC California | WND | 150 |  | 383508 |  |  |  |  | Estimated using an emission factor | 3414754
2019 | CA | Sierra Energy Storage, LLC | 61803 | CAMX | WECC California | MWH | 10
2019 | CA | Sierra Nevada Brewing Co Hybrid | 58585 | CAMX | WECC California | NG | 5.2 | 0.50218 | 9908 | 49278.218 | 0.13511 | 0.027272 | 0.0054834 | EPA/NEI; Estimated using an emission factor | 121155 | 0.26904
2019 | CA | Sierra Pacific Anderson Facility | 55049 | CAMX | WECC California | WDS | 4
2019 | CA | Sierra Pacific Burney Facility | 50110 | CAMX | WECC California | WDS | 20 | 0.21371 | 67193 | 371049.975 | 4.2322 | 0.12597 | 0.022812 | NEI avg EF - PM, fuel type | 1736226 | 19.8036
2019 | CA | Sierra Pacific Industries (2042-RD) | 63416 | CAMX | WECC California | SUN | 8.4
2019 | CA | Sierra Pacific Lincoln Facility | 10144 | CAMX | WECC California | WDS | 32.2 | 0.22396 | 98827 | 546506.965 | 6.2335 | 0.12615 | 0.022812 | EPA/NEI; Estimated using an emission factor | 2440224 | 27.8334
2019 | CA | Sierra Pacific Loyalton Facility | 50111 | NWPP | WECC Northwest | WDS | 20 |  | 29661 | 502109.5 | 5.7271 | 0.38617 | 0.022812 | NEI avg EF - PM, fuel type | 502109.5 | 5.7271
2019 | CA | Sierra Pacific Quincy Facility | 50112 | CAMX | WECC California | WDS | 62.7 | 1 | 145449 | 3772746 | 43.0323 | 0.59172 | 0.022812 | NEI avg EF - PM, fuel type | 3772746 | 43.0323
2019 | CA | Sierra Pacific Sonora | 54517 | CAMX | WECC California | WDS | 15 | 1 | 33670 | 1340454 | 15.2894 | 0.90819 | 0.022812 | EPA/NEI; Estimated using an emission factor | 1340454 | 15.2894
2019 | CA | Sierra Solar Greenworks | 59431 | CAMX | WECC California | SUN | 20 |  | 42635 |  |  |  |  | Estimated using an emission factor | 379622
2019 | CA | Sierra SunTower Solar Gen Station | 57323 | CAMX | WECC California | SUN | 7.5
2019 | CA | Signal Hill West Unit | 57702 | CAMX | WECC California | PRG | 5.7 |  | 38032 | 504283 | 0.1064 | 0.0055955 | 0.000422 | Estimated using an emission factor | 504283 | 0.1064
2019 | CA | Silicon Valley Clean Water | 60249 | CAMX | WECC California | OBG | 2.2 | 0.45059 | 6292 | 36067.66 | 0.2651 | 0.084265 | 0.0147 | EPA/NEI; Estimated using an emission factor | 80045 | 0.58833
2019 | CA | Silveira Ranch Road Solar | 63762 | CAMX | WECC California | SUN | 3
2019 | CA | Silver Gate | 309 | CAMX | WECC California | DFO | 247
2019 | CA | Silverstrand Grid Energy Storage System | 63735 | CAMX | WECC California | MWH | 11
2019 | CA | Siphon Drop Power Plant | 57364 | AZNM | WECC Southwest | WAT | 4.4 |  | 14366 |  |  |  |  | NEI avg EF - PM, fuel type, firing type | 127915
2019 | CA | Site 980 65 | 50322 | CAMX | WECC California | WAT | 2.1 |  | 3860 |  |  |  |  | NEI avg EF - PM, fuel type, firing type | 34368
2019 | CA | SJ/SC WPCP | 56080 | CAMX | WECC California | NG | 28.4 | 0.35925 | 40468.999 | 271351.249 | 0.057255 | 0.0028296 | 0.000422 | EPA/NEI; Estimated using an emission factor | 755322.984 | 0.15937
2019 | CA | Sky River LLC | 50536 | CAMX | WECC California | WND | 76.9 |  | 99861 |  |  |  |  | Estimated using an emission factor | 889163
2019 | CA | Slate Creek | 50961 | NWPP | WECC Northwest | WAT | 4.2 |  | 0
2019 | CA | Slate Hybrid | 63727 | CAMX | WECC California |  | 615
2019 | CA | Sly Creek | 776 | CAMX | WECC California | WAT | 12.1 |  | 38227 |  |  |  |  | NEI avg EF - PM, fuel type, firing type | 340374
2019 | CA | SMUD at Fleshman | 57671 | CAMX | WECC California | SUN | 2.9 |  | 5504 |  |  |  |  | Estimated using an emission factor | 49009
2019 | CA | SMUD at Grundman | 57669 | CAMX | WECC California | SUN | 17 |  | 32416 |  |  |  |  | Estimated using an emission factor | 288632
2019 | CA | SMUD at Lawrence | 57753 | CAMX | WECC California | SUN | 1 |  | 1818 |  |  |  |  | Estimated using an emission factor | 16187
2019 | CA | SMUD at Van Conett | 57670 | CAMX | WECC California | SUN | 2.9 |  | 4980 |  |  |  |  | Estimated using an emission factor | 44342
2019 | CA | Soboba Community Solar Project | 61834 | CAMX | WECC California | SUN | 1 |  | 1848 |  |  |  |  | Estimated using an emission factor | 16453
2019 | CA | SOCCD | 63617 | CAMX | WECC California | MWH | 1.3
2019 | CA | Sol Orchard El Centro PV | 58621 | AZNM | WECC Southwest | SUN | 20 |  | 46706 |  |  |  |  | Estimated using an emission factor | 415869
2019 | CA | Solano County Cogen Plant | 50985 | CAMX | WECC California | NG | 2.8 | 0.48763 | 9942 | 64789.816 | 0.013671 | 0.0027501 | 0.000422 | Estimated using an emission factor | 132866.002 | 0.028035
2019 | CA | Solano Wind | 7526 | CAMX | WECC California | WND | 228.2 |  | 522351.999 |  |  |  |  | Estimated using an emission factor | 4651020.969
2019 | CA | Solar Blue | 63848 | CAMX | WECC California | SUN | 250
2019 | CA | Solar Blythe 2 | 60558 | CAMX | WECC California | SUN | 20 |  | 58757 |  |  |  |  | Estimated using an emission factor | 523173
2019 | CA | Solar Blythe LLC | 56939 | CAMX | WECC California | SUN | 21 |  | 43320 |  |  |  |  | Estimated using an emission factor | 385720
2019 | CA | Solar Borrego I | 57455 | CAMX | WECC California | SUN | 26 |  | 66362 |  |  |  |  | Estimated using an emission factor | 590886
2019 | CA | Solar Gen 2 Solar Facility | 58592 | CAMX | WECC California | SUN | 163.2 |  | 379991.001 |  |  |  |  | Estimated using an emission factor | 3383440.125
2019 | CA | Solar Oasis LLC | 59528 | CAMX | WECC California | SUN | 20 |  | 55282 |  |  |  |  | Estimated using an emission factor | 492231
2019 | CA | Solar Photovoltaic Project #01 | 56976 | CAMX | WECC California | SUN | 2
2019 | CA | Solar Photovoltaic Project #02 | 56996 | CAMX | WECC California | SUN | 1 |  | 661 |  |  |  |  | Estimated using an emission factor | 5884
2019 | CA | Solar Photovoltaic Project #03 | 57217 | CAMX | WECC California | SUN | 1 |  | 942 |  |  |  |  | Estimated using an emission factor | 8388
2019 | CA | Solar Photovoltaic Project #04 | 57218 | CAMX | WECC California | SUN | 1.5
2019 | CA | Solar Photovoltaic Project #05 | 57219 | CAMX | WECC California | SUN | 2.5 |  | 2985 |  |  |  |  | Estimated using an emission factor | 26577
2019 | CA | Solar Photovoltaic Project #06 | 57220 | CAMX | WECC California | SUN | 2 |  | 2521 |  |  |  |  | Estimated using an emission factor | 22447
2019 | CA | Solar Photovoltaic Project #07 | 57221 | CAMX | WECC California | SUN | 2.5 |  | 3229 |  |  |  |  | Estimated using an emission factor | 28751.001
2019 | CA | Solar Photovoltaic Project #08 | 57222 | CAMX | WECC California | SUN | 2.5 |  | 1336 |  |  |  |  | EPA/NEI; Estimated using an emission factor | 11896
2019 | CA | Solar Photovoltaic Project #09 | 57223 | CAMX | WECC California | SUN | 1.5 |  | 911 |  |  |  |  | EPA/NEI; Estimated using an emission factor | 8113
2019 | CA | Solar Photovoltaic Project #10 | 57224 | CAMX | WECC California | SUN | 2 |  | 420.999 |  |  |  |  | EPA/NEI; Estimated using an emission factor | 3750
2019 | CA | Solar Photovoltaic Project #11 | 57225 | CAMX | WECC California | SUN | 3.5 |  | 4630.003 |  |  |  |  | Estimated using an emission factor | 41225.003
2019 | CA | Solar Photovoltaic Project #12 | 57226 | CAMX | WECC California | SUN | 1
2019 | CA | Solar Photovoltaic Project #13 | 57227 | CAMX | WECC California | SUN | 3.5 |  | 3494.001 |  |  |  |  | Estimated using an emission factor | 31111.996
2019 | CA | Solar Photovoltaic Project #14 | 57228 | CAMX | WECC California | SUN | 1.5
2019 | CA | Solar Photovoltaic Project #15 | 57229 | CAMX | WECC California | SUN | 3.5 |  | 2931.999 |  |  |  |  | Estimated using an emission factor | 26107.004
2019 | CA | Solar Photovoltaic Project #16 | 57230 | CAMX | WECC California | SUN | 1.5 |  | 1470 |  |  |  |  | Estimated using an emission factor | 13089
2019 | CA | Solar Photovoltaic Project #17 | 57231 | CAMX | WECC California | SUN | 4 |  | 3402 |  |  |  |  | EPA/NEI; Estimated using an emission factor | 30290.001
2019 | CA | Solar Photovoltaic Project #18 | 57232 | CAMX | WECC California | SUN | 2 |  | 1490.001 |  |  |  |  | EPA/NEI; Estimated using an emission factor | 13266.999
2019 | CA | Solar Photovoltaic Project #19 | 57233 | CAMX | WECC California | SUN | 5
2019 | CA | Solar Photovoltaic Project #20 | 57234 | CAMX | WECC California | SUN | 3.5
2019 | CA | Solar Photovoltaic Project #21 | 57235 | CAMX | WECC California | SUN | 2.5
2019 | CA | Solar Photovoltaic Project #22 | 57237 | CAMX | WECC California | SUN | 2 |  | 1719 |  |  |  |  | Estimated using an emission factor | 15307
2019 | CA | Solar Photovoltaic Project #23 | 57236 | CAMX | WECC California | SUN | 3 |  | 3123 |  |  |  |  | EPA/NEI; Estimated using an emission factor | 27807
2019 | CA | Solar Photovoltaic Project #24 | 57127 | CAMX | WECC California | SUN | 4
2019 | CA | Solar Photovoltaic Project #25 | 57528 | CAMX | WECC California | SUN | 4.5
2019 | CA | Solar Photovoltaic Project #26 | 57245 | CAMX | WECC California | SUN | 6 |  | 6183.996 |  |  |  |  | Estimated using an emission factor | 55062
2019 | CA | Solar Photovoltaic Project #27 | 57246 | CAMX | WECC California | SUN | 3 |  | 2574 |  |  |  |  | EPA/NEI; Estimated using an emission factor | 22918
2019 | CA | Solar Photovoltaic Project #28 | 57247 | CAMX | WECC California | SUN | 4 |  | 3631.999 |  |  |  |  | EPA/NEI; Estimated using an emission factor | 32340
2019 | CA | Solar Photovoltaic Project #30 | 57532 | CAMX | WECC California | SUN | 1.5
2019 | CA | Solar Photovoltaic Project #31 | 57533 | CAMX | WECC California | SUN | 1
2019 | CA | Solar Photovoltaic Project #32 | 57534 | CAMX | WECC California | SUN | 1.5 |  | 1365.999 |  |  |  |  | Estimated using an emission factor | 12162.999
2019 | CA | Solar Photovoltaic Project #33 | 57535 | CAMX | WECC California | SUN | 1 |  | 1387 |  |  |  |  | Estimated using an emission factor | 12349
2019 | CA | Solar Photovoltaic Project #35 | 57537 | CAMX | WECC California | SUN | 7
2019 | CA | Solar Photovoltaic Project #40 | 57538 | CAMX | WECC California | SUN | 10
2019 | CA | Solar Photovoltaic Project #41 | 57539 | CAMX | WECC California | SUN | 10
2019 | CA | Solar Photovoltaic Project #42 | 57441 | CAMX | WECC California | SUN | 5 |  | 8169 |  |  |  |  | Estimated using an emission factor | 72737.002
2019 | CA | Solar Photovoltaic Project #44 | 57540 | CAMX | WECC California | SUN | 8 |  | 4464 | [5 empty] | 39747.008
2019 | CA | Solar Photovoltaic Project #45 | 57541 | CAMX | WECC California | SUN | 6
2019 | CA | Solar Photovoltaic Project #46 | 57545 | CAMX | WECC California | SUN | 3.5
2019 | CA | Solar Photovoltaic Project #47 | 57543 | CAMX | WECC California | SUN | 1
2019 | CA | Solar Photovoltaic Project #48 | 57900 | CAMX | WECC California | SUN | 5 |  | 6017 |  |  |  |  | Estimated using an emission factor | 53575
2019 | CA | Solar Star 1 | 58388 | CAMX | WECC California | SUN | 318 |  | 861867.001 |  |  |  |  | Estimated using an emission factor | 7674064.219
2019 | CA | Solar Star 2 | 58389 | CAMX | WECC California | SUN | 279 |  | 756373.001 |  |  |  |  | Estimated using an emission factor | 6734745.938
2019 | CA | Solar Star California II LLC | 57933 | CAMX | WECC California | SUN | 2 |  | 3770 |  |  |  |  | Estimated using an emission factor | 33569
2019 | CA | Solar Star California, XLI, LLC | 60591 | CAMX | WECC California | SUN | 54 |  | 155729 |  |  |  |  | Estimated using an emission factor | 1386610
2019 | CA | Solar Star California, XLIV, LLC | 60869 | CAMX | WECC California | SUN | 9.5 |  | 26343 |  |  |  |  | Estimated using an emission factor | 234557
2019 | CA | Solar Star Palo Alto I, LLC | 62732 | CAMX | WECC California | SUN | 1.3 |  | 620 |  |  |  |  | Estimated using an emission factor | 5521
2019 | CA | Solverde 1 | 60185 | CAMX | WECC California | SUN | 85 |  | 218852 |  |  |  |  | Estimated using an emission factor | 1948659
2019 | CA | Sonoma California Geothermal | 510 | CAMX | WECC California | GEO | 78 |  | 350080 |  |  |  |  | Estimated using an emission factor | 3117112
2019 | CA | Sonoma Central Landfill Phase I | 55752 | CAMX | WECC California | LFG | 3.2 |  | 12592 | 195327 | 1.4357 | 0.22803 | 0.0147 | Estimated using an emission factor | 195327 | 1.4357
2019 | CA | Sonoma Central Landfill Phase II | 55753 | CAMX | WECC California | LFG | 3.2 |  | 12977 | 181446 | 1.3336 | 0.20554 | 0.0147 | Estimated using an emission factor | 181446 | 1.3336
2019 | CA | Sonoma Central Landfill Phase III | 55880 | CAMX | WECC California | LFG | 1.6 |  | 548 | 12266 | 0.090155 | 0.32903 | 0.0147 | Estimated using an emission factor | 12266 | 0.090155
2019 | CA | Sonoma County Fuel Cell | 57793 | CAMX | WECC California | NG | 1.4 | 0.70748 | 2932 | 18122.724 | 0 | 0 | 0 | Estimated using an emission factor | 25616 | 0
2019 | CA | Sonora 1 | 58578 | CAMX | WECC California | SUN | 1.5 |  | 3606 |  |  |  |  | Estimated using an emission factor | 32108
2019 | CA | Soscol Ferry Solar | 63761 | CAMX | WECC California | SUN | 2
2019 | CA | South | 280 | CAMX | WECC California | WAT | 6.7 |  | 24953 |  |  |  |  | NEI avg EF - PM, fuel type, firing type | 222182
2019 | CA | South Bay Fuel Cell Plant | 57770 | CAMX | WECC California | OBG | 1.5 |  | 7466 | 81554 | 0 | 0 | 0 | Estimated using an emission factor | 81554 | 0
2019 | CA | South Belridge Cogeneration Facility | 50752 | CAMX | WECC California | NG | 94.2 | 0.49912 | 436511.001 | 2535972.282 | 6.9529 | 0.031857 | 0.0054834 | NEI avg EF - PM, fuel type, firing type | 5080918.875 | 13.9303
2019 | CA | Southeast Kern River Cogen | 50751 | CAMX | WECC California | NG | 30.8 | 0.45065 | 108945 | 596535.467 | 1.6355 | 0.030025 | 0.0054834 | NEI avg EF - PM, fuel type, firing type | 1323713.969 | 3.6292
2019 | CA | Southeast Resource Recovery | 50837 | CAMX | WECC California | MSW | 35.6 | 0.83326 | 185650 | 3131493.617 | 0.24426 | 0.0026314 | 0.000156 | Estimated using an emission factor | 3758125 | 0.29313
2019 | CA | Southern Owens Valley Solar Ranch | 57304 | CAMX | WECC California | SUN | 200
2019 | CA | Spadra Landfill Gas to Energy | 10471 | CAMX | WECC California | LFG | 10.6
2019 | CA | Spaulding 1 | 281 | CAMX | WECC California | WAT | 7 |  | 6648 |  |  |  |  | NEI avg EF - PM, fuel type, firing type | 59192
2019 | CA | Spaulding 2 | 282 | CAMX | WECC California | WAT | 3.7 |  | 8166 |  |  |  |  | NEI avg EF - PM, fuel type, firing type | 72710
2019 | CA | Spaulding 3 | 283 | CAMX | WECC California | WAT | 6.6 |  | 27527 |  |  |  |  | NEI avg EF - PM, fuel type, firing type | 245101
2019 | CA | SPI Anderson 2 | 59658 | CAMX | WECC California | WDS | 30.2 | 0.279 | 160856 | 869263.267 | 9.9149 | 0.12328 | 0.022812 | NEI avg EF - PM, fuel type | 3115591 | 35.5367
2019 | CA | Spicer Meadow Project | 54554 | CAMX | WECC California | WAT | 5.9 |  | 16060.001 |  |  |  |  | NEI avg EF - PM, fuel type, firing type | 143000.004
2019 | CA | Spreckels Sugar Company | 57916 | AZNM | WECC Southwest | NG | 8.9 | 0.10014 | 21898.72 | 122110.784 | 0.49164 | 0.044902 | 0.0080524 | NEI avg EF - PM, fuel type | 1219411 | 4.9096
2019 | CA | Spring Creek | 450 | NWPP | WECC Northwest | WAT | 180 |  | 374420 |  |  |  |  | NEI avg EF - PM, fuel type, firing type | 3333836
2019 | CA | Spring Gap | 284 | CAMX | WECC California | WAT | 6 |  | 34671 |  |  |  |  | NEI avg EF - PM, fuel type, firing type | 308710
2019 | CA | Springbok 3 Solar Farm Hybrid | 60491 | CAMX | WECC California | SUN | 91.5 |  | 112586 |  |  |  |  | EPA/NEI; Estimated using an emission factor | 1002465
2019 | CA | Springbok Solar Farm 1 | 59532 | CAMX | WECC California | SUN | 105 |  | 290089 |  |  |  |  | Estimated using an emission factor | 2582953
2019 | CA | Springbok Solar Farm 2 | 59840 | CAMX | WECC California | SUN | 155 |  | 408661 |  |  |  |  | Estimated using an emission factor | 3638716
2019 | CA | Springs Generating Station | 56144 | CAMX | WECC California | NG | 40 |  | 792 | 10990 | 0.030131 | 0.076089 | 0.0054834 | NEI avg EF - PM, fuel type, firing type | 10990 | 0.030131
2019 | CA | Springville Hydroelectric | 56125 | CAMX | WECC California | WAT | 1 |  | 816 |  |  |  |  | NEI avg EF - PM, fuel type, firing type | 7267
2019 | CA | SRI International Cogen Project | 50537 | CAMX | WECC California | NG | 6 | 0.36454 | 29220 | 173933.357 | 0.47687 | 0.03264 | 0.0054834 | NEI avg EF - PM, fuel type, firing type | 477127 | 1.3081
2019 | CA | Stage Gulch Solar | 61791 | CAMX | WECC California | SUN | 1 |  | 1715 |  |  |  |  | Estimated using an emission factor | 15271
2019 | CA | Stampede | 7066 | NWPP | WECC Northwest | WAT | 3.6 |  | 12236 |  |  |  |  | NEI avg EF - PM, fuel type, firing type | 108949.002
2019 | CA | Stanford Campus Solar | 62020 | CAMX | WECC California | SUN | 3.4 |  | 6344 |  |  |  |  | Estimated using an emission factor | 56486
2019 | CA | Stanislaus | 285 | CAMX | WECC California | WAT | 81.9 |  | 376753 |  |  |  |  | NEI avg EF - PM, fuel type, firing type | 3354608
2019 | CA | Stanton Energy Reliability Center Hybrid | 60698 | CAMX | WECC California |  | 141
2019 | CA | Staples La Mirada, CA | 57683 | CAMX | WECC California | SUN | 1.1 |  | 1523 |  |  |  |  | Estimated using an emission factor | 13560
2019 | CA | Starbucks - Evolution Fresh | 59804 | CAMX | WECC California | NG | 1.1 |  | 6640 | 57868 | 0 | 0 | 0 | Estimated using an emission factor | 57868 | 0
2019 | CA | Stateline Solar | 58646 | CAMX | WECC California | SUN | 299.5 |  | 644143.002 |  |  |  |  | Estimated using an emission factor | 5735449.188
2019 | CA | Stenner Creek Solar | 61607 | CAMX | WECC California | SUN | 4.5 |  | 9675 |  |  |  |  | Estimated using an emission factor | 86147
2019 | CA | Stony Gorge | 7151 | CAMX | WECC California | WAT | 5 |  | 14337 |  |  |  |  | NEI avg EF - PM, fuel type, firing type | 127657
2019 | CA | Strata Roof 1 | 60219 | CAMX | WECC California | SUN | 1 |  | 1536 |  |  |  |  | Estimated using an emission factor | 13677
2019 | CA | Strauss Wind Farm | 62113 | CAMX | WECC California | WND | 98.8
2019 | CA | Stroud Solar Station | 57497 | CAMX | WECC California | SUN | 20 |  | 33509 |  |  |  |  | Estimated using an emission factor | 298363
2019 | CA | Summer North Solar | 58757 | CAMX | WECC California | SUN | 6.5 |  | 14345.999 |  |  |  |  | Estimated using an emission factor | 127737
2019 | CA | Summer Solar A2 | 58753 | CAMX | WECC California | SUN | 1.5 |  | 3729 |  |  |  |  | Estimated using an emission factor | 33203
2019 | CA | Summer Solar B2 | 58754 | CAMX | WECC California | SUN | 1.5 |  | 3737 |  |  |  |  | Estimated using an emission factor | 33275
2019 | CA | Summer Solar C2 | 58755 | CAMX | WECC California | SUN | 1.5 |  | 3486 |  |  |  |  | Estimated using an emission factor | 31041
2019 | CA | Summer Solar D2 | 58756 | CAMX | WECC California | SUN | 1 |  | 2253 |  |  |  |  | Estimated using an emission factor | 20060
2019 | CA | Summer Solar LLC | 60280 | CAMX | WECC California | SUN | 20 |  | 54614 |  |  |  |  | Estimated using an emission factor | 486283
2019 | CA | Sun City Project LLC | 57360 | CAMX | WECC California | SUN | 20 |  | 32409 |  |  |  |  | Estimated using an emission factor | 288570
2019 | CA | Sun Harvest Solar NDP1 | 59687 | CAMX | WECC California | SUN | 1.5 |  | 3144 |  |  |  |  | Estimated using an emission factor | 27993
2019 | CA | SunAnza | 60791 | CAMX | WECC California | SUN | 2 |  | 4943 |  |  |  |  | Estimated using an emission factor | 44012
2019 | CA | SunE- E Philadelphia Ontario | 59916 | CAMX | WECC California | SUN | 1 |  | 1719 |  |  |  |  | Estimated using an emission factor | 15307
2019 | CA | SunE Rochester | 60032 | CAMX | WECC California | SUN | 1 |  | 1570 |  |  |  |  | Estimated using an emission factor | 13979
2019 | CA | SunEdison Anheuser Busch Fairfield | 57010 | CAMX | WECC California | SUN | 1 |  | 1582 |  |  |  |  | Estimated using an emission factor | 14085
2019 | CA | SunEdison Ironwood State Prison | 57007 | CAMX | WECC California | SUN | 1 |  | 1799 |  |  |  |  | Estimated using an emission factor | 16018
2019 | CA | SunEdison Procter & Gamble Oxnard | 57008 | CAMX | WECC California | SUN | 1 |  | 1691 |  |  |  |  | Estimated using an emission factor | 15056
2019 | CA | SunEdison Walgreens Moreno Valley | 57004 | CAMX | WECC California | SUN | 1 |  | 887 |  |  |  |  | Estimated using an emission factor | 7896
2019 | CA | SunEdison Walmart Apple Valley DC | 57012 | CAMX | WECC California | SUN | 1 |  | 2236 |  |  |  |  | Estimated using an emission factor | 19909
2019 | CA | Sunnyvale City of WPCP | 57557 | CAMX | WECC California | LFG | 1.6 | 0.9195 | 10319 | 116358.792 | 0.85524 | 0.16576 | 0.0147 | Estimated using an emission factor | 126546 | 0.93011
2019 | CA | Sunray 2 | 10437 | CAMX | WECC California | SUN | 33.8 |  | 58923 |  |  |  |  | EPA/NEI; Estimated using an emission factor | 524650
2019 | CA | Sunray 3 | 10438 | CAMX | WECC California | SUN | 43.8 |  | 39125 |  |  |  |  | EPA/NEI; Estimated using an emission factor | 348369
2019 | CA | Sunrise Power Company | 55182 | CAMX | WECC California | NG | 605.4 |  | 2188614 | 15272230 | 45.1822 | 0.041288 | 0.0059169 | EPA/NEI | 15272230 | 45.1822
2019 | CA | SunSelect1 | 61754 | CAMX | WECC California | NG | 6.6 | 1 | 25683 | 287528 | 0.060668 | 0.0047244 | 0.000422 | Estimated using an emission factor | 287528 | 0.060668
2019 | CA | Sunset Reservoir North Basin | 57559 | CAMX | WECC California | SUN | 4.5 |  | 6572 |  |  |  |  | Estimated using an emission factor | 58515
2019 | CA | Sunshine Gas Producers | 58429 | CAMX | WECC California | LFG | 23 |  | 147974 | 1828265.938 | 19.7453 | 0.26687 | 0.0216 | Estimated using an emission factor | 1828265.938 | 19.7453
2019 | CA | Swanmill Windfarm I | 54650 | CAMX | WECC California | WND | 18.7 |  | 0
2019 | CA | Sycamore Cogeneration | 50134 | CAMX | WECC California | NG | 300 | 0.49208 | 573204 | 3468447.245 | 9.5094 | 0.03318 | 0.0054834 | NEI avg EF - PM, fuel type, firing type | 7048486 | 19.3248
2019 | CA | Sycamore Energy LLC | 10387 | CAMX | WECC California | LFG | 7.2 |  | 23126.999 | 431073 | 4.6556 | 0.40261 | 0.0216 | EPA/NEI; Estimated using an emission factor | 431073 | 4.6556
2019 | CA | TA-Acacia, LLC | 59443 | CAMX | WECC California | SUN | 20 |  | 57800 |  |  |  |  | Estimated using an emission factor | 514649
2019 | CA | Taft 26C Cogen | 52085 | CAMX | WECC California | NG | 12.4 | 0.33792 | 79317 | 413056.394 | 1.1325 | 0.028556 | 0.0054834 | NEI avg EF - PM, fuel type, firing type | 1222334 | 3.3513
2019 | CA | TA-High Desert LLC | 58149 | CAMX | WECC California | SUN | 20 |  | 49820 |  |  |  |  | Estimated using an emission factor | 443597
2019 | CA | Tahquitz High School | 58232 | CAMX | WECC California | SUN | 1 |  | 1582 |  |  |  |  | Estimated using an emission factor | 14085
2019 | CA | Tajiguas Plant | 55603 | CAMX | WECC California | LFG | 3 |  | 23619 | 273092 | 2.0072 | 0.16997 | 0.0147 | Estimated using an emission factor | 273092 | 2.0072
2019 | CA | Target Shafter | 61824 | CAMX | WECC California | SUN | 3 |  | 3217 |  |  |  |  | Estimated using an emission factor | 28645
2019 | CA | Target Woodland Solar Project | 62246 | CAMX | WECC California | SUN | 2.3 |  | 3373 |  |  |  |  | Estimated using an emission factor | 30035
2019 | CA | Taylor Farms | 59330 | CAMX | WECC California | WND | 1 |  | 3971 |  |  |  |  | Estimated using an emission factor | 35359
2019 | CA | Taylor Farms Salinas | 58303 | CAMX | WECC California | NG | 1.1 |  | 4196 | 31142 | 0 | 0 | 0 | Estimated using an emission factor | 31142 | 0
2019 | CA | Tehachapi Energy Storage Project | 59661 | CAMX | WECC California | MWH | 8 |  | 0
2019 | CA | Tehachapi Wind Resource I | 10191 | CAMX | WECC California | WND | 9.3 |  | 14038 |  |  |  |  | EPA/NEI; Estimated using an emission factor | 124994
2019 | CA | Tehachapi Wind Resource II | 54909 | CAMX | WECC California | WND | 37.4 |  | 47619 |  |  |  |  | EPA/NEI; Estimated using an emission factor | 423999
2019 | CA | Teichert Materials-Teichert Vernalis | 57594 | CAMX | WECC California | WND | 1 |  | 2006 |  |  |  |  | Estimated using an emission factor | 17862
2019 | CA | Telephone Flat | 55846 | CAMX | WECC California | GEO | 49.9
2019 | CA | Temescal | 479 | CAMX | WECC California | WAT | 2.9 |  | 1691 |  |  |  |  | NEI avg EF - PM, fuel type, firing type | 15058
2019 | CA | Temescal Canyon RV, LLC | 57656 | CAMX | WECC California | SUN | 1.5 |  | 1994 |  |  |  |  | Estimated using an emission factor | 17753
2019 | CA | Tequesquite Landfill Solar PV Project | 60035 | CAMX | WECC California | SUN | 7.3 |  | 14487 |  |  |  |  | Estimated using an emission factor | 128992
2019 | CA | Terminus Hydroelectric Project | 54343 | CAMX | WECC California | WAT | 20.1 |  | 66652 |  |  |  |  | NEI avg EF - PM, fuel type, firing type | 593469
2019 | CA | Terra Francesco | 59541 | CAMX | WECC California | SUN | 1.5 |  | 2846 |  |  |  |  | Estimated using an emission factor | 25341
2019 | CA | Terra-Gen 251 Wind LLC | 52161 | CAMX | WECC California | WND | 18.4 |  | 16304 |  |  |  |  | Estimated using an emission factor | 145171
2019 | CA | Terra-Gen VG Wind LLC | 56570 | CAMX | WECC California | WND | 7.4 |  | 11354 |  |  |  |  | Estimated using an emission factor | 101097
2019 | CA | TESLA Power Project | 55937 | CAMX | WECC California | NG | 1322
2019 | CA | Tesoro Wilmington Calciner | 10601 | CAMX | WECC California | WH | 34 | 1 | 191101 |  |  |  |  | Estimated using an emission factor | 1701563
2019 | CA | Thermalito | 438 | CAMX | WECC California | WAT | 115.1
2019 | CA | Thermalito Diverson Dam | 7129 | CAMX | WECC California | WAT | 3.4 |  | 16179 |  |  |  |  | NEI avg EF - PM, fuel type, firing type | 144057
2019 | CA | Thomas M Knott Cogen Facility | 58190 | CAMX | WECC California | NG | 1.4
2019 | CA | Three Forks Water Power Project | 54308 | CAMX | WECC California | WAT | 1.3 |  | 6591 |  |  |  |  | NEI avg EF - PM, fuel type, firing type | 58687
2019 | CA | THUMS | 56051 | CAMX | WECC California | NG | 57.4 |  | 309014 | 3224345 | 8.8402 | 0.057215 | 0.0054834 | NEI avg EF - PM, fuel type, firing type | 3224345 | 8.8402
2019 | CA | Tierra Bonita Solar | 57923 | CAMX | WECC California | SUN | 22
2019 | CA | Tiger Creek | 287 | CAMX | WECC California | WAT | 52.2 |  | 252450 |  |  |  |  | NEI avg EF - PM, fuel type, firing type | 2247815
2019 | CA | Titan Solar 1 (CA) | 63932 | CAMX | WECC California | SUN | 70
2019 | CA | TLR000 Hansen Fuel Cell | 63717 | CAMX | WECC California | NG | 3 |  | 13439 | 85711.001 | 0 | 0 | 0 | Estimated using an emission factor | 85711.001 | 0
2019 | CA | Toadtown | 714 | CAMX | WECC California | WAT | 1.8 |  | 4332 |  |  |  |  | NEI avg EF - PM, fuel type, firing type | 38572
2019 | CA | Top Gun Energy Storage | 61366 | CAMX | WECC California | MWH | 30
2019 | CA | Topaz Solar Farm | 57695 | CAMX | WECC California | SUN | 585.9 |  | 1255721.999 |  |  |  |  | Estimated using an emission factor | 11180949
2019 | CA | Torrance Refining Company, LLC | 50624 | CAMX | WECC California | PRG | 49.3 | 0.45208 | 181055 | 818944.346 | 0.1728 | 0.0019088 | 0.000422 | Estimated using an emission factor | 2430672.016 | 0.38222
2019 | CA | Total Energy Facilities | 10091 | CAMX | WECC California | OBG | 58.2 | 1 | 158837 | 1635630.719 | 17.6648 | 0.22243 | 0.0216 | EPA/NEI; Estimated using an emission factor | 1635630.719 | 17.6648
2019 | CA | TPC Windfarms LLC | 54647 | CAMX | WECC California | WND | 28.7 |  | 52248 |  |  |  |  | Estimated using an emission factor | 465216
2019 | CA | Tracy Combined Cycle Power Plant | 55933 | CAMX | WECC California | NG | 336.1 |  | 864402 | 7196040.25 | 6.3914 | 0.014788 | 0.0017764 | EPA/NEI | 7196040.25 | 6.3914
2019 | CA | Transamerica Pyramid | 58619 | CAMX | WECC California | NG | 1 | 0.040049 | 2312 | 13137.032 | 0.0027719 | 0.0023978 | 0.000422 | Estimated using an emission factor | 328024 | 0.069213
2019 | CA | Tres Vaqueros Wind Farms LLC | 50826 | CAMX | WECC California | WND | 28.3
2019 | CA | Trinity | 451 | NWPP | WECC Northwest | WAT | 140 |  | 270275 |  |  |  |  | NEI avg EF - PM, fuel type, firing type | 2406529
2019 | CA | Tropico Solar PV Plant | 59599 | CAMX | WECC California | SUN | 14 |  | 34269 |  |  |  |  | Estimated using an emission factor | 305130
2019 | CA | Tulare 1 and 2 | 58642 | CAMX | WECC California | SUN | 3 |  | 5209 |  |  |  |  | Estimated using an emission factor | 46381
2019 | CA | Tulare BioMAT Fuel Cell | 61846 | CAMX | WECC California | OBG | 2.8 | 1 | 1597 | 8753 | 0 | 0 | 0 | Estimated using an emission factor | 8753 | 0
2019 | CA | Tulare Success Power Project | 10222 | CAMX | WECC California | WAT | 1.4 |  | 3824 |  |  |  |  | NEI avg EF - PM, fuel type, firing type | 34049
2019 | CA | Tule River | 289 | CAMX | WECC California | WAT | 8.4 |  | 0
2019 | CA | Tule Wind LLC | 57913 | CAMX | WECC California | WND | 143 |  | 395068 |  |  |  |  | Estimated using an emission factor | 3517685
2019 | CA | Tulloch | 416 | CAMX | WECC California | WAT | 29.9 |  | 146341.001 |  |  |  |  | NEI avg EF - PM, fuel type, firing type | 1303021
2019 | CA | Turlock Irrigation District Fuel Cell | 56631 | CAMX | WECC California | OBG | 1.2
2019 | CA | Turlock Lake | 161 | CAMX | WECC California | WAT | 3.3 |  | 7887 |  |  |  |  | NEI avg EF - PM, fuel type, firing type | 70224
2019 | CA | UC Davis South Campus | 59872 | CAMX | WECC California | SUN | 13 |  | 29877 |  |  |  |  | Estimated using an emission factor | 266027
2019 | CA | UC Merced Solar Hybrid | 61995 | CAMX | WECC California | SUN | 5 |  | 8484 | 0 |  |  |  | EPA/NEI; Estimated using an emission factor | 75906
2019 | CA | UC Riverside Lots 30 & 32 | 62016 | CAMX | WECC California | SUN | 4 |  | 6271 |  |  |  |  | Estimated using an emission factor | 55839
2019 | CA | UC Santa Cruz Solar | 63091 | CAMX | WECC California | SUN | 2.2
2019 | CA | UCI Facilities Management Central Plant | 57122 | CAMX | WECC California | NG | 19 | 0.45301 | 99505 | 549920.624 | 1.5828 | 0.031813 | 0.0057564 | EPA/NEI; Estimated using an emission factor | 1213920.375 | 3.4939
2019 | CA | UCI Fuel Cell | 60120 | CAMX | WECC California | NG | 1.4 | 0.66434 | 7451 | 47560.423 | 0 | 0 | 0 | Estimated using an emission factor | 71591 | 0
2019 | CA | UCLA So Campus Cogen Project | 52073 | CAMX | WECC California | NG | 43 | 0.39192 | 280723.59 | 1487875.837 | 2.8602 | 0.020378 | 0.0038447 | EPA/NEI; Estimated using an emission factor | 3796422.562 | 7.2981
2019 | CA | UCSD Fuel Cell Plant | 57735 | CAMX | WECC California | OBG | 3 |  | 18955 | 189971 | 0 | 0 | 0 | Estimated using an emission factor | 189971 | 0
2019 | CA | Union Valley | 6612 | CAMX | WECC California | WAT | 38.6 |  | 127658 |  |  |  |  | NEI avg EF - PM, fuel type, firing type | 1136666
2019 | CA | Univ of Calif Santa Cruz Cogeneration | 50064 | CAMX | WECC California | NG | 7.2 | 0.56801 | 32039 | 195825.97 | 0.5369 | 0.033515 | 0.0054834 | EPA/NEI; Estimated using an emission factor | 344757 | 0.94522
2019 | CA | Univ of California San Diego Solar | 57856 | CAMX | WECC California | SUN | 1.2 |  | 3901 |  |  |  |  | Estimated using an emission factor | 34735
2019 | CA | Univ of San Francisco Cogen | 50089 | CAMX | WECC California | NG | 1.5 | 0.5595 | 9285 | 66747.172 | 0.014084 | 0.0030336 | 0.000422 | Estimated using an emission factor | 119297 | 0.025172
2019 | CA | University of California San Diego Hybrid | 57584 | CAMX | WECC California | NG | 35.5 | 0.54824 | 229154 | 1397080.419 | 4.0211 | 0.035095 | 0.0057564 | EPA/NEI; Estimated using an emission factor | 2548280.5 | 7.3345
2019 | CA | Upper Dawson | 489 | CAMX | WECC California | WAT | 4.4 |  | 10343 |  |  |  |  | NEI avg EF - PM, fuel type, firing type | 92095
2019 | CA | Upper Gorge | 407 | CAMX | WECC California | WAT | 37.5 |  | 97096 |  |  |  |  | NEI avg EF - PM, fuel type, firing type | 864542
2019 | CA | US Borax | 50115 | CAMX | WECC California | NG | 48.2 | 0.4023 | 296532 | 1615113.083 | 4.4282 | 0.029866 | 0.0054834 | NEI avg EF - PM, fuel type, firing type | 4014690 | 11.0071
2019 | CA | US GSA - Sacramento | 60846 | CAMX | WECC California | SUN | 1.1 |  | 2048 |  |  |  |  | Estimated using an emission factor | 18235
2019 | CA | USG 1 | 61682 | AZNM | WECC Southwest | SUN | 1 |  | 1714 |  |  |  |  | Estimated using an emission factor | 15265
2019 | CA | USG 2 | 61683 | AZNM | WECC Southwest | SUN | 1 |  | 1884 |  |  |  |  | Estimated using an emission factor | 16774
2019 | CA | USPS PV | 61250 | CAMX | WECC California | SUN | 10.7 |  | 16449 |  |  |  |  | Estimated using an emission factor | 146463
2019 | CA | US-TOPCO (Soccer Center) | 60086 | CAMX | WECC California | SUN | 3 |  | 6604 |  |  |  |  | Estimated using an emission factor | 58802
2019 | CA | UTS SJ1 LLC | 57420 | CAMX | WECC California | NG | 1.5 | 1 | 0
2019 | CA | VA Sepulveda Ambulatory Care Center | 58249 | CAMX | WECC California | SUN | 3.5 |  | 4879 |  |  |  |  | Estimated using an emission factor | 43443
2019 | CA | Vaca Dixon Battery Storage System | 59256 | CAMX | WECC California | MWH | 2 |  | -736 | 0 |  |  |  |  | 0
2019 | CA | Vaca Dixon Solar Station | 57041 | CAMX | WECC California | SUN | 2 |  | 3074 |  |  |  |  | Estimated using an emission factor | 27373
2019 | CA | Vacaville | 59058 | CAMX | WECC California | SUN | 1 |  | 1983 |  |  |  |  | Estimated using an emission factor | 17656
2019 | CA | Vacaville Hospital | 63928 | CAMX | WECC California | SUN | 1.5 |  | 124 |  |  |  |  | Estimated using an emission factor | 1104
2019 | CA | Valencia 1 Solar CA | 61418 | AZNM | WECC Southwest | SUN | 3 |  | 6471 |  |  |  |  | Estimated using an emission factor | 57618
2019 | CA | Valentine Solar, LLC | 62288 | CAMX | WECC California | SUN | 111.2 |  | 22707 |  |  |  |  | Estimated using an emission factor | 202184
2019 | CA | Valero Refinery Cogeneration Unit 1 | 55851 | CAMX | WECC California | NG | 51 | 0.48002 | 339249 | 1745840.248 | 4.7866 | 0.028219 | 0.0054834 | NEI avg EF - PM, fuel type, firing type | 3637047 | 9.9717
2019 | CA | Valero Refinery Cogeneration Unit 2 | 55852 | CAMX | WECC California | OG | 51
2019 | CA | Valero Wilmington Cogeneration Plant | 63285 | CAMX | WECC California | NG | 33.5 | 1 | 253352 | 2350838 | 6.4453 | 0.05088 | 0.0054834 | NEI avg EF - PM, fuel type, firing type | 2350838 | 6.4453
2019 | CA | Vallecito | 62801 | CAMX | WECC California | MWH | 10
2019 | CA | Valley Center | 60509 | CAMX | WECC California | SUN | 3 |  | 5624 |  |  |  |  | Estimated using an emission factor | 50077
2019 | CA | Valley Center 1 | 58906 | CAMX | WECC California | SUN | 2.5 |  | 5586 |  |  |  |  | Estimated using an emission factor | 49738
2019 | CA | Valley Center 2 | 58907 | CAMX | WECC California | SUN | 5 |  | 10321 |  |  |  |  | Estimated using an emission factor | 91898
2019 | CA | Valley Generating Station | 408 | CAMX | WECC California | NG | 1236.1 |  | 2241784 | 16331775.469 | 18.2763 | 0.016305 | 0.0022381 | EPA/NEI | 16331775.469 | 18.2763
2019 | CA | Valley Sanitary District WTP Solar | 60824 | CAMX | WECC California | SUN | 1 |  | 1865 |  |  |  |  | Estimated using an emission factor | 16606
2019 | CA | Valley View | 487 | CAMX | WECC California | WAT | 4.1 |  | 3320 |  |  |  |  | NEI avg EF - PM, fuel type, firing type | 29561
2019 | CA | Van Norman Bypass Solar Project | 57307 | CAMX | WECC California | SUN | 2
2019 | CA | Vanadium Redox Flow Battery Plant | 61107 | CAMX | WECC California | MWH | 2 |  | -1113 | 0 |  |  |  |  | 0
2019 | CA | Vandenberg Solar Project | 61463 | CAMX | WECC California | SUN | 22.5 |  | 42899 |  |  |  |  | Estimated using an emission factor | 381973
2019 | CA | Vasco Winds | 57700 | CAMX | WECC California | WND | 78.2 |  | 236975 |  |  |  |  | Estimated using an emission factor | 2110024
2019 | CA | Vega Solar | 59555 | CAMX | WECC California | SUN | 20 |  | 49155 |  |  |  |  | Estimated using an emission factor | 437675
2019 | CA | Venable Solar 1 | 58289 | CAMX | WECC California | SUN | 1.5 |  | 3400 |  |  |  |  | Estimated using an emission factor | 30273
2019 | CA | Venable Solar 2 | 58290 | CAMX | WECC California | SUN | 1.5 |  | 3424 |  |  |  |  | Estimated using an emission factor | 30488
2019 | CA | Venice Hydro | 72 | CAMX | WECC California | WAT | 10.1 |  | 0
2019 | CA | Verizon-Torrance | 59261 | CAMX | WECC California | NG | 1 |  | 6637 | 57807 | 0 | 0 | 0 | Estimated using an emission factor | 57807 | 0
2019 | CA | Vernon | 7436 | CAMX | WECC California | DFO | 30
2019 | CA | Verwey-Hanford Dairy Digester #1 | 60918 | CAMX | WECC California | OBG | 1 |  | 4042 | 60021 | 0.44115 | 0.21829 | 0.0147 | Estimated using an emission factor | 60021 | 0.44115
2019 | CA | Verwey-Hanford Dairy Digester #2 | 62418 | CAMX | WECC California | OBG | 1 |  | 3203 | 44119 | 0.32427 | 0.20248 | 0.0147 | NEI avg EF - PM, fuel type, firing type | 44119 | 0.32427
2019 | CA | Verwey-Hanford Dairy Digester #3 | 62419 | CAMX | WECC California | OBG | 1 |  | 3100 | 43432 | 0.31923 | 0.20595 | 0.0147 | NEI avg EF - PM, fuel type, firing type | 43432 | 0.31923
2019 | CA | VESI Pomona | 50300 | CAMX | WECC California | MWH | 66 | 1 | -2664 | 0 |  |  |  |  | 0
2019 | CA | Victor Dry Farm Ranch A | 58418 | CAMX | WECC California | SUN | 5 |  | 9994 |  |  |  |  | Estimated using an emission factor | 88987
2019 | CA | Victor Dry Farm Ranch B | 58419 | CAMX | WECC California | SUN | 5 |  | 9860 |  |  |  |  | Estimated using an emission factor | 87794
2019 | CA | Victor Mesa Linda B2 | 59269 | CAMX | WECC California | SUN | 1.5 |  | 3693 |  |  |  |  | Estimated using an emission factor | 32882
2019 | CA | Victor Mesa Linda C2 | 59270 | CAMX | WECC California | SUN | 1.5 |  | 3685 |  |  |  |  | Estimated using an emission factor | 32811
2019 | CA | Victor Mesa Linda D2 | 59271 | CAMX | WECC California | SUN | 1.5 |  | 3684 |  |  |  |  | Estimated using an emission factor | 32802
2019 | CA | Victor Mesa Linda E2 | 59272 | CAMX | WECC California | SUN | 1.5 |  | 3628 |  |  |  |  | Estimated using an emission factor | 32305
2019 | CA | Victor Valley CC CPV Solar | 57254 | CAMX | WECC California | SUN | 1 |  | 1206 |  |  |  |  | Estimated using an emission factor | 10739
2019 | CA | Victorville Energy Center, LLC (CA) | 62726 | CAMX | WECC California | WH | 20.1
2019 | CA | Victory Garden (Tehachapi) | 50532 | CAMX | WECC California | WND | 18.8 |  | 20612 |  |  |  |  | Estimated using an emission factor | 183530.007
2019 | CA | Victory Garden Phase IV LLC | 52160 | CAMX | WECC California | WND | 22 |  | 24566 |  |  |  |  | Estimated using an emission factor | 218735
2019 | CA | Vinam | 58450 | CAMX | WECC California | SUN | 1.5 |  | 4076 |  |  |  |  | Estimated using an emission factor | 36293
2019 | CA | Vintner Solar | 58509 | CAMX | WECC California | SUN | 1.5 |  | 4027 |  |  |  |  | Estimated using an emission factor | 35858
2019 | CA | Vista Energy Storage System | 61661 | CAMX | WECC California | MWH | 40 |  | -2610 | 0 |  |  |  |  | 0
2019 | CA | Vitro Flat Glass LLC | 58053 | CAMX | WECC California | DFO | 3.3 |  | 0
2019 | CA | Volta 1 | 290 | CAMX | WECC California | WAT | 8.5 |  | 48307 |  |  |  |  | NEI avg EF - PM, fuel type, firing type | 430126
2019 | CA | Volta 2 | 180 | CAMX | WECC California | WAT | 1 |  | 4535 |  |  |  |  | NEI avg EF - PM, fuel type, firing type | 40378
2019 | CA | Voyager Wind I | 60594 | CAMX | WECC California | WND | 131.1 |  | 6728 |  |  |  |  | Estimated using an emission factor | 59906
2019 | CA | Voyager Wind II | 61582 | CAMX | WECC California | WND | 128.7 |  | 458595 |  |  |  |  | Estimated using an emission factor | 4083329
2019 | CA | Voyager Wind III | 61583 | CAMX | WECC California | WND | 43.2 |  | 135389 |  |  |  |  | Estimated using an emission factor | 1205505
2019 | CA | Voyager Wind IV | 61584 | CAMX | WECC California | WND | 21.6 |  | 77355 |  |  |  |  | Estimated using an emission factor | 688769
2019 | CA | Vulcan-BN Geothermal Power Company | 50210 | AZNM | WECC Southwest | GEO | 39.6 |  | 238607 |  |  |  |  | Estimated using an emission factor | 2124554.969
2019 | CA | W E Warne | 6196 | CAMX | WECC California | WAT | 74.2 |  | 205056 |  |  |  |  | NEI avg EF - PM, fuel type, firing type | 1825819
2019 | CA | W Plant | 59458 | CAMX | WECC California | NG | 4.6 | 0.57526 | 35038 | 206432.516 | 0.56598 | 0.032306 | 0.0054834 | NEI avg EF - PM, fuel type, firing type | 358851 | 0.98386
2019 | CA | W R Gianelli | 448 | CAMX | WECC California | WAT | 424 |  | -94960 | [5 empty] | 0
2019 | CA | Wadham Energy LP | 50293 | CAMX | WECC California | AB | 29.1 |  | 188290 | 2532892.5 | 1.269 | 0.013479 | 0.001002 | Estimated using an emission factor | 2532892.5 | 1.269
2019 | CA | Wagner Wind LLC | 58233 | CAMX | WECC California | WND | 6 |  | 14587 |  |  |  |  | Estimated using an emission factor | 129881
2019 | CA | Walgreens Woodland Distribution Center | 57006 | CAMX | WECC California | SUN | 1 |  | 1569 |  |  |  |  | Estimated using an emission factor | 13970
2019 | CA | Walnut | 4256 | CAMX | WECC California | NG | 49.8 |  | -255 | 6460 | 0.017711 | 0 | 0.0054834 | NEI avg EF - PM, fuel type, firing type | 6460 | 0.017711
2019 | CA | Walnut Creek Energy Park | 57515 | CAMX | WECC California | NG | 500 |  | 456237 | 4310690.125 | 1.6104 | 0.0070595 | 0.00074717 | EPA/NEI | 4310690.125 | 1.6104
2019 | CA | Walnut Energy Center | 56078 | CAMX | WECC California | NG | 300.6 |  | 1044133 | 8699767.75 | 26.9381 | 0.051599 | 0.0061928 | EPA/NEI | 8699767.75 | 26.9381
2019 | CA | Walnut Unified School District Walnut HS Hybrid | 63510 | CAMX | WECC California |  | 2.3
2019 | CA | Warm Springs Hydro Project | 54261 | CAMX | WECC California | WAT | 2.7 |  | 0
2019 | CA | Waste Management Tri-Cities LFGTE | 57164 | CAMX | WECC California | LFG | 4.8
2019 | CA | Waste Mangement Redwood LFGTE | 59299 | CAMX | WECC California | LFG | 4 |  | 28261 | 327810 | 2.4094 | 0.17051 | 0.0147 | Estimated using an emission factor | 327810 | 2.4094
2019 | CA | Waterman Turnout Hydroelectric | 60466 | CAMX | WECC California | WAT | 1
2019 | CA | Watkins Manufacturing Co. | 57715 | CAMX | WECC California | NG | 2 |  | 2526 | 49735 | 0.010494 | 0.0083089 | 0.000422 | Estimated using an emission factor | 49735 | 0.010494
2019 | CA | Watson Cogeneration | 50216 | CAMX | WECC California | NG | 499.2 | 0.48147 | 3036844 | 17003926.081 | 45.1683 | 0.029747 | 0.0053127 | EPA/NEI; Estimated using an emission factor | 35316375.188 | 93.8125
2019 | CA | Watts 3115 | 58454 | CAMX | WECC California | SUN | 2 |  | 4118 |  |  |  |  | Estimated using an emission factor | 36667
2019 | CA | Welport Lease Project | 54447 | CAMX | WECC California | NG | 5 | 0.39589 | 36284 | 228180.122 | 0.6256 | 0.034484 | 0.0054834 | NEI avg EF - PM, fuel type, firing type | 576378 | 1.5803
2019 | CA | West Ford Flat Power Plant | 10199 | CAMX | WECC California | GEO | 38
2019 | CA | West Gates Solar Station | 58206 | CAMX | WECC California | SUN | 10 |  | 18063 |  |  |  |  | Estimated using an emission factor | 160832
2019 | CA | West Point PH | 291 | CAMX | WECC California | WAT | 13.6 |  | 78013 |  |  |  |  | NEI avg EF - PM, fuel type, firing type | 694628
2019 | CA | West Valley High School Solar | 58244 | CAMX | WECC California | SUN | 1 |  | 1437 |  |  |  |  | Estimated using an emission factor | 12796
2019 | CA | Westend Facility | 10685 | CAMX | WECC California | NG | 20
2019 | CA | Western Antelope Blue Sky B | 59961 | CAMX | WECC California | SUN | 20 |  | 54954 |  |  |  |  | Estimated using an emission factor | 489309
2019 | CA | Western Antelope Blue Sky Ranch A | 58626 | CAMX | WECC California | SUN | 20 |  | 51434 |  |  |  |  | Estimated using an emission factor | 457967
2019 | CA | Western Antelope Dry Ranch | 58627 | CAMX | WECC California | SUN | 10 |  | 26629 |  |  |  |  | Estimated using an emission factor | 237107
2019 | CA | Western Power & Steam Inc | 54410 | CAMX | WECC California | NG | 36 | 0.6304 | 162032 | 1178919.644 | 3.2322 | 0.039896 | 0.0054834 | EPA/NEI; Estimated using an emission factor | 1870101 | 5.1272
2019 | CA | Westlands Solar PV Farm | 58616 | CAMX | WECC California | SUN | 18 |  | 42854 |  |  |  |  | Estimated using an emission factor | 381571
2019 | CA | Westmont 300A | 61249 | CAMX | WECC California | SUN | 2.9 |  | 5280 |  |  |  |  | Estimated using an emission factor | 47013
2019 | CA | Westmont 300B | 60914 | CAMX | WECC California | SUN | 3 |  | 5285 |  |  |  |  | Estimated using an emission factor | 47058
2019 | CA | Westmont 301 | 61593 | CAMX | WECC California | SUN | 1.8 |  | 3106 |  |  |  |  | Estimated using an emission factor | 27657
2019 | CA | Westmont 400A | 61348 | CAMX | WECC California | SUN | 2.3 |  | 3772 |  |  |  |  | Estimated using an emission factor | 33588
2019 | CA | Westmont 400B | 61349 | CAMX | WECC California | SUN | 2.2 |  | 3772 |  |  |  |  | Estimated using an emission factor | 33588
2019 | CA | Westmont 401 | 61594 | CAMX | WECC California | SUN | 2.9 |  | 4903 |  |  |  |  | Estimated using an emission factor | 43655
2019 | CA | Westside Solar Power PV1 | 60275 | CAMX | WECC California | SUN | 2 |  | 4771 |  |  |  |  | Estimated using an emission factor | 42479
2019 | CA | Westside Solar Station | 57499 | CAMX | WECC California | SUN | 15 |  | 27663 |  |  |  |  | Estimated using an emission factor | 246311
2019 | CA | Weymouth Solar Plant | 60255 | CAMX | WECC California | SUN | 3 |  | 4987 |  |  |  |  | Estimated using an emission factor | 44403.999
2019 | CA | Wheelabrator Lassen | 50298 | CAMX | WECC California | NG | 38.8
2019 | CA | Wheelabrator Martell | 50950 | CAMX | WECC California | WDS | 23
2019 | CA | Wheelabrator Shasta | 50881 | CAMX | WECC California | WDS | 62.7 |  | 261222 | 5145713 | 58.6925 | 0.44937 | 0.022812 | NEI avg EF - PM, fuel type | 5145713 | 58.6925
2019 | CA | Whiskeytown | 7189 | CAMX | WECC California | WAT | 3.5 |  | 25587 |  |  |  |  | NEI avg EF - PM, fuel type, firing type | 227826
2019 | CA | White River Solar | 58373 | CAMX | WECC California | SUN | 20 |  | 47210 |  |  |  |  | Estimated using an emission factor | 420358
2019 | CA | White River Solar 2 | 58973 | CAMX | WECC California | SUN | 19.8 |  | 49903 |  |  |  |  | Estimated using an emission factor | 444336
2019 | CA | White Rock/Slab Creek | 435 | CAMX | WECC California | WAT | 269.2 |  | 780630 |  |  |  |  | EPA/NEI; Estimated using an emission factor | 6950728.768
2019 | CA | Whitethorn Solar LLC | 60193 | CAMX | WECC California | SUN | 3.3 |  | 5690 |  |  |  |  | Estimated using an emission factor | 50664
2019 | CA | Whitewater Hill Wind Partners | 56012 | CAMX | WECC California | WND | 61.5 |  | 142446 |  |  |  |  | Estimated using an emission factor | 1268340
2019 | CA | Whitewater Hydro Plant | 10162 | CAMX | WECC California | WAT | 1.3 |  | 4005 |  |  |  |  | NEI avg EF - PM, fuel type, firing type | 35660
2019 | CA | Whitney Point Solar | 60975 | CAMX | WECC California | SUN | 20 |  | 51662 |  |  |  |  | Estimated using an emission factor | 459998
2019 | CA | Whittier LFG Power Plant #1 | 57102 | CAMX | WECC California | LFG | 2.2
2019 | CA | Wild Horse Power Plant | 57181 | CAMX | WECC California | GEO | 48
2019 | CA | Wildcat I Energy Storage LLC | 62875 | CAMX | WECC California | MWH | 3
2019 | CA | Wildflower Solar 1 | 62988 | CAMX | WECC California | SUN | 13
2019 | CA | Wildwood Solar I, LLC | 59380 | CAMX | WECC California | SUN | 19.5 |  | 49523 |  |  |  |  | Estimated using an emission factor | 440952
2019 | CA | Wildwood Solar II | 59253 | CAMX | WECC California | SUN | 15 |  | 39211 |  |  |  |  | Estimated using an emission factor | 349135
2019 | CA | Willow Spring Solar 3, LLC | 60325 | CAMX | WECC California | SUN | 75
2019 | CA | Willow Spring Solar, LLC | 60324 | CAMX | WECC California | SUN | 107.9 |  | 288115 |  |  |  |  | Estimated using an emission factor | 2565378
2019 | CA | Wilmington Hydrogen Plant | 55557 | CAMX | WECC California | WH | 31.9 | 1 | 195629 |  |  |  |  | Estimated using an emission factor | 1741880
2019 | CA | Windhub Solar A LLC | 59878 | CAMX | WECC California | SUN | 20 |  | 1241 |  |  |  |  | Estimated using an emission factor | 11050
2019 | CA | Windhub Solar B, LLC | 59969 | CAMX | WECC California | SUN | 20
2019 | CA | Windland | 50386 | CAMX | WECC California | WND | 15.3 |  | 31592 |  |  |  |  | Estimated using an emission factor | 281295
2019 | CA | Windpark Unlimited 1 | 10027 | CAMX | WECC California | WND | 9.4 |  | 12875 | [5 empty] | 114638
2019 | CA | Windpark Unlimited 2 | 60321 | CAMX | WECC California | WND | 16.1 |  | 24897 | [5 empty] | 221683
2019 | CA | Windsor Floating Solar | 62902 | CAMX | WECC California | SUN | 1.5
2019 | CA | Windstar 1 | 57774 | CAMX | WECC California | WND | 120 |  | 267298 |  |  |  |  | Estimated using an emission factor | 2380022
2019 | CA | Wintec Energy Ltd | 50276 | CAMX | WECC California | WND | 5.9 |  | 71 |  |  |  |  | Estimated using an emission factor | 634
2019 | CA | Wise | 292 | CAMX | WECC California | WAT | 16.4 |  | 71436 |  |  |  |  | NEI avg EF - PM, fuel type, firing type | 636067.977
2019 | CA | Wistaria Ranch Solar | 61750 | CAMX | WECC California | SUN | 106.7 |  | 292640 |  |  |  |  | Estimated using an emission factor | 2605667
2019 | CA | Wister Solar | 63487 | AZNM | WECC Southwest | SUN | 20
2019 | CA | Wolfskill Energy Center | 55855 | CAMX | WECC California | NG | 47 |  | 7008 | 85049.469 | 0.77915 | 0.22236 | 0.018322 | EPA/NEI | 85049.469 | 0.77915
2019 | CA | Woodland Biomass Power Ltd | 10836 | CAMX | WECC California | WDS | 28 |  | 184894 | 3139589 | 35.8105 | 0.38736 | 0.022812 | NEI avg EF - PM, fuel type | 3139589 | 35.8105
2019 | CA | Woodland Generation Station | 7266 | CAMX | WECC California | NG | 199 | 1 | 490047.998 | 3497568.719 | 6.4912 | 0.026492 | 0.0037118 | EPA/NEI | 3497568.719 | 6.4912
2019 | CA | Woodleaf | 419 | CAMX | WECC California | WAT | 67.2 |  | 224436 |  |  |  |  | NEI avg EF - PM, fuel type, firing type | 1998376
2019 | CA | Woodmere Solar Farm | 59008 | CAMX | WECC California | SUN | 15 |  | 36444 |  |  |  |  | Estimated using an emission factor | 324497
2019 | CA | Woodward Power Plant | 50218 | CAMX | WECC California | WAT | 2.8 |  | 2203 |  |  |  |  | NEI avg EF - PM, fuel type, firing type | 19615
2019 | CA | Wright Solar Park | 59525 | CAMX | WECC California | SUN | 200 |  | 881 |  |  |  |  | Estimated using an emission factor | 7844
2019 | CA | WWTP Power Generation Station | 56036 | CAMX | WECC California | OBG | 6.6 | 0.46351 | 20964.999 | 119909.505 | 0.88133 | 0.084077 | 0.0147 | Estimated using an emission factor | 258697.008 | 1.9014
2019 | CA | Xebec 1 | 62286 | CAMX | WECC California | SUN | 1.9 |  | 3277 |  |  |  |  | Estimated using an emission factor | 29178
2019 | CA | Xilinx San Jose | 58299 | CAMX | WECC California | NG | 1.1 |  | 8327 | 63674 | 0 | 0 | 0 | Estimated using an emission factor | 63674 | 0
2019 | CA | Yahoo! - HQ | 59805 | CAMX | WECC California | NG | 1.1 |  | 6452 | 57936 | 0 | 0 | 0 | Estimated using an emission factor | 57936 | 0
2019 | CA | Yerba Buena | 59257 | CAMX | WECC California | MWH | 4 |  | -3032 | 0 |  |  |  |  | 0
2019 | CA | Yolo County Solar Project | 57422 | CAMX | WECC California | SUN | 1 |  | 1106 |  |  |  |  | Estimated using an emission factor | 9848
2019 | CA | Yorba Linda | 6647 | CAMX | WECC California | WAT | 5.1 |  | 18937 |  |  |  |  | NEI avg EF - PM, fuel type, firing type | 168616
2019 | CA | Yorktown Battery Energy Storage Facility | 63325 | CAMX | WECC California | MWH | 3
2019 | CA | Yuba City Cogen Partners | 52186 | CAMX | WECC California | NG | 49 | 0.064502 | 3722 | 21759.978 | 0.059659 | 0.032058 | 0.0054834 | NEI avg EF - PM, fuel type, firing type | 337354 | 0.92492
2019 | CA | Yuba City Energy Center | 10349 | CAMX | WECC California | NG | 49.5 | 0.74043 | 221904 | 254239.604 | 0.27464 | 0.0024753 | 0.0021605 | EPA/NEI | 343367 | 0.37092
2019 | CA | Yuba City Energy Center | 55813 | CAMX | WECC California | NG | 47.3 |  | 28997 | 326884 | 0.89622 | 0.061814 | 0.0054834 | NEI avg EF - PM, fuel type, firing type | 326884 | 0.89622
2019 | CA | ZCO | 56276 | CAMX | WECC California | WND | 1.6 |  | 1659 |  |  |  |  | Estimated using an emission factor | 14770
2019 | CA | Zero Waste Energy Development Co LLC | 60220 | CAMX | WECC California | OBG | 1.6 | 0.46297 | 3884 | 25227.087 | 0.18542 | 0.095478 | 0.0147 | Estimated using an emission factor | 54490 | 0.4005
2019 | CO | Adams Community Solar Garden III LLC | 59850 | RMPA | WECC Rockies | SUN | 1.2 |  | 1255 |  |  |  |  | Estimated using an emission factor | 11173
2019 | CO | Adams Community Solar Garden LLC | 59849 | RMPA | WECC Rockies | SUN | 1.2 |  | 3323 |  |  |  |  | Estimated using an emission factor | 29587
2019 | CO | AFA Solar Farm | 57554 | RMPA | WECC Rockies | SUN | 5.5 |  | 11093 |  |  |  |  | Estimated using an emission factor | 98773
2019 | CO | Airport 1 Solar (DIA) | 59807 | RMPA | WECC Rockies | SUN | 1.5 |  | 2555 |  |  |  |  | Estimated using an emission factor | 22749
2019 | CO | Airport Industrial | 7995 | RMPA | WECC Rockies | DFO | 10 |  | -249 | 1040 | 0.1612 | 0 | 0.31 | Estimated using an emission factor | 1040 | 0.1612
2019 | CO | Alamosa | 464 | RMPA | WECC Rockies | NG | 53.2 |  | 6817 | 100774 | 0.27629 | 0.08106 | 0.0054834 | NEI avg EF - PM, fuel type, firing type | 100774 | 0.27629
2019 | CO | Amazon Denver DEN3 | 62877 | RMPA | WECC Rockies | SUN | 4.6 |  | 198 |  |  |  |  | Estimated using an emission factor | 1763
2019 | CO | Amazon_DEN2 | 63536 | RMPA | WECC Rockies | SUN | 1.2 |  | 440 |  |  |  |  | Estimated using an emission factor | 3918
2019 | CO | American Gypsum Cogeneration | 54630 | RMPA | WECC Rockies | NG | 9.6 | 0.98429 | 20645.999 | 363856.969 | 1.068 | 0.10346 | 0.0058706 | EPA/NEI; Estimated using an emission factor | 369663 | 1.0851
2019 | CO | Ames Hydro | 6207 | RMPA | WECC Rockies | WAT | 3.6 |  | 3398 |  |  |  |  | NEI avg EF - PM, fuel type, firing type | 30255
2019 | CO | Arapahoe | 465 | RMPA | WECC Rockies | SUB | 240.5
2019 | CO | Arapahoe 3 Community Solar Array | 60724 | RMPA | WECC Rockies | SUN | 1.8 |  | 3620 |  |  |  |  | Estimated using an emission factor | 32232
2019 | CO | Arapahoe Combustion Turbine Facility | 55200 | RMPA | WECC Rockies | NG | 194 |  | 208361 | 1897580.5 | 6.8836 | 0.066074 | 0.0072552 | EPA/NEI | 1897580.5 | 6.8836
2019 | CO | Bar D | 61886 | RMPA | WECC Rockies | SUN | 4 |  | 5902 |  |  |  |  | Estimated using an emission factor | 52553
2019 | CO | Basalt | 7458 | RMPA | WECC Rockies | WAT | 5 |  | 15951 |  |  |  |  | NEI avg EF - PM, fuel type, firing type | 142028
2019 | CO | Big Thompson | 515 | RMPA | WECC Rockies | WAT | 4.5 |  | 8231 |  |  |  |  | NEI avg EF - PM, fuel type, firing type | 73289
2019 | CO | Bighorn Solar 1 | 63770 | RMPA | WECC Rockies | SUN | 240
2019 | CO | Bison Solar LLC | 60351 | RMPA | WECC Rockies | SUN | 30 |  | 61276 |  |  |  |  | Estimated using an emission factor | 545600
2019 | CO | Blue Mesa | 512 | RMPA | WECC Rockies | WAT | 86.4 |  | 166080 |  |  |  |  | NEI avg EF - PM, fuel type, firing type | 1478776
2019 | CO | Blue Spruce Energy Center | 55645 | RMPA | WECC Rockies | NG | 397.8 |  | 427876 | 5726922 | 19.2205 | 0.089841 | 0.0067123 | EPA/NEI | 5726922 | 19.2205
2019 | CO | Boulder Canyon Hydro | 466 | RMPA | WECC Rockies | WAT | 25 |  | 9380 |  |  |  |  | EPA/NEI; Estimated using an emission factor | 83521
2019 | CO | Boulder City Betasso Hydro Plant | 54680 | RMPA | WECC Rockies | WAT | 3 |  | 7635 |  |  |  |  | NEI avg EF - PM, fuel type, firing type | 67981
2019 | CO | Boulder City Lakewood Hydro | 54679 | RMPA | WECC Rockies | WAT | 3.5 |  | 7635 |  |  |  |  | NEI avg EF - PM, fuel type, firing type | 67981
2019 | CO | Boulder City Silver Lake Hydro | 55931 | RMPA | WECC Rockies | WAT | 3.3 |  | 8589 |  |  |  |  | NEI avg EF - PM, fuel type, firing type | 76476
2019 | CO | Brighton PV Solar Plant | 59144 | RMPA | WECC Rockies | SUN | 1.8 |  | 3125 |  |  |  |  | Estimated using an emission factor | 27825
2019 | CO | Bronco Plains Wind, LLC | 63803 | RMPA | WECC Rockies | WND | 300
2019 | CO | Brush Power Projects | 10682 | RMPA | WECC Rockies | NG | 297.2 |  | 172380 | 1319088.812 | 2.9406 | 0.034117 | 0.0044585 | EPA/NEI | 1319088.812 | 2.9406
2019 | CO | Burlington (CO) | 6619 | RMPA | WECC Rockies | DFO | 129.4 |  | 2962 | 38618 | 0.33326 | 0.22502 | 0.017259 | NEI avg EF - PM, fuel type, firing type | 38618 | 0.33326
2019 | CO | Busch Ranch II Wind Farm | 62445 | RMPA | WECC Rockies | WND | 59.4 |  | 24222 |  |  |  |  | Estimated using an emission factor | 215673
2019 | CO | Busch Ranch Wind Energy Farm | 57980 | RMPA | WECC Rockies | WND | 29 |  | 90567 |  |  |  |  | Estimated using an emission factor | 806407
2019 | CO | Cabin Creek | 467 | RMPA | WECC Rockies | WAT | 300 |  | -107634 | [5 empty] | 0
2019 | CO | Cameo | 468 | RMPA | WECC Rockies | BIT | 75
2019 | CO | Carousel Wind Farm LLC | 59975 | RMPA | WECC Rockies | WND | 150 |  | 610661 |  |  |  |  | Estimated using an emission factor | 5437326
2019 | CO | Carson Solar I | 57509 | RMPA | WECC Rockies | SUN | 2 |  | 0
2019 | CO | Carter Hydro | 58622 | RMPA | WECC Rockies | WAT | 2.6 |  | 8601 |  |  |  |  | NEI avg EF - PM, fuel type, firing type | 76583
2019 | CO | Castle Creek Hydroplant | 56566 | RMPA | WECC Rockies | WAT | 1.2
2019 | CO | CEC Solar #1117, LLC | 60801 | RMPA | WECC Rockies | SUN | 1.5 |  | 4182 |  |  |  |  | Estimated using an emission factor | 37237
2019 | CO | Cedar Creek II | 57210 | RMPA | WECC Rockies | WND | 248.3 |  | 661089 |  |  |  |  | Estimated using an emission factor | 5886336
2019 | CO | Cedar Creek Wind | 56371 | RMPA | WECC Rockies | WND | 300.5 |  | 707748 |  |  |  |  | Estimated using an emission factor | 6301788.875
2019 | CO | Cedar Point Wind | 57315 | RMPA | WECC Rockies | WND | 252 |  | 589976 |  |  |  |  | Estimated using an emission factor | 5253145
2019 | CO | Center | 491 | RMPA | WECC Rockies | DFO | 1.5 |  | 0
2019 | CO | Cherokee | 469 | RMPA | WECC Rockies | NG | 1426.9 |  | 3932404 | 32516258 | 174.5351 | 0.088768 | 0.010735 | EPA/NEI | 32516258 | 174.5351
2019 | CO | Cheyenne Ridge Wind Farm | 62952 | RMPA | WECC Rockies | WND | 498.4
2019 | CO | City & County of Denver at Denver Int'l | 57645 | RMPA | WECC Rockies | SUN | 3.4 |  | 6740 |  |  |  |  | Estimated using an emission factor | 60013
2019 | CO | City of Boulder WWTP | 57681 | RMPA | WECC Rockies | SUN | 1 |  | 1380 |  |  |  |  | Estimated using an emission factor | 12288
2019 | CO | Clear Spring Ranch PV Project | 60511 | RMPA | WECC Rockies | SUN | 10 |  | 23755 |  |  |  |  | Estimated using an emission factor | 211516
2019 | CO | CO LI CSG 1 - Kamerra | 63278 | RMPA | WECC Rockies | SUN | 1.5 |  | 760 |  |  |  |  | Estimated using an emission factor | 6767
2019 | CO | Cogentrix of Alamosa | 57368 | RMPA | WECC Rockies | SUN | 30 |  | 54831 |  |  |  |  | Estimated using an emission factor | 488214
2019 | CO | Colorado Energy Nations Company | 10003 | RMPA | WECC Rockies | NG | 35.4 | 0.20194 | 161256.46 | 921720.372 | 3.711 | 0.046027 | 0.0080524 | NEI avg EF - PM, fuel type | 4564369.812 | 18.3771
2019 | CO | Colorado Green Holdings LLC | 56173 | RMPA | WECC Rockies | WND | 162 |  | 416148 |  |  |  |  | Estimated using an emission factor | 3705382
2019 | CO | Colorado Highlands Wind | 57174 | RMPA | WECC Rockies | WND | 115.8 |  | 346432 |  |  |  |  | EPA/NEI; Estimated using an emission factor | 3084630
2019 | CO | Comanche (470) | 470 | RMPA | WECC Rockies | SUB | 1635.3 |  | 8499858 | 86818884 | 101.0583 | 0.023779 | 0.002328 | EPA/NEI | 86818884 | 101.0583
2019 | CO | Comanche Solar | 59656 | RMPA | WECC Rockies | SUN | 120 |  | 290821 |  |  |  |  | Estimated using an emission factor | 2589469
2019 | CO | Conejos 1 Community Solar Array | 60723 | RMPA | WECC Rockies | SUN | 1.5 |  | 3613 |  |  |  |  | Estimated using an emission factor | 32170
2019 | CO | Coyote Ridge Community Solar | 61425 | RMPA | WECC Rockies | SUN | 1.5 |  | 2933 |  |  |  |  | Estimated using an emission factor | 26117
2019 | CO | Craig | 6021 | RMPA | WECC Rockies | SUB | 1427.6 |  | 7924394 | 87544648 | 96.1025 | 0.024255 | 0.0021955 | EPA/NEI | 87544648 | 96.1025
2019 | CO | Crossing Trails Wind Farm | 62489 | RMPA | WECC Rockies | WND | 104
2019 | CO | Crystal | 6159 | RMPA | WECC Rockies | WAT | 28 |  | 133569 |  |  |  |  | NEI avg EF - PM, fuel type, firing type | 1189299
2019 | CO | CSU Pueblo | 58481 | RMPA | WECC Rockies | SUN | 1 |  | 1801 |  |  |  |  | Estimated using an emission factor | 16037
2019 | CO | DADS Gas Recovery | 56530 | RMPA | WECC Rockies | LFG | 3.2 |  | 20520 | 249510 | 1.8339 | 0.17874 | 0.0147 | Estimated using an emission factor | 249510 | 1.8339
2019 | CO | Denver Int Airport | 56815 | RMPA | WECC Rockies | SUN | 1.9 |  | 2092 |  |  |  |  | Estimated using an emission factor | 18628
2019 | CO | Denver Intl Airport IV Solar | 59462 | RMPA | WECC Rockies | SUN | 1.5 |  | 3000 |  |  |  |  | Estimated using an emission factor | 26712
2019 | CO | Denver Metro Solar | 61563 | RMPA | WECC Rockies | SUN | 1.6 |  | 3697 |  |  |  |  | Estimated using an emission factor | 32917
2019 | CO | Dillon Hydro Plant | 10421 | RMPA | WECC Rockies | WAT | 1.8 |  | 12173 |  |  |  |  | NEI avg EF - PM, fuel type, firing type | 108388
2019 | CO | DOE Golden NREL Main Campus | 57694 | RMPA | WECC Rockies | SUN | 3.3 |  | 3803 |  |  |  |  | Estimated using an emission factor | 33862
2019 | CO | DOE Golden NWTC Building Side | 57692 | RMPA | WECC Rockies | SUN | 1.1 |  | 1404 |  |  |  |  | Estimated using an emission factor | 12501
2019 | CO | DOE Golden NWTC Research Side Hybrid | 57693 | RMPA | WECC Rockies | WND | 10.8 |  | 2053 | 0 |  |  |  | EPA/NEI; Estimated using an emission factor | 18500
2019 | CO | Drop 5 | 61191 | RMPA | WECC Rockies | WAT | 2.4 |  | 8562 |  |  |  |  | NEI avg EF - PM, fuel type, firing type | 76236
2019 | CO | Eagle Springs Solar LLC | 59239 | RMPA | WECC Rockies | SUN | 1 |  | 1529 |  |  |  |  | Estimated using an emission factor | 13613
2019 | CO | Eagle Valley Clean Energy LLC Biomass | 58574 | RMPA | WECC Rockies | WDS | 12.6 |  | 88528 | 1266874 | 14.4501 | 0.32645 | 0.022812 | NEI avg EF - PM, fuel type | 1266874 | 14.4501
2019 | CO | Estes | 513 | RMPA | WECC Rockies | WAT | 45 |  | 129522 |  |  |  |  | NEI avg EF - PM, fuel type, firing type | 1153261.969
2019 | CO | Flatiron | 518 | RMPA | WECC Rockies | WAT | 94.5 |  | 201574 |  |  |  |  | EPA/NEI; Estimated using an emission factor | 2118342
2019 | CO | Foothills Hydro Plant | 10070 | RMPA | WECC Rockies | WAT | 3.1 |  | 1265 |  |  |  |  | NEI avg EF - PM, fuel type, firing type | 11263
2019 | CO | Fort Carson Battery Energy Storage System | 63022 | RMPA | WECC Rockies | MWH | 4.2
2019 | CO | Fort Lupton | 8067 | RMPA | WECC Rockies | NG | 100.8 |  | 8047 | 134101 | 0.36766 | 0.091379 | 0.0054834 | NEI avg EF - PM, fuel type, firing type | 134101 | 0.36766
2019 | CO | Fort St. Vrain | 6112 | RMPA | WECC Rockies | NG | 1148.5 |  | 4004703 | 31658163.625 | 7.1508 | 0.0035712 | 0.00045175 | EPA/NEI | 31658163.625 | 7.1508
2019 | CO | Fountain Valley Power Plant | 55453 | RMPA | WECC Rockies | NG | 228 |  | 46774.002 | 546418.719 | 0.05191 | 0.0022196 | 0.00019 | EPA/NEI | 546418.719 | 0.05191
2019 | CO | Frank Knutson Station | 55505 | RMPA | WECC Rockies | NG | 154.2 |  | 93285 | 1175892.688 | 0.70774 | 0.015174 | 0.0012037 | EPA/NEI | 1175892.688 | 0.70774
2019 | CO | Front Range Power Plant | 55283 | RMPA | WECC Rockies | NG | 554.3 |  | 2653816 | 21227750 | 2.0166 | 0.0015198 | 0.00019 | EPA/NEI | 21227750 | 2.0166
2019 | CO | Front Range Project | 59143 | RMPA | WECC Rockies | LFG | 4.8 |  | 20390 | 250284 | 1.8396 | 0.18044 | 0.0147 | EPA/NEI; Estimated using an emission factor | 250284 | 1.8396
2019 | CO | Fruita | 471 | RMPA | WECC Rockies | NG | 26.6 |  | 1302 | 28783 | 0.078914 | 0.12122 | 0.0054834 | NEI avg EF - PM, fuel type, firing type | 28783 | 0.078914
2019 | CO | George Birdsall | 493 | RMPA | WECC Rockies | NG | 61.1 |  | 10372 | 166201.848 | 0.66916 | 0.12903 | 0.0080524 | NEI avg EF - PM, fuel type | 166201.848 | 0.66916
2019 | CO | Georgetown Hydro | 472 | RMPA | WECC Rockies | WAT | 1.2 |  | 3782 |  |  |  |  | NEI avg EF - PM, fuel type, firing type | 33673
2019 | CO | Gilcrest Solar | 62663 | RMPA | WECC Rockies | SUN | 1.5 |  | 3348 |  |  |  |  | Estimated using an emission factor | 29810
2019 | CO | Golden West Power Partners LLC | 59974 | RMPA | WECC Rockies | WND | 250 |  | 759309 |  |  |  |  | Estimated using an emission factor | 6760888
2019 | CO | Granby Hydro | 60119 | RMPA | WECC Rockies | WAT | 1.2 |  | 4658 |  |  |  |  | NEI avg EF - PM, fuel type, firing type | 41474
2019 | CO | Grand Valley Project Power Plant | 473 | RMPA | WECC Rockies | WAT | 3 |  | 7801 |  |  |  |  | EPA/NEI; Estimated using an emission factor | 69459
2019 | CO | Grazing Yak Solar | 62376 | RMPA | WECC Rockies | SUN | 35 |  | 4545 |  |  |  |  | Estimated using an emission factor | 40469
2019 | CO | Greater Sandhill I | 57377 | RMPA | WECC Rockies | SUN | 19 |  | 46834 |  |  |  |  | Estimated using an emission factor | 417010
2019 | CO | Green Mountain | 516 | RMPA | WECC Rockies | WAT | 26 |  | 68341 |  |  |  |  | NEI avg EF - PM, fuel type, firing type | 608508
2019 | CO | Gross Hydro Plant | 10424 | RMPA | WECC Rockies | WAT | 7.8 |  | 13664 |  |  |  |  | NEI avg EF - PM, fuel type, firing type | 121665
2019 | CO | Hayden | 525 | RMPA | WECC Rockies | BIT | 465.4 |  | 2570811 | 29241311 | 325.602 | 0.25331 | 0.02227 | EPA/NEI | 29241311 | 325.602
2019 | CO | Highland Park Project | 59659 | RMPA | WECC Rockies | WND | 181
2019 | CO | Hillcrest Pump Station | 54142 | RMPA | WECC Rockies | WAT | 2 |  | 4403 |  |  |  |  | NEI avg EF - PM, fuel type, firing type | 39206
2019 | CO | Holly | 502 | RMPA | WECC Rockies | DFO | 5.5 |  | 5 | 89 | 0.013795 | 5.518 | 0.31 | EPA/NEI; Estimated using an emission factor | 89 | 0.013795
2019 | CO | Hooper Solar | 60008 | RMPA | WECC Rockies | SUN | 52 |  | 123382 |  |  |  |  | Estimated using an emission factor | 1098593
2019 | CO | Huerfano River Wind | 58548 | RMPA | WECC Rockies | WND | 8 |  | 19048 |  |  |  |  | Estimated using an emission factor | 169602
2019 | CO | I25 Battery Storage | 62373 | RMPA | WECC Rockies | MWH | 4 |  | -217 | 0 |  |  |  |  | 0
2019 | CO | IBM Solar | 63869 | RMPA | WECC Rockies | SUN | 8.1 |  | 6445 |  |  |  |  | Estimated using an emission factor | 57387
2019 | CO | Imboden Solar Garden | 61753 | RMPA | WECC Rockies | SUN | 3 |  | 6357 |  |  |  |  | Estimated using an emission factor | 56601
2019 | CO | J M Shafer | 50707 | RMPA | WECC Rockies | NG | 396.9 | 1 | 647684 | 5030465.812 | 10.1916 | 0.031471 | 0.0040519 | EPA/NEI | 5030465.812 | 10.1916
2019 | CO | Jeffco Community Solar Gardens LLC | 60320 | RMPA | WECC Rockies | SUN | 1.2 |  | 2460 |  |  |  |  | Estimated using an emission factor | 21903
2019 | CO | Julesburg | 504 | RMPA | WECC Rockies | DFO | 3.7 |  | 0
2019 | CO | Kit Carson Windpower | 57244 | RMPA | WECC Rockies | WND | 51 |  | 164812 |  |  |  |  | Estimated using an emission factor | 1467485
2019 | CO | La Junta | 506 | RMPA | WECC Rockies | DFO | 19 |  | -733 | 19 | 0.002945 | 0 | 0.31 | EPA/NEI; Estimated using an emission factor | 19 | 0.002945
2019 | CO | Lafayette Horizon Solar CSG LLC | 62667 | RMPA | WECC Rockies | SUN | 1.6 |  | 3276 |  |  |  |  | Estimated using an emission factor | 29169
2019 | CO | Lamar Plant | 508 | RMPA | WECC Rockies | WND | 63.7 |  | 9950 |  |  |  |  | EPA/NEI; Estimated using an emission factor | 88594
2019 | CO | Las Animas | 507 | RMPA | WECC Rockies | DFO | 5.6 |  | 0
2019 | CO | Limon Generating Station | 55504 | RMPA | WECC Rockies | NG | 154.2 |  | 66876 | 829267.062 | 1.9015 | 0.056866 | 0.0045859 | EPA/NEI | 829267.062 | 1.9015
2019 | CO | Limon III Wind LLC | 59083 | RMPA | WECC Rockies | WND | 200.6 |  | 746764 |  |  |  |  | Estimated using an emission factor | 6649186
2019 | CO | Limon Wind I | 58126 | RMPA | WECC Rockies | WND | 200 |  | 662304 |  |  |  |  | Estimated using an emission factor | 5897155
2019 | CO | Limon Wind II | 58127 | RMPA | WECC Rockies | WND | 200 |  | 563228 |  |  |  |  | Estimated using an emission factor | 5014984
2019 | CO | Logan 1 Community Solar Array | 60722 | RMPA | WECC Rockies | SUN | 1.7 |  | 3027 |  |  |  |  | Estimated using an emission factor | 26952
2019 | CO | Logan Wind Energy | 56613 | RMPA | WECC Rockies | WND | 201 |  | 416874 |  |  |  |  | Estimated using an emission factor | 3711846
2019 | CO | Lower Molina | 520 | RMPA | WECC Rockies | WAT | 5.6 |  | 16620 |  |  |  |  | NEI avg EF - PM, fuel type, firing type | 147984
2019 | CO | Manchief Generating Station | 55127 | RMPA | WECC Rockies | NG | 300 |  | 332776 | 3581542.125 | 4.2433 | 0.025502 | 0.0023695 | EPA/NEI | 3581542.125 | 4.2433
2019 | CO | Manitou Springs | 494 | RMPA | WECC Rockies | WAT | 5.6 |  | 14251.001 |  |  |  |  | NEI avg EF - PM, fuel type, firing type | 126891.003
2019 | CO | Martin Drake | 492 | RMPA | WECC Rockies | SUB | 257.3 |  | 739964 | 9121887.5 | 20.6291 | 0.055757 | 0.004523 | EPA/NEI | 9121887.5 | 20.6291
2019 | CO | Marys Lake | 517 | RMPA | WECC Rockies | WAT | 8.1 |  | 46269 |  |  |  |  | NEI avg EF - PM, fuel type, firing type | 411979
2019 | CO | McPhee | 7372 | RMPA | WECC Rockies | WAT | 1.2 |  | 4303 |  |  |  |  | NEI avg EF - PM, fuel type, firing type | 38314
2019 | CO | Mesa CSG 1 Murdock | 62719 | RMPA | WECC Rockies | SUN | 1.5 |  | 2476 |  |  |  |  | Estimated using an emission factor | 22046
2019 | CO | Mesa CSG 2 Massicotte | 62718 | RMPA | WECC Rockies | SUN | 1.5 |  | 2063 |  |  |  |  | Estimated using an emission factor | 18369
2019 | CO | Mesa PV1 | 59199 | RMPA | WECC Rockies | SUN | 1.6 |  | 3283 |  |  |  |  | Estimated using an emission factor | 29231
2019 | CO | Metro Wastewater Reclamation District | 10180 | RMPA | WECC Rockies | OBG | 15 | 0.39483 | 33843 | 233462.914 | 2.5096 | 0.14831 | 0.021499 | Estimated using an emission factor | 591297 | 6.3562
2019 | CO | Morrow Point | 514 | RMPA | WECC Rockies | WAT | 173.2 |  | 296887 |  |  |  |  | NEI avg EF - PM, fuel type, firing type | 2643481
2019 | CO | Mount Elbert | 6208 | RMPA | WECC Rockies | WAT | 200 |  | -47913 | [5 empty] | 0
2019 | CO | Mountain Breeze Wind, LLC | 62840 | RMPA | WECC Rockies | WND | 170.6
2019 | CO | Mtn. Solar 1 | 63276 | RMPA | WECC Rockies | SUN | 1.5 |  | 1250 |  |  |  |  | Estimated using an emission factor | 11130
2019 | CO | Mtn. Solar 2 | 63277 | RMPA | WECC Rockies | SUN | 1.5 |  | 998 |  |  |  |  | Estimated using an emission factor | 8886
2019 | CO | Mtn. Solar 3 CSG | 63379 | RMPA | WECC Rockies | SUN | 1.5
2019 | CO | Neptune Energy Center Hybrid | 63731 | RMPA | WECC Rockies |  | 375
2019 | CO | North Fork Hydro Plant | 10423 | RMPA | WECC Rockies | WAT | 5.5 |  | 8589 |  |  |  |  | NEI avg EF - PM, fuel type, firing type | 76476
2019 | CO | Northern Colorado Wind LLC | 57290 | RMPA | WECC Rockies | WND | 174.3 |  | 351488 |  |  |  |  | Estimated using an emission factor | 3129648.938
2019 | CO | Nucla | 527 | RMPA | WECC Rockies | BIT | 113.8 |  | 105047 | 1639968.75 | 9.4872 | 0.18063 | 0.01157 | EPA/NEI | 1639968.75 | 9.4872
2019 | CO | Oak Leaf Solar XXI (CSG) | 62243 | RMPA | WECC Rockies | SUN | 1.5 |  | 3662 |  |  |  |  | Estimated using an emission factor | 32607
2019 | CO | Oak Leaf Solar XXII LLC (CSG) | 62252 | RMPA | WECC Rockies | SUN | 1.5 |  | 2821 |  |  |  |  | Estimated using an emission factor | 25118
2019 | CO | Oak Leaf Solar XXIII LLC (CSG) | 62256 | RMPA | WECC Rockies | SUN | 1.5 |  | 2929 |  |  |  |  | Estimated using an emission factor | 26077
2019 | CO | Oak Leaf Solar XXIV LLC (CSG) | 62253 | RMPA | WECC Rockies | SUN | 1.5 |  | 2817 |  |  |  |  | Estimated using an emission factor | 25084
2019 | CO | Oak Leaf Solar XXV LLC (CSG) | 62245 | RMPA | WECC Rockies | SUN | 1.5 |  | 2879 |  |  |  |  | Estimated using an emission factor | 25637
2019 | CO | Oak Leaf Solar XXVI LLC | 62254 | RMPA | WECC Rockies | SUN | 1.5 |  | 2848 |  |  |  |  | Estimated using an emission factor | 25358
2019 | CO | Oak Leaf Solar XXVII LLC | 62224 | RMPA | WECC Rockies | SUN | 1.5 |  | 3460 |  |  |  |  | Estimated using an emission factor | 30807
2019 | CO | Oak Leaf Solar XXVIII LLC (CSG) | 62255 | RMPA | WECC Rockies | SUN | 1.5 |  | 2077 |  |  |  |  | Estimated using an emission factor | 18494
2019 | CO | Oak Leaf Solar XXX LLC (CSG) | 62239 | RMPA | WECC Rockies | SUN | 1.5 |  | 4117 |  |  |  |  | Estimated using an emission factor | 36658
2019 | CO | Oak Leaf Solar XXXI LLC (CSG) | 62244 | RMPA | WECC Rockies | SUN | 1.5 |  | 3601 |  |  |  |  | Estimated using an emission factor | 32065
2019 | CO | Oak Leaf Solar XXXII (CSG) | 62251 | RMPA | WECC Rockies | SUN | 1.5 |  | 3226 |  |  |  |  | Estimated using an emission factor | 28723
2019 | CO | Oak Leaf Solar XXXIII LLC (Lantz) | 63681 | RMPA | WECC Rockies | SUN | 3
2019 | CO | OREG 4 Peetz | 57134 | RMPA | WECC Rockies | WH | 4.5 |  | 18104 |  |  |  |  | Estimated using an emission factor | 161197
2019 | CO | Palmer Solar | 62495 | RMPA | WECC Rockies | SUN | 60
2019 | CO | Panasonic Carport Solar Hybrid | 61439 | RMPA | WECC Rockies | SUN | 2.3 |  | 1270 | 0 |  |  |  | EPA/NEI; Estimated using an emission factor | 19500
2019 | CO | Pawnee | 6248 | RMPA | WECC Rockies | SUB | 552.3 |  | 2510140 | 29406384 | 175.4091 | 0.13976 | 0.01193 | EPA/NEI | 29406384 | 175.4091
2019 | CO | Peak View Wind Farm | 60143 | RMPA | WECC Rockies | WND | 60.8 |  | 206635 |  |  |  |  | Estimated using an emission factor | 1839878
2019 | CO | Peetz Table Wind Energy | 56563 | RMPA | WECC Rockies | WND | 199.5 |  | 508415 |  |  |  |  | Estimated using an emission factor | 4526926
2019 | CO | Pikes Peak Solar Garden 1 LLC CSG | 59848 | RMPA | WECC Rockies | SUN | 2 |  | 4048 |  |  |  |  | Estimated using an emission factor | 36043
2019 | CO | Pioneer Solar (CO), LLC | 61991 | RMPA | WECC Rockies | SUN | 80
2019 | CO | Plains End | 55650 | RMPA | WECC Rockies | NG | 114 |  | 3941 | 38323.999 | 0.0080864 | 0.0041037 | 0.000422 | Estimated using an emission factor | 38323.999 | 0.0080864
2019 | CO | Plains End II LLC | 56516 | RMPA | WECC Rockies | NG | 117.6 |  | 6412.994 | 59320.994 | 0.012517 | 0.0039036 | 0.000422 | Estimated using an emission factor | 59320.994 | 0.012517
2019 | CO | Platteville Solar CSG, LLC | 63753 | RMPA | WECC Rockies | SUN | 1.3
2019 | CO | Pole Hill | 519 | RMPA | WECC Rockies | WAT | 38.2 |  | 213228 |  |  |  |  | NEI avg EF - PM, fuel type, firing type | 1898583
2019 | CO | Ponnequin | 7937 | RMPA | WECC Rockies | WND | 26.5
2019 | CO | Ponnequin Phase 1 | 55203 | RMPA | WECC Rockies | WND | 5.2
2019 | CO | Pueblo | 460 | RMPA | WECC Rockies | DFO | 30.5 |  | -119 | 588 | 0.09114 | 0 | 0.31 | EPA/NEI; Estimated using an emission factor | 588 | 0.09114
2019 | CO | Pueblo Airport Generating Station | 56998 | RMPA | WECC Rockies | NG | 540 |  | 1147187.999 | 10682317.625 | 38.4108 | 0.066965 | 0.0071915 | EPA/NEI; Estimated using an emission factor | 10682317.625 | 38.4108
2019 | CO | Quincy II Solar Garden | 61752 | RMPA | WECC Rockies | SUN | 1.5 |  | 3386 |  |  |  |  | Estimated using an emission factor | 30149
2019 | CO | Quincy Solar | 62664 | RMPA | WECC Rockies | SUN | 1.5 |  | 3426 |  |  |  |  | Estimated using an emission factor | 30505
2019 | CO | Rawhide Energy Station | 6761 | RMPA | WECC Rockies | SUB | 800.4 |  | 2037518.998 | 20308787.195 | 141.642 | 0.13903 | 0.013949 | EPA/NEI | 20308787.195 | 141.642
2019 | CO | Rawhide Prairie Solar Hybrid | 63722 | RMPA | WECC Rockies |  | 23
2019 | CO | Ray D Nixon | 8219 | RMPA | WECC Rockies | SUB | 282.6 |  | 1245369 | 11720652.156 | 69.8581 | 0.11219 | 0.011921 | EPA/NEI | 11720652.156 | 69.8581
2019 | CO | Redlands Water & Power | 50267 | RMPA | WECC Rockies | WAT | 1.4 |  | 7820 |  |  |  |  | NEI avg EF - PM, fuel type, firing type | 69630
2019 | CO | Ridge Crest Wind Partners | 55741 | RMPA | WECC Rockies | WND | 29.7 |  | 64623 |  |  |  |  | Estimated using an emission factor | 575403
2019 | CO | Rifle Generating Station | 10755 | RMPA | WECC Rockies | NG | 84 |  | 18553 | 173332.332 | 0.49889 | 0.05378 | 0.0057564 | EPA/NEI; Estimated using an emission factor | 173332.332 | 0.49889
2019 | CO | Riverview Solar | 63092 | RMPA | WECC Rockies | SUN | 1.5 |  | 216 |  |  |  |  | Estimated using an emission factor | 1923
2019 | CO | Rocky Ford | 6516 | RMPA | WECC Rockies | DFO | 12 |  | -186 | 1882 | 0.29171 | 0 | 0.31 | EPA/NEI; Estimated using an emission factor | 1882 | 0.29171
2019 | CO | Rocky Mountain Energy Center | 55835 | RMPA | WECC Rockies | NG | 685.1 |  | 2531682 | 22296338 | 13.2261 | 0.010448 | 0.0011864 | EPA/NEI | 22296338 | 13.2261
2019 | CO | Rush Creek Wind | 60619 | RMPA | WECC Rockies | WND | 600 |  | 1975124 |  |  |  |  | Estimated using an emission factor | 17586504
2019 | CO | Ruxton Park | 495 | RMPA | WECC Rockies | WAT | 1 |  | 845 |  |  |  |  | NEI avg EF - PM, fuel type, firing type | 7523
2019 | CO | RV CSU Power II LLC | 57507 | RMPA | WECC Rockies | SUN | 3 |  | 4579 |  |  |  |  | Estimated using an emission factor | 40770
2019 | CO | RV CSU Power LLC | 57141 | RMPA | WECC Rockies | SUN | 1.9 |  | 3007 |  |  |  |  | Estimated using an emission factor | 26772
2019 | CO | Salida | 474 | RMPA | WECC Rockies | WAT | 1.4 |  | 1012 |  |  |  |  | EPA/NEI; Estimated using an emission factor | 9013
2019 | CO | San Isabel Solar, LLC | 60304 | RMPA | WECC Rockies | SUN | 30 |  | 74051 |  |  |  |  | Estimated using an emission factor | 659351
2019 | CO | San Luis Solar Garden | 61472 | RMPA | WECC Rockies | SUN | 1.2 |  | 3229 |  |  |  |  | Estimated using an emission factor | 28751
2019 | CO | San Luis Valley Solar Array | 61605 | RMPA | WECC Rockies | SUN | 2.7 |  | 6427 |  |  |  |  | Estimated using an emission factor | 57225
2019 | CO | San Luis Valley Solar Ranch | 57317 | RMPA | WECC Rockies | SUN | 35 |  | 72817 |  |  |  |  | Estimated using an emission factor | 648360
2019 | CO | SECC | 7730 | RMPA | WECC Rockies | DFO | 1.5
2019 | CO | Shavano Falls Hydro | 61189 | RMPA | WECC Rockies | WAT | 2.8 |  | 11765 |  |  |  |  | NEI avg EF - PM, fuel type, firing type | 104756
2019 | CO | Shavano Falls Hydro Drop 4 | 61190 | RMPA | WECC Rockies | WAT | 4.8 |  | 18918 |  |  |  |  | NEI avg EF - PM, fuel type, firing type | 168447
2019 | CO | Shoshone (CO) | 476 | RMPA | WECC Rockies | WAT | 14.4 |  | 81254 |  |  |  |  | NEI avg EF - PM, fuel type, firing type | 723486
2019 | CO | Skylark | 60248 | RMPA | WECC Rockies | SUN | 4 |  | 8748 |  |  |  |  | Estimated using an emission factor | 77892
2019 | CO | SMPA Solar 1 Community Solar | 58547 | RMPA | WECC Rockies | SUN | 1 |  | 1713 |  |  |  |  | Estimated using an emission factor | 15252
2019 | CO | South Canal Hydro-1 | 58783 | RMPA | WECC Rockies | WAT | 4 |  | 15192 |  |  |  |  | NEI avg EF - PM, fuel type, firing type | 135271
2019 | CO | South Canal Hydro-3 | 58784 | RMPA | WECC Rockies | WAT | 3.5 |  | 11858 |  |  |  |  | NEI avg EF - PM, fuel type, firing type | 105585
2019 | CO | Spanish Peaks Solar | 62379 | RMPA | WECC Rockies | SUN | 100
2019 | CO | Spindle Hill Energy Center | 56445 | RMPA | WECC Rockies | NG | 420 |  | 270184 | 3001132.25 | 2.4099 | 0.017839 | 0.001606 | EPA/NEI | 3001132.25 | 2.4099
2019 | CO | Spring Canyon | 56320 | RMPA | WECC Rockies | WND | 60 |  | 171157 |  |  |  |  | Estimated using an emission factor | 1523982
2019 | CO | Spring Canyon Expansion Wind Energy Ctr | 58769 | RMPA | WECC Rockies | WND | 62.6 |  | 232019 |  |  |  |  | Estimated using an emission factor | 2065898
2019 | CO | Springfield (CO) | 8100 | RMPA | WECC Rockies | DFO | 2.7 |  | 0
2019 | CO | SR Jenkins Ft Lupton | 60023 | RMPA | WECC Rockies | SUN | 13 |  | 30883 |  |  |  |  | Estimated using an emission factor | 274981
2019 | CO | SR Kersey | 61314 | RMPA | WECC Rockies | SUN | 3.5 |  | 8252 |  |  |  |  | Estimated using an emission factor | 73475
2019 | CO | SR Kersey II | 63586 | RMPA | WECC Rockies | SUN | 1 |  | 0
2019 | CO | SR Mavericks | 60283 | RMPA | WECC Rockies | SUN | 7.8 |  | 13870 |  |  |  |  | Estimated using an emission factor | 123497
2019 | CO | SR Platte Solar Farm | 61462 | RMPA | WECC Rockies | SUN | 16 |  | 37769 |  |  |  |  | Estimated using an emission factor | 336294
2019 | CO | SR Skylark B | 60497 | RMPA | WECC Rockies | SUN | 2 |  | 4553 |  |  |  |  | Estimated using an emission factor | 40541
2019 | CO | SR Skylark C | 63587 | RMPA | WECC Rockies | SUN | 1.1 |  | 0
2019 | CO | Sterling PV 3 | 59198 | RMPA | WECC Rockies | SUN | 1.6 |  | 3594 |  |  |  |  | Estimated using an emission factor | 32001
2019 | CO | Strontia Springs Hydro Plant | 10081 | RMPA | WECC Rockies | WAT | 1 |  | 7875 |  |  |  |  | NEI avg EF - PM, fuel type, firing type | 70120
2019 | CO | Sugarloaf Hydro Plant | 50435 | RMPA | WECC Rockies | WAT | 2.5 |  | 2561 |  |  |  |  | NEI avg EF - PM, fuel type, firing type | 22804
2019 | CO | SunE Alamosa | 56481 | RMPA | WECC Rockies | SUN | 8.2 |  | 15517 |  |  |  |  | Estimated using an emission factor | 138164.002
2019 | CO | Sunnyside Ranch Community Solar Array | 59742 | RMPA | WECC Rockies | SUN | 1.5 |  | 2909 |  |  |  |  | Estimated using an emission factor | 25902
2019 | CO | Tacoma | 6206 | RMPA | WECC Rockies | WAT | 8.1 |  | 21657 |  |  |  |  | EPA/NEI; Estimated using an emission factor | 192834
2019 | CO | Taylor Draw Hydroelectric Facility | 54729 | NWPP | WECC Northwest | WAT | 2.3 |  | 11316 |  |  |  |  | NEI avg EF - PM, fuel type, firing type | 100756
2019 | CO | Tesla | 7233 | RMPA | WECC Rockies | WAT | 26.6 |  | 61769 |  |  |  |  | NEI avg EF - PM, fuel type, firing type | 549991
2019 | CO | Thermo Greeley | 50709 | RMPA | WECC Rockies | NG | 37
2019 | CO | Thunder Wolf Energy Center Hybrid | 63776 | RMPA | WECC Rockies |  | 300
2019 | CO | Titan Solar | 61811 | RMPA | WECC Rockies | SUN | 50 |  | 103639 |  |  |  |  | Estimated using an emission factor | 922801
2019 | CO | Tom Sifers Solar | 63163 | RMPA | WECC Rockies | SUN | 1 |  | 97 |  |  |  |  | Estimated using an emission factor | 864
2019 | CO | Towaoc | 7373 | RMPA | WECC Rockies | WAT | 11.4 |  | 17082 |  |  |  |  | NEI avg EF - PM, fuel type, firing type | 152097
2019 | CO | Tri-County Water Hydropower Project | 58901 | RMPA | WECC Rockies | WAT | 8 |  | 22988 |  |  |  |  | NEI avg EF - PM, fuel type, firing type | 204686.996
2019 | CO | Trinidad (CO) | 511 | RMPA | WECC Rockies | NG | 12.9 |  | 47.002 | 431 | 0.039249 | 1.6701 | 0.18213 | EPA/NEI; Estimated using an emission factor | 431 | 0.039249
2019 | CO | Trishe Wind Colorado | 58928 | RMPA | WECC Rockies | WND | 30
2019 | CO | Trout Creek Solar | 62260 | RMPA | WECC Rockies | SUN | 2 |  | 4840 |  |  |  |  | Estimated using an emission factor | 43096
2019 | CO | Twin Buttes II Wind | 61040 | RMPA | WECC Rockies | WND | 75 |  | 309704 |  |  |  |  | Estimated using an emission factor | 2757605
2019 | CO | Twin Buttes Wind Project | 56460 | RMPA | WECC Rockies | WND | 75 |  | 239687 |  |  |  |  | Estimated using an emission factor | 2134173
2019 | CO | University of Colorado | 54372 | RMPA | WECC Rockies | NG | 33 | 0.30851 | 5964.47 | 34185.133 | 0.098392 | 0.032993 | 0.0057564 | EPA/NEI; Estimated using an emission factor | 110805.695 | 0.31892
2019 | CO | Upper Molina | 521 | RMPA | WECC Rockies | WAT | 9.9 |  | 28388 |  |  |  |  | NEI avg EF - PM, fuel type, firing type | 252769
2019 | CO | Vallecito Hydroelectric | 50206 | RMPA | WECC Rockies | WAT | 5.8 |  | 22445 |  |  |  |  | NEI avg EF - PM, fuel type, firing type | 199850.002
2019 | CO | Valley View Solar | 60247 | RMPA | WECC Rockies | SUN | 4 |  | 9626 |  |  |  |  | Estimated using an emission factor | 85710
2019 | CO | Valmont | 477 | RMPA | WECC Rockies | NG | 251 |  | 2466 | 53067 | 0.14549 | 0.118 | 0.0054834 | EPA/NEI; Estimated using an emission factor | 53067 | 0.14549
2019 | CO | Valmont Combustion Turbine Facility | 55207 | RMPA | WECC Rockies | NG | 142.2 | 1 | 0
2019 | CO | Vestas Towers America, Inc. | 57643 | RMPA | WECC Rockies | WND | 4.8 |  | 2803 |  |  |  |  | EPA/NEI; Estimated using an emission factor | 24956
2019 | CO | Victory Solar LLC | 60764 | RMPA | WECC Rockies | SUN | 12.8 |  | 29236 |  |  |  |  | Estimated using an emission factor | 260317
2019 | CO | Vilas Solar Array | 61606 | RMPA | WECC Rockies | SUN | 4 |  | 9341 |  |  |  |  | Estimated using an emission factor | 83171
2019 | CO | W N Clark | 462 | RMPA | WECC Rockies | BIT | 43.7
2019 | CO | Weld 1 Community Solar Array | 60720 | RMPA | WECC Rockies | SUN | 1.5 |  | 3045 |  |  |  |  | Estimated using an emission factor | 27113
2019 | CO | Western Sugar Coop- Ft Morgan | 58081 | RMPA | WECC Rockies | SUB | 3 | 0.051702 | 6885 | 38758.719 | 0.33302 | 0.096738 | 0.017184 | NEI avg EF - PM, fuel type | 749656 | 6.4411
2019 | CO | Whiskey Hill Solar | 63164 | RMPA | WECC Rockies | SUN | 1 |  | 143 |  |  |  |  | Estimated using an emission factor | 1273
2019 | CO | Williams Fork Hydro Plant | 10422 | RMPA | WECC Rockies | WAT | 3.5 |  | 4960 |  |  |  |  | NEI avg EF - PM, fuel type, firing type | 44163.999
2019 | CO | Williams Ignacio Natural Gas Plant | 50205 | RMPA | WECC Rockies | WH | 6.1 | 1 | 43454 |  |  |  |  | Estimated using an emission factor | 386914
2019 | CO | WWRF Solar Plant | 56922 | RMPA | WECC Rockies | SUN | 1.5 |  | 2852 |  |  |  |  | Estimated using an emission factor | 25395
2019 | CO | Xcel Adams 1 Community Solar Array | 60726 | RMPA | WECC Rockies | SUN | 1.8 |  | 3467 |  |  |  |  | Estimated using an emission factor | 30870
2019 | CO | Xcel Adams 2 Community Solar Array | 60725 | RMPA | WECC Rockies | SUN | 1.5 |  | 2952 |  |  |  |  | Estimated using an emission factor | 26283
2019 | CT | Adams Solar | 62026 | NEWE | NPCC New England | SUN | 1 |  | 1515 |  |  |  |  | Estimated using an emission factor | 13490
2019 | CT | Advance Stores Company, Inc | 59788 | NEWE | NPCC New England | SUN | 1 |  | 820 |  |  |  |  | Estimated using an emission factor | 7301
2019 | CT | ALDI DC 2 | 62615 | NEWE | NPCC New England | SUN | 1.2 |  | 1683 |  |  |  |  | Estimated using an emission factor | 14986
2019 | CT | Alfred L Pierce Generating Station | 6635 | NEWE | NPCC New England | NG | 106.5 |  | 1958 | 23775.721 | 0.10887 | 0.11121 | 0.0091584 | EPA/NEI | 23775.721 | 0.10887
2019 | CT | Algonquin Power Windsor Locks, LLC | 10567 | NEWE | NPCC New England | NG | 71 | 0.50767 | 124109.56 | 31384.936 | 0.1092 | 0.0017598 | 0.006959 | EPA/NEI | 61821.512 | 0.21511
2019 | CT | Amazon_BLD3 | 63537 | NEWE | NPCC New England | SUN | 1 |  | 364 |  |  |  |  | Estimated using an emission factor | 3241
2019 | CT | Antares-GRE 314 East Lyme LLC | 59495 | NEWE | NPCC New England | SUN | 4 |  | 5868 |  |  |  |  | Estimated using an emission factor | 52248
2019 | CT | Backus Microgrid Project | 59415 | NEWE | NPCC New England | DFO | 10.4 |  | 991 | 10056 | 1.5587 | 3.1457 | 0.31 | Estimated using an emission factor | 10056 | 1.5587
2019 | CT | Barrett Farm Solar - Phase I | 61728 | NEWE | NPCC New England | SUN | 1.7 |  | 2710 |  |  |  |  | Estimated using an emission factor | 24129
2019 | CT | Becton Canaan | 63262 | NEWE | NPCC New England | SUN | 2.5 |  | 2215 |  |  |  |  | Estimated using an emission factor | 19723
2019 | CT | Bradley Energy Center | 58327 | NEWE | NPCC New England | NG | 5.8 | 0.42636 | 15274 | 97431.883 | 0.020558 | 0.0026919 | 0.000422 | Estimated using an emission factor | 228521 | 0.048218
2019 | CT | Branford | 540 | NEWE | NPCC New England | KER | 21.8 |  | 128 | 2900 | 9.0105e-05 | 0.0014079 | 6.2141e-05 | EPA/NEI | 2900 | 9.0105e-05
2019 | CT | Brass Mill Center | 63288 | NEWE | NPCC New England | SUN | 3.4 |  | 4146 |  |  |  |  | Estimated using an emission factor | 36916
2019 | CT | Bridge Street 1 & 2 | 57598 | NEWE | NPCC New England | DFO | 5.2 |  | 484 | 4815 | 0.74633 | 3.084 | 0.31 | Estimated using an emission factor | 4815 | 0.74633
2019 | CT | Bridgeport Energy | 55042 | NEWE | NPCC New England | NG | 520 |  | 2462934 | 17151757 | 13.9113 | 0.011296 | 0.0016221 | EPA/NEI | 17151757 | 13.9113
2019 | CT | Bridgeport Fuel Cell, LLC | 58551 | NEWE | NPCC New England | NG | 16.6 |  | 106222 | 895515 | 0 | 0 | 0 | Estimated using an emission factor | 895515 | 0
2019 | CT | Bridgeport Harbor Station | 568 | NEWE | NPCC New England | NG | 1157.9 |  | 2100031 | 6474969 | 16.8254 | 0.016024 | 0.0051971 | EPA/NEI; Estimated using an emission factor | 6474969 | 16.8254
2019 | CT | Bulls Bridge | 541 | NEWE | NPCC New England | WAT | 7.2 |  | 36364.998 |  |  |  |  | NEI avg EF - PM, fuel type, firing type | 323794.008
2019 | CT | Candlewood Solar | 61517 | NEWE | NPCC New England | SUN | 25
2019 | CT | Canis Major Solar Farm | 61398 | NEWE | NPCC New England | SUN | 2 |  | 3575 |  |  |  |  | Estimated using an emission factor | 31832
2019 | CT | Canis Minor Solar Farm | 61408 | NEWE | NPCC New England | SUN | 1 |  | 1726 |  |  |  |  | Estimated using an emission factor | 15368
2019 | CT | Capitol District Energy Center | 50498 | NEWE | NPCC New England | NG | 70.5 | 1 | 6102 | 57526.699 | 0.18964 | 0.062155 | 0.006593 | EPA/NEI | 57526.699 | 0.18964
2019 | CT | CCSU Co-Gen-STBY Gen | 58224 | NEWE | NPCC New England | NG | 3.6 | 0.42434 | 8649.999 | 42557.165 | 1.8388 | 0.42516 | 0.086416 | Estimated using an emission factor | 100289.998 | 4.3333
2019 | CT | CCSU Fuel Cell Project | 58237 | NEWE | NPCC New England | NG | 1.4 | 0.74798 | 11244 | 74857.248 | 0 | 0 | 0 | Estimated using an emission factor | 100079 | 0
2019 | CT | Cellu Tissue | 58116 | NEWE | NPCC New England | NG | 3 |  | 15158 | 161082 | 0.033988 | 0.0044845 | 0.000422 | Estimated using an emission factor | 161082 | 0.033988
2019 | CT | CJTS Energy Center | 58365 | NEWE | NPCC New England | NG | 1.6
2019 | CT | CMEEC - Bozrah | 60225 | NEWE | NPCC New England | SUN | 2.5 |  | 2387 |  |  |  |  | Estimated using an emission factor | 21254
2019 | CT | CMEEC - Hollyhock Solar | 60606 | NEWE | NPCC New England | SUN | 6
2019 | CT | CMEEC - Navy NE Trident | 60608 | NEWE | NPCC New England | SUN | 1 |  | 1396 |  |  |  |  | Estimated using an emission factor | 12430
2019 | CT | CMEEC - Norwich Stott St Solar Hybrid | 60609 | NEWE | NPCC New England | SUN | 4.3 |  | 4738 |  |  |  |  | EPA/NEI; Estimated using an emission factor | 42188
2019 | CT | CMEEC - Polaris Park Solar Hybrid | 60607 | NEWE | NPCC New England | SUN | 4.3 |  | 5220 |  |  |  |  | EPA/NEI; Estimated using an emission factor | 46479
2019 | CT | CMEEC - Rogers Rd Solar | 60605 | NEWE | NPCC New England | SUN | 1.5 |  | 1617 |  |  |  |  | Estimated using an emission factor | 14396
2019 | CT | Colebrook Hydroelectric | 54301 | NEWE | NPCC New England | WAT | 3 |  | 3223 | [5 empty] | 28698
2019 | CT | Conn Mun Electric Energy Coop | 60228 | NEWE | NPCC New England | SUN | 1 |  | 1094 |  |  |  |  | Estimated using an emission factor | 9742
2019 | CT | Corbin Russwin Phase 3 Berlin | 63358 | NEWE | NPCC New England | SUN | 1 |  | 1051 |  |  |  |  | Estimated using an emission factor | 9358
2019 | CT | Cos Cob | 542 | NEWE | NPCC New England | KER | 115 |  | 736 | 11765.3 | 0.073705 | 0.20029 | 0.012529 | EPA/NEI | 11765.3 | 0.073705
2019 | CT | Covanta Bristol Energy | 50648 | NEWE | NPCC New England | MSW | 16.3 |  | 101801 | 2004672.75 | 0.15636 | 0.003072 | 0.000156 | Estimated using an emission factor | 2004672.75 | 0.15636
2019 | CT | Covanta Southeastern Connecticut Company | 10646 | NEWE | NPCC New England | MSW | 18.3 |  | 130788 | 2551512 | 0.59705 | 0.0091301 | 0.000468 | Estimated using an emission factor | 2551512 | 0.59705
2019 | CT | CP Middletown Solar I LLC | 63374 | NEWE | NPCC New England | SUN | 1 |  | 0
2019 | CT | CP Middletown Solar II LLC | 63375 | NEWE | NPCC New England | SUN | 1 |  | 0
2019 | CT | CPV Towantic Energy Center | 56047 | NEWE | NPCC New England | NG | 841.5 |  | 3867768 | 26436243 | 13.0063 | 0.0067255 | 0.00098398 | EPA/NEI | 26436243 | 13.0063
2019 | CT | CT Resource Rec Authority Facility | 54945 | NEWE | NPCC New England | MSW | 90 |  | 252925 | 5464231.25 | 0.85242 | 0.0067405 | 0.000312 | Estimated using an emission factor | 5464231.25 | 0.85242
2019 | CT | Danbury Hospital Cogen Plant | 58152 | NEWE | NPCC New England | NG | 4.3 | 0.41213 | 31011 | 164785.375 | 0.45179 | 0.029137 | 0.0054834 | NEI avg EF - PM, fuel type, firing type | 399835 | 1.0962
2019 | CT | Derby Fuel Cell | 62588 | NEWE | NPCC New England | NG | 14
2019 | CT | Derby Hydro | 10063 | NEWE | NPCC New England | WAT | 8.6 |  | 17334 |  |  |  |  | NEI avg EF - PM, fuel type, firing type | 154343.007
2019 | CT | Devon | 544 | NEWE | NPCC New England | NG | 429.6 |  | -532.001 | 47897.675 | 0.27238 | 0 | 0.011374 | EPA/NEI | 47897.675 | 0.27238
2019 | CT | Dickinson Solar (CT) | 63245 | NEWE | NPCC New England | SUN | 2
2019 | CT | Digital Fairfield | 62455 | NEWE | NPCC New England | NG | 2 |  | 8206 | 55062 | 0 | 0 | 0 | Estimated using an emission factor | 55062 | 0
2019 | CT | DWW Solar ll | 62657 | NEWE | NPCC New England | SUN | 36.9 |  | 1422 |  |  |  |  | Estimated using an emission factor | 12661
2019 | CT | EmpireCo Sterling Energy Facility | 50736 | NEWE | NPCC New England | TDF | 31.3
2019 | CT | Fairfield University CHP Plant | 56928 | NEWE | NPCC New England | NG | 4.5 | 0.67558 | 23435 | 150163.09 | 0.4117 | 0.035136 | 0.0054834 | NEI avg EF - PM, fuel type, firing type | 222273 | 0.60941
2019 | CT | Falls Village | 560 | NEWE | NPCC New England | WAT | 9 |  | 42152.001 |  |  |  |  | NEI avg EF - PM, fuel type, firing type | 375319.008
2019 | CT | Fort Hill 1, 2, 3 & 4 | 57599 | NEWE | NPCC New England | DFO | 10.4 |  | 819 | 8391 | 1.3006 | 3.1761 | 0.31 | Estimated using an emission factor | 8391 | 1.3006
2019 | CT | Foxwoods CoGen | 57666 | NEWE | NPCC New England |  | 16.2 | 0.60752 | 126434.65 | 0 | 0 | 0 |  | EPA/NEI; Estimated using an emission factor | 1148852.688 | 0
2019 | CT | Franklin Drive | 561 | NEWE | NPCC New England | KER | 21.8 |  | 136 | 2049.5 | 6.213e-05 | 0.00091368 | 6.0629e-05 | EPA/NEI | 2049.5 | 6.213e-05
2019 | CT | Franklin Solar | 62021 | NEWE | NPCC New England | SUN | 1 |  | 1550 |  |  |  |  | Estimated using an emission factor | 13802
2019 | CT | Frito Lay Incorporated | 58664 | NEWE | NPCC New England | NG | 4.6 |  | 24567 | 356579 | 0.97763 | 0.079589 | 0.0054834 | NEI avg EF - PM, fuel type, firing type | 356579 | 0.97763
2019 | CT | Fusion Solar Center LLC | 58876 | NEWE | NPCC New England | SUN | 20 |  | 39693 |  |  |  |  | Estimated using an emission factor | 353427
2019 | CT | Gary Court 1 & 2 | 57601 | NEWE | NPCC New England | DFO | 5.2 |  | 490 | 5022 | 0.77841 | 3.1772 | 0.31 | Estimated using an emission factor | 5022 | 0.77841
2019 | CT | GenConn Devon LLC | 57070 | NEWE | NPCC New England | KER | 242 |  | -1998 | 27656 | 0.37592 | 0 | 0.027185 | NEI avg EF - PM, fuel type | 27656 | 0.37592
2019 | CT | Goodwin Hydroelectric | 54302 | NEWE | NPCC New England | WAT | 3.2 |  | 10685 |  |  |  |  | NEI avg EF - PM, fuel type, firing type | 95139
2019 | CT | Hamilton Solar | 62025 | NEWE | NPCC New England | SUN | 1 |  | 1552 |  |  |  |  | Estimated using an emission factor | 13817
2019 | CT | Hartford Hospital Cogeneration | 52061 | NEWE | NPCC New England |  | 11.8 | 0.44086 | 51335 | 43519.904 | 0 | 0 | 0 | EPA/NEI; Estimated using an emission factor | 648865 | 0
2019 | CT | Hartford Landfill Solar EGF | 60909 | NEWE | NPCC New England | SUN | 1 |  | 1504 |  |  |  |  | Estimated using an emission factor | 13391
2019 | CT | HSCo CHP | 57179 | NEWE | NPCC New England | NG | 4 | 0.38557 | 28140 | 148405.191 | 0.40688 | 0.028918 | 0.0054834 | NEI avg EF - PM, fuel type, firing type | 384899 | 1.0553
2019 | CT | IBM Southbury | 59801 | NEWE | NPCC New England | NG | 1.1 |  | 6412 | 46896 | 0 | 0 | 0 | Estimated using an emission factor | 46896 | 0
2019 | CT | IKEA New Haven Rooftop PV & Fuel Cell | 61820 | NEWE | NPCC New England | NG | 1.1 |  | 2824 | 20001 | 0 | 0 | 0 | Estimated using an emission factor | 26287 | 0
2019 | CT | Jackson Solar (CT) | 63240 | NEWE | NPCC New England | SUN | 1 |  | 0
2019 | CT | Jefferson Solar | 62024 | NEWE | NPCC New England | SUN | 1 |  | 1537 |  |  |  |  | Estimated using an emission factor | 13685
2019 | CT | Jewett City 1 | 57602 | NEWE | NPCC New England | DFO | 2.6 |  | 231 | 2305 | 0.35728 | 3.0933 | 0.31 | Estimated using an emission factor | 2305 | 0.35728
2019 | CT | John Street 1, 3, 4 & 5 | 56256 | NEWE | NPCC New England | DFO | 7.2
2019 | CT | Killingly Energy Center | 61239 | NEWE | NPCC New England | NG | 813.8
2019 | CT | Kimberly Clark-Unit 1,2,3 | 58084 | NEWE | NPCC New England | NG | 36.3 | 0.47353 | 236042 | 1255185.954 | 3.5291 | 0.029902 | 0.0056232 | EPA/NEI; Estimated using an emission factor | 2650685.036 | 7.4527
2019 | CT | Kinneytown New Old | 54385 | NEWE | NPCC New England | WAT | 2.3 |  | 2193 |  |  |  |  | NEI avg EF - PM, fuel type, firing type | 19527
2019 | CT | Kleen Energy Systems Project | 56798 | NEWE | NPCC New England | NG | 693 |  | 2115440 | 15387177.5 | 7.9048 | 0.0074734 | 0.0010274 | EPA/NEI | 15387177.5 | 7.9048
2019 | CT | Lake Road Generating Company | 55149 | NEWE | NPCC New England | NG | 840 |  | 5322170 | 38757956 | 53.1632 | 0.019978 | 0.0027433 | EPA/NEI | 38757956 | 53.1632
2019 | CT | Lebanon Pines 1 & 2 | 57604 | NEWE | NPCC New England | DFO | 5.2 |  | 510 | 5012 | 0.77686 | 3.0465 | 0.31 | Estimated using an emission factor | 5012 | 0.77686
2019 | CT | Lebanon Solar 1 | 59991 | NEWE | NPCC New England | SUN | 2
2019 | CT | Lebanon Solar 2 | 59992 | NEWE | NPCC New England | SUN | 2
2019 | CT | LNG 1 & 2 | 57603 | NEWE | NPCC New England | DFO | 5.2 |  | 494 | 5116 | 0.79298 | 3.2104 | 0.31 | Estimated using an emission factor | 5116 | 0.79298
2019 | CT | Manchester Community College East | 62639 | NEWE | NPCC New England | SUN | 1 |  | 1587 |  |  |  |  | Estimated using an emission factor | 14132
2019 | CT | Manchester Community College North | 62640 | NEWE | NPCC New England | SUN | 1 |  | 1658 |  |  |  |  | Estimated using an emission factor | 14763
2019 | CT | Middletown | 562 | NEWE | NPCC New England | NG | 1097.4 |  | 192666 | 2277800.311 | 5.2915 | 0.054929 | 0.0046462 | EPA/NEI | 2277800.311 | 5.2915
2019 | CT | Milford Power Company LLC | 55126 | NEWE | NPCC New England | NG | 578 |  | 3713789 | 26359230 | 32.3605 | 0.017427 | 0.0024553 | EPA/NEI | 26359230 | 32.3605
2019 | CT | Millstone | 566 | NEWE | NPCC New England | NUC | 2162.9 |  | 16733398 |  |  |  |  | Estimated using an emission factor | 174723600
2019 | CT | MM Hartford Energy | 55163 | NEWE | NPCC New England | LFG | 2.7
2019 | CT | Montville | 546 | NEWE | NPCC New England | RFO | 495.3 |  | 10071 | 146263.957 | 0.66027 | 0.13112 | 0.0090285 | EPA/NEI | 146263.957 | 0.66027
2019 | CT | Naval Sub Base New London Fuel Cell | 61743 | NEWE | NPCC New England | NG | 7.4
2019 | CT | New Haven Harbor | 6156 | NEWE | NPCC New England | RFO | 641.5 |  | -4276 | 234766.735 | 0.23599 | 0 | 0.0020105 | EPA/NEI | 234766.735 | 0.23599
2019 | CT | New Milford Gas Recovery | 50564 | NEWE | NPCC New England | LFG | 5.4 |  | 7124.001 | 88405.998 | 0.64978 | 0.18242 | 0.0147 | EPA/NEI; Estimated using an emission factor | 88405.998 | 0.64978
2019 | CT | Norden 1-3 | 57689 | NEWE | NPCC New England | DFO | 6 |  | 24 | 252 | 0.03906 | 3.255 | 0.31 | Estimated using an emission factor | 252 | 0.03906
2019 | CT | Norwalk Hospital Plant | 63673 | NEWE | NPCC New England | NG | 5.6 |  | 9164 | 161523 | 0.44285 | 0.096649 | 0.0054834 | EPA/NEI; Estimated using an emission factor | 161523 | 0.44285
2019 | CT | Norwich | 581 | NEWE | NPCC New England | DFO | 19 |  | 251 | 5351.2 | 0.026031 | 0.20741 | 0.0097289 | EPA/NEI | 5351.2 | 0.026031
2019 | CT | Norwich WWTP | 57624 | NEWE | NPCC New England | DFO | 2 |  | 8 | 121 | 0.018755 | 4.6888 | 0.31 | Estimated using an emission factor | 121 | 0.018755
2019 | CT | Nutmeg Solar | 63592 | NEWE | NPCC New England | SUN | 19.6
2019 | CT | Pawcatuck Solar Center, LLC | 62318 | NEWE | NPCC New England | SUN | 15
2019 | CT | Pepperidge Farm Bloomfield | 59967 | NEWE | NPCC New England | NG | 2.6 | 0.64047 | 17575 | 99466.834 | 0 | 0 | 0 | Estimated using an emission factor | 155303 | 0
2019 | CT | Pfizer Groton Fuel Cell | 60392 | NEWE | NPCC New England | NG | 5.6 | 1 | 41620 | 383248 | 0 | 0 | 0 | Estimated using an emission factor | 383248 | 0
2019 | CT | Pfizer Groton Plant | 54236 | NEWE | NPCC New England | NG | 42.5 | 0.25253 | 92382.339 | 499240.174 | 1.7445 | 0.037766 | 0.0069885 | EPA/NEI; Estimated using an emission factor | 1976925.961 | 6.9079
2019 | CT | Plainfield Renewable Energy LLC | 56847 | NEWE | NPCC New England | WDS | 43 |  | 269188 | 3165945.5 | 36.1111 | 0.2683 | 0.022812 | NEI avg EF - PM, fuel type | 3165945.5 | 36.1111
2019 | CT | Plainfield Solar 2 | 63263 | NEWE | NPCC New England | SUN | 1
2019 | CT | Pratt & Whitney, East Hartford | 54605 | NEWE | NPCC New England | NG | 25.8 | 0.43433 | 99509 | 524685.898 | 1.7218 | 0.034606 | 0.0065633 | EPA/NEI | 1208028.5 | 3.9643
2019 | CT | Quinebaug Lower Project | 55860 | NEWE | NPCC New England | WAT | 2.5 |  | 8615 |  |  |  |  | NEI avg EF - PM, fuel type, firing type | 76706.001
2019 | CT | Rainbow (CT) | 559 | NEWE | NPCC New England | WAT | 8 |  | 32496 |  |  |  |  | NEI avg EF - PM, fuel type, firing type | 289349
2019 | CT | Rand Whitney CHP Plant | 58184 | NEWE | NPCC New England | NG | 14.6 | 0.3678 | 117422 | 604522.64 | 1.6574 | 0.02823 | 0.0054834 | NEI avg EF - PM, fuel type, firing type | 1643611 | 4.5063
2019 | CT | Rocky River (CT) | 539 | NEWE | NPCC New England | WAT | 31 |  | 2154.999 | [5 empty] | 0
2019 | CT | Scotland Dam | 551 | NEWE | NPCC New England | WAT | 2 |  | 8006 |  |  |  |  | NEI avg EF - PM, fuel type, firing type | 71286
2019 | CT | Shepaug | 552 | NEWE | NPCC New England | WAT | 86.4 |  | 143101 |  |  |  |  | EPA/NEI; Estimated using an emission factor | 1274172
2019 | CT | Sherman Solar | 63239 | NEWE | NPCC New England | SUN | 1 |  | 0
2019 | CT | Sikorsky Aircraft CHP | 61703 | NEWE | NPCC New England | NG | 9.3 | 0.65322 | 58059 | 553398.343 | 1.5172 | 0.052266 | 0.0054834 | EPA/NEI; Estimated using an emission factor | 847941 | 2.3227
2019 | CT | Somers Solar Center, LLC | 58554 | NEWE | NPCC New England | SUN | 5 |  | 9614 |  |  |  |  | Estimated using an emission factor | 85605
2019 | CT | South Meadow Station | 563 | NEWE | NPCC New England | DFO | 167.2 |  | 1668 | 29361.599 | 0.53379 | 0.64004 | 0.03636 | EPA/NEI | 29361.599 | 0.53379
2019 | CT | South Windsor Fuel Cell | 63302 | NEWE | NPCC New England | NG | 5
2019 | CT | Stafford MS Ground Mount Community Solar | 60880 | NEWE | NPCC New England | SUN | 2 |  | 3130 |  |  |  |  | Estimated using an emission factor | 27870
2019 | CT | Stevenson | 553 | NEWE | NPCC New England | WAT | 30.5 |  | 105681 |  |  |  |  | NEI avg EF - PM, fuel type, firing type | 940984.984
2019 | CT | Subase Microgrid Project | 59701 | NEWE | NPCC New England |  | 18.8
2019 | CT | Sydney Solar | 63244 | NEWE | NPCC New England | SUN | 2
2019 | CT | Taftville | 554 | NEWE | NPCC New England | WAT | 1.6 |  | 4950.998 |  |  |  |  | NEI avg EF - PM, fuel type, firing type | 44084
2019 | CT | Tenth Street | 583 | NEWE | NPCC New England | WAT | 1.4 |  | 3978 |  |  |  |  | NEI avg EF - PM, fuel type, firing type | 35416
2019 | CT | Ticket Network South Windsor | 63354 | NEWE | NPCC New England | SUN | 1 |  | 1026 |  |  |  |  | Estimated using an emission factor | 9136
2019 | CT | Torrington Terminal | 565 | NEWE | NPCC New England | KER | 21.8 |  | 95 | 1762 | 5.2734e-05 | 0.0011102 | 5.9857e-05 | EPA/NEI | 1762 | 5.2734e-05
2019 | CT | Town of Branford | 62076 | NEWE | NPCC New England | SUN | 1.1 |  | 1360 |  |  |  |  | Estimated using an emission factor | 12109
2019 | CT | Town of Rocky Hill PV CSG | 61541 | NEWE | NPCC New England | SUN | 3 |  | 1488.999 |  |  |  |  | Estimated using an emission factor | 13257.999
2019 | CT | Trinity College Fuel Cell | 61786 | NEWE | NPCC New England | NG | 1.4 |  | 10660 | 33299 | 0 | 0 | 0 | Estimated using an emission factor | 33299 | 0
2019 | CT | TRS Fuel Cell | 60683 | NEWE | NPCC New England | NG | 3.7 | 1 | 12029 | 99133 | 0 | 0 | 0 | Estimated using an emission factor | 99133 | 0
2019 | CT | Tunnel | 557 | NEWE | NPCC New England | WAT | 20.5 |  | 9404 | 4454.1 | 0.010581 | 0.0022502 | 0.004751 | EPA/NEI; Estimated using an emission factor | 85809.1 | 0.010581
2019 | CT | UB Fuel Cell | 63438 | NEWE | NPCC New England | NG | 1.4 | 1 | 10674 | 85308 | 0 | 0 | 0 | Estimated using an emission factor | 85308 | 0
2019 | CT | UCONN Cogen Facility | 58159 | NEWE | NPCC New England | NG | 25.7 | 0.47005 | 121961 | 711617.259 | 1.8639 | 0.030566 | 0.0052385 | EPA/NEI; Estimated using an emission factor | 1513923.086 | 3.9653
2019 | CT | UDR Glastonbury Fuel Cell | 60109 | NEWE | NPCC New England | NG | 3.4 |  | 19474 | 153144 | 0 | 0 | 0 | Estimated using an emission factor | 153144 | 0
2019 | CT | UI RCP Bridgeport Seaside | 60054 | NEWE | NPCC New England | NG | 5 |  | 18578 | 150784 | 0 | 0 | 0 | Estimated using an emission factor | 178627 | 0
2019 | CT | UI RCP New Haven Fuel Cell | 60040 | NEWE | NPCC New England | NG | 2.8 |  | 18045 | 178006 | 0 | 0 | 0 | Estimated using an emission factor | 178006 | 0
2019 | CT | UI RCP Woodbridge FC | 60593 | NEWE | NPCC New England | NG | 2.8 |  | 18697 | 161346 | 0 | 0 | 0 | Estimated using an emission factor | 161346 | 0
2019 | CT | Wallingford Energy, LLC | 55517 | NEWE | NPCC New England | NG | 350 |  | 105703.997 | 1014953.328 | 3.0025 | 0.05681 | 0.0059165 | EPA/NEI | 1014953.328 | 3.0025
2019 | CT | Water Treatment 1 & 2 | 57605 | NEWE | NPCC New England | DFO | 5.2 |  | 508 | 5028 | 0.77934 | 3.0683 | 0.31 | Estimated using an emission factor | 5028 | 0.77934
2019 | CT | Waterbury Generation | 56629 | NEWE | NPCC New England | NG | 96 |  | 11393 | 101415.625 | 0.58529 | 0.10274 | 0.011542 | EPA/NEI | 101415.625 | 0.58529
2019 | CT | Waterside Power, LLC | 56189 | NEWE | NPCC New England | DFO | 139.2 |  | 1242.999 | 17204.6 | 0.041761 | 0.067194 | 0.0048546 | EPA/NEI | 17204.6 | 0.041761
2019 | CT | Wesleyan University Cogen 1 | 58158 | NEWE | NPCC New England | NG | 2.4 | 0.68573 | 11134 | 77793.946 | 0.016415 | 0.0029485 | 0.000422 | Estimated using an emission factor | 113447 | 0.023937
2019 | CT | Wheelabrator Bridgeport | 50883 | NEWE | NPCC New England | MSW | 67 |  | 468885 | 7603016.25 | 17.7911 | 0.075887 | 0.00468 | Estimated using an emission factor | 7603016.25 | 17.7911
2019 | CT | Wheelabrator Lisbon | 54758 | NEWE | NPCC New England | MSW | 14.6 |  | 100756 | 1928221.75 | 0.1504 | 0.0029855 | 0.000156 | Estimated using an emission factor | 1928221.75 | 0.1504
2019 | CT | Wilson Solar | 62023 | NEWE | NPCC New England | SUN | 1 |  | 1555 |  |  |  |  | Estimated using an emission factor | 13845
2019 | CT | Wind Colebrook South | 60700 | NEWE | NPCC New England | WND | 5 |  | 12215 |  |  |  |  | Estimated using an emission factor | 108764
2019 | CT | Woods Hill Solar | 61736 | NEWE | NPCC New England | SUN | 20 |  | 23733 |  |  |  |  | Estimated using an emission factor | 211318
2019 | DC | AOC, Capitol Power Plant | 63347 | RFCE | RFC East | NG | 7.5 | 0.81464 | 57028 | 599289.586 | 1.6431 | 0.057623 | 0.0054834 | NEI avg EF - PM, fuel type, firing type | 735647 | 2.0169
2019 | DC | DC Water CHP | 59012 | RFCE | RFC East | OBG | 14.1 | 0.3848 | 55128 | 407772.833 | 4.4039 | 0.15977 | 0.0216 | NEI avg EF - PM, fuel type, firing type | 1059694.031 | 11.4447
2019 | DC | DC Water Solar | 63917 | RFCE | RFC East | SUN | 4.5
2019 | DC | IGS CC, LLC | 63428 | RFCE | RFC East | SUN | 1.5
2019 | DC | JBAB - Washington DC | 62374 | RFCE | RFC East | SUN | 5.9 |  | 7126 |  |  |  |  | Estimated using an emission factor | 63450
2019 | DC | Nationals | 62710 | RFCE | RFC East | SUN | 1 |  | 1703 |  |  |  |  | Estimated using an emission factor | 15164
2019 | DC | Ross Hall Central Utility Plant | 63478 | RFCE | RFC East | NG | 4.6 | 0.61338 | 27220 | 253626.732 | 0.69537 | 0.051092 | 0.0054834 | NEI avg EF - PM, fuel type, firing type | 413487 | 1.1337
2019 | DC | US GSA Heating and Transmission | 57788 | RFCE | RFC East | NG | 10.8 | 0.35917 | 25875 | 333395.236 | 0.91407 | 0.070653 | 0.0054834 | NEI avg EF - PM, fuel type, firing type | 928249 | 2.545
2019 | DE | AGT001 Centerville Fuel Cell | 63700 | RFCE | RFC East | NG | 1.3 |  | 9289 | 58879 | 0 | 0 | 0 | Estimated using an emission factor | 58879 | 0
2019 | DE | Ameresco Delaware Central | 56430 | RFCE | RFC East | LFG | 5 |  | 22721 | 256425 | 1.8847 | 0.1659 | 0.0147 | Estimated using an emission factor | 256425 | 1.8847
2019 | DE | Ameresco Delaware South | 56429 | RFCE | RFC East | LFG | 5 |  | 28856 | 320895.996 | 2.3586 | 0.16347 | 0.0147 | Estimated using an emission factor | 320895.996 | 2.3586
2019 | DE | Brookside Newark | 58110 | RFCE | RFC East | NG | 2.6 |  | 19245 | 150421 | 0 | 0 | 0 | Estimated using an emission factor | 150421 | 0
2019 | DE | Bruce A Henry Solar Farm | 58473 | RFCE | RFC East | SUN | 4 |  | 6500 |  |  |  |  | Estimated using an emission factor | 57877
2019 | DE | Christiana Substation | 591 | RFCE | RFC East | DFO | 52 |  | 232 | 7031.2 | 0.096343 | 0.83054 | 0.027404 | EPA/NEI | 7031.2 | 0.096343
2019 | DE | Croda Atlas Point CHP | 59783 | RFCE | RFC East | LFG | 4.2 | 0.48416 | 9812.001 | 50695.47 | 0.37261 | 0.07595 | 0.0147 | EPA/NEI; Estimated using an emission factor | 104709 | 0.76961
2019 | DE | DD Hay Road Solar 23 LLC | 59715 | RFCE | RFC East | SUN | 1.2 |  | 1357 |  |  |  |  | Estimated using an emission factor | 12082
2019 | DE | DEC Phase II at Georgetown | 63392 | RFCE | RFC East | SUN | 3 |  | 0
2019 | DE | Delaware City | 592 | RFCE | RFC East | DFO | 18.5 |  | 158 | 3327 | 0.048787 | 0.61756 | 0.029328 | EPA/NEI | 3327 | 0.048787
2019 | DE | Delaware City Refinery | 52193 | RFCE | RFC East | PRG | 325.2 | 0.32355 | 1322043 | 1056054.685 | 0.22871 | 0.00034599 | 0.00043314 | EPA/NEI; Estimated using an emission factor | 3263974.25 | 0.70687
2019 | DE | DG AMP Solar Smyrna | 61800 | RFCE | RFC East | SUN | 1.2 |  | 2008 |  |  |  |  | Estimated using an emission factor | 17878
2019 | DE | Dover Sun Park | 57337 | RFCE | RFC East | SUN | 10 |  | 17225 |  |  |  |  | Estimated using an emission factor | 153370
2019 | DE | Edge Moor | 593 | RFCE | RFC East | RFO | 710.3 |  | 137839 | 1857796.488 | 4.2343 | 0.061439 | 0.0045584 | EPA/NEI | 1857796.488 | 4.2343
2019 | DE | ESS Lewes | 60216 | RFCE | RFC East | MWH | 8
2019 | DE | Garrison Energy Center | 57349 | RFCE | RFC East | NG | 361 |  | 1723655 | 12047129 | 29.7043 | 0.034467 | 0.0049314 | EPA/NEI | 12047129 | 29.7043
2019 | DE | Hay Road | 7153 | RFCE | RFC East | DFO | 1193 |  | 1473851 | 12226546.625 | 30.3743 | 0.041218 | 0.0049686 | EPA/NEI | 12226546.625 | 30.3743
2019 | DE | Indian River | 594 | RFCE | RFC East | BIT | 804.1 |  | 121056 | 1756397.625 | 13.1072 | 0.21655 | 0.014925 | EPA/NEI | 1756397.625 | 13.1072
2019 | DE | Kent County Wastewater Treatment Solar | 57330 | RFCE | RFC East | SUN | 1.2 |  | 1339 |  |  |  |  | Estimated using an emission factor | 11922
2019 | DE | McKee Run | 599 | RFCE | RFC East | NG | 151.2 |  | 4 | 28820.051 | 0.026709 | 13.3545 | 0.0018535 | EPA/NEI | 28820.051 | 0.026709
2019 | DE | Milford Solar Farm | 58228 | RFCE | RFC East | SUN | 11.8 |  | 19447 |  |  |  |  | Estimated using an emission factor | 173155
2019 | DE | NRG Energy Center Dover | 10030 | RFCE | RFC East | NG | 118 | 0.76298 | 103374 | 736500.791 | 2.0593 | 0.039842 | 0.0055922 | EPA/NEI | 965292 | 2.699
2019 | DE | Onyx - Allen Harim | 61206 | RFCE | RFC East | SUN | 1.2 |  | 2086 |  |  |  |  | Estimated using an emission factor | 18573
2019 | DE | Perdue Bridgeville Photovoltaic | 57772 | RFCE | RFC East | SUN | 1.3 |  | 1947 |  |  |  |  | Estimated using an emission factor | 17336
2019 | DE | Raceway Solar | 63846 | RFCE | RFC East | SUN | 50
2019 | DE | Red Lion Energy Center | 58433 | RFCE | RFC East | NG | 25 |  | 194531 | 1421595 | 0 | 0 | 0 | Estimated using an emission factor | 1421595 | 0
2019 | DE | Seaford Delaware Plant | 10793 | RFCE | RFC East |  | 30
2019 | DE | South Campus Solar | 59922 | RFCE | RFC East | SUN | 3.1 |  | 455 |  |  |  |  | EPA/NEI; Estimated using an emission factor | 4052
2019 | DE | University of Delaware Wind Turbine | 57176 | RFCE | RFC East | WND | 2 |  | 5270 |  |  |  |  | Estimated using an emission factor | 46924
2019 | DE | Van Sant | 7318 | RFCE | RFC East | NG | 45.1 |  | 4103 | 56661.82 | 0.22142 | 0.10793 | 0.0078154 | NEI avg EF - PM, fuel type, firing type | 56661.82 | 0.22142
2019 | DE | Warren F. Sam Beasley Pwr Station | 7962 | RFCE | RFC East | NG | 96 |  | 28607 | 321986.297 | 1.5843 | 0.11076 | 0.0098407 | EPA/NEI | 321986.297 | 1.5843
2019 | DE | West Substation | 597 | RFCE | RFC East | DFO | 20 |  | 85 | 5301.8 | 0.096047 | 2.2599 | 0.036232 | EPA/NEI | 5301.8 | 0.096047
2019 | DE | WHA Southbridge Solar Park CSG | 61934 | RFCE | RFC East | SUN | 1.4 |  | 1443 |  |  |  |  | Estimated using an emission factor | 12849
2019 | FL | ACE-Stanton A PV | 61247 | FRCC | FRCC All | SUN | 4.1 |  | 7965 |  |  |  |  | Estimated using an emission factor | 70921
2019 | FL | ACE-Stanton PV | 61246 | FRCC | FRCC All | SUN | 4.8 |  | 9642 |  |  |  |  | Estimated using an emission factor | 85851
2019 | FL | AEP Jacksonville Solar Project | 61388 | FRCC | FRCC All | SUN | 7.1 |  | 14562 |  |  |  |  | Estimated using an emission factor | 129661
2019 | FL | Alafia Solar | 61653 | FRCC | FRCC All | SUN | 52
2019 | FL | Altamonte Mall | 63254 | FRCC | FRCC All | SUN | 1.5 |  | 2400 |  |  |  |  | Estimated using an emission factor | 21371
2019 | FL | Anclote | 8048 | FRCC | FRCC All | NG | 1112.4 |  | 2278498 | 25245801 | 88.8771 | 0.078014 | 0.0070409 | EPA/NEI | 25245801 | 88.8771
2019 | FL | Anheuser-Busch Jacksonville | 10431 | FRCC | FRCC All | NG | 8.7 | 0.39685 | 75396 | 378783.143 | 1.0385 | 0.027548 | 0.0054834 | NEI avg EF - PM, fuel type, firing type | 954470 | 2.6169
2019 | FL | Arvah B Hopkins | 688 | FRCC | FRCC All | NG | 1113.9 |  | 1579301 | 11323472.844 | 37.3421 | 0.047289 | 0.0065955 | EPA/NEI | 11323472.844 | 37.3421
2019 | FL | Avon Park | 624 | FRCC | FRCC All | NG | 67.4 |  | 3010 | 51483 | 0.29272 | 0.1945 | 0.011371 | NEI avg EF - PM, fuel type, firing type | 51483 | 0.29272
2019 | FL | Babcock Preserve | 62634 | FRCC | FRCC All | SUN | 74.5
2019 | FL | Babcock Solar Energy Center Hybrid | 59993 | FRCC | FRCC All | SUN | 84.5 |  | 159523 | 0 |  |  |  | EPA/NEI; Estimated using an emission factor | 1434078
2019 | FL | Balm Solar | 61654 | FRCC | FRCC All | SUN | 74.4 |  | 135899 |  |  |  |  | Estimated using an emission factor | 1210045
2019 | FL | Baptist Medical Center | 10008 | FRCC | FRCC All | NG | 13.1 | 0.38509 | 19058 | 108395.45 | 0.29719 | 0.031188 | 0.0054834 | EPA/NEI; Estimated using an emission factor | 281484 | 0.77174
2019 | FL | Barefoot Bay Solar Energy Center | 61051 | FRCC | FRCC All | SUN | 74.5 |  | 162477 |  |  |  |  | Estimated using an emission factor | 1446695
2019 | FL | Bartow Solar Energy LLC | 61879 | FRCC | FRCC All | SUN | 7.3 |  | 12538 |  |  |  |  | Estimated using an emission factor | 111639
2019 | FL | Bay County Waste to Energy | 10250 | SRSO | SERC South | MSW | 13.6 |  | 32232 | 814611.344 | 37.1707 | 2.3064 | 0.09126 | Estimated using an emission factor | 814611.344 | 37.1707
2019 | FL | Bayboro | 627 | FRCC | FRCC All | DFO | 226.8 |  | 3292 | 47643 | 0.41114 | 0.24978 | 0.017259 | NEI avg EF - PM, fuel type, firing type | 47643 | 0.41114
2019 | FL | Bayside Power Station | 7873 | FRCC | FRCC All | NG | 2797.8 |  | 7862518.998 | 55581826.483 | 184.6958 | 0.046981 | 0.0066459 | EPA/NEI | 55581826.483 | 184.6958
2019 | FL | Big Bend | 645 | FRCC | FRCC All | BIT | 3308.4 |  | 3889923 | 49575546.445 | 111.2112 | 0.057179 | 0.0044865 | EPA/NEI; Estimated using an emission factor | 49931002.445 | 111.2112
2019 | FL | Big Pine | 164 |  |  | DFO | 2.7
2019 | FL | Blue Cypress Solar Energy Center | 61029 | FRCC | FRCC All | SUN | 74.5 |  | 152835 |  |  |  |  | Estimated using an emission factor | 1360843
2019 | FL | Blue Heron Solar | 62631 | FRCC | FRCC All | SUN | 74.5
2019 | FL | Bonnie Mine Solar | 61655 | FRCC | FRCC All | SUN | 35 |  | 67686 |  |  |  |  | Estimated using an emission factor | 602677
2019 | FL | Brandy Branch | 7846 | FRCC | FRCC All | NG | 783.1 |  | 3754810 | 25977718.75 | 83.3982 | 0.044422 | 0.0064207 | EPA/NEI | 25977718.75 | 83.3982
2019 | FL | Brevard | 61777 | FRCC | FRCC All | LFG | 9.6 |  | 38764.998 | 349662 | 2.57 | 0.13259 | 0.0147 | Estimated using an emission factor | 349662 | 2.57
2019 | FL | Bryant Sugar House | 50483 |  |  |  | 30.5
2019 | FL | Buckeye Florida LP | 50466 | FRCC | FRCC All | BLQ | 69.4 | 0.059252 | 321819.893 | 1859105.292 | 5.282 | 0.032826 | 0.0056823 | EPA/NEI; Estimated using an emission factor | 31376360.625 | 89.1444
2019 | FL | Butler Plaza | 58618 | FRCC | FRCC All | SUN | 1.2 |  | 1238 |  |  |  |  | Estimated using an emission factor | 11022
2019 | FL | C D McIntosh Jr Power Plant | 676 | FRCC | FRCC All | NG | 1416.9 |  | 3146756 | 25880083 | 158.214 | 0.10056 | 0.012227 | EPA/NEI; Estimated using an emission factor | 25880083 | 158.214
2019 | FL | C H Corn Hydroelectric Facility | 956 | FRCC | FRCC All | WAT | 12.2 |  | 6685.001 | [5 empty] | 59524
2019 | FL | Cane Island | 7238 | FRCC | FRCC All | NG | 706 |  | 3657303 | 26355486.746 | 90.0877 | 0.049265 | 0.0068364 | EPA/NEI | 26355486.746 | 90.0877
2019 | FL | Cape Canaveral | 609 | FRCC | FRCC All | NG | 2099 |  | 6676862 | 43129324 | 135.1714 | 0.040489 | 0.0062682 | EPA/NEI | 43129324 | 135.1714
2019 | FL | Cattle Ranch | 62632 | FRCC | FRCC All | SUN | 74.5
2019 | FL | Central District Wastewater Treat Plant | 54623 | FRCC | FRCC All | OBG | 9.6 | 1 | 4451 | 2644 | 0.019433 | 0.0087322 | 0.0147 | EPA/NEI; Estimated using an emission factor | 2644 | 0.019433
2019 | FL | Charles Larsen Memorial Power Plant | 675 | FRCC | FRCC All | NG | 158.6 |  | 149230 | 1658808.375 | 5.4867 | 0.073534 | 0.0066153 | EPA/NEI | 1658808.375 | 5.4867
2019 | FL | Citrus Ridge Solar | 61988 | FRCC | FRCC All | SUN | 52 |  | 97945 |  |  |  |  | Estimated using an emission factor | 872102
2019 | FL | Citrus Solar Energy Center Hybrid | 60061 | FRCC | FRCC All | SUN | 78.5 |  | 163634 | 0 |  |  |  | EPA/NEI; Estimated using an emission factor | 1458813
2019 | FL | Clewiston Sugar House | 50482 | FRCC | FRCC All |  | 90.2 | 0.095047 | 239586 | [5 empty] | 14642412.594
2019 | FL | Columbia Solar Power Plant | 61982 | FRCC | FRCC All | SUN | 74.9
2019 | FL | Coral Farms Solar Energy Center | 61022 | FRCC | FRCC All | SUN | 74.5 |  | 154754 |  |  |  |  | Estimated using an emission factor | 1377929
2019 | FL | CoTAL Solar Farm | 60582 | FRCC | FRCC All | SUN | 20 |  | 38070 |  |  |  |  | Estimated using an emission factor | 338975
2019 | FL | Covanta Lake County Energy | 50629 | FRCC | FRCC All | MSW | 15.5 |  | 77293 | 1607491.375 | 0.12538 | 0.0032444 | 0.000156 | Estimated using an emission factor | 1607491.375 | 0.12538
2019 | FL | Crist Electric Generating Plant | 641 | SRSO | SERC South | BIT | 1228.8 |  | 2668010 | 29990564.375 | 328.8426 | 0.24651 | 0.02193 | EPA/NEI | 29990564.375 | 328.8426
2019 | FL | Crystal River | 628 | FRCC | FRCC All | BIT | 5303.7 |  | 15044139 | 117937490 | 654.9561 | 0.087071 | 0.011107 | EPA/NEI; Estimated using an emission factor | 117937490 | 654.9561
2019 | FL | CSL Gas Recovery | 50572 | FRCC | FRCC All | LFG | 11.2 |  | 51602 | 1048711.906 | 11.3261 | 0.43898 | 0.0216 | EPA/NEI; Estimated using an emission factor | 1048711.906 | 11.3261
2019 | FL | Cudjoe | 6582 |  |  | DFO | 5
2019 | FL | Curtis H. Stanton Energy Center | 564 | FRCC | FRCC All | BIT | 1262 |  | 6179834 | 57080800 | 535.6712 | 0.17336 | 0.018769 | EPA/NEI | 57080800 | 535.6712
2019 | FL | Cutler | 610 | FRCC | FRCC All | NG | 236.5
2019 | FL | Cutrale Citrus Juices USA I | 10020 | FRCC | FRCC All | NG | 11.7 |  | 24841 | 402139 | 1.1025 | 0.088768 | 0.0054834 | EPA/NEI; Estimated using an emission factor | 402139 | 1.1025
2019 | FL | Cutrale Citrus Juices USA II | 10188 | FRCC | FRCC All | NG | 24.9 |  | 44964 | 656843 | 1.8009 | 0.080102 | 0.0054834 | EPA/NEI; Estimated using an emission factor | 656843 | 1.8009
2019 | FL | Daytona International Speedway Solar | 60005 | FRCC | FRCC All | SUN | 1.6 |  | 2071 |  |  |  |  | Estimated using an emission factor | 18442
2019 | FL | Debary | 6046 | FRCC | FRCC All | NG | 814.8 |  | 135423.002 | 1786732.623 | 7.0235 | 0.10373 | 0.0078618 | EPA/NEI; Estimated using an emission factor | 1786732.623 | 7.0235
2019 | FL | Debary Solar Power Plant | 62542 | FRCC | FRCC All | SUN | 74.5
2019 | FL | Deerhaven | 663 | FRCC | FRCC All | BIT | 471 |  | 786117 | 9427125.195 | 146.197 | 0.37195 | 0.031016 | EPA/NEI; Estimated using an emission factor | 9427125.195 | 146.197
2019 | FL | Deerhaven Renewable Energy Center | 57241 | FRCC | FRCC All | WDS | 116.1 |  | 593693 | 8989206 | 7.4795 | 0.025196 | 0.0016641 | EPA/NEI | 8989206 | 7.4795
2019 | FL | DeSoto Next Generation Solar Energy | 56929 | FRCC | FRCC All | SUN | 25 |  | 45754 |  |  |  |  | Estimated using an emission factor | 407393
2019 | FL | Dinner Lake | 747 | FRCC | FRCC All | NG | 12.6
2019 | FL | Discovery Solar Center | 63109 | FRCC | FRCC All | SUN | 74.5
2019 | FL | Durrance | 63495 | FRCC | FRCC All | SUN | 60
2019 | FL | Echo River Solar | 62490 | FRCC | FRCC All | SUN | 74.5
2019 | FL | Egret Solar Center | 62925 | FRCC | FRCC All | SUN | 74.5
2019 | FL | Eight Flags Energy | 60025 | FRCC | FRCC All | NG | 21.6 | 1 | 180604 | 1785055 | 4.8941 | 0.054197 | 0.0054834 | NEI avg EF - PM, fuel type, firing type | 1785055 | 4.8941
2019 | FL | F J Gannon | 646 | FRCC | FRCC All |  | 635
2019 | FL | Fernandina Beach Mill | 10202 | FRCC | FRCC All | NG | 106.2 | 0.17475 | 634146.59 | 3523734.128 | 11.2853 | 0.035592 | 0.0064053 | EPA/NEI; Estimated using an emission factor | 20164713.5 | 64.5806
2019 | FL | Fernandina Plant | 10562 | FRCC | FRCC All | WDL | 54.5 | 0.18727 | 233888.08 | 1402158.829 | 14.0069 | 0.11977 | 0.019979 | EPA/NEI; Estimated using an emission factor | 7487389.25 | 74.7955
2019 | FL | Field Street | 7954 | FRCC | FRCC All | DFO | 48 |  | -150 | 1183 | 0.010209 | 0 | 0.017259 | NEI avg EF - PM, fuel type, firing type | 1183 | 0.010209
2019 | FL | FIU Solar | 60006 | FRCC | FRCC All | SUN | 1.6 |  | 1060 |  |  |  |  | Estimated using an emission factor | 9437
2019 | FL | FL Solar 4, LLC | 63187 | FRCC | FRCC All | SUN | 42 |  | 1422 |  |  |  |  | Estimated using an emission factor | 12661
2019 | FL | Florida's Natural Growers | 10275 | FRCC | FRCC All | NG | 10.7 | 0.38601 | 55208 | 285563.169 | 0.78293 | 0.028363 | 0.0054834 | NEI avg EF - PM, fuel type, firing type | 739775.016 | 2.0282
2019 | FL | Fort Myers | 612 | FRCC | FRCC All | NG | 3300.9 |  | 8419570 | 63172197.531 | 207.1656 | 0.04921 | 0.0065588 | EPA/NEI | 63172197.531 | 207.1656
2019 | FL | G E Turner | 629 | FRCC | FRCC All | DFO | 180.8
2019 | FL | G W Ivey | 665 | FRCC | FRCC All | NG | 58.4 |  | -511.996 | 794.002 | 0.00051179 | 0 | 0.0012891 | EPA/NEI; Estimated using an emission factor | 794.002 | 0.00051179
2019 | FL | G2 Energy Marion LLC | 57128 | FRCC | FRCC All | LFG | 4 |  | 22520 | 251524.004 | 1.8487 | 0.16418 | 0.0147 | Estimated using an emission factor | 251524.004 | 1.8487
2019 | FL | Georgia-Pacific Palatka Operations | 10611 | FRCC | FRCC All | BLQ | 103.5 | 0.14923 | 293057 | 1660836.124 | 2.4766 | 0.016902 | 0.0029824 | EPA/NEI; Estimated using an emission factor | 11129389.75 | 16.5959
2019 | FL | Girvin Landfill | 7705 | FRCC | FRCC All | LFG | 3
2019 | FL | Goldfinch | 60124 | FRCC | FRCC All | SUN | 3 |  | 5215 |  |  |  |  | Estimated using an emission factor | 46434
2019 | FL | Grange Hall Solar | 61656 | FRCC | FRCC All | SUN | 61 |  | 105555 |  |  |  |  | Estimated using an emission factor | 939860
2019 | FL | Greenland Energy Center | 56799 | FRCC | FRCC All | NG | 610.8 |  | 456240 | 4962306.625 | 13.8675 | 0.06079 | 0.0055891 | EPA/NEI | 4962306.625 | 13.8675
2019 | FL | Gulf Coast Solar Center I | 59689 | SRSO | SERC South | SUN | 30 |  | 59060 |  |  |  |  | Estimated using an emission factor | 525870
2019 | FL | Gulf Coast Solar Center II | 59690 | SRSO | SERC South | SUN | 40 |  | 78572 |  |  |  |  | Estimated using an emission factor | 699604
2019 | FL | Gulf Coast Solar Center III | 59691 | SRSO | SERC South | SUN | 50 |  | 94740 |  |  |  |  | Estimated using an emission factor | 843566
2019 | FL | Gulf Power Blue Indigo Energy | 63754 | SRSO | SERC South | SUN | 74.5
2019 | FL | Hamilton Solar Power Plant | 61807 | FRCC | FRCC All | SUN | 74.9 |  | 180635 |  |  |  |  | Estimated using an emission factor | 1608374
2019 | FL | Hammock Solar | 61024 | FRCC | FRCC All | SUN | 74.5 |  | 157053 |  |  |  |  | Estimated using an emission factor | 1398400
2019 | FL | Hansel | 672 | FRCC | FRCC All |  | 73
2019 | FL | Hardee Power Station | 50949 | FRCC | FRCC All | NG | 470.1 |  | 770788 | 260946.922 | 0.02479 | 6.4324e-05 | 0.00019 | EPA/NEI | 260946.922 | 0.02479
2019 | FL | Harmony Solar | 63582 | FRCC | FRCC All | SUN | 74.5
2019 | FL | Harvest Power Orlando | 59151 | FRCC | FRCC All | OBG | 3.2 | 1 | 21518 | 213625 | 1.5701 | 0.14594 | 0.0147 | Estimated using an emission factor | 213625 | 1.5701
2019 | FL | Hecate Energy Blair Road LLC | 62778 | FRCC | FRCC All | SUN | 4 |  | 6863 |  |  |  |  | Estimated using an emission factor | 61108
2019 | FL | Henry D King | 658 | FRCC | FRCC All |  | 141.8
2019 | FL | Hernando | 61779 | FRCC | FRCC All | LFG | 1.6 |  | 10208 | 119693 | 0.87974 | 0.17236 | 0.0147 | Estimated using an emission factor | 119693 | 0.87974
2019 | FL | Hibiscus Solar Energy Center | 62206 | FRCC | FRCC All | SUN | 74.5
2019 | FL | Higgins | 630 | FRCC | FRCC All | NG | 153.2 |  | 15999 | 263919 | 0.72359 | 0.090454 | 0.0054834 | EPA/NEI; Estimated using an emission factor | 263919 | 0.72359
2019 | FL | Hillsborough County Resource Recovery | 50858 | FRCC | FRCC All |  | 47 |  | 208300 | [5 empty] | 4934281.125
2019 | FL | Hines Energy Complex | 7302 | FRCC | FRCC All | NG | 3268 |  | 11459778 | 87791055 | 397.9029 | 0.069443 | 0.0090648 | EPA/NEI | 87791055 | 397.9029
2019 | FL | Hookers Point | 647 | FRCC | FRCC All | RFO | 232.6
2019 | FL | Horizon Solar Energy Center | 61021 | FRCC | FRCC All | SUN | 74.5 |  | 156082 |  |  |  |  | Estimated using an emission factor | 1389753
2019 | FL | Howard F Curren Advncd Wastewater Plant | 54347 | FRCC | FRCC All | OBG | 2.5 | 1 | 0
2019 | FL | IKEA Jacksonville Rooftop PV System | 61821 | FRCC | FRCC All | SUN | 1.4 |  | 2489 |  |  |  |  | Estimated using an emission factor | 22159
2019 | FL | IKEA Miami 327 | 61173 | FRCC | FRCC All | SUN | 1 |  | 1270 |  |  |  |  | Estimated using an emission factor | 11307
2019 | FL | IKEA Tampa 042 | 58012 | FRCC | FRCC All | SUN | 1 |  | 1709 |  |  |  |  | Estimated using an emission factor | 15216
2019 | FL | Imeson Solar | 63186 | FRCC | FRCC All | SUN | 10 |  | 1175 |  |  |  |  | EPA/NEI; Estimated using an emission factor | 10462
2019 | FL | Indian River | 55318 | FRCC | FRCC All | NG | 609
2019 | FL | Indian River (683) | 683 | FRCC | FRCC All | NG | 342.8 |  | 1915 | 379245.062 | 1.3054 | 1.3634 | 0.0068845 | EPA/NEI | 379245.062 | 1.3054
2019 | FL | Indian River Solar Center | 61020 | FRCC | FRCC All | SUN | 74.5 |  | 157633 |  |  |  |  | Estimated using an emission factor | 1403564
2019 | FL | Indiantown Cogeneration, LP | 50976 | FRCC | FRCC All | BIT | 395.4 | 1 | 0
2019 | FL | Intercession City | 8049 | FRCC | FRCC All | NG | 1197.3 |  | 360222 | 4700528.234 | 17.1263 | 0.095087 | 0.007287 | EPA/NEI; Estimated using an emission factor | 4700528.234 | 17.1263
2019 | FL | International Paper Pensacola | 50250 | SRSO | SERC South | BLQ | 82.8 | 0.13096 | 449345.67 | 2480990.396 | 8.5019 | 0.037841 | 0.0068536 | EPA/NEI; Estimated using an emission factor | 18944782 | 64.9203
2019 | FL | Interstate Solar Energy Center | 61768 | FRCC | FRCC All | SUN | 74.5 |  | 137269 |  |  |  |  | Estimated using an emission factor | 1222244
2019 | FL | J D Kennedy | 666 | FRCC | FRCC All | NG | 538.6 |  | 212092 | 2203470.5 | 8.6105 | 0.081196 | 0.0078154 | NEI avg EF - PM, fuel type, firing type | 2203470.5 | 8.6105
2019 | FL | J R Kelly | 664 | FRCC | FRCC All | NG | 288.7 |  | 485352 | 4108372.5 | 0.00026325 | 1.0848e-06 | 1.2815e-07 | EPA/NEI | 4108372.5 | 0.00026325
2019 | FL | J Woodruff | 690 | FRCC | FRCC All | WAT | 73.5 |  | 203196.999 |  |  |  |  | EPA/NEI; Estimated using an emission factor | 1809266.062
2019 | FL | Jackson Mill | 54430 |  |  | NG | 43.5
2019 | FL | Jacksonville Solar | 57202 | FRCC | FRCC All | SUN | 15 |  | 18314 |  |  |  |  | Estimated using an emission factor | 163068
2019 | FL | JED Solid Waste Mgmt Renewable Energy | 60701 | FRCC | FRCC All | LFG | 9.6 |  | 37915.998 | 506738.016 | 3.7245 | 0.19646 | 0.0147 | Estimated using an emission factor | 506738.016 | 3.7245
2019 | FL | Lake Hancock Solar | 61657 | FRCC | FRCC All | SUN | 50 |  | 33421 |  |  |  |  | Estimated using an emission factor | 297580
2019 | FL | Lake Placid Solar Power Plant | 62541 | FRCC | FRCC All | SUN | 45 |  | 4170 |  |  |  |  | Estimated using an emission factor | 37130
2019 | FL | Lakeland Electric Co. (FL) - Airport II | 59754 | FRCC | FRCC All | SUN | 3.5
2019 | FL | Lakeland Electric Co. (FL)-Airport 1 | 59744 | FRCC | FRCC All | SUN | 2.7 |  | 4435 |  |  |  |  | Estimated using an emission factor | 39491
2019 | FL | Lakeside Solar Center | 62922 | FRCC | FRCC All | SUN | 74.5
2019 | FL | Lansing Smith Generating Plant | 643 | SRSO | SERC South | NG | 1001.5 |  | 3913387 | 27739221 | 92.1618 | 0.047101 | 0.0066449 | EPA/NEI | 27739221 | 92.1618
2019 | FL | Lauderdale | 613 | FRCC | FRCC All | NG | 4173.7 |  | 421894 | 4401674 | 8.9905 | 0.04262 | 0.004085 | EPA/NEI | 4401674 | 8.9905
2019 | FL | Lee County Solid Waste Energy | 52010 | FRCC | FRCC All | MSW | 59 |  | 338492 | 6101788.125 | 4.7594 | 0.028121 | 0.00156 | Estimated using an emission factor | 6101788.125 | 4.7594
2019 | FL | Legoland Solar | 60371 | FRCC | FRCC All | SUN | 1.5 |  | 2102 |  |  |  |  | Estimated using an emission factor | 18716
2019 | FL | Levy Nuclear Plant | 57894 | FRCC | FRCC All | NUC | 2500
2019 | FL | Lithia Solar | 61663 | FRCC | FRCC All | SUN | 74.5 |  | 124070 |  |  |  |  | Estimated using an emission factor | 1104718
2019 | FL | Little Manatee River Solar | 62750 | FRCC | FRCC All | SUN | 74.8
2019 | FL | LKL BLBD, LLC | 59611 | FRCC | FRCC All | SUN | 6 |  | 11061 |  |  |  |  | Estimated using an emission factor | 98488
2019 | FL | Lockheed Martin Solar | 61694 | FRCC | FRCC All | SUN | 1.9 |  | 3077 |  |  |  |  | Estimated using an emission factor | 27396
2019 | FL | Lockheed Martin Solar System | 59867 | FRCC | FRCC All | SUN | 1.9 |  | 3178 |  |  |  |  | Estimated using an emission factor | 28295
2019 | FL | Loggerhead Solar Energy Center | 61052 | FRCC | FRCC All | SUN | 74.5 |  | 155527 |  |  |  |  | Estimated using an emission factor | 1384812
2019 | FL | Magnolia Springs Solar Center | 62915 | FRCC | FRCC All | SUN | 74.5
2019 | FL | Manatee | 6042 | FRCC | FRCC All | NG | 2951.2 |  | 10424615 | 80604267 | 284.1931 | 0.054523 | 0.0070516 | EPA/NEI | 80604267 | 284.1931
2019 | FL | Manatee County LFGTE | 59142 | FRCC | FRCC All | LFG | 1.6 |  | 9332 | 86766 | 0.63773 | 0.13668 | 0.0147 | Estimated using an emission factor | 86766 | 0.63773
2019 | FL | Manatee Solar Energy Center | 60014 | FRCC | FRCC All | SUN | 483.5 |  | 164300 |  |  |  |  | EPA/NEI; Estimated using an emission factor | 1462927
2019 | FL | Marathon Generating Plant | 696 | FRCC | FRCC All | DFO | 25 |  | -260 | 1134 | 0.17577 | 0 | 0.31 | EPA/NEI; Estimated using an emission factor | 1134 | 0.17577
2019 | FL | Martin | 6043 | FRCC | FRCC All | NG | 6071.5 |  | 11744797 | 81531249.5 | 259.3377 | 0.044162 | 0.0063617 | EPA/NEI | 81531249.5 | 259.3377
2019 | FL | McKay Bay Facility | 50875 | FRCC | FRCC All | MSW | 22.1 |  | 144601 | 3225504.875 | 17.6113 | 0.24358 | 0.01092 | Estimated using an emission factor | 3225504.875 | 17.6113
2019 | FL | Miami Dade County Resource Recovery Fac | 10062 | FRCC | FRCC All | MSW | 77 |  | 293971 | 6923287.375 | 0.54002 | 0.0036739 | 0.000156 | Estimated using an emission factor | 6923287.375 | 0.54002
2019 | FL | Miami Dade Solar Energy Center | 61766 | FRCC | FRCC All | SUN | 74.5 |  | 140848 |  |  |  |  | Estimated using an emission factor | 1254112
2019 | FL | Midulla Generating Station | 7380 | FRCC | FRCC All | NG | 1452 |  | 3749101 | 27342495.828 | 48.9075 | 0.02609 | 0.0035774 | EPA/NEI; Estimated using an emission factor | 27342495.828 | 48.9075
2019 | FL | Midway | 7893 | FRCC | FRCC All | NG | 1287
2019 | FL | Mosaic Co Bartow Facility | 50633 | FRCC | FRCC All | WH | 81.9 | 1 | 408022 |  |  |  |  | Estimated using an emission factor | 3633028
2019 | FL | Mosaic Co Greenbay | 10205 | FRCC | FRCC All | OTH | 38.2
2019 | FL | Mosaic Co Mulberry Facility | 50510 | FRCC | FRCC All | OTH | 21
2019 | FL | Mosaic Co Tampa Facility | 10204 | FRCC | FRCC All | WH | 72.4 | 1 | 268020 |  |  |  |  | Estimated using an emission factor | 2386450
2019 | FL | Mosaic New Wales Operations | 10434 | FRCC | FRCC All | WH | 135.5 | 1 | 469525 |  |  |  |  | Estimated using an emission factor | 4180651.062
2019 | FL | Mosaic South Pierce Operations | 10004 | FRCC | FRCC All | WH | 45.5 | 1 | 254544 |  |  |  |  | Estimated using an emission factor | 2266460.969
2019 | FL | Mountain View Solar (FL) | 61664 | FRCC | FRCC All | SUN | 55
2019 | FL | Mulberry Cogeneration Facility | 54426 | FRCC | FRCC All | NG | 125.3 | 0.87904 | 392608 | 3024530.546 | 9.7425 | 0.04963 | 0.0064424 | EPA/NEI | 3440707.25 | 11.0831
2019 | FL | NA 1 | 7889 | FRCC | FRCC All | NG | 195
2019 | FL | Nassau Solar Center | 62914 | FRCC | FRCC All | SUN | 74.5
2019 | FL | Northern Preserve Solar | 62645 | FRCC | FRCC All | SUN | 74.5
2019 | FL | Northside | 667 | FRCC | FRCC All | BIT | 1407.1 |  | 3878239 | 46176103.25 | 345.4275 | 0.17814 | 0.014961 | EPA/NEI | 46176103.25 | 345.4275
2019 | FL | Okeechobee Clean Energy Center | 60345 | FRCC | FRCC All | NG | 1723.1 |  | 7082099 | 43471841 | 125.1213 | 0.035335 | 0.0057564 | NEI avg EF - PM, fuel type, firing type | 43471841 | 125.1213
2019 | FL | Okeechobee Solar | 62491 | FRCC | FRCC All | SUN | 74.5
2019 | FL | Okeelanta Cogeneration | 54627 | FRCC | FRCC All | AB | 128.9 | 0.05869 | 78872.648 | 473956.714 | 0.94981 | 0.024085 | 0.004008 | Estimated using an emission factor | 8075568.75 | 16.1834
2019 | FL | Oleander Power Project | 55286 | FRCC | FRCC All | NG | 994.4 |  | 189364.002 | 2130817.484 | 3.6943 | 0.039018 | 0.0034675 | EPA/NEI | 2130817.484 | 3.6943
2019 | FL | Orange Blossom Solar Center | 62919 | FRCC | FRCC All | SUN | 74.5
2019 | FL | Orange Cogeneration Facility | 54365 | FRCC | FRCC All | NG | 136.6 | 0.86455 | 393003.26 | 2775108.768 | 6.9045 | 0.035137 | 0.0049761 | EPA/NEI | 3209886.25 | 7.9863
2019 | FL | Orlando CoGen | 54466 | FRCC | FRCC All | NG | 122.4 | 0.93903 | 1014108 | 7513049.394 | 48.4295 | 0.095512 | 0.012892 | EPA/NEI | 8000841.5 | 51.5739
2019 | FL | Osceola | 55192 | FRCC | FRCC All | NG | 600
2019 | FL | Osceola Solar Facility | 59954 | FRCC | FRCC All | SUN | 3.8 |  | 6514 |  |  |  |  | Estimated using an emission factor | 58000
2019 | FL | Osprey Energy Center | 55412 | FRCC | FRCC All | NG | 644.2 |  | 2214152 | 16174912.5 | 65.7939 | 0.05943 | 0.0081353 | EPA/NEI | 16174912.5 | 65.7939
2019 | FL | P L Bartow | 634 | FRCC | FRCC All | NG | 1969.9 |  | 5839478 | 46087279 | 146.8009 | 0.050279 | 0.0063706 | EPA/NEI | 46087279 | 146.8009
2019 | FL | Palm Bay Solar | 62921 | FRCC | FRCC All | SUN | 74.5
2019 | FL | Palm Beach Renewable Energy Facility 1 | 50071 | FRCC | FRCC All | MSW | 62.3 |  | 351379 | 6352095.5 | 0.99093 | 0.0056402 | 0.000312 | Estimated using an emission factor | 6352095.5 | 0.99093
2019 | FL | Palm Beach Renewable Energy Facility 2 | 57898 | FRCC | FRCC All | MSW | 96 |  | 534905 | 8949745.5 | 6.9808 | 0.026101 | 0.00156 | Estimated using an emission factor | 8949745.5 | 6.9808
2019 | FL | Partnership Station | 55893 | FRCC | FRCC All | NG | 5.8
2019 | FL | Pasco Cnty Solid Waste Resource Recovery | 50666 | FRCC | FRCC All | MSW | 31.2 |  | 185523 | 3477646.375 | 2.7126 | 0.029242 | 0.00156 | Estimated using an emission factor | 3477646.375 | 2.7126
2019 | FL | Payne Creek Solar | 61665 | FRCC | FRCC All | SUN | 70.3 |  | 125417 |  |  |  |  | Estimated using an emission factor | 1116715
2019 | FL | Pea Ridge | 7715 | SRSO | SERC South | NG | 14.1 |  | 70419.999 | 1371285 | 3.7596 | 0.10678 | 0.0054834 | NEI avg EF - PM, fuel type, firing type | 1371285 | 3.7596
2019 | FL | Peace Creek Solar | 61666 | FRCC | FRCC All | SUN | 55.4 |  | 87980 |  |  |  |  | Estimated using an emission factor | 783372
2019 | FL | Pelican Solar Center | 62924 | FRCC | FRCC All | SUN | 74.5
2019 | FL | Pembroke Lakes Mall | 63256 | FRCC | FRCC All | SUN | 1.1 |  | 1784 |  |  |  |  | Estimated using an emission factor | 15884
2019 | FL | Pensacola Florida Plant | 10416 | SRSO | SERC South | NG | 102 | 0.30421 | 672688.75 | 3704798 | 12.1802 | 0.036214 | 0.0065754 | EPA/NEI; Estimated using an emission factor | 12178630.688 | 40.0396
2019 | FL | Perdido | 57502 | SRSO | SERC South | LFG | 4.8 |  | 23298 | 258107 | 1.8971 | 0.16285 | 0.0147 | EPA/NEI; Estimated using an emission factor | 258107 | 1.8971
2019 | FL | Perry Solar Facility | 60071 | FRCC | FRCC All | SUN | 5.1 |  | 8704 |  |  |  |  | Estimated using an emission factor | 77501
2019 | FL | Phillips | 748 | FRCC | FRCC All |  | 42
2019 | FL | Pinellas County Resource Recovery | 50884 | FRCC | FRCC All | MSW | 76.5 | 1 | 444947 | 8996677.5 | 7.0174 | 0.031543 | 0.00156 | Estimated using an emission factor | 8996677.5 | 7.0174
2019 | FL | Pioneer Trail Solar Energy Center | 61767 | FRCC | FRCC All | SUN | 74.5 |  | 131484 |  |  |  |  | Estimated using an emission factor | 1170733
2019 | FL | Polk | 7242 | FRCC | FRCC All | NG | 3351.3 |  | 6988914 | 47907273 | 45.0556 | 0.012893 | 0.001881 | EPA/NEI | 47907273 | 45.0556
2019 | FL | Port Charlotte Energy LLC | 59240 | FRCC | FRCC All | LFG | 3 |  | 8681 | 98629 | 0.72492 | 0.16701 | 0.0147 | Estimated using an emission factor | 98629 | 0.72492
2019 | FL | Port Everglades | 617 | FRCC | FRCC All | NG | 3062.4 |  | 7204963 | 46175215 | 142.5089 | 0.039559 | 0.0061725 | EPA/NEI | 46175215 | 142.5089
2019 | FL | Portland (FL) | 6192 | SRSO | SERC South | DFO | 11
2019 | FL | Putnam | 6246 | FRCC | FRCC All | NG | 580
2019 | FL | Quantum Pasco Power LP | 54424 | FRCC | FRCC All |  | 143.7 | 1 | 0 | 0 | 0 |  |  | EPA/NEI; Estimated using an emission factor | 0 | 0
2019 | FL | Reedy Creek | 7254 | FRCC | FRCC All | NG | 70 | 1 | 11199 | 139805.484 | 3.0236 | 0.53997 | 0.043254 | EPA/NEI | 139805.484 | 3.0236
2019 | FL | Rinehart | 57685 | FRCC | FRCC All | SUN | 10 |  | 0
2019 | FL | Rio Pinar | 637 | FRCC | FRCC All | DFO | 19.2
2019 | FL | Riviera Beach Energy Center | 619 | FRCC | FRCC All | NG | 1915.8 |  | 6439926 | 40670258 | 128.5825 | 0.039933 | 0.0063232 | EPA/NEI | 40670258 | 128.5825
2019 | FL | Rodeo Solar Center | 62917 | FRCC | FRCC All | SUN | 74.5
2019 | FL | RP-Orlando, LLC | 57565 | FRCC | FRCC All | SUN | 5.1 |  | 8654 |  |  |  |  | Estimated using an emission factor | 77056
2019 | FL | S O Purdom | 689 | FRCC | FRCC All | NG | 350.1 |  | 1300167 | 8469637 | 34.1425 | 0.05252 | 0.0080623 | EPA/NEI | 8469637 | 34.1425
2019 | FL | Sabal Palm Solar Center | 63110 | FRCC | FRCC All | SUN | 74.5
2019 | FL | Sanford | 620 | FRCC | FRCC All | NG | 2534 |  | 8486422 | 63604109 | 211.3331 | 0.049805 | 0.0066453 | EPA/NEI | 63604109 | 211.3331
2019 | FL | Santa Fe Solar Power Plant | 63517 | FRCC | FRCC All | SUN | 74.9
2019 | FL | Santa Rosa Energy Center | 55242 | SRSO | SERC South | NG | 274.5 | 1 | 1335947.96 | 9945393 | 23.6288 | 0.035374 | 0.0047517 | EPA/NEI | 9945393 | 23.6288
2019 | FL | Sarasota County LFGTE Facility | 59686 | FRCC | FRCC All | LFG | 6.4 |  | 38331 | 482831 | 3.5488 | 0.18517 | 0.0147 | EPA/NEI; Estimated using an emission factor | 482831 | 3.5488
2019 | FL | Scholz | 642 | SRSO | SERC South | BIT | 98
2019 | FL | Seminole (136) | 136 | FRCC | FRCC All | BIT | 3505 |  | 7054142 | 72081532 | 1070.4107 | 0.30348 | 0.0297 | EPA/NEI | 72081532 | 1070.4107
2019 | FL | Seminole Energy | 61780 | FRCC | FRCC All | LFG | 6.4 |  | 14274 | 188621 | 1.3864 | 0.19425 | 0.0147 | Estimated using an emission factor | 188621 | 1.3864
2019 | FL | Seminole Mill | 50803 | FRCC | FRCC All | NG | 30 | 0.22369 | 148690 | 807914.243 | 3.2528 | 0.043753 | 0.0080524 | NEI avg EF - PM, fuel type | 3611720.5 | 14.5416
2019 | FL | Shady Hills | 55414 | FRCC | FRCC All | NG | 1059.2 |  | 252972 | 2647416.812 | 9.0085 | 0.071221 | 0.0068055 | EPA/NEI | 2647416.812 | 9.0085
2019 | FL | Shady Hills Combined Cycle Facility | 63802 | FRCC | FRCC All | NG | 573
2019 | FL | Smith Street | 679 | FRCC | FRCC All | DFO | 12.5
2019 | FL | Solar Park Gainesville, LLC | 57438 | FRCC | FRCC All | SUN | 1.6 |  | 2273 |  |  |  |  | Estimated using an emission factor | 20239
2019 | FL | South District Wastewater Treatment Plt | 54624 | FRCC | FRCC All | OBG | 10.7 | 0.57906 | 14835 | 87861.711 | 0.64578 | 0.087062 | 0.0147 | EPA/NEI; Estimated using an emission factor | 151731 | 1.1152
2019 | FL | South Energy Center | 56518 | FRCC | FRCC All | NG | 11.5 | 0.46156 | 33431 | 197331.19 | 0.10683 | 0.0063912 | 0.0010828 | EPA/NEI; Estimated using an emission factor | 427529 | 0.23146
2019 | FL | South West Landfill | 7963 | FRCC | FRCC All | LFG | 2.4
2019 | FL | Southfork Solar | 62493 | FRCC | FRCC All | SUN | 74.5
2019 | FL | Southside Generating Station | 668 | FRCC | FRCC All | RFO | 231.6
2019 | FL | Space Coast Next Gen Solar Energy | 56930 | FRCC | FRCC All | SUN | 10 |  | 16554 |  |  |  |  | Estimated using an emission factor | 147397
2019 | FL | Springhill Gas Recovery Plant | 56522 | SRSO | SERC South | LFG | 4.8 |  | 36013.002 | 433032.984 | 3.1828 | 0.17676 | 0.0147 | Estimated using an emission factor | 433032.984 | 3.1828
2019 | FL | SRF Pulp Processing Facility | 58997 | FRCC | FRCC All | WDS | 20
2019 | FL | St Cloud | 685 | FRCC | FRCC All | NG | 29.9
2019 | FL | St Johns River Power Park | 207 | FRCC | FRCC All | BIT | 1358
2019 | FL | St Lucie | 6045 | FRCC | FRCC All | NUC | 2160 |  | 14965628 |  |  |  |  | Estimated using an emission factor | 156364160
2019 | FL | Standby Generation Plant | 50310 | SRSO | SERC South | NG | 13.7 | 1 | 15.999 | 315.004 | 6.6466e-05 | 0.0083087 | 0.000422 | Estimated using an emission factor | 315.004 | 6.6466e-05
2019 | FL | Stanton A | 55821 | FRCC | FRCC All | NG | 1017.3 |  | 1592084 | 11641320 | 38.4158 | 0.048258 | 0.0065999 | EPA/NEI | 11641320 | 38.4158
2019 | FL | Starratt Solar | 62940 | FRCC | FRCC All | SUN | 5 |  | 9579 |  |  |  |  | Estimated using an emission factor | 85293
2019 | FL | Stock Island | 6584 | FRCC | FRCC All | DFO | 134 |  | 2729 | 12966.043 | 0.15377 | 0.11269 | 0.023718 | NEI avg EF - PM, fuel type, firing type | 12966.043 | 0.15377
2019 | FL | Sub 12 | 61080 | FRCC | FRCC All | NG | 18.6 |  | 21885 | 194722 | 0.041086 | 0.0037547 | 0.000422 | Estimated using an emission factor | 194722 | 0.041086
2019 | FL | Sunshine Gateway Solar Energy Center | 61763 | FRCC | FRCC All | SUN | 74.5 |  | 145719 |  |  |  |  | Estimated using an emission factor | 1297482
2019 | FL | Suwannee River | 638 | FRCC | FRCC All | NG | 344.7 |  | 64398.999 | 891777 | 4.1952 | 0.13029 | 0.0094087 | EPA/NEI; Estimated using an emission factor | 891777 | 4.1952
2019 | FL | Suwannee River Chemical Complex | 50473 | FRCC | FRCC All | OTH | 27.3
2019 | FL | Suwannee Solar Facility | 60788 | FRCC | FRCC All | SUN | 8.8 |  | 18748 |  |  |  |  | Estimated using an emission factor | 166935
2019 | FL | Sweetbay Solar Center | 62394 | FRCC | FRCC All | SUN | 74.5
2019 | FL | Swift Creek Chemical Complex | 50474 | FRCC | FRCC All | OTH | 21 | 0.13065 | 104083 | 513919.011 | 0.10844 | 0.0020837 | 0.000422 | Estimated using an emission factor | 3933554.125 | 0.82998
2019 | FL | Tampa Electric Co NA 2 | 56352 | FRCC | FRCC All | NG | 982
2019 | FL | Tampa Electric Co NA 3 | 56353 | FRCC | FRCC All | NG | 99
2019 | FL | Tampa Electric Co NA 4 | 56354 | FRCC | FRCC All | NG | 200
2019 | FL | Taylor Creek Solar | 63583 | FRCC | FRCC All | SUN | 74.5
2019 | FL | Telogia Power | 50774 | FRCC | FRCC All | WDS | 14 |  | 89438 | 2040011.375 | 23.2686 | 0.52033 | 0.022812 | NEI avg EF - PM, fuel type | 2040011.375 | 23.2686
2019 | FL | The Mosaic Company, Plant City Facility | 50371 | FRCC | FRCC All | WH | 40.5 | 1 | 0
2019 | FL | TIA Solar | 59769 | FRCC | FRCC All | SUN | 1.6 |  | 2973 |  |  |  |  | Estimated using an emission factor | 26472
2019 | FL | Tiger Bay | 7699 | FRCC | FRCC All | NG | 278.1 |  | 711281 | 5297740 | 17.4824 | 0.049158 | 0.0066 | EPA/NEI | 5297740 | 17.4824
2019 | FL | Tom G Smith | 673 | FRCC | FRCC All | NG | 146.2 |  | 5054 | 9625.239 | 0.10747 | 0.042529 | 0.022331 | EPA/NEI | 9625.239 | 0.10747
2019 | FL | Trail Ridge Landfill Gas Recovery | 57123 | FRCC | FRCC All | LFG | 9.6 |  | 49470 | 569487.984 | 4.1857 | 0.16922 | 0.0147 | Estimated using an emission factor | 569487.984 | 4.1857
2019 | FL | Trailside Solar Center | 62916 | FRCC | FRCC All | SUN | 74.5
2019 | FL | Treasure Coast Energy Center | 56400 | FRCC | FRCC All | NG | 411.4 |  | 1787745 | 13199508 | 42.7976 | 0.047879 | 0.0064847 | EPA/NEI | 13199508 | 42.7976
2019 | FL | Trenton Solar Power Plant | 62543 | FRCC | FRCC All | SUN | 74.9 |  | 3275 |  |  |  |  | Estimated using an emission factor | 29161
2019 | FL | Tropicana Products Bradent | 50971 | FRCC | FRCC All | NG | 46.8 | 0.44948 | 191409 | 967373.959 | 2.6522 | 0.027713 | 0.0054834 | NEI avg EF - PM, fuel type, firing type | 2152218 | 5.9007
2019 | FL | Turkey Point | 621 | FRCC | FRCC All | NUC | 3678.7 |  | 19270170 | 35039185 | 115.8301 | 0.012022 | 0.0066115 | EPA/NEI; Estimated using an emission factor | 182708993 | 115.8301
2019 | FL | Twin Lakes | 62633 | FRCC | FRCC All | SUN | 74.5
2019 | FL | Twin Rivers Solar Power Plant | 63518 | FRCC | FRCC All | SUN | 74.9
2019 | FL | Union Springs Solar Center | 62923 | FRCC | FRCC All | SUN | 74.5
2019 | FL | University of Florida | 7345 | FRCC | FRCC All | NG | 54.2 | 1 | 327045 | 2801421 | 12.4898 | 0.07638 | 0.0089168 | EPA/NEI | 2801421 | 12.4898
2019 | FL | Unknown | 7738 |  |  | DFO | 1560
2019 | FL | Unnamed | 7890 | FRCC | FRCC All |  | 1159
2019 | FL | Unsited | 7744 | FRCC | FRCC All | NG | 896
2019 | FL | Vandolah Power Project | 55415 | FRCC | FRCC All | NG | 728 |  | 809905 | 8736485.125 | 27.8251 | 0.068712 | 0.0063699 | EPA/NEI; Estimated using an emission factor | 8736485.125 | 27.8251
2019 | FL | W E Swoope | 681 | FRCC | FRCC All | DFO | 5.1
2019 | FL | Walt Disney World Solar Facility | 59973 | FRCC | FRCC All | SUN | 4.9 |  | 6731 |  |  |  |  | Estimated using an emission factor | 59934
2019 | FL | Waste Management Naples LFGTE Project | 57168 | FRCC | FRCC All | LFG | 4 |  | 25656 | 315290 | 2.3174 | 0.18065 | 0.0147 | Estimated using an emission factor | 315290 | 2.3174
2019 | FL | West County Energy Center | 56407 | FRCC | FRCC All | NG | 4263 |  | 21486002 | 140580251 | 452.7467 | 0.042143 | 0.0064411 | EPA/NEI | 140580251 | 452.7467
2019 | FL | WestRock Panama City Mill | 50807 | SRSO | SERC South | BLQ | 34 | 0.073638 | 195430.536 | 1100096.5 | 3.4306 | 0.035108 | 0.006237 | EPA/NEI; Estimated using an emission factor | 14939252.75 | 46.5877
2019 | FL | Wheelabrator North Broward | 54033 | FRCC | FRCC All | MSW | 67.6
2019 | FL | Wheelabrator Ridge Energy | 54529 | FRCC | FRCC All | WDS | 45.5 |  | 15210 | 520448.5 | 5.9363 | 0.78058 | 0.022812 | NEI avg EF - PM, fuel type | 520448.5 | 5.9363
2019 | FL | Wheelabrator South Broward | 50887 | FRCC | FRCC All | MSW | 66 |  | 404370 | 8139662.5 | 0.63489 | 0.0031402 | 0.000156 | Estimated using an emission factor | 8139662.5 | 0.63489
2019 | FL | Wildflower Solar Energy Center | 61050 | FRCC | FRCC All | SUN | 74.5 |  | 162576 |  |  |  |  | Estimated using an emission factor | 1447577
2019 | FL | Wimauma Solar | 61667 | FRCC | FRCC All | SUN | 74.5
2019 | FL | Winston | 7997 | FRCC | FRCC All | DFO | 50 |  | 0
2019 | GA | 191 Peachtree Tower | 54818 | SRSO | SERC South | DFO | 2.4 | 1 | 0
2019 | GA | ADS Renewable Energy-Wolf Creek LLC | 60184 | SRSO | SERC South | LFG | 2.8 |  | 21191 | 228492 | 1.6794 | 0.1585 | 0.0147 | Estimated using an emission factor | 228492 | 1.6794
2019 | GA | AL Sandersville Energy Facility | 55672 | SRSO | SERC South | NG | 692 |  | 93046 | 922069.125 | 2.8436 | 0.061121 | 0.0061678 | EPA/NEI; Estimated using an emission factor | 922069.125 | 2.8436
2019 | GA | Albany Green Energy LLC | 60340 | SRSO | SERC South | WDS | 54.5 | 0.90965 | 308859 | 4621222.754 | 10.3312 | 0.066899 | 0.0044712 | EPA/NEI | 5080201 | 11.3573
2019 | GA | Allatoona | 760 | SRSO | SERC South | WAT | 86.6 |  | 192552 |  |  |  |  | NEI avg EF - PM, fuel type, firing type | 1714482.949
2019 | GA | Allen B Wilson Combustion Turbine Plant | 6258 | SRSO | SERC South | DFO | 317.6 |  | 69 | 41265.8 | 0.24406 | 7.0742 | 0.011829 | EPA/NEI | 41265.8 | 0.24406
2019 | GA | Arkwright | 699 | SRSO | SERC South |  | 213.8
2019 | GA | Athens Regional Medical Center | 55319 | SRSO | SERC South | DFO | 5.3 |  | 0
2019 | GA | Atkinson | 700 | SRSO | SERC South |  | 281.6
2019 | GA | Atlanta Falcons Solar | 62393 | SRSO | SERC South | SUN | 1 |  | 1455 |  |  |  |  | Estimated using an emission factor | 12956
2019 | GA | Atlanta Gift Mart LP | 54877 | SRSO | SERC South | DFO | 1.2 |  | 0
2019 | GA | Azalea Solar, LLC | 58482 | SRSO | SERC South | SUN | 7.7 |  | 13001 |  |  |  |  | Estimated using an emission factor | 115761
2019 | GA | Baconton Power | 55304 | SRSO | SERC South | NG | 242 |  | 248843 | 2407567.281 | 9.4081 | 0.075615 | 0.0078154 | NEI avg EF - PM, fuel type, firing type | 2407567.281 | 9.4081
2019 | GA | Bank of America Plaza | 55152 | SRSO | SERC South | DFO | 3 | 1 | 0
2019 | GA | Barnett Shoals | 701 | SRSO | SERC South | WAT | 2.8
2019 | GA | Bibb Jones | 62880 | SRSO | SERC South | SUN | 1 |  | 2049 |  |  |  |  | Estimated using an emission factor | 18244
2019 | GA | BJ Gas Recovery | 54392 | SRSO | SERC South | LFG | 2.4 |  | 1920 | 24597 | 0.18079 | 0.18832 | 0.0147 | EPA/NEI; Estimated using an emission factor | 24597 | 0.18079
2019 | GA | Blue Ridge | 757 | SRTV | SERC Tennessee Valley | WAT | 23.5 |  | 42230 |  |  |  |  | NEI avg EF - PM, fuel type, firing type | 376015.99
2019 | GA | Boulevard | 732 | SRSO | SERC South | DFO | 46.8 |  | -17 | 1723 | 0.014869 | 0 | 0.017259 | EPA/NEI; Estimated using an emission factor | 1723 | 0.014869
2019 | GA | Bowen | 703 | SRSO | SERC South | BIT | 3540.4 |  | 10987087 | 118872770 | 314.7918 | 0.057302 | 0.0052963 | EPA/NEI | 118872770 | 314.7918
2019 | GA | Brunswick Cellulose | 10605 | SRSO | SERC South | BLQ | 72.2 | 0.11198 | 487500.384 | 2696120.611 | 5.3261 | 0.021851 | 0.003951 | EPA/NEI; Estimated using an emission factor | 24077112.547 | 47.5637
2019 | GA | Buford | 759 | SRSO | SERC South | WAT | 217.2 |  | 270889 |  |  |  |  | EPA/NEI; Estimated using an emission factor | 2411995.078
2019 | GA | Burton Dam | 704 | SRSO | SERC South | WAT | 6 |  | 31133 |  |  |  |  | NEI avg EF - PM, fuel type, firing type | 277210
2019 | GA | Butler Solar Farm 20 | 59891 | SRSO | SERC South | SUN | 22 |  | 40460 |  |  |  |  | Estimated using an emission factor | 360255
2019 | GA | Butler Solar Project 103 | 59896 | SRSO | SERC South | SUN | 104 |  | 230207 |  |  |  |  | Estimated using an emission factor | 2049764
2019 | GA | Camilla Solar Energy Project | 61785 | SRSO | SERC South | SUN | 171.4
2019 | GA | Camilla Solar Plant | 58892 | SRSO | SERC South | SUN | 16 |  | 27556 |  |  |  |  | Estimated using an emission factor | 245359
2019 | GA | Camp Solar Plant | 58893 | SRSO | SERC South | SUN | 2.4 |  | 4148 |  |  |  |  | Estimated using an emission factor | 36935
2019 | GA | Carters | 6130 | SRSO | SERC South | WAT | 500 |  | 202647 |  |  |  |  | EPA/NEI; Estimated using an emission factor | 2233941
2019 | GA | Cedartown Battery Energy Storage Project | 60561 | SRSO | SERC South | MWH | 1 |  | -44 | 0 |  |  |  |  | 0
2019 | GA | Chattahoochee Energy Facility | 7917 | SRSO | SERC South | NG | 539.7 |  | 3327345 | 23360473 | 2.2192 | 0.0013339 | 0.00019 | EPA/NEI | 23360473 | 2.2192
2019 | GA | CII Methane Management III LFG Plant | 59650 | SRSO | SERC South | LFG | 1.6 |  | 6390 | 74725 | 0.54923 | 0.1719 | 0.0147 | Estimated using an emission factor | 74725 | 0.54923
2019 | GA | CNN Center | 54323 | SRSO | SERC South | DFO | 13 | 1 | 300 | 3032.999 | 0.47011 | 3.1341 | 0.31 | Estimated using an emission factor | 3032.999 | 0.47011
2019 | GA | Columbia Bryson | 62879 | SRSO | SERC South | SUN | 1.4 |  | 2896 |  |  |  |  | Estimated using an emission factor | 25786
2019 | GA | Comer Solar | 61554 | SRSO | SERC South | SUN | 2 |  | 3749 |  |  |  |  | Estimated using an emission factor | 33382
2019 | GA | Cool Springs Solar (Hybrid) | 63721 | SRSO | SERC South |  | 253
2019 | GA | Crisp Plant | 753 | SRSO | SERC South | NG | 17.5 |  | 74 | 2052 | 0.005626 | 0.15205 | 0.0054834 | NEI avg EF - PM, fuel type, firing type | 2052 | 0.005626
2019 | GA | Dahlberg (Jackson County) | 7765 | SRSO | SERC South | NG | 919 |  | 488534 | 6167878.281 | 11.4425 | 0.046844 | 0.0037104 | EPA/NEI | 6167878.281 | 11.4425
2019 | GA | Dalton 2 | 59556 | SRSO | SERC South | SUN | 6.5 |  | 9949 |  |  |  |  | Estimated using an emission factor | 88586
2019 | GA | Decatur County Solar Project | 59449 | SRSO | SERC South | SUN | 20 |  | 43053 |  |  |  |  | Estimated using an emission factor | 383343
2019 | GA | Decatur Parkway Solar Project, LLC | 59450 | SRSO | SERC South | SUN | 80 |  | 184912 |  |  |  |  | Estimated using an emission factor | 1646457
2019 | GA | Denver Braswell PV | 61441 | SRSO | SERC South | SUN | 1.4 |  | 2886 |  |  |  |  | Estimated using an emission factor | 25698
2019 | GA | Dougherty County Solar, LLC | 62375 | SRSO | SERC South | SUN | 120 |  | 14000 |  |  |  |  | Estimated using an emission factor | 124656
2019 | GA | Doyle Energy Facility | 55244 | SRSO | SERC South | NG | 409 |  | 98761 | 1240372 | 4.847 | 0.098157 | 0.0078154 | EPA/NEI; Estimated using an emission factor | 1240372 | 4.847
2019 | GA | Dublin Solar I | 60930 | SRSO | SERC South | SUN | 4.1 |  | 6982 |  |  |  |  | Estimated using an emission factor | 62169
2019 | GA | Edward L Addison Generating Plant | 55267 | SRSO | SERC South | NG | 701.2 |  | 369727 | 4109453.352 | 0.74218 | 0.0040147 | 0.00036121 | EPA/NEI | 4109453.352 | 0.74218
2019 | GA | Edwin I Hatch | 6051 | SRSO | SERC South | NUC | 1848 |  | 13916881 |  |  |  |  | Estimated using an emission factor | 145314624
2019 | GA | Effingham County Power, LLC | 55406 | SRSO | SERC South | NG | 596.6 |  | 2135027 | 15753988 | 1.4966 | 0.001402 | 0.00019 | EPA/NEI | 15753988 | 1.4966
2019 | GA | Emory Decatur Hospital | 54830 | SRSO | SERC South | DFO | 3.9 |  | 20 | 192 | 0.02976 | 2.976 | 0.31 | Estimated using an emission factor | 192 | 0.02976
2019 | GA | Emory Hillandale Hospital | 56231 | SRSO | SERC South | DFO | 3.1 |  | 4 | 71 | 0.011005 | 5.5025 | 0.31 | EPA/NEI; Estimated using an emission factor | 71 | 0.011005
2019 | GA | Flint River | 706 | SRSO | SERC South | WAT | 5.4 |  | 13950.999 |  |  |  |  | NEI avg EF - PM, fuel type, firing type | 124221
2019 | GA | Flint River Operations | 50465 | SRSO | SERC South | BLQ | 85.1 | 0.29437 | 443064.62 | 2353991.137 | 10.9932 | 0.049623 | 0.00934 | EPA/NEI; Estimated using an emission factor | 7996806.5 | 37.3453
2019 | GA | Fort Benning Solar Facility | 59862 | SRSO | SERC South | SUN | 30 |  | 53291 |  |  |  |  | Estimated using an emission factor | 474504
2019 | GA | Fort Gordon Solar Facility | 59863 | SRSO | SERC South | SUN | 30 |  | 56554 |  |  |  |  | Estimated using an emission factor | 503558
2019 | GA | Fort Stewart Solar Facility | 59865 | SRSO | SERC South | SUN | 30 |  | 54268 |  |  |  |  | Estimated using an emission factor | 483204
2019 | GA | Fort Valley State University Solar | 63062 | SRSO | SERC South | SUN | 10.8
2019 | GA | Freeman Avenue | 62887 | SRSO | SERC South | SUN | 1.4 |  | 1988 |  |  |  |  | Estimated using an emission factor | 17701
2019 | GA | Georgia College & State University Solar | 63282 | SRSO | SERC South | SUN | 3.5
2019 | GA | Georgia LFG Oak Grove Plant | 61385 | SRSO | SERC South | LFG | 6.6 |  | 38412.999 | 341803.008 | 2.5123 | 0.1308 | 0.0147 | Estimated using an emission factor | 341803.008 | 2.5123
2019 | GA | Georgia LFG Pine Ridge Plant | 61386 | SRSO | SERC South | LFG | 6.6 |  | 46215 | 393019.992 | 2.8887 | 0.12501 | 0.0147 | Estimated using an emission factor | 393019.992 | 2.8887
2019 | GA | Georgia LFG Richland Creek Plant | 61387 | SRSO | SERC South | LFG | 11 |  | 62593 | 645381.992 | 4.7436 | 0.15157 | 0.0147 | Estimated using an emission factor | 645381.992 | 4.7436
2019 | GA | Georgia Pacific Center | 54906 | SRSO | SERC South | DFO | 1.4 |  | 0
2019 | GA | Georgia Power at Jakin GA PV | 61397 | SRSO | SERC South | SUN | 1.5 |  | 3073 |  |  |  |  | Estimated using an emission factor | 27363
2019 | GA | Georgia Power at Swainsboro | 61459 | SRSO | SERC South | SUN | 2.9 |  | 6159 |  |  |  |  | Estimated using an emission factor | 54840
2019 | GA | Georgia Power at Wadley GA | 59843 | SRVC | SERC Virginia/Carolina | SUN | 1 |  | 1881 |  |  |  |  | Estimated using an emission factor | 16749
2019 | GA | Georgia-Pacific Cedar Springs | 54101 | SRSO | SERC South | WDS | 101.2 | 0.14793 | 554631 | 3118900.076 | 16.747 | 0.06039 | 0.010739 | EPA/NEI; Estimated using an emission factor | 21084087 | 113.211
2019 | GA | GPC3 | 7711 | SRSO | SERC South | NG | 660
2019 | GA | GPC4 | 7712 | SRSO | SERC South | NG | 570
2019 | GA | GPC5 | 7713 | SRSO | SERC South | NG | 930
2019 | GA | GPC6 | 7714 | SRSO | SERC South | NG | 570
2019 | GA | Graniteville Enterprise Division | 54462 | SRSO | SERC South | WAT | 1.2 |  | 1996 |  |  |  |  | NEI avg EF - PM, fuel type, firing type | 17771
2019 | GA | Graphic Packaging International Augusta Mill | 54358 | SRSO | SERC South | BLQ | 84.7 | 0.11844 | 367786.267 | 2082416.551 | 8.5413 | 0.046447 | 0.0082033 | EPA/NEI; Estimated using an emission factor | 17582436.75 | 72.1169
2019 | GA | Gratis Road Solar Facility | 61740 | SRSO | SERC South | SUN | 3 |  | 5750 |  |  |  |  | Estimated using an emission factor | 51197
2019 | GA | Greenville | 60512 | SRSO | SERC South | SUN | 1 |  | 1401 |  |  |  |  | Estimated using an emission factor | 12474
2019 | GA | GRP Franklin Renewable Energy Facility | 60550 | SRSO | SERC South | WDS | 58 |  | 33557.19 | 291008 | 3.3193 | 0.19783 | 0.022812 | NEI avg EF - PM, fuel type, firing type | 291008 | 3.3193
2019 | GA | GRP Madison Renewable Energy Facility | 61213 | SRSO | SERC South | WDS | 58 |  | 55297.07 | 501811 | 5.7237 | 0.20702 | 0.022812 | NEI avg EF - PM, fuel type, firing type | 501811 | 5.7237
2019 | GA | Guyton Community Solar | 62392 | SRSO | SERC South | SUN | 3.6 |  | 3950 |  |  |  |  | Estimated using an emission factor | 35170
2019 | GA | Hammond | 708 | SRSO | SERC South | BIT | 953 |  | 112595 | 1738630.5 | 5.7536 | 0.1022 | 0.0066186 | EPA/NEI; Estimated using an emission factor | 1738630.5 | 5.7536
2019 | GA | Harllee Branch | 709 | SRSO | SERC South | BIT | 1746.2
2019 | GA | Hartwell Energy Facility | 70454 | SRSO | SERC South | NG | 360 |  | 357120 | 4858800.25 | 18.9868 | 0.10633 | 0.0078154 | NEI avg EF - PM, fuel type, firing type | 4858800.25 | 18.9868
2019 | GA | Hartwell Lake | 754 | SRVC | SERC Virginia/Carolina | WAT | 420 |  | 636541.001 |  |  |  |  | NEI avg EF - PM, fuel type, firing type | 5667762.25
2019 | GA | Hawk Road Energy Facility | 55141 | SRSO | SERC South | NG | 495 |  | 561903.999 | 6371450.625 | 27.9128 | 0.099351 | 0.0087618 | EPA/NEI | 6371450.625 | 27.9128
2019 | GA | Hazlehurst II | 60554 | SRSO | SERC South | SUN | 52.5 |  | 108582 |  |  |  |  | Estimated using an emission factor | 966814
2019 | GA | Hazlehurst III | 62057 | SRSO | SERC South | SUN | 40 |  | 7817 |  |  |  |  | Estimated using an emission factor | 69603
2019 | GA | Hewlett Packard Enterprise | 54457 | SRSO | SERC South | DFO | 8 |  | 0
2019 | GA | Hickory Park Solar Hybrid | 63522 | SRSO | SERC South |  | 235.5
2019 | GA | Hickory Ridge Landfill Solar Project | 59459 | SRVC | SERC Virginia/Carolina | SUN | 1 |  | 0
2019 | GA | High Shoals Hydro (GA) | 10121 | SRSO | SERC South | WAT | 1.4 |  | 0
2019 | GA | Hopeful Solar LLC | 59892 | SRSO | SERC South | SUN | 20.7
2019 | GA | IKEA Savannah 490 | 58011 | SRSO | SERC South | SUN | 1.2 |  | 1188 |  |  |  |  | Estimated using an emission factor | 10579
2019 | GA | Imperial Savannah LP | 50146 | SRSO | SERC South | NG | 11.7 | 0.10253 | 50508 | 282888.788 | 1.139 | 0.0451 | 0.0080524 | NEI avg EF - PM, fuel type | 2758991.318 | 11.1083
2019 | GA | Inforum | 54290 | SRSO | SERC South | DFO | 1.3 | 1 | 0
2019 | GA | Inland Paperboard Packaging Rome | 10426 | SRSO | SERC South | BLQ | 77.9 | 0.1306 | 393834.403 | 2173302.792 | 15.4332 | 0.078374 | 0.014203 | EPA/NEI; Estimated using an emission factor | 16641185.25 | 118.1733
2019 | GA | International Paper Savanna Mill | 50398 | SRSO | SERC South | BLQ | 206.5 | 0.17527 | 601265 | 3471543.921 | 8.2347 | 0.027391 | 0.0047441 | EPA/NEI; Estimated using an emission factor | 19806841 | 46.983
2019 | GA | Interstate Paper LLC Riceboro | 54281 | SRSO | SERC South | BLQ | 14.5 | 0.094919 | 99370.529 | 573294.876 | 4.3528 | 0.087608 | 0.015185 | EPA/NEI; Estimated using an emission factor | 6039818.297 | 45.8582
2019 | GA | Jack McDonough | 710 | SRSO | SERC South | NG | 3446.8 |  | 19071850 | 130221391.5 | 436.1925 | 0.045742 | 0.0066992 | EPA/NEI | 130221391.5 | 436.1925
2019 | GA | Jesup Plant | 10560 | SRSO | SERC South | BLQ | 82 | 0.11372 | 449751.709 | 2481197.885 | 34.7185 | 0.15439 | 0.027985 | EPA/NEI; Estimated using an emission factor | 21818871 | 305.3032
2019 | GA | Kamin LLC Wrens Mine | 55961 | SRSO | SERC South | DFO | 2
2019 | GA | Kamin LLC Wrens Plant | 54880 | SRSO | SERC South | NG | 11.4 | 1 | 0
2019 | GA | Kimberly-Clark Solar | 62960 | SRSO | SERC South | SUN | 2.3 |  | 4237 |  |  |  |  | Estimated using an emission factor | 37725
2019 | GA | King Mill | 61000 | SRSO | SERC South | WAT | 2.2 |  | 7598 |  |  |  |  | NEI avg EF - PM, fuel type, firing type | 67653.002
2019 | GA | Kings Bay Solar Facility | 59864 | SRSO | SERC South | SUN | 31.5 |  | 59430 |  |  |  |  | EPA/NEI; Estimated using an emission factor | 529164
2019 | GA | Kraft | 733 | SRSO | SERC South |  | 352.4
2019 | GA | Lake Blackshear Project | 752 | SRSO | SERC South | WAT | 17.2 |  | 40775.001 |  |  |  |  | NEI avg EF - PM, fuel type, firing type | 363061.012
2019 | GA | Lakeland Solar Energy LLC | 58572 | SRSO | SERC South | SUN | 1.8 |  | 3843 |  |  |  |  | Estimated using an emission factor | 34217
2019 | GA | Laredo Bus Facility Solar Canopies | 58064 | SRSO | SERC South | SUN | 1 |  | 1866 |  |  |  |  | Estimated using an emission factor | 16617
2019 | GA | Live Oak Solar, LLC | 60063 | SRSO | SERC South | SUN | 51 |  | 102171 |  |  |  |  | Estimated using an emission factor | 909730
2019 | GA | Lloyd Shoals | 712 | SRSO | SERC South | WAT | 14.4 |  | 64018.998 |  |  |  |  | NEI avg EF - PM, fuel type, firing type | 570024
2019 | GA | Marine Corps Logistics Base Solar | 59876 | SRSO | SERC South | SUN | 31 |  | 58606 |  |  |  |  | Estimated using an emission factor | 521828
2019 | GA | MAS ASB Cogen Plant | 58484 | SRSO | SERC South | LFG | 6.6 | 1 | 43725 | 392572.992 | 2.8854 | 0.13198 | 0.0147 | Estimated using an emission factor | 392572.992 | 2.8854
2019 | GA | McCleskey Cotton | 62878 | SRSO | SERC South | SUN | 1.9 |  | 2084 |  |  |  |  | Estimated using an emission factor | 18557
2019 | GA | McIntosh (6124) | 6124 | SRSO | SERC South | SUB | 988 |  | 60005 | 958268.266 | 3.0733 | 0.10244 | 0.0064144 | EPA/NEI | 958268.266 | 3.0733
2019 | GA | McIntosh Combined Cycle Facility | 56150 | SRSO | SERC South | NG | 1376.6 |  | 8434782 | 59343384 | 195.0619 | 0.046252 | 0.006574 | EPA/NEI | 59343384 | 195.0619
2019 | GA | MCLB Landfill Gas to Energy | 59335 | SRSO | SERC South | OBG | 1.9 | 0.37278 | 6920 | 42988.099 | 0.31596 | 0.091319 | 0.0147 | Estimated using an emission factor | 115317 | 0.84758
2019 | GA | McManus | 715 | SRSO | SERC South | DFO | 703.7 |  | 9634.998 | 173872.998 | 0.97926 | 0.20327 | 0.011264 | EPA/NEI | 173872.998 | 0.97926
2019 | GA | MEAG1 | 7879 | SRSO | SERC South | NG | 170.9
2019 | GA | MEAG2 | 7880 | SRSO | SERC South | NG | 170.9
2019 | GA | MEAG3 | 7881 | SRSO | SERC South | NG | 170.9
2019 | GA | Mid-Georgia Cogeneration | 55040 | SRSO | SERC South | NG | 323 | 0.74364 | 230017 | 1444611.234 | 11.7106 | 0.10182 | 0.016213 | EPA/NEI | 1942628.25 | 15.7478
2019 | GA | Milstead | 54872 | SRSO | SERC South | WAT | 1 |  | 1931 |  |  |  |  | NEI avg EF - PM, fuel type, firing type | 17192
2019 | GA | Mitchell (GA) | 727 | SRSO | SERC South |  | 343.6
2019 | GA | Moody Air Force Base Solar | 62377 | SRSO | SERC South | SUN | 49.5
2019 | GA | Morgan Falls | 717 | SRSO | SERC South | WAT | 16.8 |  | 28859.999 |  |  |  |  | NEI avg EF - PM, fuel type, firing type | 256970
2019 | GA | Mount Vernon Solar | 60585 | SRSO | SERC South | SUN | 1 |  | 1918 |  |  |  |  | Estimated using an emission factor | 17078
2019 | GA | MPC Generating | 7764 | SRSO | SERC South | NG | 386.1 |  | 10496 | 123271.039 | 0.31736 | 0.060473 | 0.005149 | EPA/NEI | 123271.039 | 0.31736
2019 | GA | Multitrade Rabun Gap, LLC | 50201 | SRSO | SERC South | WDS | 22 | 1 | 117784 | 2124258.5 | 24.2295 | 0.41142 | 0.022812 | NEI avg EF - PM, fuel type | 2124258.5 | 24.2295
2019 | GA | Muscogee Public Works | 62881 | SRSO | SERC South | SUN | 1.5 |  | 3043 |  |  |  |  | Estimated using an emission factor | 27095
2019 | GA | Nacoochee | 718 | SRSO | SERC South | WAT | 4.8 |  | 20428 |  |  |  |  | NEI avg EF - PM, fuel type, firing type | 181889
2019 | GA | Naval Submarine Base Kings Bay | 54239 | SRSO | SERC South | DFO | 30 |  | 2900.004 | 27324.996 | 4.2354 | 2.9209 | 0.31 | Estimated using an emission factor | 27324.996 | 4.2354
2019 | GA | North Highlands | 719 | SRSO | SERC South | WAT | 29.6 |  | 152006 |  |  |  |  | NEI avg EF - PM, fuel type, firing type | 1353458.992
2019 | GA | Nottely | 758 | SRTV | SERC Tennessee Valley | WAT | 15.9 |  | 48504 |  |  |  |  | NEI avg EF - PM, fuel type, firing type | 431880.006
2019 | GA | OE_GA3 | 63350 | SRSO | SERC South | SUN | 57.5 |  | 5713 |  |  |  |  | Estimated using an emission factor | 50869
2019 | GA | Oil Dri 2 Solar | 62882 | SRSO | SERC South | SUN | 1.4 |  | 1898 |  |  |  |  | Estimated using an emission factor | 16900
2019 | GA | Old Midville Solar | 60741 | SRSO | SERC South | SUN | 19.7 |  | 42947 |  |  |  |  | Estimated using an emission factor | 382400
2019 | GA | Oliver Dam | 720 | SRSO | SERC South | WAT | 60 |  | 248671 |  |  |  |  | NEI avg EF - PM, fuel type, firing type | 2214166.031
2019 | GA | Pawpaw Solar Plant | 59894 | SRSO | SERC South | SUN | 30.5 |  | 66966 |  |  |  |  | Estimated using an emission factor | 596264
2019 | GA | PCA-Valdosta Mill | 60084 | SRSO | SERC South | BLQ | 69.9 | 0.15247 | 308769.704 | 1826713.951 | 9.3568 | 0.060607 | 0.010244 | EPA/NEI; Estimated using an emission factor | 11981120.172 | 61.3696
2019 | GA | Pecan Row Landfill To Electric Facility | 59221 | SRSO | SERC South | LFG | 6.4 |  | 34128 | 385391 | 2.8326 | 0.166 | 0.0147 | Estimated using an emission factor | 385391 | 2.8326
2019 | GA | Piedmont Green Power | 57909 | SRSO | SERC South | WDS | 60 |  | 418989 | 5224907.5 | 59.5958 | 0.28447 | 0.022812 | NEI avg EF - PM, fuel type | 5224907.5 | 59.5958
2019 | GA | PInova Inc | 10120 | SRSO | SERC South | WDS | 9.1 | 0 | 0
2019 | GA | Plant Washington | 56675 | SRSO | SERC South | SUB | 850
2019 | GA | Pleasant Valley Solar | 60586 | SRSO | SERC South | SUN | 2.5 |  | 4609 |  |  |  |  | Estimated using an emission factor | 41038
2019 | GA | Port Wentworth Mill | 50804 | SRSO | SERC South | BLQ | 72.3 | 0.32979 | 462967.35 | 4620178.167 | 19.1735 | 0.082829 | 0.0082999 | EPA/NEI; Estimated using an emission factor | 14009637 | 58.1392
2019 | GA | Quitman Solar | 62584 | SRSO | SERC South | SUN | 150 |  | 19146 |  |  |  |  | Estimated using an emission factor | 170476
2019 | GA | Richard B Russell | 6132 | SRVC | SERC Virginia/Carolina | WAT | 628 |  | 499588 |  |  |  |  | EPA/NEI; Estimated using an emission factor | 4074978
2019 | GA | Richland | 60513 | SRSO | SERC South | SUN | 1 |  | 926 |  |  |  |  | Estimated using an emission factor | 8245
2019 | GA | Richland Solar Center | 59874 | SRVC | SERC Virginia/Carolina | SUN | 20 |  | 42832 |  |  |  |  | Estimated using an emission factor | 381375
2019 | GA | Richmond Hayes Solar | 62884 | SRSO | SERC South | SUN | 2.3 |  | 3190 |  |  |  |  | Estimated using an emission factor | 28404
2019 | GA | Rincon Solar I | 60702 | SRSO | SERC South | SUN | 18.4 |  | 29822 |  |  |  |  | Estimated using an emission factor | 265536
2019 | GA | Riverside (GA) | 734 | SRSO | SERC South | NG | 105.9
2019 | GA | Riverwood 100 Building | 54816 | SRSO | SERC South | DFO | 1.1
2019 | GA | Riverwood International Macon Mill | 54464 | SRSO | SERC South | BLQ | 73.4 | 0.17026 | 480535.001 | 2667630.184 | 13.8862 | 0.057795 | 0.010411 | EPA/NEI; Estimated using an emission factor | 15668208.047 | 81.56
2019 | GA | Roberts Road Power Plant | 56867 | SRSO | SERC South | LFG | 1.4
2019 | GA | Robins | 7348 | SRSO | SERC South | NG | 183.8 |  | 21718 | 303722.906 | 1.0958 | 0.10091 | 0.0072159 | EPA/NEI | 303722.906 | 1.0958
2019 | GA | Robins Air Force Base Solar | 61648 | SRSO | SERC South | SUN | 128
2019 | GA | Rocky Mountain Hydroelectric Plant | 6189 | SRSO | SERC South | WAT | 847.8 |  | -531117 | [5 empty] | 0
2019 | GA | Rumble Road Energy Center | 57209 | SRSO | SERC South | NG | 0
2019 | GA | Savannah River Mill | 10361 | SRSO | SERC South | PC | 140.4 | 0.19581 | 199810 | 1167481.313 | 3.6433 | 0.036468 | 0.0062414 | EPA/NEI; Estimated using an emission factor | 5962285.75 | 18.6064
2019 | GA | Scherer | 6257 | SRSO | SERC South | SUB | 3564 |  | 12082963 | 143531964 | 80.1814 | 0.013272 | 0.0011173 | EPA/NEI | 143531964 | 80.1814
2019 | GA | Seminole | 60514 | SRSO | SERC South | SUN | 1.6 |  | 1277 |  |  |  |  | Estimated using an emission factor | 11372
2019 | GA | Sewell Creek Energy | 7813 | SRSO | SERC South | NG | 570 |  | 592577 | 6785729.625 | 26.5167 | 0.089496 | 0.0078154 | NEI avg EF - PM, fuel type, firing type | 6785729.625 | 26.5167
2019 | GA | Shepherd Center | 54813 | SRSO | SERC South | DFO | 2.9 |  | 0
2019 | GA | Sibley Mill | 54322 | SRSO | SERC South | WAT | 2.1 |  | 8818 |  |  |  |  | NEI avg EF - PM, fuel type, firing type | 78515
2019 | GA | Simon Solar Farm LLC | 58628 | SRSO | SERC South | SUN | 30 |  | 54751 |  |  |  |  | Estimated using an emission factor | 487502
2019 | GA | Sinclair Dam | 722 | SRSO | SERC South | WAT | 45 |  | 113355 |  |  |  |  | NEI avg EF - PM, fuel type, firing type | 1009315
2019 | GA | Smarr Energy Facility | 7829 | SRSO | SERC South | NG | 242 |  | 274270 | 3605176.25 | 39.7309 | 0.28972 | 0.022041 | EPA/NEI | 3605176.25 | 39.7309
2019 | GA | Snipesville | 62165 | SRSO | SERC South | SUN | 61
2019 | GA | Solar BESS Hybrid | 63535 | SRSO | SERC South |  | 2.5
2019 | GA | Solar Glynn | 60469 | SRSO | SERC South | SUN | 18 |  | 31274 |  |  |  |  | Estimated using an emission factor | 278465
2019 | GA | South Columbus Water Resource Facility | 57076 | SRSO | SERC South | OBG | 3.6 | 0.38028 | 276.7 | 1864.13 | 0.013701 | 0.099034 | 0.0147 | NEI avg EF - PM, fuel type, firing type | 4902 | 0.03603
2019 | GA | South Georgia Medical Center | 54848 | SRSO | SERC South | DFO | 6.7 |  | 0
2019 | GA | Sowega Power Project | 7768 | SRSO | SERC South | NG | 99.6 |  | 111497 | 1112781.5 | 1.6957 | 0.030416 | 0.0030476 | EPA/NEI | 1112781.5 | 1.6957
2019 | GA | SR Arlington I | 62436 | SRSO | SERC South | SUN | 20
2019 | GA | SR Arlington II | 62367 | SRSO | SERC South | SUN | 102.5 |  | 16653 |  |  |  |  | Estimated using an emission factor | 148278
2019 | GA | SR Hazlehurst | 59535 | SRSO | SERC South | SUN | 20 |  | 38189 |  |  |  |  | Estimated using an emission factor | 340035
2019 | GA | SR Odom | 63814 | SRSO | SERC South | SUN | 20
2019 | GA | SR Terrell | 62058 | SRSO | SERC South | SUN | 74
2019 | GA | State Farm Support Center East | 55274 | SRSO | SERC South | DFO | 10.8 |  | 30 | 406.002 | 0.06293 | 4.1954 | 0.31 | Estimated using an emission factor | 406.002 | 0.06293
2019 | GA | Stevens Creek | 736 | SRVC | SERC Virginia/Carolina | WAT | 17.6 |  | 82955 |  |  |  |  | NEI avg EF - PM, fuel type, firing type | 738632
2019 | GA | Sun Trust Plaza | 54845 | SRSO | SERC South | DFO | 2.4 |  | 17.64 | 41 | 0.006355 | 0.72052 | 0.31 | Estimated using an emission factor | 41 | 0.006355
2019 | GA | Superior Landfill Gas Recovery | 57026 | SRSO | SERC South | LFG | 6.4 |  | 38342 | 478027 | 3.5135 | 0.18327 | 0.0147 | Estimated using an emission factor | 478027 | 3.5135
2019 | GA | Talbot Energy Facility | 7916 | SRSO | SERC South | NG | 726 |  | 492906 | 6007112.375 | 58.6461 | 0.23796 | 0.019526 | EPA/NEI | 6007112.375 | 58.6461
2019 | GA | Tallassee Hydro Project | 7191 | SRSO | SERC South | WAT | 2.3 |  | 7198 |  |  |  |  | NEI avg EF - PM, fuel type, firing type | 64092
2019 | GA | Tallulah Falls | 723 | SRSO | SERC South | WAT | 72 |  | 194713.998 |  |  |  |  | NEI avg EF - PM, fuel type, firing type | 1733732.062
2019 | GA | Taylor | 56870 | SRSO | SERC South | LFG | 8 |  | 33083 | 426475 | 3.1346 | 0.1895 | 0.0147 | Estimated using an emission factor | 426475 | 3.1346
2019 | GA | Taylor County Solar | 59897 | SRSO | SERC South | SUN | 148 |  | 295930 |  |  |  |  | Estimated using an emission factor | 2634962
2019 | GA | Tech Square Microgrid | 63775 | SRSO | SERC South |  | 1.4
2019 | GA | Telfair Thompson | 62883 | SRSO | SERC South | SUN | 1.9 |  | 4524 |  |  |  |  | Estimated using an emission factor | 40282
2019 | GA | Tenaska Georgia Generating Station | 55061 | SRSO | SERC South | NG | 1099.2 |  | 127138.998 | 1321794.281 | 2.1704 | 0.034142 | 0.003284 | EPA/NEI | 1321794.281 | 2.1704
2019 | GA | Terrora | 724 | SRSO | SERC South | WAT | 16 |  | 48395 |  |  |  |  | NEI avg EF - PM, fuel type, firing type | 430911
2019 | GA | Thomas A. Smith Energy Facility | 55382 | SRSO | SERC South | NG | 1192 |  | 6325926 | 46669064 | 147.0464 | 0.04649 | 0.0063017 | EPA/NEI | 46669064 | 147.0464
2019 | GA | Tri-County Solar Facility | 60544 | SRSO | SERC South | SUN | 1 |  | 1859 |  |  |  |  | Estimated using an emission factor | 16553
2019 | GA | Troup RC50 | 62885 | SRSO | SERC South | SUN | 2.3 |  | 3567 |  |  |  |  | Estimated using an emission factor | 31761
2019 | GA | Tugalo | 725 | SRSO | SERC South | WAT | 44.8 |  | 119650 |  |  |  |  | NEI avg EF - PM, fuel type, firing type | 1065362
2019 | GA | Twiggs Solar | 61696 | SRSO | SERC South | SUN | 200
2019 | GA | Upson Rocky Creek Solar Plant | 58485 | SRSO | SERC South | SUN | 1 |  | 1221 |  |  |  |  | Estimated using an emission factor | 10870
2019 | GA | Valdosta | 10859 | SRSO | SERC South | WDS | 2.5
2019 | GA | Valdosta | 60448 | SRSO | SERC South | SUN | 1 |  | 1522 |  |  |  |  | Estimated using an emission factor | 13552
2019 | GA | Valdosta Prison | 61468 | SRSO | SERC South | SUN | 1 |  | 2056 |  |  |  |  | Estimated using an emission factor | 18304
2019 | GA | Valdosta Water Treatment Plant | 54839 | SRSO | SERC South | DFO | 3.4 |  | 0
2019 | GA | Vidalia Water Treatment Plant | 60515 | SRSO | SERC South | SUN | 1 |  | 926 |  |  |  |  | Estimated using an emission factor | 8245
2019 | GA | Vogtle | 649 | SRSO | SERC South | NUC | 4630 |  | 19674300 |  |  |  |  | EPA/NEI; Estimated using an emission factor | 205431344
2019 | GA | W R Clayton Plant | 7968 | SRSO | SERC South | NG | 513
2019 | GA | Wallace Dam | 6087 | SRSO | SERC South | WAT | 321.2 |  | 16932 |  |  |  |  | EPA/NEI; Estimated using an emission factor | 696203
2019 | GA | Walter F George | 761 | SRSO | SERC South | WAT | 168 |  | 472142 |  |  |  |  | NEI avg EF - PM, fuel type, firing type | 4203953
2019 | GA | Walton Bainbridge Power Facility | 56015 | SRSO | SERC South | DFO | 80 |  | 0 | 670.5 | 0.00063598 |  | 0.001897 | EPA/NEI | 670.5 | 0.00063598
2019 | GA | Walton County Power | 55128 | SRSO | SERC South | NG | 494.1 |  | 458156.001 | 4735173.25 | 4.194 | 0.018308 | 0.0017714 | EPA/NEI | 4735173.25 | 4.194
2019 | GA | Wansley (6052) | 6052 | SRSO | SERC South | BIT | 1956.8 |  | 1815800 | 23153629 | 78.6056 | 0.08658 | 0.0067899 | EPA/NEI | 23153629 | 78.6056
2019 | GA | Wansley (7946) | 7946 | SRSO | SERC South | NG | 594.1 |  | 3069769 | 21158752 | 81.4355 | 0.053056 | 0.0076976 | EPA/NEI | 21158752 | 81.4355
2019 | GA | Wansley CC (55965) | 55965 | SRSO | SERC South | NG | 1239 |  | 8846763 | 61181565 | 239.4494 | 0.054133 | 0.0078275 | EPA/NEI | 61181565 | 239.4494
2019 | GA | Washington County Power | 55332 | SRSO | SERC South | NG | 795.6 |  | 223658 | 2364535.375 | 10.6789 | 0.095493 | 0.0090325 | EPA/NEI | 2364535.375 | 10.6789
2019 | GA | Waynesboro Community Solar | 62409 | SRSO | SERC South | SUN | 2.4 |  | 2398 |  |  |  |  | Estimated using an emission factor | 21352
2019 | GA | West Point (GA) | 6133 | SRSO | SERC South | WAT | 73.3 |  | 249679 |  |  |  |  | NEI avg EF - PM, fuel type, firing type | 2223142.93
2019 | GA | WestRock Southeast, LLC. | 54004 | SRSO | SERC South | WDS | 82.1 | 0.21546 | 221798 | 1221719.544 | 13.2084 | 0.1191 | 0.021623 | EPA/NEI; Estimated using an emission factor | 5670244.868 | 61.3027
2019 | GA | White Oak Solar, LLC | 60082 | SRSO | SERC South | SUN | 76.5 |  | 152616 |  |  |  |  | Estimated using an emission factor | 1358893
2019 | GA | White Pine Solar, LLC | 60064 | SRSO | SERC South | SUN | 101.2 |  | 200621 |  |  |  |  | Estimated using an emission factor | 1786331
2019 | GA | Wilkinson DeFore | 62886 | SRSO | SERC South | SUN | 2.3 |  | 2934 |  |  |  |  | Estimated using an emission factor | 26124
2019 | GA | Yates | 728 | SRSO | SERC South | NG | 1487.3 |  | 2053086 | 22493665 | 82.8963 | 0.080753 | 0.0073706 | EPA/NEI | 22493665 | 82.8963
2019 | GA | YKK USA Chestney | 54566 | SRSO | SERC South | DFO | 7.1 |  | 0
2019 | GA | Yonah | 729 | SRSO | SERC South | WAT | 22.5 |  | 70494.999 |  |  |  |  | NEI avg EF - PM, fuel type, firing type | 627687.984
2019 | HI | AES Hawaii | 10673 | HIOA | HICC Oahu | SUB | 203 | 1 | 1317325 | 14346811.5 | 123.2694 | 0.18715 | 0.017184 | NEI avg EF - PM, fuel type | 14346811.5 | 123.2694
2019 | HI | AES Kekaha Solar, LLC Hybrid | 63280 | HIMS | HICC Miscellaneous | SUN | 28 |  | 498 |  |  |  |  | EPA/NEI; Estimated using an emission factor | 4434
2019 | HI | AES LAWAI SOLAR Hybrid | 61068 | HIMS | HICC Miscellaneous | SUN | 40 |  | 37501 |  |  |  |  | EPA/NEI; Estimated using an emission factor | 333909
2019 | HI | AES Waikoloa Solar Hybrid | 63900 |  |  |  | 60
2019 | HI | Aloha Solar Energy Fund 1 PK1 | 58659 | HIOA | HICC Oahu | SUN | 5 |  | 8708 |  |  |  |  | Estimated using an emission factor | 77535
2019 | HI | Auwahi Wind Energy Hybrid | 57996 | HIMS | HICC Miscellaneous | WND | 35 |  | 86310 | 0 |  |  |  | EPA/NEI; Estimated using an emission factor | 771531
2019 | HI | Biomass to Energy Facility, Kauai | 59035 | HIMS | HICC Miscellaneous |  | 10.3 |  | 51571.36 | 2078 | 0.32148 | 0.012468 | 0.30942 | EPA/NEI; Estimated using an emission factor | 754458.812 | 0.32148
2019 | HI | Campbell Industrial Park | 56329 | HIOA | HICC Oahu | DFO | 113 |  | 99232 | 1703597 | 14.7015 | 0.2963 | 0.017259 | NEI avg EF - PM, fuel type, firing type | 1703597 | 14.7015
2019 | HI | Campbell Industrial Park BESS | 61851 | HIOA | HICC Oahu | MWH | 1 |  | -4 | 0 |  |  |  |  | 0
2019 | HI | CEIP Substation Distributed Generation | 56515 | HIOA | HICC Oahu | DFO | 4.8
2019 | HI | EE Waianae Solar Project | 61172 | HIOA | HICC Oahu | SUN | 28.3 |  | 66982 |  |  |  |  | Estimated using an emission factor | 596409
2019 | HI | Ewa Nui Substation DG | 56330 | HIOA | HICC Oahu | DFO | 9.6
2019 | HI | Gay Robinson | 50333 | HIMS | HICC Miscellaneous | WAT | 13.5 |  | 33313 |  |  |  |  | EPA/NEI; Estimated using an emission factor | 296619.992
2019 | HI | H Power | 10334 | HIOA | HICC Oahu | MSW | 99.4 |  | 413081 | 7919503.5 | 6.1772 | 0.029908 | 0.00156 | EPA/NEI; Estimated using an emission factor | 7919503.5 | 6.1772
2019 | HI | Hale Kuawehi Solar Hybrid | 62529 | HIMS | HICC Miscellaneous |  | 60
2019 | HI | Hamakua Energy Plant | 55369 | HIMS | HICC Miscellaneous | WO | 66 |  | 402285 | 3365958.375 | 521.7235 | 2.5938 | 0.31 | EPA/NEI; Estimated using an emission factor | 3365958.375 | 521.7235
2019 | HI | Hana Substation | 56055 | HIMS | HICC Miscellaneous | DFO | 2 |  | 125 | 1430 | 0.22165 | 3.5464 | 0.31 | Estimated using an emission factor | 1430 | 0.22165
2019 | HI | Hawaii Cogen | 10194 | HIOA | HICC Oahu | WO | 12.2 | 0.29622 | 46472 | 251278.286 | 38.9482 | 1.6762 | 0.31 | EPA/NEI; Estimated using an emission factor | 848298.016 | 131.4862
2019 | HI | Hawi Wind Farm | 56447 | HIMS | HICC Miscellaneous | WND | 10.6 |  | 31462 |  |  |  |  | Estimated using an emission factor | 280138
2019 | HI | Helemano Substation DG | 56332 | HIOA | HICC Oahu | DFO | 4.8
2019 | HI | HNL Emergency Power Facility | 58469 | HIOA | HICC Oahu | OBL | 10 |  | 678 | 6417 | 0.5679 | 1.6752 | 0.177 | Estimated using an emission factor | 6417 | 0.5679
2019 | HI | Honolulu | 764 | HIOA | HICC Oahu | RFO | 104.4
2019 | HI | Ho'Ohana Solar 1 | 63723 |  |  |  | 104
2019 | HI | Hu Honua Bioenergy Facility | 61364 | HIMS | HICC Miscellaneous | OBS | 36
2019 | HI | Iwilei Tank Farm DG | 56331 | HIOA | HICC Oahu | DFO | 4.8
2019 | HI | Kahe | 765 | HIOA | HICC Oahu | RFO | 609.7 |  | 2336309 | 24704553.75 | 121.9795 | 0.10442 | 0.0098751 | NEI avg EF - PM, fuel type, firing type | 24704553.75 | 121.9795
2019 | HI | Kaheawa Pastures Wind Farm Hybrid | 56449 | HIMS | HICC Miscellaneous | WND | 30 |  | 88849 |  |  |  |  | Estimated using an emission factor | 791112
2019 | HI | Kaheawa Wind Power II LLC | 57082 | HIMS | HICC Miscellaneous | WND | 31 |  | 63843 |  |  |  |  | EPA/NEI; Estimated using an emission factor | 568457
2019 | HI | Kaheka Hydro | 55864 | HIMS | HICC Miscellaneous | WAT | 4.5 |  | 825 |  |  |  |  | NEI avg EF - PM, fuel type, firing type | 7346.001
2019 | HI | Kahuku Wind Power LLC | 57087 | HIOA | HICC Oahu | WND | 45 |  | 54199 |  |  |  |  | EPA/NEI; Estimated using an emission factor | 482588
2019 | HI | Kahului | 6056 | HIMS | HICC Miscellaneous | RFO | 34 |  | 162612 | 2417798.734 | 11.0606 | 0.13604 | 0.0091493 | NEI avg EF - PM, fuel type | 2417798.734 | 11.0606
2019 | HI | Kalaeloa Cogen Plant | 54646 | HIOA | HICC Oahu | RFO | 299.4 | 0.89492 | 1261302 | 9918799.287 | 1529.043 | 2.4245 | 0.30831 | Estimated using an emission factor | 11083485.432 | 1708.5864
2019 | HI | Kalaeloa Renewable Energy Park | 58651 | HIOA | HICC Oahu | SUN | 5 |  | 8070 |  |  |  |  | Estimated using an emission factor | 71855
2019 | HI | Kalaeloa Solar Two | 58259 | HIOA | HICC Oahu | SUN | 5 |  | 11269 |  |  |  |  | Estimated using an emission factor | 100338
2019 | HI | Kalaeoloa Pole Yard DG | 56514 | HIOA | HICC Oahu | DFO | 4.8
2019 | HI | Kalaheo Hydro | 10412 | HIMS | HICC Miscellaneous | WAT | 3.1 |  | 4450 |  |  |  |  | EPA/NEI; Estimated using an emission factor | 39624
2019 | HI | Kamaoa Wind Farm | 54390 | HIMS | HICC Miscellaneous | WND | 9.2
2019 | HI | Kanoelehua | 769 | HIMS | HICC Miscellaneous | DFO | 21 |  | 898 | 25420.999 | 0.94464 | 2.1039 | 0.07432 | EPA/NEI; Estimated using an emission factor | 25420.999 | 0.94464
2019 | HI | Kapaa Photovoltaic Project | 57525 | HIMS | HICC Miscellaneous | SUN | 1 |  | 1799 |  |  |  |  | Estimated using an emission factor | 16019
2019 | HI | Kapaia Power Station | 56258 | HIMS | HICC Miscellaneous | OTH | 39.1 |  | 174281 | 1591690 |  |  |  |  | 1591690
2019 | HI | Kapolei Solar Energy Park | 58684 | HIOA | HICC Oahu | SUN | 1 |  | 1803 |  |  |  |  | Estimated using an emission factor | 16054
2019 | HI | Kawailoa Solar | 60125 | HIOA | HICC Oahu | SUN | 49 |  | 6019 |  |  |  |  | Estimated using an emission factor | 53593
2019 | HI | Kawailoa Wind | 57529 | HIOA | HICC Oahu | WND | 69 |  | 93186 |  |  |  |  | Estimated using an emission factor | 829729
2019 | HI | Keahole | 8083 | HIMS | HICC Miscellaneous | DFO | 96.6 |  | 301880.999 | 2978892.001 | 13.5531 | 0.089791 | 0.0090995 | EPA/NEI; Estimated using an emission factor | 2978892.001 | 13.5531
2019 | HI | Kihei Solar Farm | 61099 | HIMS | HICC Miscellaneous | SUN | 2.9 |  | 3145 |  |  |  |  | Estimated using an emission factor | 28003
2019 | HI | KIUC Kapaia PV and BA Storage Project Hybrid | 60546 | HIMS | HICC Miscellaneous | SUN | 28 |  | 21882 |  |  |  |  | EPA/NEI; Estimated using an emission factor | 194836
2019 | HI | KRS I Anahola Solar Hybrid | 58639 | HIMS | HICC Miscellaneous | SUN | 18 |  | 17648 | 0 |  |  |  | EPA/NEI; Estimated using an emission factor | 160263
2019 | HI | KRS II Koloa Solar | 58640 | HIMS | HICC Miscellaneous | SUN | 13.5 |  | 17726 |  |  |  |  | EPA/NEI; Estimated using an emission factor | 157833
2019 | HI | Ku'ia Solar | 61101 | HIMS | HICC Miscellaneous | SUN | 2.9 |  | 4558 |  |  |  |  | Estimated using an emission factor | 40585
2019 | HI | Kupehau | 63799 |  |  |  | 120
2019 | HI | Lalamilo Windfarm | 7769 | HIMS | HICC Miscellaneous | WND | 2.2
2019 | HI | Lanai Solar-Electric Plant | 56667 | HIMS | HICC Miscellaneous | SUN | 1.2 |  | 1466.004 |  |  |  |  | Estimated using an emission factor | 13055.004
2019 | HI | Lanikuhana Solar LLC | 58281 | HIOA | HICC Oahu | SUN | 14.7 |  | 13848 |  |  |  |  | Estimated using an emission factor | 123303
2019 | HI | Maalaea | 6504 | HIMS | HICC Miscellaneous | DFO | 229.8 |  | 701216.996 | 6522410.961 | 328.0323 | 0.93561 | 0.10059 | EPA/NEI; Estimated using an emission factor | 6522410.961 | 328.0323
2019 | HI | Mauka FIT One | 58662 | HIOA | HICC Oahu | SUN | 3.5
2019 | HI | Miki Basin | 7264 | HIMS | HICC Miscellaneous | DFO | 10.4 |  | 31226 | 315461.996 | 48.8966 | 3.1318 | 0.31 | Estimated using an emission factor | 315461.996 | 48.8966
2019 | HI | Mililani South Solar Farm | 57242 | HIOA | HICC Oahu | SUN | 5
2019 | HI | Na Pua Makani Wind Project | 58837 | HIOA | HICC Oahu | WND | 27.6
2019 | HI | Paeahu Solar Hybrid | 62534 | HIMS | HICC Miscellaneous |  | 30
2019 | HI | Paia Hydroelectric Plant | 58277 | HIMS | HICC Miscellaneous | WAT | 1.3 |  | 0
2019 | HI | Pakini Nui Wind Farm | 56378 | HIMS | HICC Miscellaneous | WND | 21 |  | 111121 |  |  |  |  | Estimated using an emission factor | 989422
2019 | HI | Palaau Power Hybrid | 792 | HIMS | HICC Miscellaneous | DFO | 17.1 |  | 32424.998 | 330680 | 51.2554 | 3.1615 | 0.31 | EPA/NEI; Estimated using an emission factor | 330680 | 51.2554
2019 | HI | Pearl City Peninsula Solar Park | 58676 | HIOA | HICC Oahu | SUN | 1 |  | 1735 |  |  |  |  | Estimated using an emission factor | 15450
2019 | HI | Port Allen (HI) | 6474 | HIMS | HICC Miscellaneous | DFO | 99.5 |  | 71322.999 | 706375.246 | 101.4839 | 2.8458 | 0.28734 | EPA/NEI; Estimated using an emission factor | 706375.246 | 101.4839
2019 | HI | Port Allen Solar | 58549 | HIMS | HICC Miscellaneous | SUN | 6 |  | 11121 |  |  |  |  | Estimated using an emission factor | 99022
2019 | HI | Puna | 7130 | HIMS | HICC Miscellaneous | RFO | 39.1 |  | 62075 | 876199.812 | 5.4329 | 0.17504 | 0.012401 | EPA/NEI; Estimated using an emission factor | 876199.812 | 5.4329
2019 | HI | Puna Geothermal Venture I | 52028 | HIMS | HICC Miscellaneous | GEO | 51 |  | 0
2019 | HI | Puueo | 771 | HIMS | HICC Miscellaneous | WAT | 4.6 |  | 11467 |  |  |  |  | EPA/NEI; Estimated using an emission factor | 102103
2019 | HI | Schofield Generating Station | 60328 | HIOA | HICC Oahu | OBL | 50.4 |  | 50700 | 436535.016 | 38.6333 | 1.524 | 0.177 | Estimated using an emission factor | 436535.016 | 38.6333
2019 | HI | Shipman | 6478 | HIMS | HICC Miscellaneous | RFO | 18.5
2019 | HI | Tesoro Hawaii | 10093 | HIOA | HICC Oahu | WO | 20 | 0.4776 | 166180 | 862255.348 | 133.6495 | 1.6085 | 0.31 | Estimated using an emission factor | 1805391 | 279.8356
2019 | HI | W H Hill | 772 | HIMS | HICC Miscellaneous | RFO | 37.1 |  | 172345 | 2332595.375 | 10.6708 | 0.12383 | 0.0091493 | NEI avg EF - PM, fuel type | 2332595.375 | 10.6708
2019 | HI | Waiau | 766 | HIOA | HICC Oahu | RFO | 474.6 |  | 1002196 | 11107990.672 | 52.6936 | 0.10516 | 0.0094875 | NEI avg EF - PM, fuel type, firing type | 11107990.672 | 52.6936
2019 | HI | Waiau Hydro | 774 | HIMS | HICC Miscellaneous | WAT | 1 |  | 0
2019 | HI | Waihonu North Solar | 58655 | HIOA | HICC Oahu | SUN | 5 |  | 8338 |  |  |  |  | Estimated using an emission factor | 74242.998
2019 | HI | Waihonu South Solar | 58656 | HIOA | HICC Oahu | SUN | 1.5 |  | 2781 |  |  |  |  | Estimated using an emission factor | 24762.999
2019 | HI | Wailuku River Hydroelectric | 54827 | HIMS | HICC Miscellaneous | WAT | 10.4 |  | 23951 |  |  |  |  | NEI avg EF - PM, fuel type, firing type | 213259
2019 | HI | Waimea | 768 | HIMS | HICC Miscellaneous | DFO | 10.5 |  | 963.999 | 10250.001 | 1.5888 | 3.2962 | 0.31 | EPA/NEI; Estimated using an emission factor | 10250.001 | 1.5888
2019 | HI | Wainiha Hydro | 10413 | HIMS | HICC Miscellaneous | WAT | 3.6 |  | 20536 |  |  |  |  | NEI avg EF - PM, fuel type, firing type | 182852
2019 | HI | Waipio Solar | 60024 | HIOA | HICC Oahu | SUN | 45.9 |  | 16354 |  |  |  |  | Estimated using an emission factor | 145617
2019 | HI | West Loch Solar One | 61987 | HIOA | HICC Oahu | SUN | 20 |  | 4536 |  |  |  |  | Estimated using an emission factor | 40389
2019 | IA | Adair Wind Farm | 56810 | MROW | MRO West | WND | 174.8 |  | 393032 |  |  |  |  | Estimated using an emission factor | 3499557
2019 | IA | Adams Wind | 59637 | MROW | MRO West | WND | 154.3 |  | 457393.999 |  |  |  |  | Estimated using an emission factor | 4072637.102
2019 | IA | Agency GT | 7706 | MROW | MRO West | NG | 78.8
2019 | IA | AgriReNew | 59181 | MROW | MRO West | OBG | 1 | 0.090745 | 4153 | 26063.263 | 0.28148 | 0.13556 | 0.0216 | Estimated using an emission factor | 287215 | 3.1019
2019 | IA | Algona | 1120 | MROW | MRO West | DFO | 19.3 |  | 428.999 | 4452.001 | 0.69006 | 3.2171 | 0.31 | EPA/NEI; Estimated using an emission factor | 4452.001 | 0.69006
2019 | IA | Allendorf | 56215 | MROW | MRO West | WND | 5.8 |  | 1472 |  |  |  |  | EPA/NEI; Estimated using an emission factor | 13107
2019 | IA | Alliant SBD 8501 Aegon LI | 54714 | MROW | MRO West | DFO | 3.1 |  | 16.66 | 256.001 | 0.039606 | 4.7546 | 0.30942 | NEI avg EF - PM, fuel type, firing type | 256.001 | 0.039606
2019 | IA | Alliant SBD 8601 Quad Graphics | 54720 | MROW | MRO West | DFO | 3.6 |  | 0
2019 | IA | Alliant SBD 8602 Marion Sub | 54716 | MROW | MRO West | DFO | 5.6 |  | 27.44 | 421 | 0.065255 | 4.7562 | 0.31 | Estimated using an emission factor | 421 | 0.065255
2019 | IA | Alliant SBD 8603 Donnelley | 54713 | MROW | MRO West | DFO | 1
2019 | IA | Alliant SBD 9106 Rockwell CR | 54717 | MROW | MRO West | DFO | 16 |  | 223.44 | 3415 | 0.52933 | 4.738 | 0.31 | Estimated using an emission factor | 3415 | 0.52933
2019 | IA | Alliant SBD 9107 JBS USA | 54715 | MROW | MRO West | DFO | 11.4 |  | 15.682 | 234.997 | 0.036425 | 4.6454 | 0.31 | Estimated using an emission factor | 234.997 | 0.036425
2019 | IA | Alliant SBD 9201 Norplex | 54712 | MROW | MRO West | DFO | 2.1 |  | 103 | 1606 | 0.24893 | 4.8336 | 0.31 | Estimated using an emission factor | 1606 | 0.24893
2019 | IA | Alliant SBD 9203 Profol | 54719 | MROW | MRO West | DFO | 5.6 |  | 191.999 | 2151 | 0.33341 | 3.473 | 0.31 | Estimated using an emission factor | 2151 | 0.33341
2019 | IA | Alliant SBD 9205 A Y McDonald | 54710 | MROW | MRO West | DFO | 3.6 |  | 11.76 | 180 | 0.0279 | 4.7449 | 0.31 | Estimated using an emission factor | 180 | 0.0279
2019 | IA | Alliant SBD 9206 Donaldson | 54718 | MROW | MRO West | DFO | 1.6 |  | 4.9 | 76 | 0.01178 | 4.8082 | 0.31 | Estimated using an emission factor | 76 | 0.01178
2019 | IA | Alliant SBD 9301 Prairie Farms | 54735 | MROW | MRO West | DFO | 3.5 |  | 85.26 | 1299.999 | 0.20143 | 4.7252 | 0.3099 | EPA/NEI; Estimated using an emission factor | 1299.999 | 0.20143
2019 | IA | Alliant SBD 9302 Aegon NP | 54967 | MROW | MRO West | DFO | 1.2 |  | 2.94 | 41 | 0.006355 | 4.3231 | 0.31 | Estimated using an emission factor | 41 | 0.006355
2019 | IA | Alliant SBD 9402 Climax | 54930 | MROW | MRO West | DFO | 8
2019 | IA | Alliant SBD 9403 Aegon DC | 54929 | MROW | MRO West | DFO | 5.7 |  | 12.74 | 204 | 0.03162 | 4.9639 | 0.31 | EPA/NEI; Estimated using an emission factor | 204 | 0.03162
2019 | IA | Alliant SBD 9502 Eaton | 54968 | MROW | MRO West | DFO | 5.4 |  | 147.999 | 2277.999 | 0.35309 | 4.7715 | 0.31 | Estimated using an emission factor | 2277.999 | 0.35309
2019 | IA | Alliant SBD 9702 Cedar Graphics | 55315 | MROW | MRO West | DFO | 1
2019 | IA | Alliant SBD 9801 Aegon Martha's Way | 56072 | MROW | MRO West | DFO | 1.1
2019 | IA | Alliant SBD 9901 Wells Fargo | 56074 | MROW | MRO West | DFO | 1.1 |  | 1.96 | 29 | 0.004495 | 4.5867 | 0.31 | Estimated using an emission factor | 29 | 0.004495
2019 | IA | Alliant SBD0201 Ingredion | 55996 | MROW | MRO West | DFO | 6.1 |  | 28.419 | 433 | 0.067115 | 4.7232 | 0.31 | Estimated using an emission factor | 433 | 0.067115
2019 | IA | Alliant SBG 9802 Toyota | 56073 | MROW | MRO West | NG | 1 |  | 12.74 | 123 | 2.5953e-05 | 0.0040743 | 0.000422 | Estimated using an emission factor | 123 | 2.5953e-05
2019 | IA | Alta Municipal Utilities | 1121 | MROW | MRO West | DFO | 6.1 |  | 119 | 1161 | 0.17995 | 3.0245 | 0.31 | EPA/NEI; Estimated using an emission factor | 1161 | 0.17995
2019 | IA | Amana Society Service Company | 61850 | MROW | MRO West | DFO | 21.6 |  | 2667.996 | 26160 | 4.0548 | 3.0396 | 0.31 | Estimated using an emission factor | 26160 | 4.0548
2019 | IA | Ames | 1122 | MROW | MRO West | NG | 108.8 |  | 128924 | 1588727.873 | 5.9604 | 0.092464 | 0.0075033 | EPA/NEI | 1588727.873 | 5.9604
2019 | IA | Ames Diesel Generating Station | 1052 | MROW | MRO West | DFO | 2
2019 | IA | Anchor Wind, LLC | 58044 | MROW | MRO West | WND | 6 |  | 11188 |  |  |  |  | Estimated using an emission factor | 99618
2019 | IA | Anderson Erickson | 56138 | MROW | MRO West | DFO | 2 |  | 39 | 339 | 0.052545 | 2.6946 | 0.31 | Estimated using an emission factor | 339 | 0.052545
2019 | IA | Anita | 1123 | MROW | MRO West | DFO | 3 |  | 44.998 | 497.001 | 0.077035 | 3.4239 | 0.31 | EPA/NEI; Estimated using an emission factor | 497.001 | 0.077035
2019 | IA | Arbor Hill Wind Farm | 62132 | MROW | MRO West | WND | 310.4 |  | 895270 |  |  |  |  | EPA/NEI; Estimated using an emission factor | 7971483
2019 | IA | Archer Daniels Midland Cedar Rapids | 10864 | MROW | MRO West | SUB | 294.6 | 0.22662 | 1051384 | 5807533.59 | 45.6554 | 0.086848 | 0.015723 | EPA/NEI; Estimated using an emission factor | 25626938.5 | 201.464
2019 | IA | Archer Daniels Midland Clinton | 10860 | MROW | MRO West | SUB | 211.4 | 0.24787 | 771894 | 4565214.596 | 39.2249 | 0.10163 | 0.017184 | EPA/NEI; Estimated using an emission factor | 18417588.5 | 158.246
2019 | IA | Archer Daniels Midland Des Moines | 10861 | MROW | MRO West | SUB | 7.9 | 0.11331 | 24755 | 142581.582 | 1.2251 | 0.098976 | 0.017184 | NEI avg EF - PM, fuel type | 1258323 | 10.8117
2019 | IA | Atlantic | 1124 | MROW | MRO West | NG | 15.3 |  | 121 | 1538 | 0.0042167 | 0.069698 | 0.0054834 | EPA/NEI; Estimated using an emission factor | 1538 | 0.0042167
2019 | IA | August Wind Farm | 61644 | MROW | MRO West | WND | 1.8 |  | 7271 |  |  |  |  | Estimated using an emission factor | 64742
2019 | IA | Bancroft | 1125 | MROW | MRO West | DFO | 4.5 |  | 73.001 | 660 | 0.10211 | 2.7974 | 0.30942 | EPA/NEI; Estimated using an emission factor | 660 | 0.10211
2019 | IA | Barton Windpower LLC | 56765 | MROW | MRO West | WND | 160 |  | 383554 |  |  |  |  | Estimated using an emission factor | 3415163
2019 | IA | Beaver Creek Wind | 61079 | MROW | MRO West | WND | 340 |  | 594291 |  |  |  |  | Estimated using an emission factor | 5291567
2019 | IA | Bellevue | 1126 | MROW | MRO West | DFO | 10.4 |  | 33 | 346.999 | 0.053785 | 3.2597 | 0.31 | EPA/NEI; Estimated using an emission factor | 346.999 | 0.053785
2019 | IA | Birch | 62172 | MROW | MRO West | WND | 1.8 |  | 7102 |  |  |  |  | Estimated using an emission factor | 63236
2019 | IA | Bloomfield | 1127 | SRMW | SERC Midwest | NG | 8.5 |  | 0
2019 | IA | Bloomfield Municipal Utilities Solar | 62607 | SRMW | SERC Midwest | SUN | 1.6 |  | 1819 |  |  |  |  | Estimated using an emission factor | 16196
2019 | IA | Brooklyn | 1128 | MROW | MRO West | DFO | 4.6 |  | 7 | 72 | 0.01116 | 3.1886 | 0.31 | EPA/NEI; Estimated using an emission factor | 72 | 0.01116
2019 | IA | Brooklyn City North Plant | 7922 | MROW | MRO West | DFO | 2
2019 | IA | Buffalo Center Wind LLC | 58038 | MROW | MRO West | WND | 1.5 |  | 5103 |  |  |  |  | Estimated using an emission factor | 45437
2019 | IA | Bulldog | 57632 | MROW | MRO West | WND | 1.5 |  | 5504 |  |  |  |  | Estimated using an emission factor | 49008
2019 | IA | Burlington (IA) | 1104 | MROW | MRO West | SUB | 290.8 |  | 1145869 | 12758793 | 82.4574 | 0.14392 | 0.012926 | EPA/NEI | 12758793 | 82.4574
2019 | IA | Cargill Corn Milling Division | 10855 | MROW | MRO West | NG | 40 | 0.099518 | 103443.52 | 579290.918 | 2.3323 | 0.045094 | 0.0080524 | EPA/NEI; Estimated using an emission factor | 5820948.25 | 23.4364
2019 | IA | Carroll Area Wind Farm | 59071 | MROW | MRO West | WND | 20.7 |  | 76086 |  |  |  |  | Estimated using an emission factor | 677472
2019 | IA | Carroll Wind Farm | 56809 | MROW | MRO West | WND | 159.1 |  | 402551 |  |  |  |  | Estimated using an emission factor | 3584314
2019 | IA | Cascade | 1129 | MROW | MRO West | DFO | 5.2 |  | 42.999 | 412.001 | 0.06386 | 2.9703 | 0.31 | Estimated using an emission factor | 412.001 | 0.06386
2019 | IA | CED Mason City Wind | 63521 | MROW | MRO West | WND | 7.5
2019 | IA | Cedar Falls Solar Farm | 62321 | MROW | MRO West | SUN | 1.5 |  | 2409 |  |  |  |  | Estimated using an emission factor | 21450
2019 | IA | Centerville | 1105 | MROW | MRO West | DFO | 60
2019 | IA | Century | 56252 | MROW | MRO West | WND | 201.2 |  | 536289 |  |  |  |  | Estimated using an emission factor | 4775117.125
2019 | IA | Cerro Gordo Wind Farm | 63287 | MROW | MRO West | WND | 42
2019 | IA | Charles City Wind Farm | 56677 | MROW | MRO West | WND | 80 |  | 236902 |  |  |  |  | Estimated using an emission factor | 2109376
2019 | IA | Coggon | 1132 | MROW | MRO West | DFO | 3.4 |  | 55.86 | 482 | 0.07471 | 2.6749 | 0.31 | EPA/NEI; Estimated using an emission factor | 482 | 0.07471
2019 | IA | Contrail Wind Farm | 63639 | MROW | MRO West | WND | 112.4
2019 | IA | Coon Rapids II | 7847 | MROW | MRO West | DFO | 5.4 |  | 144.999 | 1380 | 0.2139 | 2.9504 | 0.31 | Estimated using an emission factor | 1380 | 0.2139
2019 | IA | Coralville GT | 1079 | MROW | MRO West | NG | 72 |  | -716 | 6809 | 0.018668 | 0 | 0.0054834 | NEI avg EF - PM, fuel type, firing type | 6809 | 0.018668
2019 | IA | Corning | 1134 | MROW | MRO West | DFO | 10 |  | 14.001 | 163.999 | 0.02542 | 3.6311 | 0.31 | EPA/NEI; Estimated using an emission factor | 163.999 | 0.02542
2019 | IA | Crane Creek Wind Energy Center | 56831 | MROW | MRO West | WND | 99 |  | 249281 |  |  |  |  | Estimated using an emission factor | 2219597
2019 | IA | Crosswind Energy Project | 56859 | MROW | MRO West | WND | 21 |  | 65489 |  |  |  |  | Estimated using an emission factor | 583114
2019 | IA | Crystal Lake 3 LLC | 57468 | MROW | MRO West | WND | 66 |  | 205477 |  |  |  |  | Estimated using an emission factor | 1829568
2019 | IA | Cumberland Rose | 58456 | MROW | MRO West | WND | 1.6 |  | 5861 |  |  |  |  | Estimated using an emission factor | 52188
2019 | IA | Davenport Water Pollution Control Plant | 55035 | MROW | MRO West | OBG | 1.6 | 0.059387 | 6868 | 39114.242 | 0.28749 | 0.083718 | 0.0147 | Estimated using an emission factor | 658629 | 4.8409
2019 | IA | Dayton (IA) | 1135 | MROW | MRO West | DFO | 2.5 |  | 5 | 40 | 0.0062 | 2.48 | 0.31 | EPA/NEI; Estimated using an emission factor | 40 | 0.0062
2019 | IA | Dayton Avenue Substation | 6463 | MROW | MRO West | DFO | 78.7 |  | -142 | 3699.9 | 0.022199 | 0 | 0.012 | EPA/NEI | 3699.9 | 0.022199
2019 | IA | Des Moines Wastewater Reclamation Fac | 50932 | MROW | MRO West | OBG | 4.6 | 0.39753 | 16174 | 83555.087 | 0.61413 | 0.07594 | 0.0147 | EPA/NEI; Estimated using an emission factor | 210184 | 1.5449
2019 | IA | Diamond Trail Wind Farm | 63641 | MROW | MRO West | WND | 252.5
2019 | IA | Dike City Power Plant | 56194 | MROW | MRO West | DFO | 2.2 |  | -35 | 958 | 0.14849 | 0 | 0.31 | Estimated using an emission factor | 958 | 0.14849
2019 | IA | Duane Arnold Energy Center | 1060 | MROW | MRO West | NUC | 679.5 |  | 5235716 |  |  |  |  | Estimated using an emission factor | 54669296
2019 | IA | Dubuque | 1046 | MROW | MRO West |  | 85.2
2019 | IA | Durant | 6220 | MROW | MRO West | DFO | 7.4 |  | 13.72 | 142 | 0.02201 | 3.2085 | 0.31 | EPA/NEI; Estimated using an emission factor | 142 | 0.02201
2019 | IA | Earl F Wisdom | 1217 | MROW | MRO West | NG | 119.1 |  | 20523 | 318538.625 | 5.4675 | 0.53281 | 0.034329 | EPA/NEI | 318538.625 | 5.4675
2019 | IA | Earlville | 7865 | MROW | MRO West | DFO | 1.8 |  | 10 | 96 | 0.01488 | 2.976 | 0.31 | Estimated using an emission factor | 96 | 0.01488
2019 | IA | Eastern Iowa Solar | 60876 | MROW | MRO West | SUN | 1.8 |  | 2203 |  |  |  |  | Estimated using an emission factor | 19616
2019 | IA | Eclipse Wind Farm | 57873 | MROW | MRO West | WND | 200.1 |  | 633400 |  |  |  |  | Estimated using an emission factor | 5639794
2019 | IA | Electrifarm | 6063 | MROW | MRO West | NG | 264.1 |  | 1023 | 71717.901 | 0.2299 | 0.44947 | 0.0064114 | EPA/NEI | 71717.901 | 0.2299
2019 | IA | Elk Wind Farm | 57417 | MROW | MRO West | WND | 40.8 |  | 128224 |  |  |  |  | Estimated using an emission factor | 1141705
2019 | IA | Emery Station | 8031 | MROW | MRO West | NG | 602.8 |  | 2561894 | 19358552 | 46.9771 | 0.036674 | 0.0048534 | EPA/NEI | 19358552 | 46.9771
2019 | IA | English Farms | 61565 | MROW | MRO West | WND | 171.5 |  | 426865 |  |  |  |  | Estimated using an emission factor | 3800806
2019 | IA | Estherville | 1137 | MROW | MRO West | NG | 17.6 |  | 189.999 | 1104.001 | 0.01776 | 0.18695 | 0.032174 | EPA/NEI; Estimated using an emission factor | 1104.001 | 0.01776
2019 | IA | Exira Station | 56013 | MROW | MRO West | NG | 181.5 |  | 103889.001 | 1127284.969 | 3.8053 | 0.073256 | 0.0067512 | EPA/NEI | 1127284.969 | 3.8053
2019 | IA | Fair Station | 1218 | MROW | MRO West | BIT | 62.5
2019 | IA | Farmers Electric Cooperative - Kalona | 62461 | MROW | MRO West | DFO | 6 |  | 144.999 | 1178.001 | 0.18225 | 2.5138 | 0.30942 | NEI avg EF - PM, fuel type, firing type | 1178.001 | 0.18225
2019 | IA | Flying Cloud Power Partners LLC | 56172 | MROW | MRO West | WND | 43.5 |  | 116604 |  |  |  |  | Estimated using an emission factor | 1038242
2019 | IA | Fontanelle | 58457 | MROW | MRO West | WND | 1.6 |  | 5590 |  |  |  |  | Estimated using an emission factor | 49773
2019 | IA | Forest City Light Plant | 1138 | MROW | MRO West | DFO | 22 |  | 439 | 4441.001 | 0.68836 | 3.136 | 0.31 | Estimated using an emission factor | 4441.001 | 0.68836
2019 | IA | Forest City Solar | 62861 | MROW | MRO West | SUN | 3 |  | 1059 |  |  |  |  | Estimated using an emission factor | 9430
2019 | IA | FPL Energy Crystal Lake Wind II LLC | 56925 | MROW | MRO West | WND | 200 |  | 560465 |  |  |  |  | Estimated using an emission factor | 4990380
2019 | IA | FPL Energy Crystal Lake Wind LLC | 56923 | MROW | MRO West | WND | 150 |  | 512530 |  |  |  |  | Estimated using an emission factor | 4563567
2019 | IA | FPL Energy Story Wind LLC | 56924 | MROW | MRO West | WND | 150 |  | 451191 |  |  |  |  | Estimated using an emission factor | 4017404
2019 | IA | Franklin County Wind Farm | 57844 | MROW | MRO West | WND | 99 |  | 302879 |  |  |  |  | Estimated using an emission factor | 2696834
2019 | IA | Garden Wind LLC | 57469 | MROW | MRO West | WND | 150 |  | 512300 |  |  |  |  | Estimated using an emission factor | 4561522
2019 | IA | Gas Turbine (IA) | 1130 | MROW | MRO West | NG | 43.4 |  | -471 | 5542 | 0.015194 | 0 | 0.0054834 | NEI avg EF - PM, fuel type, firing type | 5542 | 0.015194
2019 | IA | George Neal North | 1091 | MROW | MRO West | RC | 1080.3 |  | 1628432 | 17928952 | 52.8619 | 0.064924 | 0.0058968 | EPA/NEI | 17928952 | 52.8619
2019 | IA | George Neal South | 7343 | MROW | MRO West | RC | 695.9 | 0.96315 | 1543516 | 14688269.228 | 72.9067 | 0.094468 | 0.0099272 | EPA/NEI | 15250259 | 75.6962
2019 | IA | Gilliam South | 7857 | MROW | MRO West | DFO | 4.3 |  | 12 | 150 | 0.02325 | 3.875 | 0.31 | Estimated using an emission factor | 150 | 0.02325
2019 | IA | Glaciers Edge Wind Project | 62035 | MROW | MRO West | WND | 211.7 |  | 57238 |  |  |  |  | Estimated using an emission factor | 509647
2019 | IA | Golden Plains | 62081 | MROW | MRO West | WND | 198.8
2019 | IA | Golden Renewable Energy, LLC | 61632 | MROW | MRO West | NG | 4.3 | 1
2019 | IA | Gowrie | 1141 | MROW | MRO West | DFO | 4.9 |  | 7 | 88 | 0.01364 | 3.8971 | 0.31 | EPA/NEI; Estimated using an emission factor | 88 | 0.01364
2019 | IA | Graettinger | 1142 | MROW | MRO West | DFO | 3.6 |  | 81 | 862 | 0.13361 | 3.299 | 0.31 | Estimated using an emission factor | 862 | 0.13361
2019 | IA | Grand Junction | 1143 | MROW | MRO West | DFO | 2.2 |  | 8 | 72 | 0.01116 | 2.79 | 0.31 | EPA/NEI; Estimated using an emission factor | 72 | 0.01116
2019 | IA | Greater Des Moines Energy Center | 7985 | MROW | MRO West | NG | 576.3 |  | 438642 | 3322085 | 17.5923 | 0.080213 | 0.010591 | EPA/NEI | 3322085 | 17.5923
2019 | IA | Green Energy Machine | 60911 | MROW | MRO West | WND | 1.7 |  | 7068 |  |  |  |  | Estimated using an emission factor | 62934
2019 | IA | Greenfield | 1144 | MROW | MRO West | DFO | 11.1
2019 | IA | Greenfield Wind | 58458 | MROW | MRO West | WND | 1.6 |  | 5508 |  |  |  |  | Estimated using an emission factor | 49045
2019 | IA | Grinnell | 7137 | MROW | MRO West | NG | 47.6
2019 | IA | Grundy Center City Light Plant | 1145 | MROW | MRO West | DFO | 8.7 |  | 301 | 2634 | 0.40827 | 2.7128 | 0.31 | Estimated using an emission factor | 2634 | 0.40827
2019 | IA | Hancock County Wind Energy Center | 56010 | MROW | MRO West | WND | 98 |  | 200189 |  |  |  |  | Estimated using an emission factor | 1782483
2019 | IA | Hardin Hilltop Wind LLC | 56860 | MROW | MRO West | WND | 14.7 |  | 39474 |  |  |  |  | Estimated using an emission factor | 351477
2019 | IA | Harlan | 1146 | MROW | MRO West | DFO | 3.4 |  | 0
2019 | IA | Hawkeye Power Partners LLC | 55816 | MROW | MRO West | WND | 42 |  | 66379 |  |  |  |  | Estimated using an emission factor | 591038
2019 | IA | Hawkeye Wind Farm | 57832 | MROW | MRO West | WND | 35 |  | 128351 |  |  |  |  | Estimated using an emission factor | 1142837
2019 | IA | Heartland Divide Wind Project, LLC | 61609 | MROW | MRO West | WND | 103.5 |  | 431951 |  |  |  |  | Estimated using an emission factor | 3846092
2019 | IA | Highland Wind Project (IA) | 58883 | MROW | MRO West | WND | 502 |  | 1461072 |  |  |  |  | Estimated using an emission factor | 13009382.172
2019 | IA | Hopkinton | 8108 | MROW | MRO West | DFO | 7 |  | 5 | 52 | 0.00806 | 3.224 | 0.31 | EPA/NEI; Estimated using an emission factor | 52 | 0.00806
2019 | IA | Ida Grove II | 62795 | MROW | MRO West | WND | 201 |  | 24079 |  |  |  |  | Estimated using an emission factor | 214399
2019 | IA | Ida Grove Wind | 60342 | MROW | MRO West | WND | 496.6 |  | 1043793.999 |  |  |  |  | EPA/NEI; Estimated using an emission factor | 9293941.938
2019 | IA | Indianola | 1150 | MROW | MRO West | DFO | 54.8 |  | -292 | 4786 | 0.041302 | 0 | 0.017259 | EPA/NEI; Estimated using an emission factor | 4786 | 0.041302
2019 | IA | Intrepid | 56251 | MROW | MRO West | WND | 175.5 |  | 488160 |  |  |  |  | Estimated using an emission factor | 4346577.062
2019 | IA | Iowa Distributed Wind Generation Project | 7966 | MROW | MRO West | WND | 2.3 |  | 4386 |  |  |  |  | Estimated using an emission factor | 39050
2019 | IA | Iowa Hydro LLC | 1067 | MROW | MRO West | WAT | 1.2 |  | 8358 |  |  |  |  | NEI avg EF - PM, fuel type, firing type | 74419
2019 | IA | Iowa Lakes Community College Wind Farm | 57257 | MROW | MRO West | WND | 1 |  | 3949 |  |  |  |  | Estimated using an emission factor | 35161
2019 | IA | Iowa Lakes Superior Wind Farm | 57252 | MROW | MRO West | WND | 10.5 |  | 36079 |  |  |  |  | Estimated using an emission factor | 321248
2019 | IA | Iowa State University | 54201 | MROW | MRO West | BIT | 49 | 0.2187 | 106527 | 603750.058 | 7.7739 | 0.14595 | 0.025752 | EPA/NEI; Estimated using an emission factor | 2760699.969 | 35.5469
2019 | IA | Ivester Wind Farm | 61911 | MROW | MRO West | WND | 90.8 |  | 257012 |  |  |  |  | Estimated using an emission factor | 2288435
2019 | IA | John Deere Dubuque Works | 54414 | MROW | MRO West | DFO | 23 |  | 49.002 | 747 | 0.11578 | 4.7257 | 0.31 | EPA/NEI; Estimated using an emission factor | 747 | 0.11578
2019 | IA | Junction Hilltop Wind Farm | 58444 | MROW | MRO West | WND | 8 |  | 20974 |  |  |  |  | Estimated using an emission factor | 186752
2019 | IA | Keokuk | 1109 | SRMW | SERC Midwest | WAT | 124.8 |  | 782217.999 |  |  |  |  | NEI avg EF - PM, fuel type, firing type | 6964868.062
2019 | IA | Kirkwood Wind Turbine | 59735 | MROW | MRO West | WND | 2.5 |  | 4058 |  |  |  |  | Estimated using an emission factor | 36132
2019 | IA | Knoxville Battery Energy Storage | 62569 | MROW | MRO West | MWH | 1.1 |  | -94 | 0 |  |  |  |  | 0
2019 | IA | Knoxville Industrial | 7849 | MROW | MRO West | DFO | 16 |  | 177 | 1721 | 0.26676 | 3.0142 | 0.31 | Estimated using an emission factor | 1721 | 0.26676
2019 | IA | Kossuth | 62103 | MROW | MRO West | WND | 152.2
2019 | IA | La Porte | 1156 | MROW | MRO West | DFO | 7.3 |  | 336.999 | 3705 | 0.57428 | 3.4082 | 0.31 | EPA/NEI; Estimated using an emission factor | 3705 | 0.57428
2019 | IA | Lake Mills | 1154 | MROW | MRO West | DFO | 18.5 |  | 246 | 2428 | 0.37634 | 3.0597 | 0.31 | Estimated using an emission factor | 2428 | 0.37634
2019 | IA | Lake Mills Gas Recovery | 56521 | MROW | MRO West | LFG | 4.8 |  | 16940 | 202320.996 | 1.4871 | 0.17557 | 0.0147 | EPA/NEI; Estimated using an emission factor | 202320.996 | 1.4871
2019 | IA | Lake Park | 1153 | MROW | MRO West | DFO | 5.7 |  | 80 | 968 | 0.15004 | 3.751 | 0.31 | EPA/NEI; Estimated using an emission factor | 968 | 0.15004
2019 | IA | Lakota Wind Wind Farm | 57251 | MROW | MRO West | WND | 10.5 |  | 33751 |  |  |  |  | Estimated using an emission factor | 300519
2019 | IA | Lamoni Municipal Utilities | 1155 | MROW | MRO West | DFO | 10.5 |  | 75 | 858.001 | 0.13299 | 3.5464 | 0.31 | Estimated using an emission factor | 858.001 | 0.13299
2019 | IA | Lansing | 1047 | MROW | MRO West | SUB | 340.5 |  | 441909 | 5113534.5 | 18.9823 | 0.085911 | 0.0074243 | EPA/NEI | 5113534.5 | 18.9823
2019 | IA | Laurel Wind Farm | 57500 | MROW | MRO West | WND | 119.6 |  | 340360 |  |  |  |  | Estimated using an emission factor | 3030567
2019 | IA | Laurens | 1157 | MROW | MRO West | DFO | 9.1 |  | 284 | 2874.999 | 0.44562 | 3.1382 | 0.31 | Estimated using an emission factor | 2874.999 | 0.44562
2019 | IA | Lenox | 1158 | MROW | MRO West | DFO | 6.1 |  | 43 | 627 | 0.097185 | 4.5202 | 0.31 | Estimated using an emission factor | 627 | 0.097185
2019 | IA | Leonardo Wind 1 LLC | 59228 | MROW | MRO West | WND | 3 |  | 10592 |  |  |  |  | Estimated using an emission factor | 94310
2019 | IA | Lime Creek | 7155 | MROW | MRO West | DFO | 90.2 |  | 557 | 24167.413 | 0.12082 | 0.43381 | 0.0099982 | EPA/NEI | 24167.413 | 0.12082
2019 | IA | Lost Lakes Wind Farm LLC | 57111 | MROW | MRO West | WND | 100 |  | 301950 |  |  |  |  | Estimated using an emission factor | 2688564
2019 | IA | Louisa | 6664 | MROW | MRO West | RC | 811.9 |  | 3346358 | 34547040 | 84.4043 | 0.050445 | 0.0048863 | EPA/NEI | 34547040 | 84.4043
2019 | IA | Lundgren Wind Project | 58884 | MROW | MRO West | WND | 251 |  | 720872 |  |  |  |  | Estimated using an emission factor | 6418645
2019 | IA | Luther College Wind Project | 58407 | MROW | MRO West | WND | 1.6 |  | 1743 |  |  |  |  | Estimated using an emission factor | 15520
2019 | IA | Macksburg Wind Project | 58885 | MROW | MRO West | WND | 119.6 |  | 336094 |  |  |  |  | Estimated using an emission factor | 2992579
2019 | IA | Manning | 1160 | MROW | MRO West | DFO | 7.9 |  | 424 | 5934 | 0.91977 | 4.3385 | 0.31 | Estimated using an emission factor | 5934 | 0.91977
2019 | IA | Maquoketa 1 | 1162 | MROW | MRO West | NG | 26.6 |  | -550 | 1634.999 | 0.056355 | 0 | 0.068935 | EPA/NEI; Estimated using an emission factor | 1634.999 | 0.056355
2019 | IA | Maquoketa 2 | 7921 | MROW | MRO West | DFO | 8 |  | -233 | 0 | 0 | 0 |  | NEI avg EF - PM, fuel type, firing type | 0 | 0
2019 | IA | Marshalltown CTs | 1068 | MROW | MRO West | NG | 189 |  | 29934 | 382613.062 | 1.1856 | 0.079217 | 0.0061976 | EPA/NEI | 382613.062 | 1.1856
2019 | IA | Marshalltown Generating Station | 58236 | MROW | MRO West | NG | 708.5 |  | 3761078 | 27321778 | 31.9753 | 0.017003 | 0.0023406 | EPA/NEI; Estimated using an emission factor | 27321778 | 31.9753
2019 | IA | McGregor | 1163 | MROW | MRO West | DFO | 2 |  | 9 | 120 | 0.0186 | 4.1333 | 0.31 | Estimated using an emission factor | 120 | 0.0186
2019 | IA | Meadow Ridge | 58459 | MROW | MRO West | WND | 1.6 |  | 5764 |  |  |  |  | Estimated using an emission factor | 51324
2019 | IA | Merl Parr | 1097 | MROW | MRO West | NG | 36 |  | -270 | 1064 | 0.0029172 | 0 | 0.0054834 | NEI avg EF - PM, fuel type, firing type | 1064 | 0.0029172
2019 | IA | Metro Methane Recovery Facility | 54700 | MROW | MRO West | LFG | 12.8 | 1 | 86015.003 | 980824.031 | 7.2091 | 0.16762 | 0.0147 | EPA/NEI; Estimated using an emission factor | 980824.031 | 7.2091
2019 | IA | Michelangelo Wind 1 LLC | 59231 | MROW | MRO West | WND | 3 |  | 10678 |  |  |  |  | Estimated using an emission factor | 95077
2019 | IA | Michelangelo Wind 3 LLC | 59053 | MROW | MRO West | WND | 3 |  | 10884 |  |  |  |  | Estimated using an emission factor | 96911
2019 | IA | Michelangelo Wind 4 LLC | 59232 | MROW | MRO West | WND | 3 |  | 9928 |  |  |  |  | Estimated using an emission factor | 88400
2019 | IA | Milford | 1164 | MROW | MRO West | DFO | 6.8 |  | 213.002 | 2244.999 | 0.34797 | 3.2673 | 0.31 | EPA/NEI; Estimated using an emission factor | 2244.999 | 0.34797
2019 | IA | Milton L Kapp | 1048 | MROW | MRO West | NG | 237.3
2019 | IA | Montezuma | 1165 | MROW | MRO West | NG | 9.8 |  | 217 | 2467.998 | 0.21882 | 2.0167 | 0.17732 | Estimated using an emission factor | 2467.998 | 0.21882
2019 | IA | Morning Light Wind Farm | 57875 | MROW | MRO West | WND | 101.2 |  | 304932 |  |  |  |  | Estimated using an emission factor | 2715114
2019 | IA | Mt Pleasant | 1166 | SRMW | SERC Midwest | DFO | 32.5 |  | 477.996 | 4251 | 0.6589 | 2.7569 | 0.31 | EPA/NEI; Estimated using an emission factor | 4251 | 0.6589
2019 | IA | Muscatine | 1167 | MROW | MRO West | RC | 293.5 | 0.35458 | 694973 | 4268708.354 | 20.1656 | 0.058033 | 0.0094481 | EPA/NEI | 12038870.5 | 56.8723
2019 | IA | NCAH Central Utility Plant | 58265 | MROW | MRO West | NG | 16.5 | 0.36416 | 21074.64 | 108416.695 | 0.33251 | 0.031555 | 0.0061339 | EPA/NEI; Estimated using an emission factor | 297717 | 0.91309
2019 | IA | New Hampton | 1168 | MROW | MRO West | NG | 26.5 |  | 851 | 8305.001 | 0.51596 | 1.2126 | 0.12425 | Estimated using an emission factor | 8305.001 | 0.51596
2019 | IA | New Harvest Wind Project LLC | 57609 | MROW | MRO West | WND | 100 |  | 286413 |  |  |  |  | Estimated using an emission factor | 2550221
2019 | IA | NLMU Wind | 58414 | MROW | MRO West | WND | 1.5 |  | 5017 |  |  |  |  | Estimated using an emission factor | 44672
2019 | IA | North | 7856 | MROW | MRO West | DFO | 8 |  | 69 | 720 | 0.1116 | 3.2348 | 0.31 | Estimated using an emission factor | 720 | 0.1116
2019 | IA | North English | 62133 | MROW | MRO West | WND | 340 |  | 420457 |  |  |  |  | Estimated using an emission factor | 3743748
2019 | IA | Northern Iowa Windfarm | 55804 | MROW | MRO West | WND | 80 |  | 124079 |  |  |  |  | Estimated using an emission factor | 1104800
2019 | IA | Northern Iowa Windpower II | 56383 | RFCW | RFC West | WND | 80 |  | 158114 |  |  |  |  | Estimated using an emission factor | 1407847
2019 | IA | Oakdale Renewable Energy Plant | 57672 | MROW | MRO West | NG | 2.8 |  | 1873 | 20200 | 0.0042622 | 0.0045512 | 0.000422 | Estimated using an emission factor | 20200 | 0.0042622
2019 | IA | O'Brien Wind | 60326 | MROW | MRO West | WND | 467.8 |  | 750527.001 |  |  |  |  | EPA/NEI; Estimated using an emission factor | 6682692.875
2019 | IA | Ogden | 1169 | MROW | MRO West | DFO | 3.9 |  | 31 | 528.001 | 0.08184 | 5.28 | 0.31 | Estimated using an emission factor | 528.001 | 0.08184
2019 | IA | Optimum Wind 3 LLC | 59227 | MROW | MRO West | WND | 3 |  | 9261 |  |  |  |  | Estimated using an emission factor | 82462
2019 | IA | Optimum Wind 4 LLC | 59226 | MROW | MRO West | WND | 3 |  | 8851 |  |  |  |  | Estimated using an emission factor | 78809
2019 | IA | Optimum Wind 5 LLC | 59223 | MROW | MRO West | WND | 3 |  | 9032 |  |  |  |  | Estimated using an emission factor | 80420
2019 | IA | Optimum Wind 6 LLC | 59224 | MROW | MRO West | WND | 3 |  | 9935 |  |  |  |  | Estimated using an emission factor | 88463
2019 | IA | Optimum Wind 7 LLC | 59225 | MROW | MRO West | WND | 3 |  | 10278 |  |  |  |  | Estimated using an emission factor | 91514
2019 | IA | Orient Wind Farm | 61077 | MROW | MRO West | WND | 500.8 |  | 683846 |  |  |  |  | Estimated using an emission factor | 6088963.875
2019 | IA | Osage (IA) | 1172 | MROW | MRO West | WND | 19 |  | 5169 | 2125.999 | 0.14318 | 0.055401 | 0.1347 | Estimated using an emission factor | 48221.999 | 0.14318
2019 | IA | Osceola Windpower II | 56913 | MROW | MRO West | WND | 49.6 |  | 151165 |  |  |  |  | Estimated using an emission factor | 1345973
2019 | IA | Osceola Windpower LLC | 56645 | MROW | MRO West | WND | 98.2 |  | 273576 |  |  |  |  | Estimated using an emission factor | 2435920
2019 | IA | Otter Creek Ethanol Poet - Ashton | 58138 | MROW | MRO West | NG | 7.5 | 0.43067 | 42060 | 226709.687 | 0.62157 | 0.029556 | 0.0054834 | NEI avg EF - PM, fuel type, firing type | 526414 | 1.4433
2019 | IA | Ottumwa | 6254 | MROW | MRO West | SUB | 725.9 |  | 3790697 | 42568484 | 47.6947 | 0.025164 | 0.0022408 | EPA/NEI | 42568484 | 47.6947
2019 | IA | Ottumwa City of | 1173 | MROW | MRO West | WAT | 3.2 |  | 5692 |  |  |  |  | NEI avg EF - PM, fuel type, firing type | 50680.998
2019 | IA | Palo Alto Wind Farm | 63053 | MROW | MRO West | WND | 340
2019 | IA | Panora | 7584 | MROW | MRO West | DFO | 4.5 |  | 7 | 96 | 0.01488 | 4.2514 | 0.31 | Estimated using an emission factor | 96 | 0.01488
2019 | IA | Pella | 1175 | MROW | MRO West | SUB | 38
2019 | IA | Pella Peaking | 7971 | MROW | MRO West | DFO | 32 |  | 272.006 | 2986.998 | 0.46298 | 3.4042 | 0.31 | EPA/NEI; Estimated using an emission factor | 2986.998 | 0.46298
2019 | IA | Pioneer Prairie Wind Farm | 56797 | MROW | MRO West | WND | 300 |  | 825519 |  |  |  |  | Estimated using an emission factor | 7350421
2019 | IA | Pleasant Hill Energy Center | 7145 | MROW | MRO West | NG | 179.8 |  | 2010 | 62661.562 | 0.22453 | 0.22341 | 0.0071663 | EPA/NEI | 62661.562 | 0.22453
2019 | IA | Plum Creek Wind | 61078 | MROW | MRO West | WND | 500
2019 | IA | Pocahontas Prairie Wind Farm | 57976 | MROW | MRO West | WND | 80 |  | 234072 |  |  |  |  | Estimated using an emission factor | 2084177
2019 | IA | POET Biorefining - Gowrie | 63923 | MROW | MRO West | NG | 5
2019 | IA | POET Biorefining - Jewell | 63826 | MROW | MRO West |  | 5 | 0.10903 | 19608 | [5 empty] | 1134477.75
2019 | IA | POET Biorefining LLC - Corning | 63919 | MROW | MRO West | NG | 5
2019 | IA | POET Biorefining-Hanlontown, LLC | 63832 | MROW | MRO West |  | 4 | 0.083998 | 16792 | [5 empty] | 1232619.5
2019 | IA | Pomeroy Wind Farm | 56501 | MROW | MRO West | WND | 286.4 |  | 714450 |  |  |  |  | Estimated using an emission factor | 6361461
2019 | IA | Prairie Creek | 1073 | MROW | MRO West | SUB | 236.4 | 0.36301 | 43205 | 916017.579 | 8.0922 | 0.3746 | 0.017668 | EPA/NEI | 2523391.398 | 22.2919
2019 | IA | Prairie Wind Farm | 60873 | MROW | MRO West | WND | 168 |  | 536616 |  |  |  |  | Estimated using an emission factor | 4778026
2019 | IA | Preston (IA) | 1176 | MROW | MRO West |  | 3.2
2019 | IA | Primghar | 1177 | MROW | MRO West | DFO | 1.8 |  | 0
2019 | IA | Red Cedar | 7595 | MROW | MRO West | NG | 22.5
2019 | IA | Red Rock Hydro Plant | 58434 | MROW | MRO West | WAT | 36.4
2019 | IA | Richland | 62080 | MROW | MRO West | WND | 130.1
2019 | IA | Rippey Wind Farm | 57830 | MROW | MRO West | WND | 50 |  | 166438 |  |  |  |  | Estimated using an emission factor | 1481964
2019 | IA | River Hills | 1084 | MROW | MRO West | NG | 128 |  | -755 | 8708 | 0.023875 | 0 | 0.0054834 | NEI avg EF - PM, fuel type, firing type | 8708 | 0.023875
2019 | IA | Riverside (1081) | 1081 | MROW | MRO West | NG | 141 |  | -846 | 69079.719 | 0.23887 | 0 | 0.0069159 | EPA/NEI | 69079.719 | 0.23887
2019 | IA | Rock Rapids | 1181 | MROW | MRO West | DFO | 2.5 |  | 35 | 390 | 0.06045 | 3.4543 | 0.31 | Estimated using an emission factor | 390 | 0.06045
2019 | IA | Rockford | 1180 | MROW | MRO West | DFO | 2.9 | 1 | 1 | 11 | 0.001705 | 3.41 | 0.31 | Estimated using an emission factor | 11 | 0.001705
2019 | IA | Roeder Family Wind Farm LLC | 58089 | MROW | MRO West | WND | 1.6 |  | 5032 |  |  |  |  | Estimated using an emission factor | 44805
2019 | IA | Rolling Hills Wind Farm | 57501 | MROW | MRO West | WND | 443.9 |  | 1173711 |  |  |  |  | Estimated using an emission factor | 10450721
2019 | IA | Roquette America | 57953 | MROW | MRO West | PC | 84.4 | 0.24368 | 218505 | 1151299.259 | 3.5233 | 0.03225 | 0.0061206 | EPA/NEI; Estimated using an emission factor | 4724625.125 | 14.4588
2019 | IA | Roseman | 62130 | MROW | MRO West | WND | 1.8 |  | 6151 |  |  |  |  | Estimated using an emission factor | 54770
2019 | IA | Saratoga Wind Farm | 61070 | MROW | MRO West | WND | 66 |  | 232561 |  |  |  |  | Estimated using an emission factor | 2070723
2019 | IA | Shenandoah | 7850 | MROW | MRO West | DFO | 20 |  | 462 | 4816 | 0.74648 | 3.2315 | 0.31 | Estimated using an emission factor | 4816 | 0.74648
2019 | IA | Sibley No Two | 7060 | MROW | MRO West | DFO | 1.1 |  | 31.36 | 364 | 0.056314 | 3.5915 | 0.30942 | NEI avg EF - PM, fuel type, firing type | 364 | 0.056314
2019 | IA | Sibley One | 1184 | MROW | MRO West | NG | 5.2 |  | 57.819 | 661.999 | 0.00013968 | 0.0048317 | 0.000422 | Estimated using an emission factor | 661.999 | 0.00013968
2019 | IA | Sixth Street | 1058 | MROW | MRO West |  | 84.7
2019 | IA | Sky Volt | 58460 | MROW | MRO West | WND | 1.6 |  | 5412 |  |  |  |  | Estimated using an emission factor | 48190
2019 | IA | South Plant | 7758 | MROW | MRO West | DFO | 12 |  | 55.998 | 588 | 0.09114 | 3.2551 | 0.31 | Estimated using an emission factor | 588 | 0.09114
2019 | IA | South Strawberry | 7926 | MROW | MRO West | DFO | 3.6 |  | 21 | 207 | 0.032085 | 3.0557 | 0.31 | Estimated using an emission factor | 207 | 0.032085
2019 | IA | Southern Hills Wind Farm | 63640 | MROW | MRO West | WND | 254.1
2019 | IA | Spencer Gas Turbine | 1186 | MROW | MRO West | KER | 23.8 |  | 354 | 6592 | 0.089603 | 0.50623 | 0.027185 | NEI avg EF - PM, fuel type | 6592 | 0.089603
2019 | IA | State Center | 1187 | MROW | MRO West | DFO | 6.3 |  | 117.001 | 1941.999 | 0.30101 | 5.1454 | 0.31 | Estimated using an emission factor | 1941.999 | 0.30101
2019 | IA | Storm Lake 1 | 54793 | MROW | MRO West | WND | 113.9 |  | 189892 |  |  |  |  | Estimated using an emission factor | 1690797.029
2019 | IA | Storm Lake II | 55287 | MROW | MRO West | WND | 80.2 |  | 136692 |  |  |  |  | Estimated using an emission factor | 1217105
2019 | IA | Story City | 1188 | MROW | MRO West | DFO | 13.9 |  | 247.998 | 2686.001 | 0.41633 | 3.3575 | 0.31 | Estimated using an emission factor | 2686.001 | 0.41633
2019 | IA | Story City Wind Project | 58927 | MROW | MRO West | WND | 1.5 |  | 5066 |  |  |  |  | Estimated using an emission factor | 45107
2019 | IA | Strawberry Point | 1189 | MROW | MRO West | DFO | 2.8
2019 | IA | Strawberry Point DPC Solar | 60955 | MROW | MRO West | SUN | 1.3 |  | 1983 |  |  |  |  | Estimated using an emission factor | 17657
2019 | IA | Streeter Station | 1131 | MROW | MRO West | BIT | 51.5 |  | 846 | 31323.275 | 0.75488 | 1.7846 | 0.048199 | NEI avg EF - PM, fuel type, firing type | 31323.275 | 0.75488
2019 | IA | Stuart (IA) | 1190 | MROW | MRO West | DFO | 2.8 |  | 2.001 | 36 | 0.00558 | 5.5772 | 0.31 | Estimated using an emission factor | 36 | 0.00558
2019 | IA | Summit Lake | 1206 | MROW | MRO West | NG | 145.2 |  | 6753 | 97611.898 | 0.26858 | 0.079543 | 0.0055029 | EPA/NEI | 97611.898 | 0.26858
2019 | IA | Sumner | 1191 | MROW | MRO West | DFO | 5.6 |  | 144 | 1530.999 | 0.2373 | 3.2959 | 0.31 | Estimated using an emission factor | 1530.999 | 0.2373
2019 | IA | Sutherland | 1077 | MROW | MRO West |  | 156.6
2019 | IA | Sycamore Combustion Turbine | 8029 | MROW | MRO West | NG | 157.6 |  | 1327 | 33571.423 | 0.10578 | 0.15943 | 0.0063019 | EPA/NEI | 33571.423 | 0.10578
2019 | IA | Tipton | 8106 | MROW | MRO West | DFO | 12.1 |  | 104.002 | 733 | 0.064337 | 1.2372 | 0.17555 | EPA/NEI; Estimated using an emission factor | 733 | 0.064337
2019 | IA | Top of Iowa Windfarm III | 56386 | MROW | MRO West | WND | 29.7 |  | 66759 |  |  |  |  | Estimated using an emission factor | 594421
2019 | IA | Traer East | 56025 | MROW | MRO West | DFO | 4 |  | -142 | 306 | 0.04743 | 0 | 0.31 | Estimated using an emission factor | 306 | 0.04743
2019 | IA | Traer Main | 1192 | MROW | MRO West | DFO | 4.1 |  | -7 | 1039.999 | 0.1612 | 0 | 0.31 | Estimated using an emission factor | 1039.999 | 0.1612
2019 | IA | Traer South | 7920 | MROW | MRO West | DFO | 2 |  | -92 | 300 | 0.0465 | 0 | 0.31 | Estimated using an emission factor | 300 | 0.0465
2019 | IA | Traer Wind Project | 58932 | MROW | MRO West | WND | 1.5 |  | 6015 |  |  |  |  | Estimated using an emission factor | 53558
2019 | IA | Turtle Creek Wind Farm LLC | 61638 | MROW | MRO West | WND | 200.1 |  | 597668 |  |  |  |  | Estimated using an emission factor | 5321635
2019 | IA | University of Iowa Main Power Plant | 54775 | MROW | MRO West | BIT | 46.5 | 0.10798 | 54595.97 | 292939.416 | 4.033 | 0.14774 | 0.027535 | EPA/NEI; Estimated using an emission factor | 2854834.593 | 37.349
2019 | IA | University of Northern Iowa | 50088 | MROW | MRO West | NG | 7.5 | 0.14851 | 20072 | 119120.507 | 0.47961 | 0.047789 | 0.0080525 | NEI avg EF - PM, fuel type, firing type | 802085 | 3.2294
2019 | IA | Upland Prairie | 61564 | MROW | MRO West | WND | 299.3 |  | 771294 |  |  |  |  | Estimated using an emission factor | 6867602
2019 | IA | Venus Wind 3 LLC | 59230 | MROW | MRO West | WND | 3 |  | 10931 |  |  |  |  | Estimated using an emission factor | 97330
2019 | IA | Victory Wind Farm | 56379 | MROW | MRO West | WND | 105 |  | 344998 |  |  |  |  | Estimated using an emission factor | 3071862
2019 | IA | Vienna Wind Farm | 57874 | MROW | MRO West | WND | 150.2 |  | 384805 |  |  |  |  | Estimated using an emission factor | 3426304.125
2019 | IA | Villisca Municipal Power Plant | 1193 | MROW | MRO West | DFO | 6 |  | 15 | 162 | 0.02511 | 3.348 | 0.31 | EPA/NEI; Estimated using an emission factor | 162 | 0.02511
2019 | IA | Vinton | 1194 | MROW | MRO West | DFO | 17.5 |  | -88 | 9753.001 | 1.5117 | 0 | 0.31 | Estimated using an emission factor | 9753.001 | 1.5117
2019 | IA | Walnut Wind Farm | 56811 | MROW | MRO West | WND | 165.2 |  | 403583 |  |  |  |  | Estimated using an emission factor | 3593503
2019 | IA | Walter Scott Jr. Energy Center | 1082 | MROW | MRO West | RC | 1778.9 | 0.95491 | 8014203 | 79991229.467 | 214.9077 | 0.053632 | 0.0053733 | EPA/NEI | 83768800 | 225.0567
2019 | IA | Wapello Solar LLC | 63378 | MROW | MRO West | SUN | 100
2019 | IA | Wapsie Valley Creamery Back Up Generator | 59379 | MROW | MRO West | DFO | 1.8 |  | 0
2019 | IA | Washburn Wind Farm | 61071 | MROW | MRO West | WND | 70
2019 | IA | Waterloo Lundquist | 7851 | MROW | MRO West | DFO | 18 |  | 110.997 | 1080 | 0.1674 | 3.0163 | 0.31 | Estimated using an emission factor | 1080 | 0.1674
2019 | IA | Waverly Community Wind Project | 57214 | MROW | MRO West | WND | 2.7 |  | 5495.001 |  |  |  |  | Estimated using an emission factor | 48927.999
2019 | IA | Waverly Municipal Electric North Plant | 6554 | MROW | MRO West | DFO | 27.6 |  | 273.997 | 2865 | 0.25149 | 1.8357 | 0.17556 | EPA/NEI; Estimated using an emission factor | 2865 | 0.25149
2019 | IA | Webster City | 1198 | MROW | MRO West | DFO | 21.3 |  | 657 | 8936 | 0.077115 | 0.23475 | 0.017259 | NEI avg EF - PM, fuel type, firing type | 8936 | 0.077115
2019 | IA | Wellsburg Wind Project | 58886 | MROW | MRO West | WND | 140.8 |  | 403277 |  |  |  |  | Estimated using an emission factor | 3590779
2019 | IA | West Bend | 1199 | MROW | MRO West | DFO | 6.7 |  | 108 | 1716 | 0.26598 | 4.9256 | 0.31 | Estimated using an emission factor | 1716 | 0.26598
2019 | IA | West Diesel Generation Unit | 56517 | MROW | MRO West | DFO | 4 |  | 1 | 18 | 0.00279 | 5.58 | 0.31 | Estimated using an emission factor | 18 | 0.00279
2019 | IA | West Dubuque Solar | 60951 | MROW | MRO West | SUN | 3.8 |  | 5062 |  |  |  |  | Estimated using an emission factor | 45072
2019 | IA | West Liberty | 1200 | MROW | MRO West | DFO | 17.3 |  | 20 | 266 | 0.013273 | 1.3273 | 0.099799 | EPA/NEI; Estimated using an emission factor | 266 | 0.013273
2019 | IA | West Liberty Wind Farm | 61057 | MROW | MRO West | WND | 5
2019 | IA | West Receiving | 7853 | MROW | MRO West | DFO | 2 |  | 8 | 84 | 0.01302 | 3.255 | 0.31 | Estimated using an emission factor | 84 | 0.01302
2019 | IA | Whispering Willow North | 62079 | MROW | MRO West | WND | 201.3
2019 | IA | Whispering Willow Wind Farm - East | 56355 | MROW | MRO West | WND | 199.7 |  | 566024 |  |  |  |  | Estimated using an emission factor | 5039877
2019 | IA | Whittemore | 1201 | MROW | MRO West | DFO | 1.9
2019 | IA | Wilton | 1202 | MROW | MRO West | DFO | 10.2 |  | 11.759 | 112 | 0.01736 | 2.9526 | 0.31 | EPA/NEI; Estimated using an emission factor | 112 | 0.01736
2019 | IA | Wind GEM | 60541 | MROW | MRO West | WND | 1.9 |  | 5373 |  |  |  |  | Estimated using an emission factor | 47842
2019 | IA | Windwalkers LLC | 58071 | MROW | MRO West | WND | 1.6 |  | 4710 |  |  |  |  | Estimated using an emission factor | 41937
2019 | IA | Winnebago Wind Power Project | 56764 | MROW | MRO West | WND | 20 |  | 54287 |  |  |  |  | Estimated using an emission factor | 483372
2019 | IA | Winterset | 1203 | MROW | MRO West | DFO | 13.6 |  | 2 | 312.999 | 0.048515 | 48.5148 | 0.31 | Estimated using an emission factor | 312.999 | 0.048515
2019 | IA | Wiota | 58461 | MROW | MRO West | WND | 1.6 |  | 5618 |  |  |  |  | Estimated using an emission factor | 50022
2019 | IA | Wolverine | 57631 | MROW | MRO West | WND | 1.5 |  | 5261 |  |  |  |  | Estimated using an emission factor | 46845
2019 | ID | Albeni Falls | 851 | NWPP | WECC Northwest | WAT | 42 |  | 182793.999 |  |  |  |  | NEI avg EF - PM, fuel type, firing type | 1627598.062
2019 | ID | Amalgamated Sugar LLC Nampa | 54690 | NWPP | WECC Northwest | NG | 8.7 | 0.061818 | 37075.34 | 208608.885 | 0.8399 | 0.045308 | 0.0080524 | EPA/NEI; Estimated using an emission factor | 3374550.062 | 13.5867
2019 | ID | Amalgamated Sugar Twin Falls | 10504 | NWPP | WECC Northwest | NG | 10.2 | 0.089244 | 52238.403 | 293636.284 | 3.2043 | 0.12268 | 0.021825 | NEI avg EF - PM, fuel type | 3290262.625 | 35.905
2019 | ID | American Falls | 809 | NWPP | WECC Northwest | WAT | 92.4 |  | 382536.999 |  |  |  |  | NEI avg EF - PM, fuel type, firing type | 3406110
2019 | ID | American Falls Solar | 60011 | NWPP | WECC Northwest | SUN | 20 |  | 43789 |  |  |  |  | Estimated using an emission factor | 389899
2019 | ID | American Falls Solar II | 60012 | NWPP | WECC Northwest | SUN | 20 |  | 44078 |  |  |  |  | Estimated using an emission factor | 392471
2019 | ID | Anderson Ranch | 6395 | NWPP | WECC Northwest | WAT | 40 |  | 126064 |  |  |  |  | NEI avg EF - PM, fuel type, firing type | 1122474
2019 | ID | Arrowrock Hydroelectric Project | 56997 | NWPP | WECC Northwest | WAT | 15 |  | 59677 |  |  |  |  | NEI avg EF - PM, fuel type, firing type | 531361
2019 | ID | Ashton | 825 | NWPP | WECC Northwest | WAT | 6.7 |  | 39648.999 |  |  |  |  | NEI avg EF - PM, fuel type, firing type | 353034
2019 | ID | Bannock County LFG to Energy | 59529 | NWPP | WECC Northwest | LFG | 3.2 |  | 8944 | 92822 | 0.68224 | 0.15256 | 0.0147 | EPA/NEI; Estimated using an emission factor | 92822 | 0.68224
2019 | ID | Barber Dam | 10735 | NWPP | WECC Northwest | WAT | 4.1 |  | 13080 |  |  |  |  | NEI avg EF - PM, fuel type, firing type | 116465
2019 | ID | Bennett Creek Windfarm LLC - Mountain Home | 56637 | NWPP | WECC Northwest | WND | 21 |  | 39824 |  |  |  |  | Estimated using an emission factor | 354592
2019 | ID | Bennett Mountain Power Project | 55733 | NWPP | WECC Northwest | NG | 392.8 |  | 317878 | 3437897.5 | 11.3416 | 0.071358 | 0.006598 | EPA/NEI | 3437897.5 | 11.3416
2019 | ID | Big Sky Dairy Digester | 57393 | NWPP | WECC Northwest | OBG | 1.6 | 1 | 9513 | 92480 | 0.67973 | 0.14291 | 0.0147 | Estimated using an emission factor | 92480 | 0.67973
2019 | ID | Birch Creek Power | 10140 | NWPP | WECC Northwest | WAT | 2.6 |  | 13011 |  |  |  |  | NEI avg EF - PM, fuel type, firing type | 115849
2019 | ID | Black Canyon | 6396 | NWPP | WECC Northwest | WAT | 22.7 |  | 54133.001 |  |  |  |  | EPA/NEI; Estimated using an emission factor | 482001
2019 | ID | Blind Canyon Hydro | 54514 | NWPP | WECC Northwest | WAT | 1.3 |  | 1485 |  |  |  |  | NEI avg EF - PM, fuel type, firing type | 13223
2019 | ID | Bliss | 810 | NWPP | WECC Northwest | WAT | 75 |  | 388380.999 |  |  |  |  | NEI avg EF - PM, fuel type, firing type | 3458146.125
2019 | ID | Boise R Diversion | 6397 | NWPP | WECC Northwest | WAT | 4.8 |  | 8729.001 |  |  |  |  | EPA/NEI; Estimated using an emission factor | 77724
2019 | ID | Brownlee | 811 | NWPP | WECC Northwest | WAT | 675 |  | 2538736.999 |  |  |  |  | NEI avg EF - PM, fuel type, firing type | 22604914.5
2019 | ID | Burley Butte Windpark | 56434 | NWPP | WECC Northwest | WND | 21.3 |  | 56106 |  |  |  |  | Estimated using an emission factor | 499568
2019 | ID | Bypass | 50895 | NWPP | WECC Northwest | WAT | 9.9 |  | 25820.001 |  |  |  |  | NEI avg EF - PM, fuel type, firing type | 229900.992
2019 | ID | BYUI Central Energy Facility | 59496 | NWPP | WECC Northwest | NG | 5.6 | 0.42871 | 39339 | 202571.131 | 0.55539 | 0.028236 | 0.0054834 | NEI avg EF - PM, fuel type, firing type | 472518 | 1.2955
2019 | ID | C J Strike | 812 | NWPP | WECC Northwest | WAT | 82.8 |  | 495711.999 |  |  |  |  | NEI avg EF - PM, fuel type, firing type | 4413820.125
2019 | ID | Cabinet Gorge | 833 | NWPP | WECC Northwest | WAT | 265.2 |  | 991068 |  |  |  |  | NEI avg EF - PM, fuel type, firing type | 8824469.25
2019 | ID | Camp Reed | 57125 | NWPP | WECC Northwest | WND | 22.5 |  | 65322 |  |  |  |  | Estimated using an emission factor | 581628
2019 | ID | Cargill B6 Biofactory | 57343 | NWPP | WECC Northwest | OBG | 2.2 | 0.67004 | 14019 | 92852.256 | 0.68246 | 0.097363 | 0.0147 | Estimated using an emission factor | 138577 | 1.0185
2019 | ID | Cargill Dry Creek Biofactory | 57344 | NWPP | WECC Northwest | OBG | 2.4
2019 | ID | Carter Solar One, LLC | 60896 | NWPP | WECC Northwest | SUN | 20
2019 | ID | Cascade Dam | 813 | NWPP | WECC Northwest | WAT | 12.4 |  | 36596 |  |  |  |  | NEI avg EF - PM, fuel type, firing type | 325849
2019 | ID | Cassia Gulch | 56935 | NWPP | WECC Northwest | WND | 18.9 |  | 40035 |  |  |  |  | Estimated using an emission factor | 356473
2019 | ID | Cassia Wind | 56934 | NWPP | WECC Northwest | WND | 10.5 |  | 18646 |  |  |  |  | Estimated using an emission factor | 166024
2019 | ID | Chester Diversion Hydroelectric Project | 56893 | NWPP | WECC Northwest | WAT | 3.6 |  | 7551 |  |  |  |  | NEI avg EF - PM, fuel type, firing type | 67236
2019 | ID | City Power Plant | 841 | NWPP | WECC Northwest | WAT | 8 |  | 46722 |  |  |  |  | NEI avg EF - PM, fuel type, firing type | 416013
2019 | ID | Clear Lake | 814 | NWPP | WECC Northwest | WAT | 2.5 |  | 17272 |  |  |  |  | NEI avg EF - PM, fuel type, firing type | 153791
2019 | ID | Clearwater Paper IPP Lewiston | 50637 | NWPP | WECC Northwest | BLQ | 113.8 | 0.12528 | 412952 | 2292327.234 | 11.8288 | 0.057289 | 0.01032 | EPA/NEI; Estimated using an emission factor | 18297487.5 | 94.4182
2019 | ID | Clif Bar Bakery of Twin Falls | 62151 | NWPP | WECC Northwest | SUN | 2 |  | 1436 |  |  |  |  | Estimated using an emission factor | 12786
2019 | ID | Cold Springs Windfarm | 57431 | NWPP | WECC Northwest | WND | 23 |  | 50137 |  |  |  |  | Estimated using an emission factor | 446419
2019 | ID | Cove | 826 | NWPP | WECC Northwest | WAT | 7.5
2019 | ID | Crystal Springs | 10806 | NWPP | WECC Northwest | WAT | 2.3 |  | 11923 |  |  |  |  | NEI avg EF - PM, fuel type, firing type | 106161
2019 | ID | Desert Meadow Windfarm | 57430 | NWPP | WECC Northwest | WND | 23 |  | 56858 |  |  |  |  | Estimated using an emission factor | 506264
2019 | ID | Dietrich Drop | 10807 | NWPP | WECC Northwest | WAT | 4.8 |  | 17756 |  |  |  |  | NEI avg EF - PM, fuel type, firing type | 158099
2019 | ID | Double A Digester | 57425 | NWPP | WECC Northwest | OBG | 4.5 | 0.50016 | 15495 | 102870.182 | 0.7561 | 0.097592 | 0.0147 | Estimated using an emission factor | 205672.992 | 1.5117
2019 | ID | Dry Creek Project | 54394 | NWPP | WECC Northwest | WAT | 3.6 |  | 10341 |  |  |  |  | NEI avg EF - PM, fuel type, firing type | 92076
2019 | ID | Dworshak | 840 | NWPP | WECC Northwest | WAT | 465 |  | 1702262 |  |  |  |  | NEI avg EF - PM, fuel type, firing type | 15156939
2019 | ID | El Dorado Hydro Elk Creek | 50891 | NWPP | WECC Northwest | WAT | 2.6 |  | 4518 |  |  |  |  | NEI avg EF - PM, fuel type, firing type | 40228
2019 | ID | Evander Andrews Power Complex | 7953 | NWPP | WECC Northwest | NG | 270.9 |  | 294755 | 3217588.812 | 5.5941 | 0.037958 | 0.0034772 | EPA/NEI | 3217588.812 | 5.5941
2019 | ID | Falls River Hydro | 54668 | NWPP | WECC Northwest | WAT | 9 |  | 47835 |  |  |  |  | NEI avg EF - PM, fuel type, firing type | 425923
2019 | ID | Fargo Drop | 58384 | NWPP | WECC Northwest | WAT | 1.1 |  | 3757 |  |  |  |  | NEI avg EF - PM, fuel type, firing type | 33451
2019 | ID | Felt | 6359 | NWPP | WECC Northwest | WAT | 7.4 |  | 29411.999 |  |  |  |  | NEI avg EF - PM, fuel type, firing type | 261883.002
2019 | ID | Fighting Creek LFGTE Plant | 57902 | NWPP | WECC Northwest | LFG | 3.2 |  | 15424 | 166081 | 1.2207 | 0.15829 | 0.0147 | Estimated using an emission factor | 166081 | 1.2207
2019 | ID | Ford Hydro LP | 54674 | NWPP | WECC Northwest | WAT | 1.2 |  | 3519 |  |  |  |  | NEI avg EF - PM, fuel type, firing type | 31332.999
2019 | ID | Fossil Gulch | 56308 | NWPP | WECC Northwest | WND | 10.5 |  | 24534 |  |  |  |  | Estimated using an emission factor | 218448
2019 | ID | Gem State | 790 | NWPP | WECC Northwest | WAT | 23.4 |  | 130683 |  |  |  |  | NEI avg EF - PM, fuel type, firing type | 1163604
2019 | ID | Golden Valley Wind Park LLC | 56435 | NWPP | WECC Northwest | WND | 12 |  | 30219 |  |  |  |  | Estimated using an emission factor | 269071
2019 | ID | Goshen Phase II | 57211 | NWPP | WECC Northwest | WND | 124.5 |  | 359399 |  |  |  |  | Estimated using an emission factor | 3200087
2019 | ID | Grace | 827 | NWPP | WECC Northwest | WAT | 33 |  | 80378.001 |  |  |  |  | NEI avg EF - PM, fuel type, firing type | 715685.016
2019 | ID | Grand View Solar Two | 60068 | NWPP | WECC Northwest | SUN | 80 |  | 180168 |  |  |  |  | Estimated using an emission factor | 1604216
2019 | ID | Hammett Hill Windfarm | 57428 | NWPP | WECC Northwest | WND | 23 |  | 51738 |  |  |  |  | Estimated using an emission factor | 460674
2019 | ID | Hazelton B Hydro | 54558 | NWPP | WECC Northwest | WAT | 7.6 |  | 22635 |  |  |  |  | NEI avg EF - PM, fuel type, firing type | 201541
2019 | ID | Head of U Canal Hydro Project | 61217 | NWPP | WECC Northwest | WAT | 1.2 |  | 4436 |  |  |  |  | NEI avg EF - PM, fuel type, firing type | 39498
2019 | ID | Hidden Hollow Energy | 57861 | NWPP | WECC Northwest | LFG | 3.2
2019 | ID | High Mesa | 58019 | NWPP | WECC Northwest | WND | 40 |  | 92795 |  |  |  |  | Estimated using an emission factor | 826246
2019 | ID | Horse Butte Wind I, LLC | 57890 | NWPP | WECC Northwest | WND | 57.6 |  | 162640 |  |  |  |  | Estimated using an emission factor | 1448146
2019 | ID | Horseshoe Bend Hydroelectric Co | 54524 | NWPP | WECC Northwest | WAT | 9.4 |  | 37422 |  |  |  |  | NEI avg EF - PM, fuel type, firing type | 333207
2019 | ID | ID Solar | 60445 | NWPP | WECC Northwest | SUN | 40 |  | 94128 |  |  |  |  | Estimated using an emission factor | 838115
2019 | ID | Island Park | 4204 | NWPP | WECC Northwest | WAT | 4.8 |  | 13513 |  |  |  |  | NEI avg EF - PM, fuel type, firing type | 120320
2019 | ID | Jackpot Solar East, LLC | 60899 | NWPP | WECC Northwest | SUN | 20
2019 | ID | Jackpot Solar North, LLC | 60897 | NWPP | WECC Northwest | SUN | 20
2019 | ID | Jackpot Solar South, LLC | 60898 | NWPP | WECC Northwest | SUN | 20
2019 | ID | Jackpot Solar West, LLC | 60900 | NWPP | WECC Northwest | SUN | 20
2019 | ID | Kettle Butte Digester, LLC | 57345 | NWPP | WECC Northwest | OBG | 1.8 | 0.44654 | 6926 | 40991.809 | 0.30129 | 0.087003 | 0.0147 | Estimated using an emission factor | 91799 | 0.67472
2019 | ID | Koyle Ranch Hydroelectric Project | 10781 | NWPP | WECC Northwest | WAT | 1.3 |  | 3926 |  |  |  |  | NEI avg EF - PM, fuel type, firing type | 34958
2019 | ID | Langley Gulch Power Plant | 57028 | NWPP | WECC Northwest | NG | 318.5 |  | 1501424 | 10448383 | 41.1219 | 0.054777 | 0.0078714 | EPA/NEI | 10448383 | 41.1219
2019 | ID | Last Chance | 987 | NWPP | WECC Northwest | WAT | 1.7 |  | 4695 |  |  |  |  | NEI avg EF - PM, fuel type, firing type | 41804
2019 | ID | Lateral 10 Ventures | 54753 | NWPP | WECC Northwest | WAT | 2.4
2019 | ID | Little Mac Project | 10049 | NWPP | WECC Northwest | WAT | 1.5 |  | 5821.001 |  |  |  |  | NEI avg EF - PM, fuel type, firing type | 51829.999
2019 | ID | Little Wood Hydro Project | 54386 | NWPP | WECC Northwest | WAT | 2.8 |  | 8214 |  |  |  |  | NEI avg EF - PM, fuel type, firing type | 73138
2019 | ID | Low Line Rapids | 10808 | NWPP | WECC Northwest | WAT | 2.8 |  | 1866 |  |  |  |  | NEI avg EF - PM, fuel type, firing type | 16616
2019 | ID | Lower Malad | 815 | NWPP | WECC Northwest | WAT | 13.5 |  | 97659 |  |  |  |  | NEI avg EF - PM, fuel type, firing type | 869556
2019 | ID | Lower No 1 | 7012 | NWPP | WECC Northwest | WAT | 8 |  | 42778 |  |  |  |  | NEI avg EF - PM, fuel type, firing type | 380896
2019 | ID | Lower No 2 | 843 | NWPP | WECC Northwest | WAT | 3 |  | 8602 |  |  |  |  | NEI avg EF - PM, fuel type, firing type | 76590
2019 | ID | Lower Salmon | 816 | NWPP | WECC Northwest | WAT | 60 |  | 244930 |  |  |  |  | NEI avg EF - PM, fuel type, firing type | 2180856
2019 | ID | Lucky Peak Power Plant Project | 10014 | NWPP | WECC Northwest | WAT | 101.2 |  | 363871 |  |  |  |  | NEI avg EF - PM, fuel type, firing type | 3239905.062
2019 | ID | Magic Dam Hydroelectric Project | 10740 | NWPP | WECC Northwest | WAT | 9 |  | 27738.999 |  |  |  |  | NEI avg EF - PM, fuel type, firing type | 246987
2019 | ID | Mainline Windfarm | 57429 | NWPP | WECC Northwest | WND | 23 |  | 55289 |  |  |  |  | Estimated using an emission factor | 492293
2019 | ID | Marco Ranch | 50323 | NWPP | WECC Northwest | WAT | 1.2 |  | 2929 |  |  |  |  | NEI avg EF - PM, fuel type, firing type | 26079
2019 | ID | Marsh Valley Development | 50972 | NWPP | WECC Northwest | WAT | 1.6 |  | 7669 |  |  |  |  | NEI avg EF - PM, fuel type, firing type | 68285
2019 | ID | Meadow Creek Project Company | 58106 | NWPP | WECC Northwest | WND | 119.7 |  | 332959 |  |  |  |  | Estimated using an emission factor | 2964666
2019 | ID | Mile 28 Water Power Project | 54812 | NWPP | WECC Northwest | WAT | 1.4 |  | 898 |  |  |  |  | NEI avg EF - PM, fuel type, firing type | 7995
2019 | ID | Milner Butte LFGE | 63755 | NWPP | WECC Northwest | LFG | 2.6 |  | 16303 | 143753 | 1.0566 | 0.12962 | 0.0147 | NEI avg EF - PM, fuel type, firing type | 143753 | 1.0566
2019 | ID | Milner Dam Wind Park LLC | 56437 | NWPP | WECC Northwest | WND | 19.5 |  | 45845 |  |  |  |  | Estimated using an emission factor | 408206
2019 | ID | Milner Hydro | 7190 | NWPP | WECC Northwest | WAT | 59.5 |  | 157221 |  |  |  |  | NEI avg EF - PM, fuel type, firing type | 1399896.957
2019 | ID | Minidoka | 6398 | NWPP | WECC Northwest | WAT | 27.7 |  | 39952 |  |  |  |  | NEI avg EF - PM, fuel type, firing type | 355733.008
2019 | ID | Mink Creek Hydro | 10325 | NWPP | WECC Northwest | WAT | 3.1 |  | 10281 |  |  |  |  | NEI avg EF - PM, fuel type, firing type | 91541
2019 | ID | Mora Drop Hydroelectric Project | 56498 | NWPP | WECC Northwest | WAT | 1.7 |  | 4545 |  |  |  |  | NEI avg EF - PM, fuel type, firing type | 40468
2019 | ID | Mountain Home | 56636 | NWPP | WECC Northwest | WND | 21 |  | 37139 |  |  |  |  | Estimated using an emission factor | 330687
2019 | ID | Moyie Springs | 6506 | NWPP | WECC Northwest | WAT | 3.9 |  | 21763 |  |  |  |  | NEI avg EF - PM, fuel type, firing type | 193781.006
2019 | ID | Mt. Home Solar 1, LLC | 59695 | NWPP | WECC Northwest | SUN | 20 |  | 50022 |  |  |  |  | Estimated using an emission factor | 445397
2019 | ID | Murphy Flat Solar | 60009 | NWPP | WECC Northwest | SUN | 20 |  | 46442 |  |  |  |  | Estimated using an emission factor | 413519
2019 | ID | North Gooding Main Hydro | 61688 | NWPP | WECC Northwest | WAT | 1.3 |  | 4793 |  |  |  |  | NEI avg EF - PM, fuel type, firing type | 42677
2019 | ID | Notch Butte Hydro | 50718 | NWPP | WECC Northwest | WAT | 1 |  | 4367 |  |  |  |  | NEI avg EF - PM, fuel type, firing type | 38885
2019 | ID | Oneida | 829 | NWPP | WECC Northwest | WAT | 30 |  | 51273.999 |  |  |  |  | NEI avg EF - PM, fuel type, firing type | 456545.016
2019 | ID | Orchard Ranch Solar | 60010 | NWPP | WECC Northwest | SUN | 20 |  | 48438 |  |  |  |  | Estimated using an emission factor | 431292
2019 | ID | Oregon Trail Wind Park | 56439 | NWPP | WECC Northwest | WND | 13.5 |  | 36487 |  |  |  |  | Estimated using an emission factor | 324880
2019 | ID | Palisades Dam | 850 | NWPP | WECC Northwest | WAT | 176.4 |  | 758275 |  |  |  |  | NEI avg EF - PM, fuel type, firing type | 6751680
2019 | ID | Payne's Ferry | 57124 | NWPP | WECC Northwest | WND | 21 |  | 61653 |  |  |  |  | Estimated using an emission factor | 548959
2019 | ID | Pilgrim Stage Wind Park | 56440 | NWPP | WECC Northwest | WND | 10.5 |  | 31676 |  |  |  |  | Estimated using an emission factor | 282044
2019 | ID | Plummer Cogen | 55090 | NWPP | WECC Northwest | WDS | 6.2 | 0.26376 | 37288 | 209426.659 | 2.3887 | 0.12812 | 0.022812 | NEI avg EF - PM, fuel type | 794016 | 9.0566
2019 | ID | Post Falls | 835 | NWPP | WECC Northwest | WAT | 14.5 |  | 68659.998 |  |  |  |  | NEI avg EF - PM, fuel type, firing type | 611350.008
2019 | ID | Power County Wind Park North | 57761 | NWPP | WECC Northwest | WND | 22.5 |  | 65015 |  |  |  |  | Estimated using an emission factor | 578895
2019 | ID | Power County Wind Park South | 57760 | NWPP | WECC Northwest | WND | 22.5 |  | 57102 |  |  |  |  | Estimated using an emission factor | 508437
2019 | ID | Raft River Geothermal Power Plant | 56317 | NWPP | WECC Northwest | GEO | 36 |  | 95614 |  |  |  |  | EPA/NEI; Estimated using an emission factor | 851348
2019 | ID | Rathdrum Combustion Turbine Project | 7456 | NWPP | WECC Northwest | NG | 166.4 |  | 176180 | 1689694.375 | 4.6234 | 0.052485 | 0.0054724 | EPA/NEI | 1689694.375 | 4.6234
2019 | ID | Rathdrum Power, LLC | 55179 | NWPP | WECC Northwest | NG | 301.5 |  | 1801369 | 12664888 | 36.4523 | 0.040472 | 0.0057564 | NEI avg EF - PM, fuel type, firing type | 12664888 | 36.4523
2019 | ID | Rock Creek Dairy | 58142 | NWPP | WECC Northwest | OBG | 3.2 |  | 9526 | 87495 | 0.64309 | 0.13502 | 0.0147 | Estimated using an emission factor | 87495 | 0.64309
2019 | ID | Rock Creek I | 50987 | NWPP | WECC Northwest | WAT | 2.1 |  | 9310 |  |  |  |  | NEI avg EF - PM, fuel type, firing type | 82896
2019 | ID | Rock Creek II | 10809 | NWPP | WECC Northwest | WAT | 1.9 |  | 1028 |  |  |  |  | NEI avg EF - PM, fuel type, firing type | 9153
2019 | ID | Rockland Wind Farm | 57766 | NWPP | WECC Northwest | WND | 79.2 |  | 247583 |  |  |  |  | Estimated using an emission factor | 2204478
2019 | ID | Ryegrass Windfarm | 57427 | NWPP | WECC Northwest | WND | 23 |  | 52259 |  |  |  |  | Estimated using an emission factor | 465314
2019 | ID | S E Hazelton A | 50896 | NWPP | WECC Northwest | WAT | 8.4 |  | 23073 |  |  |  |  | NEI avg EF - PM, fuel type, firing type | 205441.992
2019 | ID | Salmon Diesel | 817 | NWPP | WECC Northwest | DFO | 5 |  | 33 | 377 | 0.058435 | 3.5415 | 0.31 | Estimated using an emission factor | 377 | 0.058435
2019 | ID | Salmon Falls Wind Park | 56441 | NWPP | WECC Northwest | WND | 21 |  | 60455 |  |  |  |  | Estimated using an emission factor | 538292
2019 | ID | Sawtooth Wind Project | 57749 | NWPP | WECC Northwest | WND | 22.4 |  | 52110 |  |  |  |  | Estimated using an emission factor | 463987
2019 | ID | Shoshone Falls | 818 | NWPP | WECC Northwest | WAT | 15.7 |  | 22003 |  |  |  |  | EPA/NEI; Estimated using an emission factor | 195917
2019 | ID | Simcoe Solar | 60748 | NWPP | WECC Northwest | SUN | 20 |  | 48338 |  |  |  |  | Estimated using an emission factor | 430401
2019 | ID | Simplot Leasing Don Plant | 50274 | NWPP | WECC Northwest | WH | 15.9 | 1 | 65655 |  |  |  |  | Estimated using an emission factor | 584591
2019 | ID | Smith Falls Hydro Project | 54249 | NWPP | WECC Northwest | WAT | 38.1 |  | 50328 |  |  |  |  | NEI avg EF - PM, fuel type, firing type | 448119.996
2019 | ID | Soda | 831 | NWPP | WECC Northwest | WAT | 14.5 |  | 20509 |  |  |  |  | NEI avg EF - PM, fuel type, firing type | 182613
2019 | ID | South Forks Hydro | 10296 | NWPP | WECC Northwest | WAT | 8 |  | 26418 |  |  |  |  | NEI avg EF - PM, fuel type, firing type | 235226
2019 | ID | Swan Falls | 819 | NWPP | WECC Northwest | WAT | 25 |  | 134329 |  |  |  |  | NEI avg EF - PM, fuel type, firing type | 1196066
2019 | ID | Tamarack Energy Partnership | 50099 | NWPP | WECC Northwest | WDS | 6.2 | 0.22794 | 21860 | 123167.83 | 1.4049 | 0.12853 | 0.022812 | NEI avg EF - PM, fuel type | 540347 | 6.1633
2019 | ID | Thousand Springs | 820 | NWPP | WECC Northwest | WAT | 8.8 |  | 56953 |  |  |  |  | EPA/NEI; Estimated using an emission factor | 507109
2019 | ID | Thousand Springs Wind Park | 56442 | NWPP | WECC Northwest | WND | 12 |  | 30706 |  |  |  |  | Estimated using an emission factor | 273406
2019 | ID | Tuana Gulch Wind Park | 56443 | NWPP | WECC Northwest | WND | 10.5 |  | 28916 |  |  |  |  | Estimated using an emission factor | 257468
2019 | ID | Tuana Springs | 57136 | NWPP | WECC Northwest | WND | 16.8 |  | 30104 |  |  |  |  | Estimated using an emission factor | 268047
2019 | ID | Twin Falls (ID) | 821 | NWPP | WECC Northwest | WAT | 52.7 |  | 147630 |  |  |  |  | NEI avg EF - PM, fuel type, firing type | 1314498
2019 | ID | Two Ponds Windfarm | 57444 | NWPP | WECC Northwest | WND | 23 |  | 50458 |  |  |  |  | Estimated using an emission factor | 449278
2019 | ID | UAMPS Carbon Free Power Plant | 61075 | NWPP | WECC Northwest | NUC | 600
2019 | ID | Upper Malad | 823 | NWPP | WECC Northwest | WAT | 8.3 |  | 50853 |  |  |  |  | NEI avg EF - PM, fuel type, firing type | 452795
2019 | ID | Upper Power Plant | 844 | NWPP | WECC Northwest | WAT | 8 |  | 50598 |  |  |  |  | NEI avg EF - PM, fuel type, firing type | 450525
2019 | ID | Upper Salmon A | 822 | NWPP | WECC Northwest | WAT | 18 |  | 108134 |  |  |  |  | NEI avg EF - PM, fuel type, firing type | 962825
2019 | ID | Upper Salmon B | 7079 | NWPP | WECC Northwest | WAT | 16.5 |  | 108134 |  |  |  |  | NEI avg EF - PM, fuel type, firing type | 962825
2019 | ID | Wilson Lake Hydroelectric Project | 54306 | NWPP | WECC Northwest | WAT | 8.4 |  | 25457 |  |  |  |  | NEI avg EF - PM, fuel type, firing type | 226668
2019 | ID | Wolverine Creek | 56301 | NWPP | WECC Northwest | WND | 64.5 |  | 163896 |  |  |  |  | Estimated using an emission factor | 1459331
2019 | ID | Yahoo Creek | 57126 | NWPP | WECC Northwest | WND | 21 |  | 62906 |  |  |  |  | Estimated using an emission factor | 560115
2019 | IL | 1515 S Caron Road | 7770 | RFCW | RFC West | NG | 4.2 |  | 24 | 394 | 0.0010802 | 0.090019 | 0.0054834 | NEI avg EF - PM, fuel type, firing type | 394 | 0.0010802
2019 | IL | Adkins Energy LLC | 58136 | RFCW | RFC West | NG | 6.8 | 0.25741 | 36014 | 192164.368 | 0.62836 | 0.034895 | 0.0065398 | NEI avg EF - PM, fuel type, firing type | 746521 | 2.4411
2019 | IL | Agriwind | 56408 | SRMW | SERC Midwest | WND | 8.4 |  | 15456 |  |  |  |  | Estimated using an emission factor | 137621
2019 | IL | Alsey Station | 7818 | SRMW | SERC Midwest | NG | 173 |  | 15026.999 | 166239.817 | 0.65239 | 0.086829 | 0.0078488 | EPA/NEI | 166239.817 | 0.65239
2019 | IL | Altamont | 7990 | SRMW | SERC Midwest | DFO | 7.2 |  | 71 | 754 | 0.11687 | 3.2921 | 0.31 | Estimated using an emission factor | 754 | 0.11687
2019 | IL | Archer Daniels Midland Co. | 10865 | SRMW | SERC Midwest | BIT | 335 | 0.18002 | 1188313 | 4703579.879 | 44.5498 | 0.07498 | 0.018943 | NEI avg EF - PM, fuel type, firing type | 26127885.469 | 247.4702
2019 | IL | Archer Daniels Midland Co. - Peoria | 10866 | SRMW | SERC Midwest | NG | 64 | 0.30811 | 83754 | 493443.089 | 1.7701 | 0.042269 | 0.0071744 | NEI avg EF - PM, fuel type, firing type | 1601540.375 | 5.7451
2019 | IL | Archer Daniels Midland Taylorville | 54312 | SRMW | SERC Midwest | NG | 4.6
2019 | IL | Argonne National Laboratory CHP | 60742 | RFCW | RFC West | NG | 6.3 | 1 | 31033 | 353629 | 0.96954 | 0.062485 | 0.0054834 | NEI avg EF - PM, fuel type, firing type | 353629 | 0.96954
2019 | IL | Aurora | 55279 | RFCW | RFC West | NG | 1086.2 |  | 650745 | 6622162.25 | 12.6365 | 0.038837 | 0.0038164 | EPA/NEI | 6622162.25 | 12.6365
2019 | IL | Avenue A Generator Sets | 7854 | SRMW | SERC Midwest | DFO | 3.6 |  | 90 | 899 | 0.13934 | 3.0966 | 0.31 | Estimated using an emission factor | 899 | 0.13934
2019 | IL | Avon Energy Partners LLC | 55768 | RFCW | RFC West | LFG | 3.3
2019 | IL | Baldwin Energy Complex | 889 | SRMW | SERC Midwest | RC | 1894.1 |  | 6291993 | 64178406 | 44.4647 | 0.014134 | 0.0013857 | EPA/NEI; Estimated using an emission factor | 64178406 | 44.4647
2019 | IL | Beecher Gas Recovery | 56419 | RFCW | RFC West | LFG | 3.3 |  | 9849 | 90331.998 | 0.66394 | 0.13482 | 0.0147 | Estimated using an emission factor | 90331.998 | 0.66394
2019 | IL | Bennington Wind | 63384 | SRMW | SERC Midwest | WND | 93
2019 | IL | Big Sky Wind LLC | 57135 | RFCW | RFC West | WND | 240 |  | 527269 |  |  |  |  | Estimated using an emission factor | 4694803
2019 | IL | Bishop Hill Energy LLC | 57463 | RFCW | RFC West | WND | 200 |  | 528638 |  |  |  |  | Estimated using an emission factor | 4706994
2019 | IL | Bishop Hill II Wind Farm | 58111 | SRMW | SERC Midwest | WND | 81 |  | 279842 |  |  |  |  | Estimated using an emission factor | 2491714
2019 | IL | Bishop Hill III | 61787 | SRMW | SERC Midwest | WND | 119 |  | 425038 |  |  |  |  | Estimated using an emission factor | 3784538
2019 | IL | Blackstone Wind Farm II LLC | 57113 | RFCW | RFC West | WND | 200 |  | 498034 |  |  |  |  | Estimated using an emission factor | 4434495
2019 | IL | Blackstone Wind Farm LLC | 57110 | RFCW | RFC West | WND | 102 |  | 274348 |  |  |  |  | Estimated using an emission factor | 2442796
2019 | IL | Bloom | 865 | RFCW | RFC West | DFO | 152
2019 | IL | BP Naperville Cogeneration Facility | 50722 | RFCW | RFC West | NG | 8.3 | 0.39346 | 70170 | 383460.84 | 1.0513 | 0.029965 | 0.0054834 | NEI avg EF - PM, fuel type, firing type | 974577 | 2.672
2019 | IL | Braidwood Generation Station | 6022 | RFCW | RFC West | NUC | 2449.8 |  | 20251140 |  |  |  |  | Estimated using an emission factor | 211454480
2019 | IL | Breese | 934 | SRMW | SERC Midwest | DFO | 18.9 |  | 288.001 | 3799.999 | 0.589 | 4.0903 | 0.31 | EPA/NEI; Estimated using an emission factor | 3799.999 | 0.589
2019 | IL | Brickyard Energy Partners LLC | 55762 | SRMW | SERC Midwest | LFG | 4.4
2019 | IL | Bright Stalk Wind Farm I | 57623 | RFCW | RFC West | WND | 205.2 |  | 36692 |  |  |  |  | Estimated using an emission factor | 326706
2019 | IL | Bright Stalk Wind Farm II | 57622 | SRMW | SERC Midwest | WND | 205.2
2019 | IL | Brown County Wind Turbine | 57767 | SRMW | SERC Midwest | WND | 1.5 |  | 3120 |  |  |  |  | Estimated using an emission factor | 27781
2019 | IL | Bunge Oil | 52034 | RFCW | RFC West | NG | 3.5
2019 | IL | Bushnell | 935 | SRMW | SERC Midwest | DFO | 10.8 |  | 84 | 899.001 | 0.13935 | 3.3177 | 0.31 | Estimated using an emission factor | 899.001 | 0.13935
2019 | IL | Byron Generating Station | 6023 | RFCW | RFC West | NUC | 2449.8 |  | 20117981 |  |  |  |  | Estimated using an emission factor | 210064088
2019 | IL | California Ridge Wind Energy LLC | 58008 | SRMW | SERC Midwest | WND | 217 |  | 766403 |  |  |  |  | Estimated using an emission factor | 6824053
2019 | IL | Calumet | 866 | RFCW | RFC West | NG | 278.4
2019 | IL | Calumet Energy Team, LLC | 55296 | RFCW | RFC West | NG | 312.8 |  | 14330 | 145337.047 | 0.17414 | 0.024304 | 0.0023963 | EPA/NEI | 145337.047 | 0.17414
2019 | IL | Camp Grove Wind Farm | 56640 | RFCW | RFC West | WND | 150 |  | 429371 |  |  |  |  | Estimated using an emission factor | 3823119
2019 | IL | Cardinal Point LLC | 59902 | SRMW | SERC Midwest | WND | 165
2019 | IL | Carlyle | 936 | SRMW | SERC Midwest | DFO | 15.3 |  | 362 | 3639.999 | 0.56396 | 3.1158 | 0.30987 | EPA/NEI; Estimated using an emission factor | 3639.999 | 0.56396
2019 | IL | Carmi | 937 | SRMW | SERC Midwest | DFO | 17.4 |  | 44 | 464.999 | 0.072075 | 3.2761 | 0.31 | EPA/NEI; Estimated using an emission factor | 464.999 | 0.072075
2019 | IL | Casey City of | 56053 | SRMW | SERC Midwest | DFO | 5.4 |  | 36 | 390 | 0.06045 | 3.3583 | 0.31 | Estimated using an emission factor | 390 | 0.06045
2019 | IL | CED Beecher Sun Solar | 63823 | RFCW | RFC West | SUN | 2
2019 | IL | CED Champaign Solar LLC | 62681 | SRMW | SERC Midwest | SUN | 1.6
2019 | IL | CED Hilltop Solar | 63824 | RFCW | RFC West | SUN | 2
2019 | IL | CED Peoria Solar | 63656 | SRMW | SERC Midwest | SUN | 2
2019 | IL | Charter Dura-Bar | 54540 | RFCW | RFC West | NG | 6 | 1 | 4978.002 | 100584 | 0.021218 | 0.0085247 | 0.0004219 | NEI avg EF - PM, fuel type, firing type | 100584 | 0.021218
2019 | IL | Chicago West Side Energy Center | 59794 | RFCW | RFC West | NG | 3.5 | 0.36683 | 18121 | 105959.99 | 0.29051 | 0.032063 | 0.0054834 | NEI avg EF - PM, fuel type, firing type | 288854 | 0.79195
2019 | IL | CID Gas Recovery | 50573 | RFCW | RFC West | LFG | 6 |  | 20765 | 374346 | 4.0429 | 0.3894 | 0.0216 | EPA/NEI; Estimated using an emission factor | 374346 | 4.0429
2019 | IL | Clinton LFGTE | 59635 | SRMW | SERC Midwest | LFG | 3.2 |  | 20227 | 212364 | 1.5609 | 0.15434 | 0.0147 | Estimated using an emission factor | 212364 | 1.5609
2019 | IL | Clinton Power Station | 204 | SRMW | SERC Midwest | NUC | 1138.3 |  | 8363289 |  |  |  |  | Estimated using an emission factor | 87326192
2019 | IL | Coffeen | 861 | SRMW | SERC Midwest | RC | 1005.4 |  | 2682390 | 29878222.25 | 29.8487 | 0.022255 | 0.001998 | EPA/NEI | 29878222.25 | 29.8487
2019 | IL | Collins | 6025 | RFCW | RFC West | NG | 2650.1
2019 | IL | Com Adam 1WF-1 | 58887 | RFCW | RFC West | WND | 5 |  | 8698 |  |  |  |  | Estimated using an emission factor | 77448
2019 | IL | Conagra Foods at St. Elmo | 63830 | SRMW | SERC Midwest | SUN | 1.8
2019 | IL | Cordova Energy Company | 55188 | MROW | MRO West | NG | 611.2 |  | 1675878 | 11312056.5 | 22.0896 | 0.026362 | 0.0039055 | EPA/NEI | 11312056.5 | 22.0896
2019 | IL | Countyside Genco LLC | 55773 | RFCW | RFC West | LFG | 21.2 |  | 27580 | 663631 | 7.1672 | 0.51974 | 0.0216 | EPA/NEI; Estimated using an emission factor | 663631 | 7.1672
2019 | IL | CPV Three Rivers Energy Center | 63931 | RFCW | RFC West | NG | 1300
2019 | IL | Crawford | 867 | RFCW | RFC West |  | 805
2019 | IL | Crescent Ridge | 56297 | RFCW | RFC West | WND | 53 |  | 152207 |  |  |  |  | Estimated using an emission factor | 1355249
2019 | IL | Crescent Ridge II Wind Energy Project | 56653 | RFCW | RFC West | WND | 57.8
2019 | IL | Crete Energy Park | 55253 | RFCW | RFC West | NG | 356 |  | 67432 | 885012.359 | 2.9202 | 0.086612 | 0.0065992 | EPA/NEI | 885012.359 | 2.9202
2019 | IL | CSL Behring LLC | 54790 | RFCW | RFC West | NG | 4.2 | 0.94511 | 31342 | 449217.274 | 1.2316 | 0.078592 | 0.0054834 | NEI avg EF - PM, fuel type, firing type | 475306 | 1.3031
2019 | IL | Dallman | 963 | SRMW | SERC Midwest | BIT | 617.8 |  | 1853889 | 22288257.5 | 87.5742 | 0.094476 | 0.0078583 | EPA/NEI | 22288257.5 | 87.5742
2019 | IL | Dayton Hydro | 10520 | SRMW | SERC Midwest | WAT | 3.6 |  | 23487.001 |  |  |  |  | NEI avg EF - PM, fuel type, firing type | 209129
2019 | IL | DePue Holdings, LLC | 63845 | SRMW | SERC Midwest | SUN | 20
2019 | IL | Devonshire Power Partners LLC | 55761 | RFCW | RFC West | LFG | 5.5
2019 | IL | Dixon Hydroelectric Dam | 54969 | RFCW | RFC West | WAT | 3 |  | 12516 |  |  |  |  | NEI avg EF - PM, fuel type, firing type | 111442.002
2019 | IL | Dixon/Lee Energy Partners LLC | 55763 | RFCW | RFC West | LFG | 4.4
2019 | IL | Dresden Generating Station | 869 | RFCW | RFC West | NUC | 2018.6 |  | 15081715 |  |  |  |  | Estimated using an emission factor | 157477368
2019 | IL | Duck Creek | 6016 | SRMW | SERC Midwest | RC | 441 |  | 2241252 | 23181380 | 46.5744 | 0.041561 | 0.0040183 | EPA/NEI | 23181380 | 46.5744
2019 | IL | E D Edwards | 856 | SRMW | SERC Midwest | SUB | 780.3 |  | 3212500 | 32419755 | 94.4233 | 0.058785 | 0.005825 | EPA/NEI | 32419755 | 94.4233
2019 | IL | EcoGrove Wind LLC | 56805 | RFCW | RFC West | WND | 100.5 |  | 242289 |  |  |  |  | Estimated using an emission factor | 2157339
2019 | IL | El Paso Wind Project | 56663 | SRMW | SERC Midwest | WND | 80
2019 | IL | Electric Junction | 870 | RFCW | RFC West | NG | 304
2019 | IL | Elgin Energy Center, LLC | 55438 | RFCW | RFC West | NG | 540 |  | 255682 | 2908409.812 | 7.3337 | 0.057366 | 0.0050431 | EPA/NEI | 2908409.812 | 7.3337
2019 | IL | Elwood Energy Facility | 55199 | RFCW | RFC West | NG | 1728 |  | 249066 | 2908670.109 | 7.093 | 0.056957 | 0.0048772 | EPA/NEI | 2908670.109 | 7.093
2019 | IL | Elwood Energy Storage Center | 59959 | RFCW | RFC West | MWH | 19.8 |  | -2252 | 0 |  |  |  |  | 0
2019 | IL | ESIL-PFCHICAGO 2, LLC | 63889 | RFCW | RFC West | SUN | 1
2019 | IL | ESIL-PFCHICAGO 3, LLC | 63888 | RFCW | RFC West | SUN | 1.4
2019 | IL | Evanston Township High School | 54788 | RFCW | RFC West | NG | 2.4 |  | 0
2019 | IL | Exelon Solar Chicago | 57191 | RFCW | RFC West | SUN | 9 |  | 14091 |  |  |  |  | Estimated using an emission factor | 125466
2019 | IL | Exxonmobil Oil Corporation | 50627 | RFCW | RFC West | PRG | 39.7 | 0.22756 | 181682.045
2019 | IL | Factory Gas Turbine | 8016 | SRMW | SERC Midwest | DFO | 26.6 |  | 859 | 11342.3 | 0.13451 | 0.31318 | 0.023718 | NEI avg EF - PM, fuel type, firing type | 11342.3 | 0.13451
2019 | IL | Fairfield | 940 | SRMW | SERC Midwest | DFO | 7.5 |  | 18 | 200 | 0.031 | 3.4444 | 0.31 | Estimated using an emission factor | 200 | 0.031
2019 | IL | Farmer City | 941 | SRMW | SERC Midwest | NG | 11.3 |  | 40.999 | 1492 | 0.12907 | 6.2963 | 0.17302 | Estimated using an emission factor | 1492 | 0.12907
2019 | IL | Fisk | 886 | RFCW | RFC West | DFO | 662.8 |  | 2542.998 | 55292.1 | 0.89529 | 0.70412 | 0.032384 | EPA/NEI; Estimated using an emission factor | 55292.1 | 0.89529
2019 | IL | Five Oaks Gas Recovery | 56529 | SRMW | SERC Midwest | LFG | 3.2 |  | 23587 | 285534 | 2.0987 | 0.17795 | 0.0147 | Estimated using an emission factor | 285534 | 2.0987
2019 | IL | Flora Site A | 56117 | SRMW | SERC Midwest | DFO | 5.4 |  | 27 | 342 | 0.05301 | 3.9267 | 0.31 | Estimated using an emission factor | 342 | 0.05301
2019 | IL | Flora Site B | 56118 | SRMW | SERC Midwest | DFO | 3.6 |  | 18 | 223 | 0.034565 | 3.8406 | 0.31 | Estimated using an emission factor | 223 | 0.034565
2019 | IL | Fox Metro Water Reclamation District | 50904 | RFCW | RFC West | NG | 2.2 | 1
2019 | IL | FPL Energy Illinois Wind LLC Hybrid | 57325 | RFCW | RFC West | WND | 237.5 |  | 662218 | 0 |  |  |  | EPA/NEI; Estimated using an emission factor | 5907234
2019 | IL | Freeburg | 943 | SRMW | SERC Midwest | DFO | 15.7 |  | 29.001 | 293.999 | 0.04557 | 3.1426 | 0.31 | Estimated using an emission factor | 293.999 | 0.04557
2019 | IL | Freedom Power Project | 7842 | SRMW | SERC Midwest | NG | 71 |  | 156 | 1576.466 | 0.0052353 | 0.06712 | 0.0066419 | EPA/NEI | 1576.466 | 0.0052353
2019 | IL | Fuyao Glass Illinois Inc. | 54360 | SRMW | SERC Midwest | DFO | 5.9 |  | 0
2019 | IL | Galesburg | 54310 | SRMW | SERC Midwest | NG | 3
2019 | IL | Galesburg Solar Array | 63399 | SRMW | SERC Midwest | SUN | 1.4
2019 | IL | Geneseo | 944 | MROW | MRO West | WND | 33.6 |  | 7516.999 | 962.999 | 0.02454 | 0.0065291 | 0.050965 | Estimated using an emission factor | 70073.999 | 0.02454
2019 | IL | Geneva Generation Facility | 56462 | RFCW | RFC West | NG | 31.5 |  | 4140 | 35078 | 0.0074015 | 0.0035756 | 0.000422 | EPA/NEI; Estimated using an emission factor | 35078 | 0.0074015
2019 | IL | Gibson City Energy Center, LLC | 55201 | SRMW | SERC Midwest | NG | 270 |  | 75048 | 819279.031 | 4.5918 | 0.12237 | 0.011209 | EPA/NEI | 819279.031 | 4.5918
2019 | IL | Goose Creek Power Plant | 55496 | SRMW | SERC Midwest | NG | 684 |  | 4921.002 | 58414.846 | 0.25663 | 0.1043 | 0.0087864 | EPA/NEI | 58414.846 | 0.25663
2019 | IL | Grand Ridge Battery Projects | 59957 | RFCW | RFC West | MWH | 33 |  | -3564 | 0 |  |  |  |  | 0
2019 | IL | Grand Ridge Solar Farm | 57912 | RFCW | RFC West | SUN | 20 |  | 30388 |  |  |  |  | Estimated using an emission factor | 270574
2019 | IL | Grand Ridge Wind Energy Center | 56941 | RFCW | RFC West | WND | 210 |  | 261197 |  |  |  |  | Estimated using an emission factor | 2325698.023
2019 | IL | Grand Tower Energy Center, LLC | 862 | SRMW | SERC Midwest | NG | 640.9 |  | 1000621 | 8196890.5 | 20.7853 | 0.041545 | 0.0050715 | EPA/NEI | 8196890.5 | 20.7853
2019 | IL | Granite City Works | 57072 | SRMW | SERC Midwest | BFG | 78 | 0.62326 | 501322 | 2206813.018 | 0.46564 | 0.0018576 | 0.000422 | NEI avg EF - PM, fuel type, firing type | 3540740.5 | 0.7471
2019 | IL | Green River Wind Farm | 60471 | RFCW | RFC West | WND | 194.3 |  | 70059 |  |  |  |  | Estimated using an emission factor | 623806
2019 | IL | Greene Valley Gas Recovery | 55014 | RFCW | RFC West | LFG | 9.9 |  | 35393 | 682579 | 7.3719 | 0.41657 | 0.0216 | EPA/NEI; Estimated using an emission factor | 682579 | 7.3719
2019 | IL | GSG LLC | 56450 | RFCW | RFC West | WND | 80 |  | 202278 |  |  |  |  | Estimated using an emission factor | 1801083
2019 | IL | Harmony Road Solar | 63069 | RFCW | RFC West | SUN | 1.9
2019 | IL | Harvest Ridge Wind Farm | 61161 | SRMW | SERC Midwest | WND | 202
2019 | IL | Havana | 891 | SRMW | SERC Midwest | RC | 718 |  | 1473425 | 17605242 | 0.57597 | 0.00078181 | 6.5431e-05 | EPA/NEI | 17605242 | 0.57597
2019 | IL | Heartland Community College | 59776 | SRMW | SERC Midwest | WND | 1.7 |  | 4739 |  |  |  |  | Estimated using an emission factor | 42196
2019 | IL | Hennepin Power Station | 892 | SRMW | SERC Midwest | RC | 306.3 |  | 945045 | 11017757 | 46.0397 | 0.097434 | 0.0083574 | EPA/NEI | 11017757 | 46.0397
2019 | IL | High Point Solar LLC | 63838 | RFCW | RFC West | SUN | 100
2019 | IL | High Trail Wind Farm LLC | 56338 | RFCW | RFC West | WND | 198 |  | 564176 |  |  |  |  | Estimated using an emission factor | 5023424
2019 | IL | Highland | 946 | SRMW | SERC Midwest | DFO | 17.6 |  | 203.001 | 2059 | 0.31915 | 3.1443 | 0.31 | Estimated using an emission factor | 2059 | 0.31915
2019 | IL | Hilltopper Wind Project | 61735 | RFCW | RFC West | WND | 185 |  | 591033 |  |  |  |  | Estimated using an emission factor | 5262556
2019 | IL | Hoffer Plastics | 54523 | RFCW | RFC West | NG | 7.2 |  | 1580.004 | 19509.003 | 0.0041164 | 0.0052106 | 0.000422 | Estimated using an emission factor | 19509.003 | 0.0041164
2019 | IL | Holland Energy Facility | 55334 | SRMW | SERC Midwest | NG | 702.1 |  | 1363423 | 10427251 | 48.1283 | 0.070599 | 0.0092312 | EPA/NEI | 10427251 | 48.1283
2019 | IL | Homestead Wind LLC | 60871 | SRMW | SERC Midwest | WND | 50
2019 | IL | Hoopeston Wind LLC | 59021 | SRMW | SERC Midwest | WND | 98 |  | 365549 |  |  |  |  | Estimated using an emission factor | 3254848
2019 | IL | IKEA Joliet Rooftop PV System | 61192 | RFCW | RFC West | SUN | 2 |  | 2944 |  |  |  |  | Estimated using an emission factor | 26214
2019 | IL | Illinois PV Fulton 1 CSG | 63790 | SRMW | SERC Midwest | SUN | 2
2019 | IL | IMEA Flora | 56116 | SRMW | SERC Midwest | DFO | 9 |  | 64 | 737 | 0.11423 | 3.5698 | 0.31 | Estimated using an emission factor | 737 | 0.11423
2019 | IL | IMEA Highland | 56114 | SRMW | SERC Midwest | DFO | 3.6 |  | 0
2019 | IL | Industrial Park | 7934 | SRMW | SERC Midwest | DFO | 13.4 |  | 390 | 3918.003 | 0.60729 | 3.1143 | 0.31 | Estimated using an emission factor | 3918.003 | 0.60729
2019 | IL | Ingredion Incorporated Argo Plant | 54556 | RFCW | RFC West | BIT | 54.6 | 0.188 | 241752 | 1664558.677 | 6.23 | 0.051541 | 0.0074855 | EPA/NEI; Estimated using an emission factor | 8854114.688 | 33.1388
2019 | IL | Interstate | 7425 | SRMW | SERC Midwest | NG | 138.6 |  | 10946 | 122133.844 | 2.6745 | 0.48868 | 0.043797 | EPA/NEI | 122133.844 | 2.6745
2019 | IL | Invenergy Nelson Expansion LLC | 60387 | RFCW | RFC West | NG | 380
2019 | IL | ITT Cogen Facility | 52021 | RFCW | RFC West | NG | 7.4 | 0.99593 | 43 | 696.154 | 0.0019086 | 0.088774 | 0.0054834 | NEI avg EF - PM, fuel type, firing type | 699 | 0.0019164
2019 | IL | Jackson Generation, LLC | 62926 | RFCW | RFC West | NG | 1200
2019 | IL | Jake Energy Storage Center | 59960 | RFCW | RFC West | MWH | 19.8 |  | -1709 | 0 |  |  |  |  | 0
2019 | IL | John A Logan College Solar | 61878 | SRMW | SERC Midwest | SUN | 1.9
2019 | IL | Joliet 29 | 384 | RFCW | RFC West | NG | 1320 |  | 1419542 | 14754148.75 | 6.6767 | 0.0094068 | 0.00090506 | EPA/NEI | 14754148.75 | 6.6767
2019 | IL | Joliet 9 | 874 | RFCW | RFC West | NG | 507.6 |  | -64543 | 124734.398 | 0.030079 | 0 | 0.00048229 | EPA/NEI | 124734.398 | 0.030079
2019 | IL | Joppa Steam | 887 | SRMW | SERC Midwest | RC | 1099.8 |  | 4412691 | 47727897 | 300.6873 | 0.13628 | 0.0126 | EPA/NEI | 47727897 | 300.6873
2019 | IL | Kankakee Gas Recovery | 54659 | RFCW | RFC West | LFG | 1.6
2019 | IL | Kankakee Hydro Facility | 54525 | RFCW | RFC West | WAT | 1.2 |  | 1115.001 |  |  |  |  | NEI avg EF - PM, fuel type, firing type | 9929.001
2019 | IL | Kelly Creek Wind Project | 60587 | RFCW | RFC West | WND | 184 |  | 649255 |  |  |  |  | Estimated using an emission factor | 5780967
2019 | IL | Kendall Energy Facility | 55131 | RFCW | RFC West | NG | 1256 |  | 6605374 | 51521846 | 136.7649 | 0.04141 | 0.005309 | EPA/NEI | 51521846 | 136.7649
2019 | IL | Kincaid Generating Station | 876 | RFCW | RFC West | SUB | 1319 |  | 3114921 | 33203888 | 38.2103 | 0.024534 | 0.0023016 | EPA/NEI | 33203888 | 38.2103
2019 | IL | Kinmundy Power Plant | 55204 | SRMW | SERC Midwest | NG | 270 |  | 150 | 26075.069 | 0.14296 | 1.9061 | 0.010965 | EPA/NEI | 26075.069 | 0.14296
2019 | IL | Kishwaukee CHP Plant | 58177 | RFCW | RFC West | OBG | 3 | 0.39854 | 11036.001 | 57207.851 | 0.42048 | 0.076201 | 0.0147 | Estimated using an emission factor | 143543.004 | 1.055
2019 | IL | Lake Forest Hospital | 60797 | RFCW | RFC West | NG | 3.2 |  | 357 | 10082 | 0.0021273 | 0.011918 | 0.000422 | Estimated using an emission factor | 10082 | 0.0021273
2019 | IL | Lake Gas Recovery | 50575 | RFCW | RFC West | LFG | 9 |  | 17795 | 333256 | 3.5992 | 0.40451 | 0.0216 | EPA/NEI; Estimated using an emission factor | 333256 | 3.5992
2019 | IL | Lakeside | 964 | SRMW | SERC Midwest | BIT | 80.4 |  | 0
2019 | IL | Lancaster Wind Farm Project | 56657 | RFCW | RFC West | WND | 70
2019 | IL | LaSalle Generating Station | 6026 | RFCW | RFC West | NUC | 2340 |  | 19435255 |  |  |  |  | Estimated using an emission factor | 202935328
2019 | IL | Lee County Generating Station, LLC | 55236 | RFCW | RFC West | NG | 692 |  | 141054 | 1858664.766 | 5.7647 | 0.081738 | 0.0062031 | EPA/NEI | 1858664.766 | 5.7647
2019 | IL | Lincoln Generating Facility | 55222 | RFCW | RFC West | NG | 692 |  | 11817 | 176103.355 | 0.26316 | 0.04454 | 0.0029888 | EPA/NEI | 176103.355 | 0.26316
2019 | IL | Lincoln Land Energy Center | 62022 | SRMW | SERC Midwest | NG | 1276.8
2019 | IL | Lincoln Land Wind | 58925 | SRMW | SERC Midwest | WND | 30
2019 | IL | Lineage Logistics Solar | 63825 | RFCW | RFC West | SUN | 1.6 |  | 59 |  |  |  |  | Estimated using an emission factor | 525
2019 | IL | Livingston Generating Facility | 55054 | RFCW | RFC West | LFG | 15 |  | 77901 | 1341276 | 14.4858 | 0.3719 | 0.0216 | Estimated using an emission factor | 1341276 | 14.4858
2019 | IL | Lockport Powerhouse | 10903 | RFCW | RFC West | WAT | 32 |  | 41127 |  |  |  |  | EPA/NEI; Estimated using an emission factor | 366195
2019 | IL | Lombard | 877 | RFCW | RFC West |  | 132.6
2019 | IL | Lone Tree Wind, LLC | 63251 | RFCW | RFC West | WND | 79
2019 | IL | Loyola University Health Plant | 58181 | RFCW | RFC West | NG | 10.6 | 0.52629 | 2848 | 24722.348 | 0.067781 | 0.047599 | 0.0054834 | NEI avg EF - PM, fuel type, firing type | 46975 | 0.12879
2019 | IL | LSP University Park, LLC | 55640 | RFCW | RFC West | NG | 726 |  | 522159 | 5130922.062 | 17.9189 | 0.068634 | 0.0069847 | EPA/NEI | 5130922.062 | 17.9189
2019 | IL | Marengo Battery Storage LLC | 62856 | RFCW | RFC West | MWH | 20 |  | -1520 | 0 |  |  |  |  | 0
2019 | IL | Marion | 976 | SRMW | SERC Midwest | BIT | 422 |  | 1652019 | 22524052.5 | 42.2721 | 0.051176 | 0.0037535 | EPA/NEI | 22524052.5 | 42.2721
2019 | IL | Mars Snackfood US | 54855 | RFCW | RFC West | NG | 3.5 | 0.3201 | 18232 | 105544.621 | 0.28937 | 0.031743 | 0.0054834 | NEI avg EF - PM, fuel type, firing type | 329721 | 0.90399
2019 | IL | Marseilles Lock and Dam Hydro | 58903 | SRMW | SERC Midwest | WAT | 10.4
2019 | IL | Marshall (IL) | 949 | SRMW | SERC Midwest | DFO | 19.9 |  | 115.004 | 951 | 0.14741 | 2.5635 | 0.31 | EPA/NEI; Estimated using an emission factor | 951 | 0.14741
2019 | IL | McHenry Battery Storage | 60656 | RFCW | RFC West | MWH | 19.8 |  | -170 | 0 |  |  |  |  | 0
2019 | IL | McLeansboro | 948 | SRMW | SERC Midwest | DFO | 9.2 |  | 78.001 | 783 | 0.12136 | 3.1119 | 0.31 | Estimated using an emission factor | 783 | 0.12136
2019 | IL | Mendota Hills, LLC | 56160 | RFCW | RFC West | WND | 76.2 |  | 177589 |  |  |  |  | Estimated using an emission factor | 1581254
2019 | IL | MEPI GT Facility | 7858 | SRMW | SERC Midwest | NG | 301.5 |  | 7645.999 | 112976.036 | 0.18334 | 0.047957 | 0.0032456 | EPA/NEI | 112976.036 | 0.18334
2019 | IL | Midland Wind | 63003 | RFCW | RFC West | WND | 115
2019 | IL | Milam Gas Recovery | 50566 | SRMW | SERC Midwest | NG | 2.4 |  | 19377.999 | 209011.992 | 0.044102 | 0.0045517 | 0.000422 | Estimated using an emission factor | 209011.992 | 0.044102
2019 | IL | Minonk Wind Farm | 57284 | RFCW | RFC West | WND | 200 |  | 654626 |  |  |  |  | Estimated using an emission factor | 5828790
2019 | IL | Moline | 899 | MROW | MRO West | WAT | 75.6 |  | 8241 | 9713 | 0.02663 | 0.0064628 | 0.0054834 | NEI avg EF - PM, fuel type, firing type | 82388 | 0.02663
2019 | IL | Mondelez Global LLC | 54933 | RFCW | RFC West | NG | 4.7 | 0.37043 | 16000 | 102237.939 | 0.28031 | 0.035038 | 0.0054834 | NEI avg EF - PM, fuel type, firing type | 275999 | 0.75671
2019 | IL | Mooseheart Power House | 50337 | RFCW | RFC West | NG | 1.8 | 1 | 0
2019 | IL | Mooseheart School Solar | 63073 | RFCW | RFC West | SUN | 2
2019 | IL | Morris Cogeneration, LLC | 55216 | RFCW | RFC West | NG | 212.5 | 0.51039 | 653343 | 4255713.085 | 2.9418 | 0.0090054 | 0.0013825 | EPA/NEI | 8338100.758 | 5.7638
2019 | IL | Morris Genco LLC | 55774 | RFCW | RFC West | LFG | 6.4
2019 | IL | MPEA Energy Center | 55067 | RFCW | RFC West | DFO | 9.3 |  | 0
2019 | IL | MTHS Co-Gen Buildings | 58825 | RFCW | RFC West | NG | 1.2 | 1 | 0
2019 | IL | Museum of Science and Industry | 58635 | RFCW | RFC West | NG | 1.7 | 1 | 0
2019 | IL | Nalco | 50326 | RFCW | RFC West |  | 4.7 | 0.36673 | 18206 | [5 empty] | 274397.188
2019 | IL | Nelson Energy Center | 55183 | RFCW | RFC West | NG | 627.5 |  | 4017076 | 28040822 | 25.7402 | 0.012815 | 0.0018359 | EPA/NEI | 28040822 | 25.7402
2019 | IL | Newton | 6017 | SRMW | SERC Midwest | RC | 1234.8 |  | 3201174 | 30948494 | 286.1641 | 0.17879 | 0.018493 | EPA/NEI | 30948494 | 286.1641
2019 | IL | North Chicago Energy Center | 58328 | RFCW | RFC West | NG | 12.4 | 0.38468 | 36091 | 204478.022 | 0.56062 | 0.031067 | 0.0054834 | NEI avg EF - PM, fuel type, firing type | 531552 | 1.4574
2019 | IL | North Ninth Street | 960 | RFCW | RFC West | NG | 19 |  | 1870.002 | 17526 | 0.44817 | 0.47933 | 0.051144 | EPA/NEI; Estimated using an emission factor | 20040 | 0.44817
2019 | IL | Northeastern Illinois University Cogen | 58245 | RFCW | RFC West | NG | 3.2 | 1 | 24.5 | 85 | 1.7935e-05 | 0.0014641 | 0.000422 | Estimated using an emission factor | 85 | 1.7935e-05
2019 | IL | Northwest Community Hospital | 59847 | RFCW | RFC West | NG | 4.4 | 0.74224 | 448 | 4438.571 | 0.00093654 | 0.004181 | 0.000422 | Estimated using an emission factor | 5980 | 0.0012618
2019 | IL | Oglesby | 894 | SRMW | SERC Midwest | NG | 70
2019 | IL | Old Trail Wind Farm | 56614 | RFCW | RFC West | WND | 198 |  | 580747 |  |  |  |  | Estimated using an emission factor | 5170970
2019 | IL | Orchard Hills Renewable Energy Station | 59792 | RFCW | RFC West | LFG | 16.2 |  | 15481.998 | 172709.004 | 1.2694 | 0.16399 | 0.0147 | Estimated using an emission factor | 172709.004 | 1.2694
2019 | IL | Otter Creek Wind Farm LLC | 61344 | RFCW | RFC West | WND | 158.2
2019 | IL | Panther Creek Wind Project | 63907 | SRMW | SERC Midwest | WND | 48
2019 | IL | Panther Grove Wind, LLC | 63818 | RFCW | RFC West | WND | 400
2019 | IL | Pearl Station | 6238 | SRMW | SERC Midwest | DFO | 46 |  | 238 | 4320 | 0.03728 | 0.31328 | 0.017259 | EPA/NEI; Estimated using an emission factor | 4320 | 0.03728
2019 | IL | Peru (IL) | 955 | SRMW | SERC Midwest | WAT | 63.5 |  | 26631.999 | 1769.002 | 0.17772 | 0.013346 | 0.20093 | EPA/NEI; Estimated using an emission factor | 237636.002 | 0.17772
2019 | IL | Phoenix Solar South Farms LLC Solar Farm | 62735 | SRMW | SERC Midwest | SUN | 4.7 |  | 7093 |  |  |  |  | Estimated using an emission factor | 63155
2019 | IL | Pike County Wind Power | 56376 | SRMW | SERC Midwest | WND | 1.7 |  | 2666 |  |  |  |  | Estimated using an emission factor | 23738
2019 | IL | Pilot Hill Wind Farm | 58898 | RFCW | RFC West | WND | 175 |  | 614962 |  |  |  |  | Estimated using an emission factor | 5475623
2019 | IL | Pinckneyville Power Plant | 55202 | SRMW | SERC Midwest | NG | 380 |  | 77350 | 758914.418 | 4.2566 | 0.11006 | 0.011218 | EPA/NEI | 758914.418 | 4.2566
2019 | IL | Pioneer Trail Wind Farm, LLC | 57675 | SRMW | SERC Midwest | WND | 150.4 |  | 480367 |  |  |  |  | Estimated using an emission factor | 4277188
2019 | IL | Pittsfield | 6237 | SRMW | SERC Midwest | DFO | 9
2019 | IL | Powerton | 879 | RFCW | RFC West | SUB | 1785.6 |  | 2334751 | 29651135.5 | 811.9962 | 0.69557 | 0.05477 | EPA/NEI | 29651135.5 | 811.9962
2019 | IL | Prairie State Generating Station | 55856 | SRMW | SERC Midwest | BIT | 1766 |  | 12053090 | 135083276 | 1318.9074 | 0.21885 | 0.019527 | EPA/NEI | 135083276 | 1318.9074
2019 | IL | Prairie State Solar Project | 62420 | SRMW | SERC Midwest | SUN | 99
2019 | IL | Prairie View IL | 57406 | RFCW | RFC West | LFG | 4.8 |  | 38640.999 | 413955.984 | 3.0426 | 0.15748 | 0.0147 | Estimated using an emission factor | 413955.984 | 3.0426
2019 | IL | Prairie Wolf Solar LLC | 62893 | SRMW | SERC Midwest | SUN | 200
2019 | IL | Presence Saint Mary of Nazareth Hospital | 54886 | RFCW | RFC West | DFO | 5 | 1 | 10.999 | 319.998 | 0.030673 | 5.5773 | 0.1917 | EPA/NEI; Estimated using an emission factor | 319.998 | 0.030673
2019 | IL | Princeton (IL) | 957 | SRMW | SERC Midwest | NG | 37.9 |  | 1240.001 | 13306 | 0.0028076 | 0.0045283 | 0.000422 | Estimated using an emission factor | 13306 | 0.0028076
2019 | IL | Providence Heights Wind LLC | 56622 | RFCW | RFC West | WND | 72 |  | 175386 |  |  |  |  | Estimated using an emission factor | 1561635
2019 | IL | Quad Cities Generating Station | 880 | RFCW | RFC West | NUC | 2018.6 |  | 15486108 |  |  |  |  | Estimated using an emission factor | 161699888
2019 | IL | Raccoon Creek Power Plant | 55417 | SRMW | SERC Midwest | NG | 456 |  | 2369 | 29372.139 | 0.10626 | 0.089712 | 0.0072357 | EPA/NEI | 29372.139 | 0.10626
2019 | IL | Radfords Run Wind Farm | 59061 | RFCW | RFC West | WND | 278 |  | 1112703 |  |  |  |  | Estimated using an emission factor | 9907508
2019 | IL | Rail Splitter Wind Farm | 56856 | SRMW | SERC Midwest | WND | 100.5 |  | 290518 |  |  |  |  | Estimated using an emission factor | 2586773
2019 | IL | Rantoul | 958 | SRMW | SERC Midwest | DFO | 29.9 |  | 133 | 1601 | 0.24815 | 3.7317 | 0.31 | EPA/NEI; Estimated using an emission factor | 1601 | 0.24815
2019 | IL | Rantoul Solar | 62451 | SRMW | SERC Midwest | SUN | 1 |  | 1482 |  |  |  |  | Estimated using an emission factor | 13196
2019 | IL | Red Bud | 959 | SRMW | SERC Midwest | DFO | 16.5 |  | 143 | 1376 | 0.21328 | 2.9829 | 0.31 | EPA/NEI; Estimated using an emission factor | 1376 | 0.21328
2019 | IL | Reed Road Solar | 63071 | RFCW | RFC West | SUN | 1.3
2019 | IL | Reynolds | 965 | SRMW | SERC Midwest | DFO | 17.5 |  | 39 | 1241 | 0.010709 | 0.5492 | 0.017259 | NEI avg EF - PM, fuel type, firing type | 1241 | 0.010709
2019 | IL | Riveside Resource Recovery LLC | 55767 | RFCW | RFC West | LFG | 1.1
2019 | IL | Rochelle Energy Center | 58377 | RFCW | RFC West | LFG | 4.8 |  | 17157.999 | 191720.004 | 1.4091 | 0.16425 | 0.0147 | Estimated using an emission factor | 191720.004 | 1.4091
2019 | IL | Rockford Energy Center | 55238 | RFCW | RFC West | NG | 316 |  | 132219 | 1419636.312 | 4.703 | 0.07114 | 0.0066257 | EPA/NEI | 1419636.312 | 4.703
2019 | IL | Rockford II Energy Center | 55936 | RFCW | RFC West | NG | 168 |  | 85390 | 862797.938 | 2.9259 | 0.068531 | 0.0067824 | EPA/NEI | 862797.938 | 2.9259
2019 | IL | Rockford Solar Farm | 58643 | RFCW | RFC West | SUN | 2.6 |  | 3735 |  |  |  |  | Estimated using an emission factor | 33258
2019 | IL | Rockton | 903 | RFCW | RFC West | WAT | 1.1 |  | 3793 |  |  |  |  | NEI avg EF - PM, fuel type, firing type | 33774.999
2019 | IL | Rocky Road Power, LLC | 55109 | RFCW | RFC West | NG | 415.5 |  | 47907.999 | 577557.805 | 3.8795 | 0.16196 | 0.013434 | EPA/NEI | 577557.805 | 3.8795
2019 | IL | Roxana Resource Recovery | 55759 | SRMW | SERC Midwest | LFG | 4.4
2019 | IL | Sabrooke | 882 | RFCW | RFC West | DFO | 149.6
2019 | IL | Saint Francis Hospital | 50952 | RFCW | RFC West | NG | 1.6
2019 | IL | Sears Hydroelectric Plant | 56978 | MROW | MRO West | WAT | 1.4 |  | 0
2019 | IL | Settlers Hill Gas Recovery | 50563 | RFCW | RFC West | LFG | 6 |  | 32950 | 644480 | 6.9604 | 0.42248 | 0.0216 | Estimated using an emission factor | 644480 | 6.9604
2019 | IL | Settlers Trail Wind Farm LLC | 57493 | SRMW | SERC Midwest | WND | 150.4 |  | 407812 |  |  |  |  | Estimated using an emission factor | 3631159
2019 | IL | Shady Oaks Wind Farm | 57964 | RFCW | RFC West | WND | 109.5 |  | 345818 |  |  |  |  | Estimated using an emission factor | 3079166
2019 | IL | Shelby County | 55237 | SRMW | SERC Midwest | NG | 483 |  | 230943 | 2233237.609 | 5.608 | 0.048566 | 0.0050223 | EPA/NEI | 2233237.609 | 5.608
2019 | IL | SIUC | 57928 | SRMW | SERC Midwest | BIT | 5.1 | 0.049883 | 8126 | 47357.957 | 1.0534 | 0.25927 | 0.044487 | EPA/NEI; Estimated using an emission factor | 949388 | 21.1176
2019 | IL | South Main Street | 961 | RFCW | RFC West | NG | 27.3 |  | 1146 | 11403 | 1.2089 | 2.1098 | 0.21203 | EPA/NEI; Estimated using an emission factor | 11403 | 1.2089
2019 | IL | Southeast Chicago Energy Project | 55281 | RFCW | RFC West | NG | 407.2 |  | 42137 | 607240.805 | 2.2556 | 0.10706 | 0.0074292 | EPA/NEI | 607240.805 | 2.2556
2019 | IL | Square Barn Solar | 63070 | RFCW | RFC West | SUN | 1.5
2019 | IL | Stallings | 895 | SRMW | SERC Midwest | NG | 95.2
2019 | IL | State Farm | 7556 | SRMW | SERC Midwest | DFO | 5.1 |  | 24 | 455.001 | 0.070525 | 5.8771 | 0.31 | Estimated using an emission factor | 455.001 | 0.070525
2019 | IL | Sterling Avenue | 860 | SRMW | SERC Midwest | NG | 36
2019 | IL | Streator Cayuga Ridge South | 57094 | RFCW | RFC West | WND | 300 |  | 800892 |  |  |  |  | Estimated using an emission factor | 7131143
2019 | IL | Streator Energy Partners LLC | 55760 | RFCW | RFC West | LFG | 1.1
2019 | IL | Sugar Creek Wind One LLC | 58924 | SRMW | SERC Midwest | WND | 202
2019 | IL | Sullivan (IL) | 969 | SRMW | SERC Midwest | DFO | 25.4 |  | 169 | 1669.001 | 0.2587 | 3.0615 | 0.31 | Estimated using an emission factor | 1669.001 | 0.2587
2019 | IL | TAC-Distributed Energy Resource Hybrid | 61990 | SRMW | SERC Midwest | SUN | 1.5 |  | 322 | 26 | 5.486e-06 | 3.4075e-05 | 0.000422 | EPA/NEI; Estimated using an emission factor | 2990 | 5.486e-06
2019 | IL | Tate & Lyle | 10867 | SRMW | SERC Midwest | BIT | 64.8 |  |  |  | 8.3215 |  |  | EPA/NEI | 5290899.75 | 8.3215
2019 | IL | Tazewell Gas Recovery | 50721 | SRMW | SERC Midwest | LFG | 2.4 |  | 16683.999 | 204268.008 | 1.5014 | 0.17998 | 0.0147 | Estimated using an emission factor | 204268.008 | 1.5014
2019 | IL | Thornridge High School | 55005 | RFCW | RFC West | NG | 1 |  | 0
2019 | IL | Thornwood High School | 55004 | RFCW | RFC West | NG | 1.4 | 1 | 0
2019 | IL | Tilton Power Station | 7760 | SRMW | SERC Midwest | NG | 188 |  | 73743 | 786592.984 | 2.5964 | 0.070418 | 0.0066017 | EPA/NEI | 786592.984 | 2.5964
2019 | IL | Triton East and West Cogen | 58375 | RFCW | RFC West | NG | 3.6 | 0.95333 | 571 | 3545.439 | 0.00074809 | 0.0026203 | 0.000422 | Estimated using an emission factor | 3718.998 | 0.00078471
2019 | IL | Tuscola Station | 55245 | SRMW | SERC Midwest | NG | 18 | 0.06034 | 27576.936 | 154611.641 | 0.6225 | 0.045147 | 0.0080525 | EPA/NEI; Estimated using an emission factor | 2562352.375 | 10.3166
2019 | IL | University of Illinois Abbott Power Plt | 54780 | SRMW | SERC Midwest | NG | 83.3 | 0.32198 | 167015.974 | 956480.642 | 4.3376 | 0.051942 | 0.0090698 | EPA/NEI; Estimated using an emission factor | 2970607.813 | 13.4715
2019 | IL | University of Illinois Cogen Facility | 54044 | RFCW | RFC West | NG | 59.9 | 0.45134 | 121545.999 | 652193.033 | 1.4344 | 0.023603 | 0.0043988 | EPA/NEI; Estimated using an emission factor | 1445017.996 | 3.1782
2019 | IL | University Park Energy | 55250 | RFCW | RFC West | NG | 353.4 |  | 211479 | 2354093.938 | 8.4214 | 0.079643 | 0.0071547 | EPA/NEI | 2354093.938 | 8.4214
2019 | IL | Upper Rock Energy Partners LLC | 55764 | MROW | MRO West | LFG | 4.4
2019 | IL | Upper Sterling | 7474 | SRMW | SERC Midwest | WAT | 2.2 |  | 7121 |  |  |  |  | NEI avg EF - PM, fuel type, firing type | 63405
2019 | IL | USS Goodrich Solar | 63620 | RFCW | RFC West | SUN | 2
2019 | IL | USS Grandpa Solar | 63619 | RFCW | RFC West | SUN | 1
2019 | IL | USS Solar Brick | 63618 | SRMW | SERC Midwest | SUN | 2
2019 | IL | USS Sycamore Solar | 63621 | RFCW | RFC West | SUN | 2
2019 | IL | Venice | 913 | SRMW | SERC Midwest | NG | 1097.5 |  | 27600 | 268253.932 | 0.67897 | 0.049201 | 0.0050622 | EPA/NEI | 268253.932 | 0.67897
2019 | IL | Vermilion | 897 | SRMW | SERC Midwest |  | 197.3
2019 | IL | Walnut Ridge Wind Farm | 58694 | RFCW | RFC West | WND | 212 |  | 815887 |  |  |  |  | Estimated using an emission factor | 7264657
2019 | IL | Waterloo | 971 | SRMW | SERC Midwest | NG | 30.2 |  | 493.998 | 6463 | 0.2761 | 1.1178 | 0.085441 | EPA/NEI; Estimated using an emission factor | 6463 | 0.2761
2019 | IL | Waukegan | 883 | RFCW | RFC West | SUB | 914.7 |  | 1193868 | 14452981.8 | 127.0129 | 0.21278 | 0.017576 | EPA/NEI | 14452981.8 | 127.0129
2019 | IL | WestRock (IL) | 54513 | RFCW | RFC West | NG | 2.9 |  | 8 | 84 | 1.7724e-05 | 0.004431 | 0.000422 | Estimated using an emission factor | 84 | 1.7724e-05
2019 | IL | White Oak Energy LLC | 57342 | SRMW | SERC Midwest | WND | 150 |  | 434116 |  |  |  |  | Estimated using an emission factor | 3865367
2019 | IL | Whitney Hill Wind Power LLC | 62606 | RFCW | RFC West | WND | 65
2019 | IL | Will County | 884 | RFCW | RFC West | SUB | 1268.8 |  | 776767 | 9149106 | 53.9513 | 0.13891 | 0.011794 | EPA/NEI; Estimated using an emission factor | 9149106 | 53.9513
2019 | IL | Winnetka | 972 | RFCW | RFC West | NG | 33.4 |  | 2841 | 46162.018 | 0.26595 | 0.18722 | 0.011522 | EPA/NEI; Estimated using an emission factor | 46162.018 | 0.26595
2019 | IL | Wood River | 898 | SRMW | SERC Midwest |  | 650.1
2019 | IL | Woodland Landfill Gas Recovery | 54662 | RFCW | RFC West | LFG | 4.8 |  | 25750 | 276388.992 | 2.0315 | 0.15778 | 0.0147 | Estimated using an emission factor | 276388.992 | 2.0315
2019 | IL | Woodridge Greene Valley Treatment Plant | 54987 | RFCW | RFC West | NG | 1.5 | 1 | 0
2019 | IL | Yeoman Creek | 61910 | RFCW | RFC West | SUN | 8.8
2019 | IL | Zion Energy Center | 55392 | RFCW | RFC West | NG | 994.5 |  | 597390 | 7308070.25 | 25.2041 | 0.084381 | 0.0068976 | EPA/NEI | 7308070.25 | 25.2041
2019 | IL | Zion Landfill Gas to Energy Facility | 56871 | RFCW | RFC West | LFG | 7 |  | 22647 | 251759.004 | 1.8504 | 0.16341 | 0.0147 | Estimated using an emission factor | 251759.004 | 1.8504
2019 | IN | 2 AC Station | 10211 | RFCW | RFC West | BFG | 82.4
2019 | IN | A B Brown Generating Station | 6137 | RFCW | RFC West | BIT | 706.8 |  | 2469960 | 29841140.234 | 347.3118 | 0.28123 | 0.023277 | EPA/NEI | 29841140.234 | 347.3118
2019 | IN | AEP Churubusco NaS | 60617 | RFCW | RFC West | MWH | 2 |  | 0
2019 | IN | Alcoa Allowance Management Inc | 6705 | RFCW | RFC West | BIT | 822.8 | 0.91077 | 4214527 | 45556397.392 | 489.1067 | 0.23211 | 0.021473 | EPA/NEI | 50019466.5 | 537.0237
2019 | IN | Anderson | 7336 | RFCW | RFC West | NG | 168.7 |  | 6297 | 82275.65 | 0.32151 | 0.10212 | 0.0078154 | NEI avg EF - PM, fuel type, firing type | 82275.65 | 0.32151
2019 | IN | ArcelorMittal Burns Harbor | 10245 | RFCW | RFC West | NG | 176.2 | 0.20548 | 682000 | 4004368.672 | 18.8157 | 0.055178 | 0.0093976 | NEI avg EF - PM, fuel type, firing type | 19487661 | 91.5685
2019 | IN | ArcelorMittal USA - Indiana Harbor East | 10474 | RFCW | RFC West | PRG | 377 | 0.30415 | 822324.71 | 6834274.042 | 123.1755 | 0.29958 | 0.036046 | EPA/NEI; Estimated using an emission factor | 22469837.5 | 404.9786
2019 | IN | Bailly Generating Station | 995 | RFCW | RFC West | NG | 641 |  | 0
2019 | IN | Belmont | 59172 | RFCW | RFC West | SUN | 3.8 |  | 5866 |  |  |  |  | Estimated using an emission factor | 52231
2019 | IN | Benton County Wind Farm | 56679 | RFCW | RFC West | WND | 130.5 |  | 301600 |  |  |  |  | Estimated using an emission factor | 2685447
2019 | IN | Big Blue River Wind Farm | 60907 | RFCW | RFC West | WND | 200
2019 | IN | BioTown Ag | 59774 | RFCW | RFC West | OBG | 6 | 0.82381 | 38659.002 | 353394.543 | 2.5975 | 0.13438 | 0.0147 | Estimated using an emission factor | 428978.016 | 3.153
2019 | IN | Bitter Ridge Wind Farm, LLC | 63666 | RFCW | RFC West | WND | 130
2019 | IN | Bluff Point Wind Facility | 61303 | RFCW | RFC West | WND | 119.7 |  | 388251 |  |  |  |  | Estimated using an emission factor | 3456986
2019 | IN | Bos Dairy, LLC | 57625 | RFCW | RFC West | NG | 2.5 |  | 6606 | 80342 | 0.016952 | 0.0051324 | 0.000422 | EPA/NEI; Estimated using an emission factor | 80342 | 0.016952
2019 | IN | BP Whiting Business Unit | 52130 | RFCW | RFC West | PRG | 93.8 | 0.19598 | 450768 | 2846401.519 | 51.3013 | 0.22762 | 0.036046 | NEI avg EF - PM, fuel type, firing type | 14523861.75 | 261.7666
2019 | IN | Broadway Avenue Generating Station | 1011 | RFCW | RFC West | NG | 141.9 |  | 0
2019 | IN | Bunge North America East LLC | 50316 | RFCW | RFC West | NG | 2 | 0.094731 | 10008 | 56816.031 | 0.22875 | 0.045714 | 0.0080524 | NEI avg EF - PM, fuel type | 599762 | 2.4148
2019 | IN | C. C. Perry K Steam Plant | 992 | RFCW | RFC West | NG | 23.4 | 0.033132 | 24088.98 | 131371.192 | 0.47328 | 0.039294 | 0.0072052 | NEI avg EF - PM, fuel type, firing type | 3965130.594 | 14.2846
2019 | IN | Cabin Creek Renewable Energy Station | 59791 | RFCW | RFC West | LFG | 4
2019 | IN | Camp Atterbury Microgrid Hybrid | 63324 | RFCW | RFC West | SUN | 7 |  | 106 |  |  |  |  | EPA/NEI; Estimated using an emission factor | 944
2019 | IN | Caterpillar | 50935 | RFCW | RFC West | NG | 29.3 | 1 | 38165.001 | 368742.997 | 29.2602 | 1.5334 | 0.1587 | EPA/NEI; Estimated using an emission factor | 368742.997 | 29.2602
2019 | IN | Cayuga | 1001 | RFCW | RFC West | BIT | 1184.9 |  | 3513813 | 38938988.922 | 496.0486 | 0.28234 | 0.025478 | EPA/NEI | 38938988.922 | 496.0486
2019 | IN | Centerville Solar Park | 62794 | RFCW | RFC West | SUN | 1
2019 | IN | Clark-Floyd Landfill Gas Generating | 56539 | RFCW | RFC West | LFG | 3.6
2019 | IN | Clifty Creek | 983 | RFCW | RFC West | BIT | 1303.8 |  | 5722979 | 62134918 | 170.7838 | 0.059684 | 0.0054972 | EPA/NEI | 62134918 | 170.7838
2019 | IN | Columbia City Solar Park | 62769 | RFCW | RFC West | SUN | 4.8
2019 | IN | Connersville | 1002 | RFCW | RFC West | DFO | 83.6
2019 | IN | Covanta Indianapolis Energy | 50647 | RFCW | RFC West | MSW | 6.5 | 0.035833 | 44177 | 253391.807 | 19.7644 | 0.89478 | 0.156 | Estimated using an emission factor | 7071417 | 551.5705
2019 | IN | Crane Solar Facility | 60435 | RFCW | RFC West | SUN | 17 |  | 27713 |  |  |  |  | Estimated using an emission factor | 246757
2019 | IN | Crawfordsville 2 Solar Park | 62484 | RFCW | RFC West | SUN | 7.9 |  | 141 |  |  |  |  | Estimated using an emission factor | 1255
2019 | IN | Crawfordsville 3 Solar Park | 62485 | RFCW | RFC West | SUN | 3.8 |  | 159 |  |  |  |  | Estimated using an emission factor | 1416
2019 | IN | Crawfordsville 5 Solar Park | 62793 | RFCW | RFC West | SUN | 9.7
2019 | IN | Crawfordsville Power Plant | 1024 | RFCW | RFC West |  | 24.9 |  | 0 | [5 empty] | 0
2019 | IN | Crawfordsville Solar Park 4 | 62776 | RFCW | RFC West | SUN | 2.3
2019 | IN | Dean H Mitchell | 996 | RFCW | RFC West |  | 537.6
2019 | IN | Decatur Co. Solar RES (IN) | 59988 | RFCW | RFC West | SUN | 1.1 |  | 1888 |  |  |  |  | Estimated using an emission factor | 16811
2019 | IN | Deer Creek PV | 59855 | RFCW | RFC West | SUN | 2.5 |  | 1519 |  |  |  |  | Estimated using an emission factor | 13525
2019 | IN | Deercroft I & II LFGTE | 54956 | RFCW | RFC West | LFG | 6.4 |  | 21970 | 271875 | 1.0278 | 0.093566 | 0.007561 | Estimated using an emission factor | 271875 | 1.0278
2019 | IN | Duke Building 129 | 59434 | RFCW | RFC West | SUN | 3.4 |  | 4588 |  |  |  |  | Estimated using an emission factor | 40850
2019 | IN | Duke Building 87 | 59432 | RFCW | RFC West | SUN | 2.7 |  | 3849 |  |  |  |  | Estimated using an emission factor | 34272
2019 | IN | Duke Building 98 | 59433 | RFCW | RFC West | SUN | 2.7 |  | 3849 |  |  |  |  | Estimated using an emission factor | 34272
2019 | IN | Earthmovers LFGTE | 57250 | RFCW | RFC West | LFG | 4.8 |  | 35925 | 444570.984 | 3.2676 | 0.18191 | 0.0147 | Estimated using an emission factor | 444570.984 | 3.2676
2019 | IN | East Chicago | 59018 | RFCW | RFC West | SUN | 2 |  | 3012 |  |  |  |  | Estimated using an emission factor | 26818
2019 | IN | Edwardsport Generating Station | 1004 | RFCW | RFC West | SGC | 948.7 |  | 3981902 | 29365585 | 32.7022 | 0.016425 | 0.0022272 | EPA/NEI | 29365585 | 32.7022
2019 | IN | Elkhart | 986 | RFCW | RFC West | WAT | 3.4 |  | 17757 |  |  |  |  | NEI avg EF - PM, fuel type, firing type | 158107.996
2019 | IN | Ellettsville Solar RES | 59985 | RFCW | RFC West | SUN | 1.1 |  | 1726 |  |  |  |  | Estimated using an emission factor | 15368
2019 | IN | Evonik Industries AG | 54835 | RFCW | RFC West | DFO | 1.2 |  | 0
2019 | IN | Expander Turbine | 10475 | RFCW | RFC West | BFG | 20 |  | 100570 | 0 |  |  |  |  | 0
2019 | IN | F B Culley Generating Station | 1012 | RFCW | RFC West | BIT | 414.9 |  | 1379277 | 18008878.5 | 194.5837 | 0.28215 | 0.02161 | EPA/NEI | 18008878.5 | 194.5837
2019 | IN | Fowler Ridge IV Wind Farm LLC | 59547 | RFCW | RFC West | WND | 150 |  | 450309 |  |  |  |  | Estimated using an emission factor | 4009552
2019 | IN | Fowler Ridge Wind Farm LLC | 56777 | RFCW | RFC West | WND | 600.3 |  | 1521642 |  |  |  |  | Estimated using an emission factor | 13548700
2019 | IN | Frank E Ratts | 1043 | RFCW | RFC West | BIT | 233.2
2019 | IN | Gas City Solar Park | 62767 | RFCW | RFC West | SUN | 2.5
2019 | IN | Georgetown Substation | 7759 | RFCW | RFC West | NG | 340 |  | 54099 | 1509821.375 | 5.9 | 0.21812 | 0.0078154 | NEI avg EF - PM, fuel type, firing type | 1509821.375 | 5.9
2019 | IN | Gibson | 6113 | RFCW | RFC West | BIT | 3339.5 |  | 12184147 | 123387718 | 1755.3453 | 0.28814 | 0.028453 | EPA/NEI | 123387718 | 1755.3453
2019 | IN | Green Cow Power | 60721 | RFCW | RFC West | OBG | 3 |  | 21915 | 251179.008 | 1.8462 | 0.16848 | 0.0147 | Estimated using an emission factor | 251179.008 | 1.8462
2019 | IN | Greenfield Solar Park | 61053 | RFCW | RFC West | SUN | 2.8 |  | 4890 |  |  |  |  | Estimated using an emission factor | 43541
2019 | IN | Griffith | 59019 | RFCW | RFC West | SUN | 2 |  | 3000 |  |  |  |  | Estimated using an emission factor | 26711
2019 | IN | Harvest Wind Energy Project | 61823 | RFCW | RFC West | WND | 0
2019 | IN | Headwaters Wind Farm II LLC | 62592 | RFCW | RFC West | WND | 200
2019 | IN | Headwaters Wind Farm LLC | 58416 | RFCW | RFC West | WND | 200 |  | 683921 |  |  |  |  | Estimated using an emission factor | 6089632
2019 | IN | Heat Recovery Coke Facility | 55066 | RFCW | RFC West | WH | 94.6 | 1 | 309625 |  |  |  |  | Estimated using an emission factor | 2756901
2019 | IN | Hendricks Regional Health | 54731 | RFCW | RFC West | DFO | 4.3 |  | 14.999 | 311.999 | 0.04836 | 6.4484 | 0.31 | Estimated using an emission factor | 311.999 | 0.04836
2019 | IN | Henry County Generating Station | 7763 | RFCW | RFC West | NG | 181.5 |  | 238622.001 | 2584907.188 | 10.1011 | 0.084662 | 0.0078154 | NEI avg EF - PM, fuel type, firing type | 2584907.188 | 10.1011
2019 | IN | Henryville Solar RES | 59986 | RFCW | RFC West | SUN | 1.1 |  | 1817 |  |  |  |  | Estimated using an emission factor | 16179
2019 | IN | Hidden View Dairy, LLC | 59260 | RFCW | RFC West | OBG | 2.1 |  | 3327 | 65372.002 | 0.48048 | 0.28884 | 0.0147 | EPA/NEI; Estimated using an emission factor | 65372.002 | 0.48048
2019 | IN | Hobart Solar, LLC | 58795 | RFCW | RFC West | SUN | 1 |  | 1342 |  |  |  |  | Estimated using an emission factor | 11950
2019 | IN | Hoosier Energy Lawrence Co Station | 7948 | RFCW | RFC West | NG | 402 |  | 40348.998 | 447146.141 | 0.42557 | 0.021095 | 0.0019035 | EPA/NEI | 447146.141 | 0.42557
2019 | IN | Hoosier Wind Project LLC | 56878 | RFCW | RFC West | WND | 106 |  | 230912 |  |  |  |  | Estimated using an emission factor | 2056041
2019 | IN | Hurricane Creek Lift Station | 61267 | RFCW | RFC West | DFO | 2 |  | 165 | 1735 | 0.26893 | 3.2597 | 0.31 | Estimated using an emission factor | 1735 | 0.26893
2019 | IN | IMPA Anderson Solar Park | 60253 | RFCW | RFC West | SUN | 5 |  | 6881 |  |  |  |  | Estimated using an emission factor | 61270
2019 | IN | IMPA Anderson Solar Park 2 | 61054 | RFCW | RFC West | SUN | 8.1 |  | 13837 |  |  |  |  | Estimated using an emission factor | 123205
2019 | IN | IMPA Crawfordsville Solar Park | 59483 | RFCW | RFC West | SUN | 3 |  | 3110 |  |  |  |  | Estimated using an emission factor | 27694
2019 | IN | IMPA Frankton Solar Park | 59479 | RFCW | RFC West | SUN | 1 |  | 439 |  |  |  |  | Estimated using an emission factor | 3909
2019 | IN | IMPA Huntingburg Solar Park | 60251 | RFCW | RFC West | SUN | 2 |  | 2710 |  |  |  |  | Estimated using an emission factor | 24129
2019 | IN | IMPA Pendleton Solar Park | 59770 | RFCW | RFC West | SUN | 2 |  | 2320 |  |  |  |  | Estimated using an emission factor | 20657
2019 | IN | IMPA Peru Solar Park | 59481 | RFCW | RFC West | SUN | 3 |  | 3981 |  |  |  |  | Estimated using an emission factor | 35446
2019 | IN | IMPA Rensselaer Solar Park | 59480 | RFCW | RFC West | SUN | 1 |  | 346 |  |  |  |  | Estimated using an emission factor | 3080
2019 | IN | IMPA Richmond Solar Park | 59478 | RFCW | RFC West | SUN | 1 |  | 1192 |  |  |  |  | Estimated using an emission factor | 10615
2019 | IN | IMPA Tell City Solar Park | 59482 | RFCW | RFC West | SUN | 1 |  | 1013 |  |  |  |  | Estimated using an emission factor | 9019
2019 | IN | IMPA Washington Solar Park | 60252 | RFCW | RFC West | SUN | 4 |  | 4987 |  |  |  |  | Estimated using an emission factor | 44405
2019 | IN | IND Community Solar Farm 1st Phase | 58391 | RFCW | RFC West | SUN | 10 |  | 14516 |  |  |  |  | Estimated using an emission factor | 129251
2019 | IN | IND Solar Farm (Phase IIA) | 59424 | RFCW | RFC West | SUN | 7.5 |  | 12689 |  |  |  |  | Estimated using an emission factor | 112982
2019 | IN | Indianapolis Motor Speedway Solar PV | 58615 | RFCW | RFC West | SUN | 9 |  | 12755 |  |  |  |  | Estimated using an emission factor | 113568
2019 | IN | Indy Grocers | 59834 | RFCW | RFC West | SUN | 1 |  | 1202 |  |  |  |  | Estimated using an emission factor | 10703
2019 | IN | INDY III | 59823 | RFCW | RFC West | SUN | 2.5 |  | 4131 |  |  |  |  | Estimated using an emission factor | 36782
2019 | IN | Indy Solar I, LLC | 58552 | RFCW | RFC West | SUN | 10 |  | 14812 |  |  |  |  | Estimated using an emission factor | 131885
2019 | IN | Indy Solar II, LLC | 58556 | RFCW | RFC West | SUN | 10.1 |  | 15398 |  |  |  |  | Estimated using an emission factor | 137104
2019 | IN | Indy Solar III, LLC | 58553 | RFCW | RFC West | SUN | 8.6 |  | 13472 |  |  |  |  | Estimated using an emission factor | 119954
2019 | IN | IPL - Eagle Valley Generating Station | 991 | RFCW | RFC West | NG | 1040.3 |  | 5100791 | 34406974 | 0.58714 | 0.00023022 | 3.4129e-05 | EPA/NEI | 34406974 | 0.58714
2019 | IN | IPL - Harding Street Station (EW Stout) | 990 | RFCW | RFC West | NG | 1178.3 |  | 1027979.999 | 11952036.594 | 38.5622 | 0.075025 | 0.0064528 | EPA/NEI; Estimated using an emission factor | 11952036.594 | 38.5622
2019 | IN | IPL - Petersburg Generating Station | 994 | RFCW | RFC West | BIT | 2154.8 |  | 8755390.999 | 96784304 | 197.9499 | 0.045218 | 0.0040905 | EPA/NEI | 96784304 | 197.9499
2019 | IN | Jackson Co. Solar RES | 59989 | RFCW | RFC West | SUN | 1.1 |  | 1847 |  |  |  |  | Estimated using an emission factor | 16446
2019 | IN | Jay County LFGTE | 56464 | RFCW | RFC West | LFG | 3.2 |  | 20742 | 256690 | 1.8867 | 0.18192 | 0.0147 | Estimated using an emission factor | 256690 | 1.8867
2019 | IN | Johnson Co. Solar RES | 59990 | RFCW | RFC West | SUN | 1.1 |  | 1889 |  |  |  |  | Estimated using an emission factor | 16820
2019 | IN | Jordan Creek Wind Farm, LLC | 63389 | RFCW | RFC West | WND | 400
2019 | IN | Kokomo Solar 1, LLC | 60864 | RFCW | RFC West | SUN | 5.4 |  | 8048 |  |  |  |  | Estimated using an emission factor | 71660
2019 | IN | Lanesville Solar RES | 59984 | RFCW | RFC West | SUN | 1.1 |  | 1837 |  |  |  |  | Estimated using an emission factor | 16358
2019 | IN | Lawrenceburg Energy Facility | 55502 | RFCW | RFC West | NG | 1232 |  | 7912142 | 57897452 | 110.2507 | 0.027869 | 0.0038085 | EPA/NEI | 57897452 | 110.2507
2019 | IN | Lenape II | 58703 | RFCW | RFC West | SUN | 4 |  | 4681 |  |  |  |  | Estimated using an emission factor | 41680
2019 | IN | Liberty I & II LFGTE | 56465 | RFCW | RFC West | LFG | 12.8 |  | 95548 | 1090605 | 8.0159 | 0.16779 | 0.0147 | Estimated using an emission factor | 1090605 | 8.0159
2019 | IN | Lilly Technical Center | 58043 | RFCW | RFC West | DFO | 7 |  | 0
2019 | IN | Lincoln Solar | 58496 | RFCW | RFC West | SUN | 1.5 |  | 2166 |  |  |  |  | Estimated using an emission factor | 19287
2019 | IN | Logansport Solar | 63861 | RFCW | RFC West | SUN | 16
2019 | IN | M. G. Emmett J. Bean Federal Center | 58178 | RFCW | RFC West | SUN | 2 |  | 1450 |  |  |  |  | Estimated using an emission factor | 12911
2019 | IN | Marion Solar LNG | 59180 | RFCW | RFC West | SUN | 1.5 |  | 2305 |  |  |  |  | Estimated using an emission factor | 20524
2019 | IN | Markland | 1005 | RFCW | RFC West | WAT | 69.1 |  | 164380 |  |  |  |  | NEI avg EF - PM, fuel type, firing type | 1463640
2019 | IN | Maywood Photovoltaic Project | 58770 | RFCW | RFC West | SUN | 8 |  | 10910 |  |  |  |  | Estimated using an emission factor | 97141
2019 | IN | McDonald Solar Farm, LLC | 60238 | RFCW | RFC West | SUN | 5.2 |  | 5915 |  |  |  |  | Estimated using an emission factor | 52667
2019 | IN | Meadow Lake Wind Farm II LLC | 57112 | RFCW | RFC West | WND | 99 |  | 250044 |  |  |  |  | Estimated using an emission factor | 2226392
2019 | IN | Meadow Lake Wind Farm III LLC | 57115 | RFCW | RFC West | WND | 103.5 |  | 271061 |  |  |  |  | Estimated using an emission factor | 2413527
2019 | IN | Meadow Lake Wind Farm IV | 57177 | RFCW | RFC West | WND | 98.7 |  | 206423 |  |  |  |  | Estimated using an emission factor | 1837991
2019 | IN | Meadow Lake Wind Farm LLC | 57109 | RFCW | RFC West | WND | 199.7 |  | 475363 |  |  |  |  | Estimated using an emission factor | 4232632
2019 | IN | Meadow Lake Wind Farm V LLC | 57628 | RFCW | RFC West | WND | 100 |  | 344064 |  |  |  |  | Estimated using an emission factor | 3063546
2019 | IN | Meadow Lake Wind Farm VI LLC | 61756 | RFCW | RFC West | WND | 200.4 |  | 607996 |  |  |  |  | Estimated using an emission factor | 5413596
2019 | IN | Merom | 6213 | RFCW | RFC West | BIT | 1080 |  | 4590850 | 49280594 | 30.239 | 0.013174 | 0.0012272 | EPA/NEI | 49280594 | 30.239
2019 | IN | Miami Wabash | 1006 | RFCW | RFC West | DFO | 104.6
2019 | IN | Michigan City Generating Station | 997 | RFCW | RFC West | SUB | 680 |  | 1072965 | 12018991 | 121.823 | 0.22708 | 0.020272 | EPA/NEI | 12018991 | 121.823
2019 | IN | Middlebury Solar | 60047 | RFCW | RFC West | SUN | 1.5 | 1 | 1956 |  |  |  |  | Estimated using an emission factor | 17418
2019 | IN | Montpelier Electric Gen Station | 55229 | RFCW | RFC West | NG | 472 |  | 151435 | 1508109.5 | 5.8933 | 0.077832 | 0.0078154 | NEI avg EF - PM, fuel type, firing type | 1508109.5 | 5.8933
2019 | IN | Munster Landfill Gas-to-Energy | 59808 | RFCW | RFC West | LFG | 1.1 |  | 3081 | 55284 | 0.40634 | 0.26377 | 0.0147 | Estimated using an emission factor | 55284 | 0.40634
2019 | IN | NA 1 (IN) | 7228 | RFCW | RFC West | NG | 3685
2019 | IN | Nabb Battery Energy Storage System | 62862 | RFCW | RFC West | MWH | 5
2019 | IN | New Castle Solar RES | 59981 | RFCW | RFC West | SUN | 1.1 |  | 1629 |  |  |  |  | Estimated using an emission factor | 14504
2019 | IN | New Haven Solar RES | 59983 | RFCW | RFC West | SUN | 1.1 |  | 1902 |  |  |  |  | Estimated using an emission factor | 16935
2019 | IN | Noblesville | 1007 | RFCW | RFC West | NG | 283 |  | 1422801 | 10694523 | 30.7811 | 0.043268 | 0.0057564 | NEI avg EF - PM, fuel type, firing type | 10694523 | 30.7811
2019 | IN | Northeast (IN) | 1013 | RFCW | RFC West | NG | 22.2 |  | 0
2019 | IN | Norway (IN) | 998 | RFCW | RFC West | WAT | 7.3 |  | 22031.999 |  |  |  |  | NEI avg EF - PM, fuel type, firing type | 196174
2019 | IN | Notre Dame Hydro | 62918 | RFCW | RFC West | WAT | 2.5
2019 | IN | Oak Hill Solar Array | 61333 | RFCW | RFC West | SUN | 2 |  | 3625 |  |  |  |  | Estimated using an emission factor | 32277
2019 | IN | Oak Ridge LFGTE | 56463 | RFCW | RFC West | LFG | 3.2 |  | 21819 | 270008 | 1.9846 | 0.18191 | 0.0147 | Estimated using an emission factor | 270008 | 1.9846
2019 | IN | Oakdale | 999 | RFCW | RFC West | WAT | 11.8 |  | 24784.001 |  |  |  |  | NEI avg EF - PM, fuel type, firing type | 220677
2019 | IN | OlivePV | 59854 | RFCW | RFC West | SUN | 5 |  | 8063 |  |  |  |  | Estimated using an emission factor | 71794
2019 | IN | Orme Park Water Treatment Plant | 61266 | RFCW | RFC West | DFO | 1.5
2019 | IN | Osprey Point RES | 59255 | RFCW | RFC West | OG | 13.2 |  | 0
2019 | IN | Pastime Farm, LLC | 60239 | RFCW | RFC West | SUN | 5.2 |  | 8727 |  |  |  |  | Estimated using an emission factor | 77704
2019 | IN | Peru (IN) | 1037 | RFCW | RFC West | DFO | 36.3 |  | 0
2019 | IN | POET Biorefining - North Manchester, LLC | 63852 | RFCW | RFC West | NG | 3.9
2019 | IN | POET Biorefining - Portland | 63922 | RFCW | RFC West | NG | 3.5
2019 | IN | POET Biorefining - Shelbyville | 63921 |  |  | NG | 6.1
2019 | IN | POET Biorefining- Alexandria, LLC | 63924 | RFCW | RFC West | NG | 3.6
2019 | IN | Portage Solar | 60046 | RFCW | RFC West | SUN | 1.5 |  | 2291 |  |  |  |  | Estimated using an emission factor | 20400
2019 | IN | Portside Energy | 55096 | RFCW | RFC West | NG | 61 | 0.28474 | 246972 | 1254074.033 | 3.7676 | 0.03051 | 0.0060086 | EPA/NEI; Estimated using an emission factor | 4404358.031 | 13.2319
2019 | IN | Prairie View I & II LFGTE | 54926 | RFCW | RFC West | LFG | 6.4 |  | 45326 | 560910 | 4.1227 | 0.18191 | 0.0147 | Estimated using an emission factor | 560910 | 4.1227
2019 | IN | Prairies Edge Generating Facility | 58129 | RFCW | RFC West | NG | 1.1 |  | 6075 | 169600 | 0.035786 | 0.011781 | 0.000422 | Estimated using an emission factor | 169600 | 0.035786
2019 | IN | Purdue Energy Park | 57518 | RFCW | RFC West | WND | 39.2
2019 | IN | Purdue University-Wade Utility | 50240 | RFCW | RFC West | NG | 43.2 | 0.20162 | 158418.705 | 959893.455 | 5.0233 | 0.063418 | 0.010466 | EPA/NEI; Estimated using an emission factor | 4760961.75 | 24.9148
2019 | IN | R Gallagher | 1008 | RFCW | RFC West | BIT | 600 |  | 21670 | 481194.828 | 6.9315 | 0.63973 | 0.028809 | EPA/NEI | 481194.828 | 6.9315
2019 | IN | R M Schahfer Generating Station | 6085 | RFCW | RFC West | SUB | 2201.4 |  | 5492575 | 70441377.234 | 667.0605 | 0.2429 | 0.018939 | EPA/NEI | 70441377.234 | 667.0605
2019 | IN | Randolph Eastern School Wind Turbine | 57638 | RFCW | RFC West | WND | 1 |  | 0
2019 | IN | Rensselaer City Light Plant | 1038 | RFCW | RFC West | NG | 24.8 |  | 5996.999 | 57147.001 | 3.4205 | 1.1407 | 0.11971 | EPA/NEI; Estimated using an emission factor | 57147.001 | 3.4205
2019 | IN | Rensselaer Solar Site 2 | 61799 | RFCW | RFC West | SUN | 4 |  | 7056 |  |  |  |  | Estimated using an emission factor | 62826
2019 | IN | Richmond (IN) | 7335 | RFCW | RFC West | NG | 82.8 |  | 2523 | 33205.672 | 0.12976 | 0.10286 | 0.0078154 | NEI avg EF - PM, fuel type, firing type | 33205.672 | 0.12976
2019 | IN | Richmond Solar Park 3 | 62770 | RFCW | RFC West | SUN | 6.7 |  | 1 |  |  |  |  | Estimated using an emission factor | 9
2019 | IN | Richmond Solar Park 4 | 62791 | RFCW | RFC West | SUN | 7.1
2019 | IN | Richmond Solar Site 2 | 61729 | RFCW | RFC West | SUN | 7.5 |  | 13252 |  |  |  |  | Estimated using an emission factor | 117996
2019 | IN | Rockport | 6166 | RFCW | RFC West | SUB | 2600 |  | 8146946 | 80067966.301 | 578.5991 | 0.14204 | 0.014453 | EPA/NEI | 80067966.301 | 578.5991
2019 | IN | Rockville Solar I LLC | 58942 | RFCW | RFC West | SUN | 2.8 |  | 1729 |  |  |  |  | Estimated using an emission factor | 15396
2019 | IN | Rockville Solar II, LLC | 58953 | RFCW | RFC West | SUN | 2.7 |  | 1580 |  |  |  |  | Estimated using an emission factor | 14069
2019 | IN | Rosewater Wind Farm | 62891 | RFCW | RFC West | WND | 102
2019 | IN | SABIC Innovative Plastics Mt. Vernon | 58063 | RFCW | RFC West | NG | 113.5 | 0.77827 | 640315 | 6594594.224 | 18.0804 | 0.056473 | 0.0054834 | EPA/NEI; Estimated using an emission factor | 8473406 | 23.2315
2019 | IN | Sagamore Plant Cogeneration | 50903 | RFCW | RFC West | NG | 7.4 | 0.18634 | 27336.54 | 245977.117 | 0.99036 | 0.072457 | 0.0080524 | NEI avg EF - PM, fuel type | 1320030 | 5.3147
2019 | IN | Scotland Solar RES | 59982 | RFCW | RFC West | SUN | 1.1 |  | 1732 |  |  |  |  | Estimated using an emission factor | 15422
2019 | IN | Scottsburg Solar Park | 62766 | RFCW | RFC West | SUN | 7.1
2019 | IN | Sheridan School Corporation Solar | 63213 | RFCW | RFC West | SUN | 1.5 |  | 1969 |  |  |  |  | Estimated using an emission factor | 17532
2019 | IN | South Bend Solar | 63801 | RFCW | RFC West | SUN | 20
2019 | IN | Spring Mill Solar RES | 59987 | RFCW | RFC West | SUN | 1.1 |  | 1655 |  |  |  |  | Estimated using an emission factor | 14736
2019 | IN | St. Joseph Energy Center LLC | 57794 | RFCW | RFC West | NG | 2186 |  | 5617872 | 37803954 | 117.7033 | 0.041903 | 0.006227 | EPA/NEI; Estimated using an emission factor | 37803954 | 117.7033
2019 | IN | Staunton | 61885 | RFCW | RFC West | SUN | 4 |  | 4150 |  |  |  |  | Estimated using an emission factor | 36951
2019 | IN | Sugar Creek Generating Station | 55364 | RFCW | RFC West | NG | 1128.1 |  | 3717060 | 26117445 | 220.6749 | 0.11874 | 0.016899 | EPA/NEI | 26117445 | 220.6749
2019 | IN | Sullivan Solar, LLC | 60410 | RFCW | RFC West | SUN | 5.2 |  | 9049 |  |  |  |  | Estimated using an emission factor | 80572
2019 | IN | Tanners Creek | 988 | RFCW | RFC West | BIT | 1100.1
2019 | IN | Tell City Solar Park | 62790 | RFCW | RFC West | SUN | 3.2
2019 | IN | Tippecanoe Solar Power Plant | 63137 |  |  | SUN | 1.6 |  | 0
2019 | IN | Tipton Solar Park | 62305 | RFCW | RFC West | SUN | 5.3 |  | 5258 |  |  |  |  | Estimated using an emission factor | 46818
2019 | IN | Troy Solar | 63929 | RFCW | RFC West | SUN | 50.4
2019 | IN | Twin Branch | 989 | RFCW | RFC West | WAT | 4.8 |  | 27030 |  |  |  |  | NEI avg EF - PM, fuel type, firing type | 240676
2019 | IN | Twin Branch PV | 59861 | RFCW | RFC West | SUN | 2.6 |  | 3755 |  |  |  |  | Estimated using an emission factor | 33432
2019 | IN | Twin Bridges LFGTE | 54925 | RFCW | RFC West | LFG | 12.8 |  | 78416 | 928419 | 6.8239 | 0.17404 | 0.0147 | Estimated using an emission factor | 928419 | 6.8239
2019 | IN | Union City Wind Turbine | 57637 | RFCW | RFC West | WND | 1 |  | 0
2019 | IN | University of Notre Dame | 50366 | RFCW | RFC West |  | 39.6 | 0.19926 | 80799.06 | 43350.986 | 0.11861 | 0.0029359 | 0.005472 | EPA/NEI; Estimated using an emission factor | 2294287.445 | 0.59523
2019 | IN | US Steel Corp - Gary Works | 50733 | RFCW | RFC West | PRG | 231 | 0.28749 | 1232630.4 | 7534963.261 | 135.8044 | 0.22035 | 0.036046 | NEI avg EF - PM, fuel type, firing type | 26209874.5 | 472.3861
2019 | IN | Valparaiso Solar, LLC | 58797 | RFCW | RFC West | SUN | 1 |  | 1552 |  |  |  |  | Estimated using an emission factor | 13820
2019 | IN | Veolia ES Blackfoot Landfill Facility | 58577 | RFCW | RFC West | LFG | 3.2 |  | 10724 | 112922 | 0.82998 | 0.15479 | 0.0147 | Estimated using an emission factor | 112922 | 0.82998
2019 | IN | Vermillion Generating Station | 55111 | RFCW | RFC West | NG | 692 |  | 99994 | 1320540.797 | 0.74203 | 0.014842 | 0.0011238 | EPA/NEI | 1320540.797 | 0.74203
2019 | IN | Volkman Road Solar Array Hybrid | 61334 | RFCW | RFC West | SUN | 3 |  | 3835 | 0 |  |  |  | EPA/NEI; Estimated using an emission factor | 34263
2019 | IN | Wabash River | 1010 | RFCW | RFC West |  | 868.3
2019 | IN | Wabash River Highland Plant | 57842 | RFCW | RFC West | NG | 304.5 |  | 77628 | 910801.562 | 8.4158 | 0.21682 | 0.01848 | EPA/NEI | 910801.562 | 8.4158
2019 | IN | Waterloo Solar, LLC | 58796 | RFCW | RFC West | SUN | 1 |  | 1518 |  |  |  |  | Estimated using an emission factor | 13516
2019 | IN | West Fork Wind | 61214 | RFCW | RFC West | WND | 150
2019 | IN | Wheatland Generating Facility LLC | 55224 | RFCW | RFC West | NG | 500.4 |  | 114761 | 1620216.094 | 3.9663 | 0.069122 | 0.004896 | EPA/NEI | 1620216.094 | 3.9663
2019 | IN | Whitewater Valley | 1040 | RFCW | RFC West | BIT | 93.9 |  | 38593 | 523884.625 | 37.8929 | 1.9637 | 0.14466 | EPA/NEI | 523884.625 | 37.8929
2019 | IN | Whiting Clean Energy, Inc. | 55259 | RFCW | RFC West | NG | 576.8 | 0.8979 | 2772152 | 21875406.087 | 102.4122 | 0.073886 | 0.0093632 | EPA/NEI | 24362894 | 114.0576
2019 | IN | Wildcat Wind Farm I, LLC | 57862 | RFCW | RFC West | WND | 200 |  | 484444 |  |  |  |  | Estimated using an emission factor | 4313491
2019 | IN | Wildcat Wind Farm II LLC` | 59069 | RFCW | RFC West | WND | 210
2019 | IN | Worthington Generation | 55148 | RFCW | RFC West | NG | 242 |  | 60793 | 670608.953 | 0.76919 | 0.025305 | 0.002294 | EPA/NEI | 670608.953 | 0.76919
2019 | IN | Zimmerman Energy | 59425 | RFCW | RFC West | LFG | 7.6 |  | 45764.001 | 516663.984 | 3.7975 | 0.16596 | 0.0147 | EPA/NEI; Estimated using an emission factor | 516663.984 | 3.7975
2019 | KS | Abilene Energy Center Combustion Turbine | 1251 | SPNO | SPP North | NG | 77
2019 | KS | Alexander Wind Farm LLC | 58666 | SPNO | SPP North | WND | 50.7 |  | 218361 |  |  |  |  | Estimated using an emission factor | 1944286
2019 | KS | Anthony | 1258 | SPNO | SPP North | NG | 11.1 |  | 49 | 1554.999 | 0.0003281 | 0.013392 | 0.000422 | Estimated using an emission factor | 1554.999 | 0.0003281
2019 | KS | Archer Daniels Midland Fredonia | 10857 |  |  |  | 4.1
2019 | KS | Arkalon Ethanol LLC | 58192 | SPNO | SPP North | NG | 3 | 0.046754 | 13524.71 | 76116.397 | 0.30646 | 0.045318 | 0.0080524 | NEI avg EF - PM, fuel type | 1628005 | 6.5547
2019 | KS | Ashland | 1259 | SPNO | SPP North | DFO | 6.8 |  | 54.001 | 434 | 0.049276 | 1.825 | 0.22708 | EPA/NEI; Estimated using an emission factor | 434 | 0.049276
2019 | KS | Augusta Electric Plant No 1 | 1261 | SPNO | SPP North | NG | 11.5 |  | -147.001 | 96 | 0.0038966 | 0 | 0.08118 | Estimated using an emission factor | 96 | 0.0038966
2019 | KS | Augusta Electric Plant No 2 | 6791 | SPNO | SPP North | NG | 20.7 |  | 1314.999 | 20628 | 0.0043525 | 0.0066198 | 0.000422 | Estimated using an emission factor | 20628 | 0.0043525
2019 | KS | Baldwin City Plant No 1 | 1262 | SPNO | SPP North | DFO | 5.3 |  | 31 | 330.001 | 0.05115 | 3.3 | 0.31 | EPA/NEI; Estimated using an emission factor | 330.001 | 0.05115
2019 | KS | Baldwin City Plant No 2 | 8020 | SPNO | SPP North | DFO | 6.4 |  | 141 | 1472 | 0.22816 | 3.2363 | 0.31 | Estimated using an emission factor | 1472 | 0.22816
2019 | KS | Belleville | 1263 | SPNO | SPP North | DFO | 15.8 |  | -255 | 1906 | 0.29543 | 0 | 0.31 | EPA/NEI; Estimated using an emission factor | 1906 | 0.29543
2019 | KS | Beloit | 1264 | SPNO | SPP North | DFO | 19.3 |  | 121.001 | 1325.999 | 0.20553 | 3.3972 | 0.31 | Estimated using an emission factor | 1325.999 | 0.20553
2019 | KS | Bird City | 1224 | SPNO | SPP North | DFO | 4 |  | 0
2019 | KS | Bonanza BioEnergy LLC | 58193 | SPNO | SPP North | NG | 2 | 0.025601 | 4979 | 28218.419 | 0.11361 | 0.045637 | 0.0080524 | NEI avg EF - PM, fuel type | 1102235 | 4.4378
2019 | KS | BPU Solar Farm | 61313 | SPNO | SPP North | SUN | 1 |  | 1728 |  |  |  |  | Estimated using an emission factor | 15386
2019 | KS | Buckeye Wind Energy Center | 58767 | SPNO | SPP North | WND | 381.5 |  | 806882 |  |  |  |  | EPA/NEI; Estimated using an emission factor | 7184477
2019 | KS | Buffalo Dunes Wind Project | 58474 | SPSO | SPP South | WND | 249.8 |  | 875922 |  |  |  |  | Estimated using an emission factor | 7799207
2019 | KS | Burlingame | 1265 | SPNO | SPP North | NG | 4.5 |  | 5 | 61 | 1.2871e-05 | 0.0051484 | 0.000422 | EPA/NEI; Estimated using an emission factor | 61 | 1.2871e-05
2019 | KS | Burlington (KS) | 1266 | SPNO | SPP North | NG | 12.8 |  | 102 | 1167.999 | 0.089057 | 1.7462 | 0.1525 | EPA/NEI; Estimated using an emission factor | 1167.999 | 0.089057
2019 | KS | Caney River Wind Project | 57858 | SPNO | SPP North | WND | 200 |  | 656593 |  |  |  |  | Estimated using an emission factor | 5846299
2019 | KS | Cedar Bluff Wind, LLC | 60069 | SPNO | SPP North | WND | 198.6 |  | 826360 |  |  |  |  | Estimated using an emission factor | 7357908
2019 | KS | Central Plains Wind Farm | 56818 | SPNO | SPP North | WND | 99 |  | 236922 |  |  |  |  | Estimated using an emission factor | 2109554
2019 | KS | Chanute 1 | 1267 | SPNO | SPP North | NG | 15.7
2019 | KS | Chanute 2 | 1268 | SPNO | SPP North | NG | 64 |  | 174800 | 2284686.25 | 8.9279 | 0.10215 | 0.0078154 | NEI avg EF - PM, fuel type, firing type | 2284686.25 | 8.9279
2019 | KS | Chanute 3 | 7018 | SPNO | SPP North | NG | 34.8 |  | 1049.998 | 9414.999 | 0.50452 | 0.96099 | 0.10717 | Estimated using an emission factor | 9414.999 | 0.50452
2019 | KS | Cimarron Bend Wind Project I, LLC | 60687 | SPNO | SPP North | WND | 200 |  | 870347 |  |  |  |  | Estimated using an emission factor | 7749568
2019 | KS | Cimarron Bend Wind Project II, LLC | 60688 | SPNO | SPP North | WND | 200 |  | 888076 |  |  |  |  | Estimated using an emission factor | 7907426
2019 | KS | Cimarron River | 1230 | SPNO | SPP North | NG | 65 |  | 703 | 12880.417 | 0.047875 | 0.1362 | 0.0074337 | EPA/NEI | 12880.417 | 0.047875
2019 | KS | Cimarron Wind Energy LLC | 57762 | SPNO | SPP North | WND | 165.6 |  | 652121 |  |  |  |  | Estimated using an emission factor | 5806485
2019 | KS | Cimarron Windpower II | 57663 | SPNO | SPP North | WND | 131 |  | 534182 |  |  |  |  | Estimated using an emission factor | 4756356
2019 | KS | City of Pratt Solar | 62931 | SPNO | SPP North | SUN | 6 |  | 4109 |  |  |  |  | Estimated using an emission factor | 36588
2019 | KS | Clay Center | 1270 | SPNO | SPP North | NG | 31.4 |  | -263 | 11118.999 | 0.0023461 | 0 | 0.000422 | EPA/NEI; Estimated using an emission factor | 11118.999 | 0.0023461
2019 | KS | Clifton Station | 8037 | SPNO | SPP North | NG | 87.5 |  | 5103 | 141547.375 | 0.55313 | 0.21679 | 0.0078154 | NEI avg EF - PM, fuel type, firing type | 141547.375 | 0.55313
2019 | KS | Cloud County Wind Farm | 56784 | SPNO | SPP North | WND | 201 |  | 547940 |  |  |  |  | Estimated using an emission factor | 4878858
2019 | KS | CML&P Generating Facility No. 2 | 59726 | SPSO | SPP South | NG | 56.1 |  | 65204.001 | 595389.984 | 0.12563 | 0.0038534 | 0.000422 | Estimated using an emission factor | 595389.984 | 0.12563
2019 | KS | Coffeyville | 1271 | SPSO | SPP South | NG | 62.7 |  | 37046 | 466064.625 | 1.4543 | 0.078513 | 0.0062408 | EPA/NEI | 466064.625 | 1.4543
2019 | KS | Colby | 1225 | SPNO | SPP North | NG | 16 |  | 79 | 2453 | 0.0067254 | 0.17026 | 0.0054834 | NEI avg EF - PM, fuel type, firing type | 2453 | 0.0067254
2019 | KS | Colby City of | 1272 | SPNO | SPP North | DFO | 20.2 |  | 85.999 | 907 | 0.14054 | 3.2684 | 0.3099 | EPA/NEI; Estimated using an emission factor | 907 | 0.14054
2019 | KS | CP Bloom Wind LLC | 59888 | SPNO | SPP North | WND | 178.2 |  | 717146 |  |  |  |  | Estimated using an emission factor | 6385467
2019 | KS | Diamond Vista Wind Project, LLC | 61789 | SPNO | SPP North | WND | 299.3 |  | 1061641 |  |  |  |  | Estimated using an emission factor | 9452852
2019 | KS | East 12th Street | 7013 | SPNO | SPP North | NG | 28.1 |  | 10592 | 139185.797 | 0.49929 | 0.094276 | 0.0071744 | NEI avg EF - PM, fuel type, firing type | 139185.797 | 0.49929
2019 | KS | East Fork Wind Project, LLC | 62220 | SPNO | SPP North | WND | 195.8
2019 | KS | East Kansas Agri-Energy, LLC | 59383 | SPNO | SPP North | WH | 2 |  | 4996 |  |  |  |  | Estimated using an emission factor | 44484
2019 | KS | El Dorado Refinery | 58075 | SPNO | SPP North | NG | 38.9 | 0.41572 | 71466 | 415384.987 | 1.1389 | 0.031871 | 0.0054834 | NEI avg EF - PM, fuel type, firing type | 999194 | 2.7395
2019 | KS | Elk River Wind | 56303 | SPNO | SPP North | WND | 150 |  | 383804 |  |  |  |  | Estimated using an emission factor | 3417392
2019 | KS | Ellinwood | 1274 | SPNO | SPP North | DFO | 8.5 |  | 46 | 521.001 | 0.080755 | 3.5111 | 0.31 | Estimated using an emission factor | 521.001 | 0.080755
2019 | KS | Ellis | 1275 | SPNO | SPP North | NG | 5.5
2019 | KS | Emporia Energy Center | 56502 | SPNO | SPP North | NG | 730.2 |  | 701397.002 | 8221175.891 | 25.3697 | 0.072341 | 0.0061718 | EPA/NEI | 8221175.891 | 25.3697
2019 | KS | Ensign Wind LLC | 58137 | SPNO | SPP North | WND | 98.9 |  | 418590 |  |  |  |  | Estimated using an emission factor | 3727124
2019 | KS | Erie | 1276 | SPNO | SPP North | DFO | 8.2 |  | 26 | 325.001 | 0.050375 | 3.875 | 0.31 | EPA/NEI; Estimated using an emission factor | 325.001 | 0.050375
2019 | KS | Erie Energy Center | 7766 | SPNO | SPP North | DFO | 20 |  | 2834 | 31349 | 4.8591 | 3.4291 | 0.31 | Estimated using an emission factor | 31349 | 4.8591
2019 | KS | Flat Ridge 2 Wind Energy LLC | 57787 | SPNO | SPP North | WND | 470.4 |  | 1729783 |  |  |  |  | Estimated using an emission factor | 15401988
2019 | KS | Flat Ridge Wind Energy LLC | 56879 | SPNO | SPP North | WND | 49.7 |  | 119379 |  |  |  |  | Estimated using an emission factor | 1062951
2019 | KS | Flat Ridge Wind Farm | 56819 | SPNO | SPP North | WND | 50 |  | 153571 |  |  |  |  | Estimated using an emission factor | 1367398
2019 | KS | Fort Dodge aka Judson Large | 1233 | SPNO | SPP North | NG | 149 |  | 3171 | 70583.156 | 0.32167 | 0.20288 | 0.0091146 | EPA/NEI | 70583.156 | 0.32167
2019 | KS | Fort Hays State University Wind Farm | 61540 | SPNO | SPP North | WND | 4 |  | 16900 |  |  |  |  | Estimated using an emission factor | 150478
2019 | KS | Garden City | 1336 | SPNO | SPP North | NG | 267.8 |  | 74504.999 | 1008703.391 | 3.4066 | 0.091447 | 0.0067545 | EPA/NEI | 1008703.391 | 3.4066
2019 | KS | Gardner Energy Center | 7281 | SPNO | SPP North | NG | 39.2 |  | 72 | 2038 | 0.0055876 | 0.15521 | 0.0054834 | NEI avg EF - PM, fuel type, firing type | 2038 | 0.0055876
2019 | KS | Garnett Municipal | 1278 | SPNO | SPP North | DFO | 11.7 |  | 0
2019 | KS | Gas Turbine (KS) | 1298 | SPNO | SPP North | NG | 1.3
2019 | KS | Girard | 1279 | SPNO | SPP North | NG | 10.8 |  | 57 | 859 | 0.00018125 | 0.0063596 | 0.000422 | Estimated using an emission factor | 859 | 0.00018125
2019 | KS | Goodland | 1280 | SPNO | SPP North | NG | 18.7 |  | -3674.999 | 2966.999 | 0.017818 | 0 | 0.01201 | Estimated using an emission factor | 2966.999 | 0.017818
2019 | KS | Goodman Energy Center | 56497 | SPNO | SPP North | NG | 103.5 |  | 103268.997 | 950349 | 0.20052 | 0.0038835 | 0.000422 | Estimated using an emission factor | 950349 | 0.20052
2019 | KS | Gordon Evans Energy Center | 1240 | SPNO | SPP North | NG | 904 |  | 303340 | 3417348.938 | 11.4094 | 0.075225 | 0.0066773 | EPA/NEI | 3417348.938 | 11.4094
2019 | KS | Gray County Wind Energy | 55734 | SPNO | SPP North | WND | 112 |  | 206415 |  |  |  |  | Estimated using an emission factor | 1837918
2019 | KS | Great Bend - Midwest Energy | 1334 | SPNO | SPP North | NG | 10
2019 | KS | Great Bend Station aka Arthur Mullergren | 1235 | SPNO | SPP North | NG | 81.6 |  | 324 | 28209.727 | 0.10602 | 0.65443 | 0.0075164 | EPA/NEI | 28209.727 | 0.10602
2019 | KS | Greensburg | 57118 | SPNO | SPP North | WND | 12.5 |  | 37279 |  |  |  |  | Estimated using an emission factor | 331933
2019 | KS | Herington | 1283 | SPNO | SPP North | DFO | 10.6 |  | 0
2019 | KS | Hill City | 1285 | SPNO | SPP North | NG | 6.9 |  | 49.001 | 24.001 | 5.063e-06 | 0.00020665 | 0.0004219 | NEI avg EF - PM, fuel type, firing type | 24.001 | 5.063e-06
2019 | KS | Hoisington | 1286 | SPNO | SPP North | NG | 14.2 |  | 94 | 1014 | 0.011425 | 0.24309 | 0.022535 | EPA/NEI; Estimated using an emission factor | 1014 | 0.011425
2019 | KS | Holcomb | 108 | SPNO | SPP North | SUB | 348.7 |  | 1569548 | 17443830 | 41.6918 | 0.053126 | 0.0047801 | EPA/NEI | 17443830 | 41.6918
2019 | KS | Holton | 1287 | SPNO | SPP North | DFO | 21.5 |  | 446.999 | 21296 | 2.3503 | 10.5159 | 0.22073 | Estimated using an emission factor | 21296 | 2.3503
2019 | KS | Hugoton 1 | 1289 | SPNO | SPP North | DFO | 2.2
2019 | KS | Hugoton 2 | 7011 | SPNO | SPP North | DFO | 19.2 |  | 125.44 | 1307.001 | 0.19416 | 3.0956 | 0.2971 | Estimated using an emission factor | 1307.001 | 0.19416
2019 | KS | Hutchinson Energy Center | 1248 | SPNO | SPP North | NG | 538.7 |  | 7653 | 151576.904 | 0.66697 | 0.1743 | 0.0088004 | EPA/NEI | 151576.904 | 0.66697
2019 | KS | Iola | 1291 | SPNO | SPP North | NG | 38.3 |  | 640 | 3643.998 | 0.3248 | 1.015 | 0.17826 | EPA/NEI; Estimated using an emission factor | 3643.998 | 0.3248
2019 | KS | Ironwood Wind | 57639 | SPNO | SPP North | WND | 167.9 |  | 589544 |  |  |  |  | Estimated using an emission factor | 5249301
2019 | KS | Jameson Energy Center | 59045 | SPNO | SPP North | NG | 27.6 |  | 1217.001 | 13386.999 | 0.0028247 | 0.004642 | 0.000422 | Estimated using an emission factor | 13386.999 | 0.0028247
2019 | KS | Jeffrey Energy Center | 6068 | SPNO | SPP North | SUB | 2160 |  | 6573628 | 76392352 | 543.1802 | 0.16526 | 0.014221 | EPA/NEI | 76392352 | 543.1802
2019 | KS | Jetmore | 1292 | SPNO | SPP North | DFO | 8.5 |  | 172 | 2067 | 0.32038 | 3.7254 | 0.31 | EPA/NEI; Estimated using an emission factor | 2067 | 0.32038
2019 | KS | Johnson | 6579 | SPNO | SPP North | DFO | 12.5 |  | 40 | 464 | 0.07192 | 3.596 | 0.31 | EPA/NEI; Estimated using an emission factor | 464 | 0.07192
2019 | KS | Johnson Corner Solar 1 | 62993 | SPNO | SPP North | SUN | 20
2019 | KS | Kansas River Project | 10279 | SPNO | SPP North | WAT | 7 |  | 20473 |  |  |  |  | NEI avg EF - PM, fuel type, firing type | 182293.001
2019 | KS | Kaw | 1294 | SPNO | SPP North | NG | 165.7
2019 | KS | Kingman Municipal Power and Light Plant | 1296 | SPNO | SPP North | NG | 21.5 |  | 4710.999 | 59298.998 | 0.012512 | 0.0053119 | 0.000422 | EPA/NEI; Estimated using an emission factor | 59298.998 | 0.012512
2019 | KS | Kingman Wind | 60639 | SPNO | SPP North | WND | 214.8 |  | 860162 |  |  |  |  | Estimated using an emission factor | 7658882
2019 | KS | La Crosse | 1297 | SPNO | SPP North | DFO | 6.1 |  | 42 | 918 | 0.14229 | 6.7757 | 0.31 | EPA/NEI; Estimated using an emission factor | 918 | 0.14229
2019 | KS | La Cygne | 1241 | SPNO | SPP North | SUB | 1598.9 |  | 5798009 | 63979132 | 415.3314 | 0.14327 | 0.012983 | EPA/NEI | 63979132 | 415.3314
2019 | KS | Lakin Municipal | 7393 | SPNO | SPP North | NG | 4.4 |  | 0
2019 | KS | Larned | 1299 | SPNO | SPP North | DFO | 29.2 |  | -408 | 658 | 0.10199 | 0 | 0.31 | EPA/NEI; Estimated using an emission factor | 658 | 0.10199
2019 | KS | Lawrence Energy Center | 1250 | SPNO | SPP North | SUB | 604 |  | 2421593 | 27103627.5 | 107.6417 | 0.088902 | 0.007943 | EPA/NEI | 27103627.5 | 107.6417
2019 | KS | Lincoln | 1300 | SPNO | SPP North | DFO | 12.6 |  | 46.001 | 478.998 | 0.074245 | 3.228 | 0.31 | EPA/NEI; Estimated using an emission factor | 478.998 | 0.074245
2019 | KS | Marshall Wind Farm | 59084 | SPNO | SPP North | WND | 73.8 |  | 283378 |  |  |  |  | Estimated using an emission factor | 2523198
2019 | KS | McPherson 2 | 1305 | SPNO | SPP North | NG | 246.8 |  | 21575 | 351295.797 | 0.85023 | 0.078816 | 0.0048405 | EPA/NEI; Estimated using an emission factor | 351295.797 | 0.85023
2019 | KS | McPherson Municipal Power Plant #3 | 7515 | SPNO | SPP North | NG | 115.6 |  | 9617 | 123643.758 | 0.48317 | 0.10048 | 0.0078154 | NEI avg EF - PM, fuel type, firing type | 123643.758 | 0.48317
2019 | KS | Meade | 1306 | SPNO | SPP North | NG | 8.2 |  | 77 | 951 | 0.037899 | 0.9844 | 0.079704 | Estimated using an emission factor | 951 | 0.037899
2019 | KS | Midwest Energy Community Solar Array | 59632 | SPNO | SPP North | SUN | 1 |  | 1591 |  |  |  |  | Estimated using an emission factor | 14166
2019 | KS | Minneapolis City of | 1307 | SPNO | SPP North | NG | 10.2 |  | 184.001 | 1906 | 0.065243 | 0.70916 | 0.068461 | EPA/NEI; Estimated using an emission factor | 1906 | 0.065243
2019 | KS | Mulvane 2 | 7976 | SPNO | SPP North | DFO | 9.2 |  | 24.001 | 480 | 0.0744 | 6.1997 | 0.31 | Estimated using an emission factor | 480 | 0.0744
2019 | KS | Mulvane Power Plant | 1308 | SPNO | SPP North |  | 7.2
2019 | KS | Murray Gill | 1242 | SPNO | SPP North | NG | 349
2019 | KS | Nearman Creek | 6064 | SPNO | SPP North | SUB | 671 |  | 1068102 | 13527716.969 | 143.8336 | 0.26933 | 0.021265 | EPA/NEI | 13527716.969 | 143.8336
2019 | KS | Neosho | 1243 | SPNO | SPP North | NG | 69
2019 | KS | Neosho Ridge Wind Energy Center | 62481 | SPNO | SPP North | WND | 301
2019 | KS | Ninnescah Wind Energy, LLC | 60620 | SPNO | SPP North | WND | 208.3 |  | 873230 |  |  |  |  | Estimated using an emission factor | 7775241
2019 | KS | Oak Grove Power Producers | 57489 | SPNO | SPP North | LFG | 3.6 |  | 14809 | 163572 | 1.2023 | 0.16237 | 0.0147 | Estimated using an emission factor | 163572 | 1.2023
2019 | KS | Oberlin (KS) | 1312 | SPNO | SPP North | DFO | 6.9 |  | 3.919 | 40.001 | 0.0062002 | 3.1642 | 0.31 | Estimated using an emission factor | 40.001 | 0.0062002
2019 | KS | Osage City | 1313 | SPNO | SPP North | NG | 13.5 |  | -24.999 | 1400.999 | 0.027616 | 0 | 0.039424 | EPA/NEI; Estimated using an emission factor | 1400.999 | 0.027616
2019 | KS | Osawatomie City of | 1314 | SPNO | SPP North | DFO | 7 |  | 11 | 107.999 | 0.01674 | 3.0436 | 0.31 | EPA/NEI; Estimated using an emission factor | 107.999 | 0.01674
2019 | KS | Osawatomie Generating Station | 7928 | SPNO | SPP North | NG | 741.1 |  | 26103 | 296226.75 | 1.1576 | 0.088693 | 0.0078154 | NEI avg EF - PM, fuel type, firing type | 296226.75 | 1.1576
2019 | KS | Osawatomie Power Plant North Sub | 60751 | SPNO | SPP North | DFO | 6 |  | 24.999 | 218.001 | 0.033727 | 2.6982 | 0.30942 | NEI avg EF - PM, fuel type, firing type | 218.001 | 0.033727
2019 | KS | Osawatomie Power Plant South Sub | 60750 | SPNO | SPP North | DFO | 6 |  | 30.999 | 270 | 0.04185 | 2.7001 | 0.31 | Estimated using an emission factor | 270 | 0.04185
2019 | KS | Osborne | 1315 | SPNO | SPP North | DFO | 7.1 |  | 6.859 | 95 | 0.011204 | 3.267 | 0.23588 | Estimated using an emission factor | 95 | 0.011204
2019 | KS | Ottawa | 1316 | SPNO | SPP North | NG | 30.7 |  | 892.999 | 24044 | 0.013141 | 0.029431 | 0.0010931 | EPA/NEI; Estimated using an emission factor | 24044 | 0.013141
2019 | KS | Oxford (KS) | 7432 | SPNO | SPP North | DFO | 8.4 |  | 0
2019 | KS | Post Rock Wind Power Project, LLC | 57678 | SPNO | SPP North | WND | 201 |  | 755909 |  |  |  |  | Estimated using an emission factor | 6730613
2019 | KS | Prairie Horizon Agri Energy | 58183 | SPNO | SPP North | NG | 3.5 | 0.022172 | 3507.52 | 20649.371 | 0.083141 | 0.047407 | 0.0080526 | EPA/NEI; Estimated using an emission factor | 931347 | 3.7498
2019 | KS | Prairie Queen Wind Farm | 62488 | SPNO | SPP North | WND | 199.3 |  | 318890 |  |  |  |  | Estimated using an emission factor | 2839398
2019 | KS | Prairie Sky Solar Farm | 61798 | SPNO | SPP North | SUN | 1 |  | 1840 |  |  |  |  | Estimated using an emission factor | 16384
2019 | KS | Pratt | 1317 | SPNO | SPP North | NG | 23.5 |  | 5252 | 75073 | 0.31117 | 0.11849 | 0.0082897 | EPA/NEI; Estimated using an emission factor | 75073 | 0.31117
2019 | KS | Pratt 2 | 7447 | SPNO | SPP North | NG | 16 |  | 249 | 2579 | 0.00054417 | 0.0043708 | 0.000422 | Estimated using an emission factor | 2579 | 0.00054417
2019 | KS | Pratt Wind, LLC | 61957 | SPNO | SPP North | WND | 243.5 |  | 1038877 |  |  |  |  | Estimated using an emission factor | 9250160
2019 | KS | Quindaro | 1295 | SPNO | SPP North | DFO | 388.4 |  | -1687 | 177108.406 | 0.98029 | 0 | 0.01107 | EPA/NEI; Estimated using an emission factor | 177108.406 | 0.98029
2019 | KS | Reading Wind Project | 60999 | SPNO | SPP North | WND | 200.1
2019 | KS | Riverton | 1239 | SPNO | SPP North | NG | 400.2 |  | 1173629 | 8811429 | 25.3612 | 0.043218 | 0.0057564 | NEI avg EF - PM, fuel type, firing type | 8811429 | 25.3612
2019 | KS | Rubart | 58255 | SPNO | SPP North | NG | 120 |  | 23141.004 | 231301.008 | 0.048805 | 0.004218 | 0.000422 | Estimated using an emission factor | 231301.008 | 0.048805
2019 | KS | Russell Downtown | 1319 | SPNO | SPP North | NG | 15.7 |  | 116 | 1426 | 0.070597 | 1.2172 | 0.099014 | Estimated using an emission factor | 1426 | 0.070597
2019 | KS | Russell Energy Center | 7930 | SPNO | SPP North | NG | 15 | 1 | 1229 | 14718 | 0.040352 | 0.065667 | 0.0054834 | NEI avg EF - PM, fuel type, firing type | 14718 | 0.040352
2019 | KS | Sabetha Power Plant | 1320 | SPNO | SPP North | NG | 21.8 |  | -889.002 | 1438.001 | 0.17796 | 0 | 0.24752 | Estimated using an emission factor | 1438.001 | 0.17796
2019 | KS | Salt Springs Wind Farm | 60807 | SPNO | SPP North | WND | 200
2019 | KS | Sharon Spring | 1324 | SPNO | SPP North | NG | 3 |  | 0
2019 | KS | Sharpe | 7973 | SPNO | SPP North | DFO | 20 |  | 1819 | 19357 | 3.0003 | 3.2989 | 0.31 | Estimated using an emission factor | 19357 | 3.0003
2019 | KS | Shooting Star | 58018 | SPNO | SPP North | WND | 104 |  | 437359 |  |  |  |  | Estimated using an emission factor | 3894245
2019 | KS | Slate Creek Wind Project LLC | 59837 | SPNO | SPP North | WND | 150 |  | 573875 |  |  |  |  | Estimated using an emission factor | 5109782
2019 | KS | Smoky Hills Wind Project Phase I | 56488 | SPNO | SPP North | WND | 100.8 |  | 333006 |  |  |  |  | Estimated using an emission factor | 2965086
2019 | KS | Smoky Hills Wind Project Phase II | 56985 | SPNO | SPP North | WND | 148.5 |  | 46014 |  |  |  |  | Estimated using an emission factor | 409710
2019 | KS | Solomon Forks Wind Project, LLC | 61984 | SPNO | SPP North | WND | 275.6 |  | 397903 |  |  |  |  | Estimated using an emission factor | 3542929
2019 | KS | Spearville | 56351 | SPNO | SPP North | WND | 148.5 |  | 373643 |  |  |  |  | Estimated using an emission factor | 3326919
2019 | KS | Spearville 3 LLC | 57975 | SPNO | SPP North | WND | 108 |  | 402648 |  |  |  |  | Estimated using an emission factor | 3585178
2019 | KS | St Francis | 1321 | SPNO | SPP North | DFO | 5.9 |  | 0
2019 | KS | St John | 1322 | SPNO | SPP North | DFO | 5.9 |  | 20 | 156 | 0.02418 | 2.418 | 0.31 | EPA/NEI; Estimated using an emission factor | 156 | 0.02418
2019 | KS | Stafford | 1325 | SPNO | SPP North | DFO | 5.1 |  | 1.96 | 12 | 0.0018565 | 1.8944 | 0.30942 | EPA/NEI; Estimated using an emission factor | 12 | 0.0018565
2019 | KS | Sterling | 1326 | SPNO | SPP North | DFO | 10.3 |  | 43 | 431.001 | 0.066805 | 3.1072 | 0.31 | Estimated using an emission factor | 431.001 | 0.066805
2019 | KS | Stockton | 1327 | SPNO | SPP North | NG | 6 |  | -150.999 | 375.999 | 7.9336e-05 | 0 | 0.000422 | Estimated using an emission factor | 375.999 | 7.9336e-05
2019 | KS | Synata Hugoton | 58613 | SPNO | SPP North | NG | 21.9
2019 | KS | Tecumseh Energy Center | 1252 | SPNO | SPP North |  | 290
2019 | KS | Thunderbird Generator (Tbird) | 63575 | SPNO | SPP North | DFO | 1
2019 | KS | Wamego | 1328 | SPNO | SPP North | NG | 15.2 |  | -606 | 3695.001 | 0.00077965 | 0 | 0.000422 | Estimated using an emission factor | 3695.001 | 0.00077965
2019 | KS | Washington | 1329 | SPNO | SPP North | DFO | 8.9 |  | 44 | 537.999 | 0.08339 | 3.7904 | 0.31 | Estimated using an emission factor | 537.999 | 0.08339
2019 | KS | Waste Management Rolling Meadows LFGTE | 57023 | SPNO | SPP North | LFG | 5.6 |  | 47913.999 | 567623.984 | 4.172 | 0.17415 | 0.0147 | Estimated using an emission factor | 567623.984 | 4.172
2019 | KS | Waste Water Plant Generator | 56022 | SPNO | SPP North | DFO | 1.6 |  | 0
2019 | KS | Waverly Wind Farm LLC | 57614 | SPNO | SPP North | WND | 199 |  | 750772 |  |  |  |  | Estimated using an emission factor | 6684875
2019 | KS | Wellington 1 | 1330 | SPNO | SPP North | NG | 25 |  | 55 | 1083.5 | 0.0043624 | 0.15863 | 0.0080524 | EPA/NEI; Estimated using an emission factor | 1083.5 | 0.0043624
2019 | KS | Wellington 2 | 7339 | SPNO | SPP North | NG | 20 |  | 1371 | 24744 | 0.067841 | 0.098965 | 0.0054834 | NEI avg EF - PM, fuel type, firing type | 24744 | 0.067841
2019 | KS | West 14th Street | 1332 | SPNO | SPP North | NG | 12.6 |  | 0
2019 | KS | West Gardner Generating Station | 7929 | SPNO | SPP North | NG | 408 |  | 134606 | 1621680.719 | 6.3371 | 0.094157 | 0.0078154 | NEI avg EF - PM, fuel type, firing type | 1621680.719 | 6.3371
2019 | KS | Westar Cities Solar | 60956 | SPNO | SPP North | SUN | 1 |  | 2055 |  |  |  |  | Estimated using an emission factor | 18298
2019 | KS | Westar Wind | 56219 | SPNO | SPP North | WND | 1.4
2019 | KS | Western Plains Wind Farm | 60689 | SPNO | SPP North | WND | 280.6 |  | 1130116 |  |  |  |  | Estimated using an emission factor | 10062552
2019 | KS | Wichita Plant | 50169 | SPNO | SPP North | NG | 43.7 | 1 | 0
2019 | KS | Wolf Creek Generating Station | 210 | SPNO | SPP North | NUC | 1267.7 |  | 9247734 |  |  |  |  | Estimated using an emission factor | 96641440
2019 | KS | Wolf Creek Generator | 62590 | SPNO | SPP North | DFO | 1 |  | 68 | 685 | 0.10598 | 3.1169 | 0.30942 | NEI avg EF - PM, fuel type, firing type | 685 | 0.10598
2019 | KY | Barkley | 1371 | SRTV | SERC Tennessee Valley | WAT | 130 |  | 572013 |  |  |  |  | NEI avg EF - PM, fuel type, firing type | 5093204
2019 | KY | Bavarian LFGTE | 56277 | SRTV | SERC Tennessee Valley | LFG | 4.8 |  | 29622 | 389002.992 | 2.8592 | 0.19304 | 0.0147 | Estimated using an emission factor | 389002.992 | 2.8592
2019 | KY | Big Sandy | 1353 | RFCW | RFC West | NG | 1096.8 |  | 1062894 | 10644440 | 92.3185 | 0.17371 | 0.017346 | EPA/NEI | 10644440 | 92.3185
2019 | KY | Blue Ridge Generating | 59392 | SRTV | SERC Tennessee Valley | LFG | 1.6 |  | 5987 | 67856 | 0.49874 | 0.16661 | 0.0147 | Estimated using an emission factor | 67856 | 0.49874
2019 | KY | Bluebird Solar LLC | 62797 | SRTV | SERC Tennessee Valley | SUN | 80
2019 | KY | Bluegrass Generating Station | 55164 | SRTV | SERC Tennessee Valley | NG | 624 |  | 145829.001 | 1637469.094 | 23.3664 | 0.32046 | 0.02854 | EPA/NEI | 1637469.094 | 23.3664
2019 | KY | Cane Run | 1363 | SRTV | SERC Tennessee Valley | NG | 1467.9 |  | 5163413 | 35549446 | 102.3189 | 0.039632 | 0.0057564 | NEI avg EF - PM, fuel type, firing type | 35549446 | 102.3189
2019 | KY | Cannelton Hydroelectric Plant | 57399 | RFCW | RFC West | WAT | 87.9 |  | 386325.999 |  |  |  |  | NEI avg EF - PM, fuel type, firing type | 3439846.125
2019 | KY | Coleman | 1381 | SRTV | SERC Tennessee Valley | BIT | 602
2019 | KY | Cooperative Solar One | 60863 | SRTV | SERC Tennessee Valley | SUN | 8.5 |  | 14457 |  |  |  |  | Estimated using an emission factor | 128725
2019 | KY | Cox Waste to Energy | 54850 | SRTV | SERC Tennessee Valley | WDS | 5 | 0.015468 | 1971 | 11810.283 | 0.13471 | 0.13669 | 0.022812 | NEI avg EF - PM, fuel type | 763520 | 8.7088
2019 | KY | Crittenden Solar Facility | 61310 | SRTV | SERC Tennessee Valley | SUN | 2.7 |  | 4648 |  |  |  |  | Estimated using an emission factor | 41385
2019 | KY | D B Wilson | 6823 | SRTV | SERC Tennessee Valley | BIT | 509.4 |  | 2639484 | 31303008 | 4.7128 | 0.003571 | 0.00030111 | EPA/NEI | 31303008 | 4.7128
2019 | KY | Dale | 1385 | SRTV | SERC Tennessee Valley | BIT | 216
2019 | KY | Dix Dam | 1354 | SRTV | SERC Tennessee Valley | WAT | 28.2 |  | 106044.999 |  |  |  |  | NEI avg EF - PM, fuel type, firing type | 944223
2019 | KY | DTE Calvert City, LLC | 55308 | SRTV | SERC Tennessee Valley | NG | 26.7 | 0.28715 | 212523 | 1111396.577 | 1.7797 | 0.016748 | 0.0032026 | EPA/NEI | 3870418 | 6.1977
2019 | KY | E W Brown | 1355 | SRTV | SERC Tennessee Valley | BIT | 1747.7 |  | 1429978.999 | 17323737.25 | 1342.4731 | 1.8776 | 0.15499 | EPA/NEI; Estimated using an emission factor | 17479424.25 | 1342.4731
2019 | KY | East Bend | 6018 | RFCW | RFC West | BIT | 772 |  | 3165500 | 36252984 | 569.1719 | 0.35961 | 0.0314 | EPA/NEI | 36252984 | 569.1719
2019 | KY | Elmer Smith | 1374 | SRTV | SERC Tennessee Valley | BIT | 445.3 |  | 1604913 | 17708961.5 | 262.2288 | 0.32678 | 0.029615 | EPA/NEI | 17708961.5 | 262.2288
2019 | KY | Evelyn Hydroelectric Project | 62748 | SRTV | SERC Tennessee Valley | WAT | 3
2019 | KY | Ghent | 1356 | SRTV | SERC Tennessee Valley | RC | 2225.9 |  | 10164161 | 105498596 | 1656.328 | 0.32592 | 0.0314 | EPA/NEI | 105498596 | 1656.328
2019 | KY | Glasgow LFGTE | 60137 | SRTV | SERC Tennessee Valley | LFG | 1 |  | 5632 | 70002 | 0.51451 | 0.18271 | 0.0147 | Estimated using an emission factor | 70002 | 0.51451
2019 | KY | Green City Recovery, LLC | 60703 | SRTV | SERC Tennessee Valley | LFG | 2 |  | 2385 | 28881 | 0.21228 | 0.17801 | 0.0147 | EPA/NEI; Estimated using an emission factor | 28881 | 0.21228
2019 | KY | Green River | 1357 | SRTV | SERC Tennessee Valley | BIT | 263.6
2019 | KY | Green Valley LFGTE | 56278 | SRTV | SERC Tennessee Valley | LFG | 3.2 |  | 14892.999 | 180504 | 1.3267 | 0.17816 | 0.0147 | EPA/NEI; Estimated using an emission factor | 180504 | 1.3267
2019 | KY | H L Spurlock | 6041 | SRTV | SERC Tennessee Valley | BIT | 1608.5 | 0.88207 | 5889596 | 53954629.583 | 1665.8121 | 0.56568 | 0.061749 | EPA/NEI | 61168168 | 1888.5259
2019 | KY | Haefling | 1358 | SRTV | SERC Tennessee Valley | NG | 62.1 |  | -112 | 185 | 0.00050721 | 0 | 0.0054834 | EPA/NEI; Estimated using an emission factor | 185 | 0.00050721
2019 | KY | Hardin County LFGTE | 56280 | SRTV | SERC Tennessee Valley | LFG | 2.4 |  | 393 | 5279.001 | 0.038801 | 0.19746 | 0.0147 | Estimated using an emission factor | 5279.001 | 0.038801
2019 | KY | Heidelberg Hydroelectric Project | 62749 | SRTV | SERC Tennessee Valley | WAT | 2.5
2019 | KY | HMP and L Station 2 | 1382 | SRTV | SERC Tennessee Valley | BIT | 405 |  | 13612 | 213119.805 | 3.346 | 0.49162 | 0.0314 | EPA/NEI | 213119.805 | 3.346
2019 | KY | John S. Cooper | 1384 | SRTV | SERC Tennessee Valley | BIT | 344 |  | 168610 | 2026257.75 | 229.3723 | 2.7207 | 0.2264 | EPA/NEI | 2026257.75 | 229.3723
2019 | KY | Kentucky Dam | 1377 | SRTV | SERC Tennessee Valley | WAT | 218.6 |  | 923969 |  |  |  |  | NEI avg EF - PM, fuel type, firing type | 8227021
2019 | KY | Kentucky Mills | 55429 | SRTV | SERC Tennessee Valley | BLQ | 88 | 0.11573 | 297043 | 1650523.138 | 4.8862 | 0.032899 | 0.0059207 | EPA/NEI; Estimated using an emission factor | 14261448.75 | 42.2192
2019 | KY | KY No. 11 L&D Hydroelectric Project | 62390 | SRTV | SERC Tennessee Valley | WAT | 2.5
2019 | KY | Laurel Dam | 6171 | SRTV | SERC Tennessee Valley | WAT | 70 |  | 112750 |  |  |  |  | NEI avg EF - PM, fuel type, firing type | 1003925
2019 | KY | Laurel Ridge LFGTE | 56279 | SRTV | SERC Tennessee Valley | LFG | 4 |  | 18669 | 222504.004 | 1.6354 | 0.1752 | 0.0147 | Estimated using an emission factor | 222504.004 | 1.6354
2019 | KY | L'Oreal Solar - Florence | 61744 | RFCW | RFC West | SUN | 1.1 |  | 1532 |  |  |  |  | Estimated using an emission factor | 13641
2019 | KY | Marshall County | 55232 | SRTV | SERC Tennessee Valley | NG | 688 |  | 73105 | 921480.531 | 8.7287 | 0.2388 | 0.018945 | EPA/NEI | 921480.531 | 8.7287
2019 | KY | Mason County LFGTE | 56977 | SRTV | SERC Tennessee Valley | LFG | 2
2019 | KY | Meldahl Hydroelectric Project | 56872 | RFCW | RFC West | WAT | 105 |  | 486426.999 |  |  |  |  | NEI avg EF - PM, fuel type, firing type | 4331146.875
2019 | KY | Mill Creek | 1364 | SRTV | SERC Tennessee Valley | BIT | 1717.2 |  | 8258067 | 85280194 | 944.983 | 0.22886 | 0.022162 | EPA/NEI | 85280194 | 944.983
2019 | KY | Morehead Generating Facility | 62641 | SRTV | SERC Tennessee Valley | LFG | 1.4 |  | 1232 | 26919 | 0.19785 | 0.32119 | 0.0147 | NEI avg EF - PM, fuel type, firing type | 26919 | 0.19785
2019 | KY | Mother Ann Lee | 1359 | SRTV | SERC Tennessee Valley | WAT | 2.1 |  | 8469.999 |  |  |  |  | NEI avg EF - PM, fuel type, firing type | 75417
2019 | KY | Ohio Falls | 1365 | SRTV | SERC Tennessee Valley | WAT | 109.6 |  | 250858 |  |  |  |  | NEI avg EF - PM, fuel type, firing type | 2233639
2019 | KY | Paddy's Run | 1366 | SRTV | SERC Tennessee Valley | NG | 226.6 |  | 59988 | 709966.562 | 0.050079 | 0.0016696 | 0.00014107 | EPA/NEI | 709966.562 | 0.050079
2019 | KY | Paducah Power Systems Plant 1 | 56556 | SRTV | SERC Tennessee Valley | NG | 120 |  | 29546 | 463137.688 | 17.7761 | 1.2033 | 0.076764 | EPA/NEI | 463137.688 | 17.7761
2019 | KY | Paradise | 1378 | SRTV | SERC Tennessee Valley | BIT | 3718.2 |  | 9500743 | 74700601.867 | 638.027 | 0.13431 | 0.017082 | EPA/NEI; Estimated using an emission factor | 74700601.867 | 638.027
2019 | KY | Paris (KY) | 1376 | SRTV | SERC Tennessee Valley | DFO | 11.5 |  | 16 | 203.999 | 0.03156 | 3.9451 | 0.30942 | NEI avg EF - PM, fuel type, firing type | 203.999 | 0.03156
2019 | KY | Pendleton County LFGTE | 56327 | SRTV | SERC Tennessee Valley | LFG | 3.2 |  | 19128 | 238502 | 1.753 | 0.18329 | 0.0147 | Estimated using an emission factor | 238502 | 1.753
2019 | KY | Pineville | 1360 | SRTV | SERC Tennessee Valley | BIT | 37.5
2019 | KY | R D Green | 6639 | SRTV | SERC Tennessee Valley | BIT | 586 |  | 2344526 | 27568630 | 432.8275 | 0.36922 | 0.0314 | EPA/NEI | 27568630 | 432.8275
2019 | KY | Ravenna Hydroelectric Project | 62747 | SRTV | SERC Tennessee Valley | WAT | 2.5
2019 | KY | Riverside Generating Company | 55198 | RFCW | RFC West | NG | 1150 |  | 376501 | 4252408.688 | 9.2444 | 0.049107 | 0.0043478 | EPA/NEI | 4252408.688 | 9.2444
2019 | KY | Robert Reid | 1383 | SRTV | SERC Tennessee Valley | OG | 194.8 |  | -9820 | 96257.703 | 0.55444 | 0 | 0.01152 | EPA/NEI; Estimated using an emission factor | 96257.703 | 0.55444
2019 | KY | Shawnee | 1379 | SRTV | SERC Tennessee Valley | SUB | 1750 |  | 5676197 | 72978788.5 | 7878.0597 | 2.7758 | 0.2159 | EPA/NEI | 72978788.5 | 7878.0597
2019 | KY | Smith Generating Facility | 54 | SRTV | SERC Tennessee Valley | NG | 1663.4 |  | 355649.995 | 4329857.844 | 8.811 | 0.049549 | 0.0040699 | EPA/NEI | 4329857.844 | 8.811
2019 | KY | Smithland Hydroelectric Plant | 57400 | SRTV | SERC Tennessee Valley | WAT | 75.9 |  | 180621 |  |  |  |  | NEI avg EF - PM, fuel type, firing type | 1608251.062
2019 | KY | SunCoke Energy South Shore Facility | 60373 | RFCW | RFC West | BIT | 90
2019 | KY | Trimble County | 6071 | SRTV | SERC Tennessee Valley | BIT | 2594.1 |  | 8823367.002 | 81640444.812 | 486.1494 | 0.1102 | 0.01191 | EPA/NEI | 81640444.812 | 486.1494
2019 | KY | Tyrone | 1361 | SRTV | SERC Tennessee Valley |  | 137.4
2019 | KY | Unknown | 7894 | SRTV | SERC Tennessee Valley | NG | 1468
2019 | KY | Walton 1 Solar Facility | 61311 | SRTV | SERC Tennessee Valley | SUN | 2 |  | 3553 |  |  |  |  | Estimated using an emission factor | 31635
2019 | KY | Walton 2 Solar Facility | 61312 | SRTV | SERC Tennessee Valley | SUN | 2 |  | 3324 |  |  |  |  | Estimated using an emission factor | 29597
2019 | KY | Waterside GT | 1367 | SRTV | SERC Tennessee Valley | NG | 45
2019 | KY | Wolf Creek | 1380 | SRTV | SERC Tennessee Valley | WAT | 270 |  | 1204063.002 |  |  |  |  | NEI avg EF - PM, fuel type, firing type | 10720976.25
2019 | KY | Zorn | 1368 | SRTV | SERC Tennessee Valley | NG | 18 |  | -45 | 754 | 0.0020672 | 0 | 0.0054834 | NEI avg EF - PM, fuel type, firing type | 754 | 0.0020672
2019 | LA | A B Paterson | 1407 | SRMV | SERC Mississippi Valley |  | 148.9
2019 | LA | Acadia Power Station | 55173 | SPSO | SPP South | NG | 1389.2 |  | 4816801 | 36513812 | 49.0221 | 0.020355 | 0.0026851 | EPA/NEI | 36513812 | 49.0221
2019 | LA | ADA Carbon Solutions Red River | 57938 | SPSO | SPP South | WH | 20.8 | 1 | 57070 |  |  |  |  | Estimated using an emission factor | 508153
2019 | LA | Agrilectric Power Partners Ltd | 10593 | SRMV | SERC Mississippi Valley | AB | 13.6 | 1 | 83989 | 1382898.25 | 6.9283 | 0.16498 | 0.01002 | EPA/NEI; Estimated using an emission factor | 1382898.25 | 6.9283
2019 | LA | Alliance Refinery | 52031 | SRMV | SERC Mississippi Valley | PRG | 25 | 1 | 14579.1 | 228398.328 | 6.5709 | 0.90141 | 0.057539 | EPA/NEI; Estimated using an emission factor | 228398.328 | 6.5709
2019 | LA | Arsenal Hill Power Plant | 1416 | SPSO | SPP South | NG | 749 |  | 2590763 | 18338877.5 | 60.9158 | 0.047025 | 0.0066434 | EPA/NEI | 18338877.5 | 60.9158
2019 | LA | Axiall Plaquemine | 55051 | SRMV | SERC Mississippi Valley | NG | 306 | 0.41697 | 1533354 | 8016550.511 | 21.9789 | 0.028668 | 0.0054834 | NEI avg EF - PM, fuel type, firing type | 19225675.5 | 52.711
2019 | LA | Bayou Cove Peaking Power Plant | 55433 | SRMV | SERC Mississippi Valley | NG | 416 |  | 84608 | 1153775.422 | 3.4643 | 0.081889 | 0.0060051 | EPA/NEI | 1153775.422 | 3.4643
2019 | LA | Big Cajun 1 | 1464 | SRMV | SERC Mississippi Valley | NG | 492.8 |  | 130766 | 1634356.594 | 10.7597 | 0.16456 | 0.013167 | EPA/NEI | 1634356.594 | 10.7597
2019 | LA | Big Cajun 2 | 6055 | SRMV | SERC Mississippi Valley | SUB | 2632.9 |  | 3273954 | 37364294 | 34.8396 | 0.021283 | 0.0018649 | EPA/NEI | 37364294 | 34.8396
2019 | LA | Brame Energy Center | 6190 | SPSO | SPP South | SUB | 1707.3 |  | 5017804 | 59092128.5 | 232.4903 | 0.092666 | 0.0078687 | EPA/NEI | 59092128.5 | 232.4903
2019 | LA | Buras | 1401 | SRMV | SERC Mississippi Valley | NG | 20.7
2019 | LA | Burnside Alumina Plant | 58200 | SRMV | SERC Mississippi Valley | NG | 12
2019 | LA | Calcasieu Plant | 55165 | SRMV | SERC Mississippi Valley | NG | 358.8 |  | 117899 | 1313697.75 | 6.5205 | 0.11061 | 0.0099269 | EPA/NEI | 1313697.75 | 6.5205
2019 | LA | Carville Energy Center | 55404 | SRMV | SERC Mississippi Valley | NG | 555 | 0.77048 | 2970427 | 19059933.825 | 54.2239 | 0.036509 | 0.0056898 | EPA/NEI | 24737891 | 70.3772
2019 | LA | Chalmette Refining LLC | 50626 | SRMV | SERC Mississippi Valley | OTH | 5.7 | 1 | 11280 | 5420786 | 1.1438 | 0.2028 | 0.000422 | Estimated using an emission factor | 5420786 | 1.1438
2019 | LA | CII Carbon LLC | 54677 | SRMV | SERC Mississippi Valley | WH | 46 | 1 | 61139 |  |  |  |  | Estimated using an emission factor | 544382
2019 | LA | CITGO Refinery Powerhouse | 52175 | SRMV | SERC Mississippi Valley | PRG | 75 | 0.08519 | 233559.51 | 1294022.393 | 31.9175 | 0.27331 | 0.049331 | NEI avg EF - PM, fuel type, firing type | 15189896.25 | 374.6628
2019 | LA | Coughlin Power Station | 1396 | SPSO | SPP South | NG | 922.8 |  | 3723199 | 28834849 | 26.3891 | 0.014176 | 0.0018304 | EPA/NEI | 28834849 | 26.3891
2019 | LA | D G Hunter | 6558 | SPSO | SPP South | NG | 240.1 |  | 59626 | 543942.984 | 0.11477 | 0.0038497 | 0.000422 | EPA/NEI; Estimated using an emission factor | 543942.984 | 0.11477
2019 | LA | DeRidder Mill | 10488 | SPSO | SPP South | BLQ | 61.5 | 0.12467 | 382566.15 | 2126003.381 | 9.1881 | 0.048034 | 0.0086436 | EPA/NEI; Estimated using an emission factor | 17052996.562 | 73.6995
2019 | LA | Dolet Hills Power Station | 51 | SPSO | SPP South | LIG | 720.7 |  | 1165830 | 11630085 | 13.7045 | 0.02351 | 0.0023567 | EPA/NEI | 11630085 | 13.7045
2019 | LA | Domino Sugar Arabi Plant | 54512 | SRMV | SERC Mississippi Valley | NG | 14 | 0.10954 | 43449.21 | 242402.284 | 0.97597 | 0.044925 | 0.0080525 | EPA/NEI; Estimated using an emission factor | 2212918.375 | 8.9097
2019 | LA | Dow St Charles Operations | 50152 | SRMV | SERC Mississippi Valley | NG | 343.2 | 0.39047 | 2086369.88 | 11102690.633 | 28.7534 | 0.027563 | 0.0051795 | EPA/NEI; Estimated using an emission factor | 28433850.375 | 73.6372
2019 | LA | Enterprise Sugar Factory | 51008 | SPSO | SPP South | AB | 3 | 0 | 0
2019 | LA | ExxonMobil Baton Rouge Turbine Generator | 10690 | SRMV | SERC Mississippi Valley | NG | 85.3 | 0.43628 | 666734 | 3319508.824 | 9.1011 | 0.027301 | 0.0054834 | NEI avg EF - PM, fuel type, firing type | 7608723 | 20.8608
2019 | LA | ExxonMobil Garden City Gas Plant | 50728 | SPSO | SPP South | NG | 2.7
2019 | LA | Formosa Plastics | 54518 | SRMV | SERC Mississippi Valley | NG | 139 | 0.52459 | 372647 | 2221666.973 | 6.5992 | 0.035418 | 0.0059408 | EPA/NEI; Estimated using an emission factor | 4235039.363 | 12.5798
2019 | LA | Franklin (LA) | 1435 | SPSO | SPP South | NG | 10
2019 | LA | Gaylord Container Bogalusa | 54427 | SRMV | SERC Mississippi Valley | WDS | 99.5 | 0.13883 | 447286.626 | 2501840.266 | 13.2385 | 0.059195 | 0.010583 | EPA/NEI; Estimated using an emission factor | 18021336 | 95.36
2019 | LA | Geismar | 10319 | SRMV | SERC Mississippi Valley | NG | 84.1 | 0.36934 | 631699.25 | 2852219.786 | 7.8199 | 0.024758 | 0.0054834 | EPA/NEI; Estimated using an emission factor | 9418811.875 | 21.1726
2019 | LA | Geismar Cogen | 56787 | SRMV | SERC Mississippi Valley | NG | 83.9 | 0.52072 | 615407 | 3108175.835 | 8.5217 | 0.027694 | 0.0054834 | NEI avg EF - PM, fuel type, firing type | 5968970 | 16.3651
2019 | LA | Georgia-Pacific Port Hudson | 10612 | SRMV | SERC Mississippi Valley |  | 127.7 | 0.18628 | 213495.57 | [5 empty] | 6481722.125
2019 | LA | Gramercy Holdings LLC | 50846 | SRMV | SERC Mississippi Valley | NG | 117.3 | 0.13956 | 283939 | 1736411.381 | 6.4957 | 0.045754 | 0.0074818 | EPA/NEI; Estimated using an emission factor | 12442104.5 | 46.5446
2019 | LA | Grand Isle Gas Plant / Treating Station | 54927 | SRMV | SERC Mississippi Valley | NG | 9 |  | 4724.001 | 57943.998 | 0.012223 | 0.0051749 | 0.0004219 | NEI avg EF - PM, fuel type, firing type | 57943.998 | 0.012223
2019 | LA | Hargis-Hebert Electric Generating Statio | 56283 | SPSO | SPP South | NG | 100.8 |  | 21668 | 264718.164 | 0.41457 | 0.038265 | 0.0031321 | EPA/NEI | 264718.164 | 0.41457
2019 | LA | Houma | 1439 | SRMV | SERC Mississippi Valley | NG | 99.3 |  | 61805 | 596964.109 | 2.2203 | 0.07185 | 0.0074388 | EPA/NEI | 596964.109 | 2.2203
2019 | LA | International Paper Red River Mill | 58108 | SPSO | SPP South | BLQ | 78.8 | 0.17664 | 404536 | 2329397.331 | 32.0307 | 0.15836 | 0.027501 | EPA/NEI; Estimated using an emission factor | 13187402.5 | 181.3354
2019 | LA | Iris Solar LLC | 63128 | SRMV | SERC Mississippi Valley | SUN | 50
2019 | LA | LA3 West Baton Rouge Solar Facility | 61646 | SRMV | SERC Mississippi Valley | SUN | 50
2019 | LA | Lake Charles Plant | 58310 | SRMV | SERC Mississippi Valley | WH | 36.4 | 1 | 195359 |  |  |  |  | Estimated using an emission factor | 1739477
2019 | LA | Lake Charles Polymers | 57884 | SRMV | SERC Mississippi Valley | NG | 31.1 |  | 165343 | 1786077 | 3.481 | 0.042106 | 0.0038979 | EPA/NEI; Estimated using an emission factor | 1786077 | 3.481
2019 | LA | Lake Charles Power | 60927 | SRMV | SERC Mississippi Valley | NG | 1000
2019 | LA | LaO Energy Systems | 52006 | SRMV | SERC Mississippi Valley | NG | 714.5 | 0.95837 | 1543176 | 8247886.716 | 19.0071 | 0.024634 | 0.004609 | EPA/NEI; Estimated using an emission factor | 8606174.312 | 19.8328
2019 | LA | LEPA Unit No. 1 | 58478 | SPSO | SPP South | NG | 74.1 |  | 158211 | 1314528 | 4.3365 | 0.054819 | 0.0065978 | EPA/NEI | 1314528 | 4.3365
2019 | LA | Lieberman Power Plant | 1417 | SPSO | SPP South | NG | 278 |  | 77865 | 845206.25 | 0.1896 | 0.0048701 | 0.00044866 | EPA/NEI | 845206.25 | 0.1896
2019 | LA | Little Gypsy | 1402 | SRMV | SERC Mississippi Valley | NG | 1250.6 |  | 2708876 | 28098254 | 149.5182 | 0.11039 | 0.010643 | EPA/NEI | 28098254 | 149.5182
2019 | LA | Louis Doc Bonin | 1443 | SPSO | SPP South | NG | 340.9
2019 | LA | Louisiana 1 | 1391 | SRMV | SERC Mississippi Valley | PRG | 450.9 | 0.40422 | 3025291 | 15604659.844 | 44.5589 | 0.029458 | 0.005711 | EPA/NEI | 38604410.5 | 110.2344
2019 | LA | Louisiana 2 | 1392 | SRMV | SERC Mississippi Valley | NG | 175
2019 | LA | Louisiana Sugar Refining | 10301 | SRMV | SERC Mississippi Valley | NG | 7.4 | 0.049454 | 18786 | 105325.472 | 0.42406 | 0.045146 | 0.0080524 | EPA/NEI; Estimated using an emission factor | 2129753 | 8.5748
2019 | LA | Louisiana Tech University Power Plant | 54240 | SRMV | SERC Mississippi Valley | NG | 15 | 0.3762 | 46918 | 247865.904 | 0.67957 | 0.028969 | 0.0054834 | EPA/NEI; Estimated using an emission factor | 658865 | 1.8064
2019 | LA | LSU Cogen | 58428 | SRMV | SERC Mississippi Valley | NG | 19.6 | 0.4232 | 116595 | 603377.827 | 1.6543 | 0.028377 | 0.0054834 | NEI avg EF - PM, fuel type, firing type | 1425748 | 3.909
2019 | LA | Mansfield Mill | 54091 | SPSO | SPP South | NG | 197 | 0.55036 | 794249 | 4141610.08 | 17.1318 | 0.04314 | 0.008273 | EPA/NEI; Estimated using an emission factor | 7525276.5 | 31.1284
2019 | LA | Michoud | 1409 | SRMV | SERC Mississippi Valley | NG | 959.2
2019 | LA | Monroe (LA) | 1448 | SRMV | SERC Mississippi Valley | NG | 137.5
2019 | LA | Morgan City | 1449 | SPSO | SPP South | NG | 70.3
2019 | LA | Mosaic Phosphates Uncle Sam | 10198 | SRMV | SERC Mississippi Valley | WH | 37 | 1 | -35815 | [5 empty] | 0
2019 | LA | Nelson Industrial Steam Company | 50030 | SRMV | SERC Mississippi Valley | PC | 1596.8 | 0.97932 | 3211248 | 17989875.434 | 124.2285 | 0.077371 | 0.013811 | EPA/NEI | 18369755 | 126.8518
2019 | LA | Neptune Gas Processing Plant | 56139 | SPSO | SPP South | OTH | 4.5 | 0.033825 | 14077 | 82781.607 | 0.017467 | 0.0024816 | 0.000422 | Estimated using an emission factor | 2447368 | 0.51639
2019 | LA | New Orleans | 10639 | SRMV | SERC Mississippi Valley | NG | 31.2
2019 | LA | New Orleans Power | 60928 | SRMV | SERC Mississippi Valley | NG | 250
2019 | LA | New Orleans Solar Power Plant | 61647 | SRMV | SERC Mississippi Valley | SUN | 1.6 |  | 1506 |  |  |  |  | EPA/NEI; Estimated using an emission factor | 13409
2019 | LA | New Roads | 1453 | SPSO | SPP South | NG | 9.4 |  | 0
2019 | LA | Ninemile Point | 1403 | SRMV | SERC Mississippi Valley | NG | 2791 |  | 9832527 | 86065451 | 574.4688 | 0.11685 | 0.01335 | EPA/NEI | 86065451 | 574.4688
2019 | LA | NRG Sterlington Power | 55099 | SRMV | SERC Mississippi Valley | NG | 208.5 |  | 2569.997 | 47548.001 | 0.13036 | 0.10145 | 0.0054834 | NEI avg EF - PM, fuel type, firing type | 47548.001 | 0.13036
2019 | LA | Oak Point Cogen | 55857 | SRMV | SERC Mississippi Valley | NG | 23.5 | 0.27402 | 97862 | 511809.159 | 1.4032 | 0.028678 | 0.0054834 | NEI avg EF - PM, fuel type, firing type | 1867812.031 | 5.121
2019 | LA | Ouachita Plant | 55467 | SRMV | SERC Mississippi Valley | NG | 903.9 |  | 3595463 | 26544822 | 195.065 | 0.10851 | 0.014697 | EPA/NEI | 26544822 | 195.065
2019 | LA | Overton Hydroelectric Project | 62391 | SPSO | SPP South | WAT | 48.6
2019 | LA | PCS Nitrogen Fertilizer LP | 50341 | SRMV | SERC Mississippi Valley | DFO | 40 |  | 0
2019 | LA | Perryville Power Station | 55620 | SRMV | SERC Mississippi Valley | NG | 824.1 |  | 2795549 | 20849616.781 | 145.4921 | 0.10409 | 0.013956 | EPA/NEI | 20849616.781 | 145.4921
2019 | LA | Plant 31 Paper Mill | 50028 | SRMV | SERC Mississippi Valley | BLQ | 102.2 | 0.21499 | 613743.01 | 4241283.053 | 15.6746 | 0.051079 | 0.0073915 | EPA/NEI; Estimated using an emission factor | 19727832.625 | 72.9087
2019 | LA | Plaquemine | 1455 | SPSO | SPP South | NG | 44
2019 | LA | Plaquemine Cogen Facility | 55419 | SRMV | SERC Mississippi Valley | NG | 987 | 0.57836 | 5341869 | 34109079.438 | 202.2522 | 0.075723 | 0.011859 | EPA/NEI | 58975380 | 349.6989
2019 | LA | Plaquemine Operations | 52005 | SRMV | SERC Mississippi Valley | NG | 106
2019 | LA | Port Allen (LA) | 50389 | SRMV | SERC Mississippi Valley | NG | 7.6 | 0.39178 | 53777 | 268683.978 | 0.73665 | 0.027396 | 0.0054834 | NEI avg EF - PM, fuel type, firing type | 685807 | 1.8803
2019 | LA | PPG Plant C Caustic | 50490 | SRMV | SERC Mississippi Valley | NG | 3.4 | 1 | 12894 | 47600 | 0.19165 | 0.029727 | 0.0080524 | NEI avg EF - PM, fuel type | 47600 | 0.19165
2019 | LA | PPG Powerhouse A | 50487 | SRMV | SERC Mississippi Valley | PUR | 52.5 | 1 | 0
2019 | LA | PPG Powerhouse C | 50489 | SRMV | SERC Mississippi Valley | NG | 357.7 | 0.35051 | 2132191 | 2107168.293 | 9.9012 | 0.0092873 | 0.0093976 | NEI avg EF - PM, fuel type, firing type | 6011660.25 | 28.2476
2019 | LA | PPG Riverside | 50488 | SRMV | SERC Mississippi Valley | PUR | 162 | 1 | 173582 | 1545574.969 |  |  |  | Estimated using an emission factor | 1545574.969
2019 | LA | R S Cogen LLC | 55117 | SRMV | SERC Mississippi Valley | NG | 493 | 0.65941 | 2913462.49 | 19395341.526 | 94.5739 | 0.064922 | 0.0097522 | EPA/NEI | 29413350 | 143.4228
2019 | LA | Rayne | 1456 | SPSO | SPP South | DFO | 8.2 |  | 0
2019 | LA | River Bend | 6462 | SRMV | SERC Mississippi Valley | NUC | 1035.9 |  | 6420933 |  |  |  |  | Estimated using an emission factor | 67124720
2019 | LA | Rodemacher | 1445 | SPSO | SPP South | NG | 38.7
2019 | LA | Shell Chemical | 56248 | SRMV | SERC Mississippi Valley | NG | 80 | 0.42139 | 587644 | 3032486.157 | 8.3142 | 0.028297 | 0.0054834 | NEI avg EF - PM, fuel type, firing type | 7196344 | 19.7302
2019 | LA | Sidney A Murray Jr Hydroelectric | 54678 | SRMV | SERC Mississippi Valley | WAT | 192 |  | 1365664 |  |  |  |  | NEI avg EF - PM, fuel type, firing type | 12159872
2019 | LA | St Francisville Mill | 10697 | SRMV | SERC Mississippi Valley | BLQ | 57.5 | 0.12306 | 104167.58 | 596818.865 | 7.7006 | 0.14785 | 0.025806 | EPA/NEI; Estimated using an emission factor | 4849730.5 | 62.5753
2019 | LA | St. Charles Power Station | 60926 | SRMV | SERC Mississippi Valley | NG | 1000 |  | 3615675 | 26183868 | 75.3628 | 0.041687 | 0.0057564 | NEI avg EF - PM, fuel type, firing type | 26183868 | 75.3628
2019 | LA | St. James Solar (LA) | 62854 | SRMV | SERC Mississippi Valley | SUN | 20
2019 | LA | St. Mary Clean Energy Center | 60610 | SPSO | SPP South | WH | 58.2 |  | 84729 |  |  |  |  | Estimated using an emission factor | 754427
2019 | LA | Sterlington | 1404 | SRMV | SERC Mississippi Valley | NG | 474 |  | 1770 | 36700.543 | 0.22543 | 0.25473 | 0.012285 | EPA/NEI | 36700.543 | 0.22543
2019 | LA | Stingray Facility | 54531 | SRMV | SERC Mississippi Valley | NG | 2.5 |  | 0
2019 | LA | T J Labbe Electric Generating Station | 56108 | SPSO | SPP South | NG | 100.8 |  | 16122 | 213292.727 | 0.56359 | 0.069915 | 0.0052846 | EPA/NEI | 213292.727 | 0.56359
2019 | LA | Taft Cogeneration Facility | 55089 | SRMV | SERC Mississippi Valley | NG | 894.2 | 0.86761 | 5773776 | 38572576.024 | 97.3072 | 0.033707 | 0.0050454 | EPA/NEI | 44458384 | 112.1553
2019 | LA | Teche Power Station | 1400 | SPSO | SPP South | NG | 468.1 |  | 990602 | 10303572 | 40.7447 | 0.082263 | 0.0079089 | EPA/NEI | 10303572 | 40.7447
2019 | LA | Thibodaux | 6706 | SRMV | SERC Mississippi Valley | NG | 21
2019 | LA | Toca Plant | 54705 | SRMV | SERC Mississippi Valley | NG | 2.8 |  | 0
2019 | LA | Washington Parish Energy Center | 55486 | SRMV | SERC Mississippi Valley | NG | 1054.6
2019 | LA | Waterford 1 & 2 | 8056 | SRMV | SERC Mississippi Valley | NG | 932 |  | 673009 | 7476363.703 | 14.0904 | 0.041873 | 0.0037693 | EPA/NEI | 7476363.703 | 14.0904
2019 | LA | Waterford 3 | 4270 | SRMV | SERC Mississippi Valley | NUC | 1199.8 |  | 7560402 |  |  |  |  | Estimated using an emission factor | 78970192
2019 | LA | Westrock Hodge (LA) | 50810 | SRMV | SERC Mississippi Valley | BLQ | 74.4 | 0.14433 | 486206.61 | 2738669.528 | 10.1423 | 0.04172 | 0.0074068 | EPA/NEI; Estimated using an emission factor | 18974482 | 70.27
2019 | LA | Willow Glen | 1394 | SRMV | SERC Mississippi Valley | NG | 2178
2019 | MA | 126 Grove Solar LLC | 60858 | NEWE | NPCC New England | SUN | 2 |  | 2303 |  |  |  |  | Estimated using an emission factor | 20506
2019 | MA | 201 Sturbridge B | 59822 | NEWE | NPCC New England | SUN | 2 |  | 2876 |  |  |  |  | Estimated using an emission factor | 25610
2019 | MA | 205 Sturbridge A | 59821 | NEWE | NPCC New England | SUN | 3 |  | 5074 |  |  |  |  | Estimated using an emission factor | 45177
2019 | MA | 265 Pleasant Solar NG, LLC | 59485 | NEWE | NPCC New England | SUN | 2.2 |  | 1352 |  |  |  |  | Estimated using an emission factor | 12038
2019 | MA | 301 Chestnut Solar NG | 61518 | NEWE | NPCC New England | SUN | 4.3 |  | 2359 |  |  |  |  | Estimated using an emission factor | 21005
2019 | MA | 433 Purchase Solar NG, LLC | 61237 | NEWE | NPCC New England | SUN | 2.5 |  | 3704 |  |  |  |  | Estimated using an emission factor | 32983
2019 | MA | 651 Chase Solar NG | 59046 | NEWE | NPCC New England | SUN | 2.5 |  | 4118 |  |  |  |  | Estimated using an emission factor | 36665
2019 | MA | Acton Solar Landfill | 59543 | NEWE | NPCC New England | SUN | 1.6 |  | 1923 |  |  |  |  | Estimated using an emission factor | 17122
2019 | MA | Acushnet AD Makepeace | 58270 | NEWE | NPCC New England | SUN | 4.7 |  | 5398 |  |  |  |  | Estimated using an emission factor | 48062
2019 | MA | Acushnet Ball Plant 2 | 62835 | NEWE | NPCC New England | MWH | 1.5 |  | -1607 | 0 |  |  |  |  | 0
2019 | MA | Acushnet Hawes Reed Road | 58271 | NEWE | NPCC New England | SUN | 1 |  | 1730 |  |  |  |  | Estimated using an emission factor | 15403
2019 | MA | Acushnet- High Hill | 59128 | NEWE | NPCC New England | SUN | 3.2 |  | 4205 |  |  |  |  | Estimated using an emission factor | 37441
2019 | MA | Acushnet-Braley Road 1 | 59121 | NEWE | NPCC New England | SUN | 1.9 |  | 2438 |  |  |  |  | Estimated using an emission factor | 21709
2019 | MA | Adams Farm Solar | 59775 | NEWE | NPCC New England | SUN | 3 |  | 4000 |  |  |  |  | Estimated using an emission factor | 35615
2019 | MA | Agawam Solar | 59028 | NEWE | NPCC New England | SUN | 1.5 |  | 2066 |  |  |  |  | Estimated using an emission factor | 18397
2019 | MA | AIS Solar Project | 60986 | NEWE | NPCC New England | SUN | 2.5 |  | 3615 |  |  |  |  | Estimated using an emission factor | 32187
2019 | MA | Ajax Solar, LLC (MA) | 62827 | NEWE | NPCC New England | SUN | 3.8 |  | 933 |  |  |  |  | Estimated using an emission factor | 8309
2019 | MA | Alicea Solar Project Hybrid | 63469 | NEWE | NPCC New England |  | 3.5
2019 | MA | Ameresco Chicopee Energy | 56426 | NEWE | NPCC New England | LFG | 7.8 |  | 41235 | 443280.992 | 3.2581 | 0.15803 | 0.0147 | Estimated using an emission factor | 443280.992 | 3.2581
2019 | MA | Amherst College Co Gen | 58185 | NEWE | NPCC New England | NG | 1.7 | 0.21306 | 6969 | 37227.197 | 0.12454 | 0.035741 | 0.0066908 | EPA/NEI; Estimated using an emission factor | 174728 | 0.58453
2019 | MA | Anderson Power Products Division | 10553 | NEWE | NPCC New England | DFO | 1 | 1 | 70 | 211 | 0.032705 | 0.93443 | 0.31 | Estimated using an emission factor | 211 | 0.032705
2019 | MA | Annese Solar Project Hybrid | 63474 | NEWE | NPCC New England |  | 7.8
2019 | MA | ANP Bellingham Energy Company, LLC | 55211 | NEWE | NPCC New England | NG | 578 |  | 1799773 | 12774798 | 2.325 | 0.0025837 | 0.000364 | EPA/NEI | 12774798 | 2.325
2019 | MA | ANP Blackstone Energy Company, LLC | 55212 | NEWE | NPCC New England | NG | 578 |  | 1672360 | 12462585 | 2.2681 | 0.0027125 | 0.00036399 | EPA/NEI | 12462585 | 2.2681
2019 | MA | Antanavica Solar | 61526 | NEWE | NPCC New England | SUN | 1 |  | 1435 |  |  |  |  | Estimated using an emission factor | 12777
2019 | MA | Ashburnham Energy Storage Project | 62219 | NEWE | NPCC New England | MWH | 3 |  | -3 | 0 |  |  |  |  | 0
2019 | MA | Ashby Duffy CSG Solar Farm | 61399 | NEWE | NPCC New England | SUN | 1.8 |  | 3228 |  |  |  |  | Estimated using an emission factor | 28742
2019 | MA | Ashby Solar, LLC CSG | 62199 | NEWE | NPCC New England | SUN | 1.8 |  | 2975 |  |  |  |  | Estimated using an emission factor | 26491
2019 | MA | Axio Green LLC | 58702 | NEWE | NPCC New England | SUN | 2 |  | 2327 |  |  |  |  | Estimated using an emission factor | 20719
2019 | MA | Ayers Village Solar | 59463 | NEWE | NPCC New England | SUN | 2 |  | 2920 |  |  |  |  | Estimated using an emission factor | 26000
2019 | MA | Barnstable Landfill | 59081 | NEWE | NPCC New England | SUN | 4 |  | 4896 |  |  |  |  | Estimated using an emission factor | 43594
2019 | MA | Barre | 55776 | NEWE | NPCC New England | LFG | 1
2019 | MA | Barre II Solar Project | 59766 | NEWE | NPCC New England | SUN | 1.5 |  | 2332 |  |  |  |  | Estimated using an emission factor | 20765
2019 | MA | Barre Solar III LLC | 62363 | NEWE | NPCC New England | SUN | 1 |  | 1522 |  |  |  |  | Estimated using an emission factor | 13551
2019 | MA | Barrett PV | 61342 | NEWE | NPCC New England | SUN | 11.9 |  | 19745 |  |  |  |  | Estimated using an emission factor | 175811
2019 | MA | Barton Acres Solar, LLC CSG | 63558 | NEWE | NPCC New England | SUN | 1 |  | 1637 |  |  |  |  | Estimated using an emission factor | 14576
2019 | MA | Bashaw Solar CSG 1, LLC | 60866 | NEWE | NPCC New England | SUN | 2 |  | 3007 |  |  |  |  | Estimated using an emission factor | 26775
2019 | MA | Bear Swamp | 8005 | NEWE | NPCC New England | WAT | 600 |  | -163741 | [5 empty] | 0
2019 | MA | Beebe Substation Battery Storage | 62585 | NEWE | NPCC New England | MWH | 3 |  | -35 | 0 |  |  |  |  | 0
2019 | MA | Belchertown | 60653 | NEWE | NPCC New England | SUN | 1 |  | 1488 |  |  |  |  | Estimated using an emission factor | 13249
2019 | MA | Belchertown Renewables Community Solar | 61295 | NEWE | NPCC New England | SUN | 4 |  | 6504 |  |  |  |  | Estimated using an emission factor | 57913
2019 | MA | Bellingham | 10307 | NEWE | NPCC New England | NG | 386.1 | 1 | 52684 | 466803.938 | 1.4016 | 0.053209 | 0.0060053 | EPA/NEI | 466803.938 | 1.4016
2019 | MA | Bellingham PV | 58403 | NEWE | NPCC New England | SUN | 3 |  | 4507 |  |  |  |  | Estimated using an emission factor | 40131
2019 | MA | Berkley East Solar LLC | 58871 | NEWE | NPCC New England | SUN | 3 |  | 4578 |  |  |  |  | Estimated using an emission factor | 40764
2019 | MA | Berkshire 1 | 58624 | NEWE | NPCC New England | SUN | 1.8 |  | 2416 |  |  |  |  | Estimated using an emission factor | 21511
2019 | MA | Berkshire Power | 55041 | NEWE | NPCC New England | NG | 289 |  | 367488 | 2730559 | 14.9168 | 0.081183 | 0.010926 | EPA/NEI | 2730559 | 14.9168
2019 | MA | Berkshire Wind Power Project | 57721 | NEWE | NPCC New England | WND | 19.6 |  | 37859 |  |  |  |  | Estimated using an emission factor | 337096.992
2019 | MA | Beverly | 59242 | NEWE | NPCC New England | SUN | 2 |  | 2104 |  |  |  |  | Estimated using an emission factor | 18735
2019 | MA | Big George PV CSG | 61429 | NEWE | NPCC New England | SUN | 1 |  | 1482 |  |  |  |  | Estimated using an emission factor | 13196
2019 | MA | Bird Machine Solar Farm | 60854 | NEWE | NPCC New England | SUN | 3.5 |  | 5747 |  |  |  |  | Estimated using an emission factor | 51172
2019 | MA | BJ's Wholesale Club, Inc- Uxbridge | 60116 | NEWE | NPCC New England | SUN | 1 |  | 950 |  |  |  |  | Estimated using an emission factor | 8459
2019 | MA | Blair Wire Village Solar, LLC CSG | 63557 | NEWE | NPCC New England | SUN | 1 |  | 1613 |  |  |  |  | Estimated using an emission factor | 14359
2019 | MA | BlueWave Capital - Grafton (SREC II) | 59752 | NEWE | NPCC New England | SUN | 1.3 |  | 1808 |  |  |  |  | Estimated using an emission factor | 16098
2019 | MA | Boatlock | 1603 | NEWE | NPCC New England | WAT | 3.1 |  | 15383.001 |  |  |  |  | NEI avg EF - PM, fuel type, firing type | 136969.998
2019 | MA | Bolton PV | 59014 | NEWE | NPCC New England | SUN | 4.9 |  | 6987 |  |  |  |  | Estimated using an emission factor | 62211
2019 | MA | Boott Hydropower | 10556 | NEWE | NPCC New England | WAT | 22.9 |  | 87570 |  |  |  |  | NEI avg EF - PM, fuel type, firing type | 779724
2019 | MA | Boston Medical Center CHP Plant | 61186 | NEWE | NPCC New England | NG | 3 | 1 | 15290 | 169480 | 0.03576 | 0.0046776 | 0.000422 | EPA/NEI; Estimated using an emission factor | 169480 | 0.03576
2019 | MA | Boston Scientific Solar | 57992 | NEWE | NPCC New England | SUN | 1.1 |  | 1496 |  |  |  |  | Estimated using an emission factor | 13321
2019 | MA | Bourne (MA) - Holliston I | 59750 | NEWE | NPCC New England | SUN | 2.9 |  | 3513 |  |  |  |  | Estimated using an emission factor | 31279
2019 | MA | Boutillier Solar, LLC CSG | 63556 | NEWE | NPCC New England | SUN | 2.9 |  | 4622 |  |  |  |  | Estimated using an emission factor | 41155
2019 | MA | Bowden Solar LLC | 63659 | NEWE | NPCC New England | SUN | 2 |  | 3013 |  |  |  |  | Estimated using an emission factor | 26828
2019 | MA | Braintree Landfill Solar | 61538 | NEWE | NPCC New England | SUN | 1 |  | 1594 |  |  |  |  | Estimated using an emission factor | 14192
2019 | MA | Braley Road 2 | 58680 | NEWE | NPCC New England | SUN | 2.6 |  | 4408 |  |  |  |  | Estimated using an emission factor | 39250
2019 | MA | Brewster Landfill | 59075 | NEWE | NPCC New England | SUN | 1 |  | 1503 |  |  |  |  | Estimated using an emission factor | 13383
2019 | MA | Bridgewater Complex Co-Generation Plant | 62757 | NEWE | NPCC New England | NG | 1.5
2019 | MA | Bridgewater Solar CSG | 60730 | NEWE | NPCC New England | SUN | 2.3 |  | 4361 |  |  |  |  | Estimated using an emission factor | 38830
2019 | MA | Brockelman | 59241 | NEWE | NPCC New England | SUN | 3 |  | 1856 |  |  |  |  | Estimated using an emission factor | 16526
2019 | MA | Brook Street Solar 1 CSG | 61008 | NEWE | NPCC New England | SUN | 5 |  | 8347 |  |  |  |  | Estimated using an emission factor | 74320
2019 | MA | Brookfield Solar 2013 LLC | 60613 | NEWE | NPCC New England | SUN | 2 |  | 3160 |  |  |  |  | Estimated using an emission factor | 28137
2019 | MA | Brookfield Wire Company | 63232 | NEWE | NPCC New England | SUN | 1.4 |  | 2366 |  |  |  |  | Estimated using an emission factor | 21067
2019 | MA | Browne Solar LLC | 59361 | NEWE | NPCC New England | SUN | 1.4 |  | 1590 |  |  |  |  | Estimated using an emission factor | 14155
2019 | MA | Bullock Road Solar 1 | 61010 | NEWE | NPCC New England | SUN | 1.9 |  | 7475 |  |  |  |  | Estimated using an emission factor | 66558
2019 | MA | BWC Gibbs Brook | 62369 | NEWE | NPCC New England | SUN | 4 |  | 4899 |  |  |  |  | Estimated using an emission factor | 43621
2019 | MA | BWC Harlow Brook | 62371 | NEWE | NPCC New England | SUN | 1.5 |  | 1725 |  |  |  |  | Estimated using an emission factor | 15361
2019 | MA | BWC Origination 18 | 62368 | NEWE | NPCC New England | SUN | 4.8 |  | 4934 |  |  |  |  | Estimated using an emission factor | 43932
2019 | MA | BWC Pocasset River | 62372 | NEWE | NPCC New England | SUN | 1.5 |  | 1828 |  |  |  |  | Estimated using an emission factor | 16276
2019 | MA | BWC Swan Pond River CSG | 60067 | NEWE | NPCC New England | SUN | 1.6 |  | 2919 |  |  |  |  | Estimated using an emission factor | 25991
2019 | MA | BWC Wading River One, Two, Three CSG | 61069 | NEWE | NPCC New England | SUN | 3 |  | 4866 |  |  |  |  | Estimated using an emission factor | 43326
2019 | MA | BWC Wareham River | 62370 | NEWE | NPCC New England | SUN | 1 |  | 1352 |  |  |  |  | Estimated using an emission factor | 12038
2019 | MA | Cabot | 1629 | NEWE | NPCC New England | WAT | 61.8 |  | 300498 |  |  |  |  | NEI avg EF - PM, fuel type, firing type | 2675633.062
2019 | MA | Cabot Holyoke | 9864 | NEWE | NPCC New England | WAT | 28.6 |  | 5228 |  |  |  |  | EPA/NEI; Estimated using an emission factor | 46549.001
2019 | MA | Camelot Wind LLC | 58958 | NEWE | NPCC New England | WND | 1.5 |  | 2741 |  |  |  |  | Estimated using an emission factor | 24408
2019 | MA | Canal Station | 1599 | NEWE | NPCC New England | RFO | 1825 |  | 195626 | 810043.922 | 1.6625 | 0.016997 | 0.0041048 | EPA/NEI; Estimated using an emission factor | 810043.922 | 1.6625
2019 | MA | Cape Cod Air Force Station - 6 SWS | 58661 | NEWE | NPCC New England | WND | 3.4 |  | 6315 |  |  |  |  | Estimated using an emission factor | 56301
2019 | MA | Carver CSG | 62763 | NEWE | NPCC New England | SUN | 2 |  | 1446 |  |  |  |  | Estimated using an emission factor | 12876
2019 | MA | Carver MA 1 Community Solar | 60442 | NEWE | NPCC New England | SUN | 2 |  | 2372 |  |  |  |  | Estimated using an emission factor | 21120
2019 | MA | CED Chicopee Solar | 61602 | NEWE | NPCC New England | SUN | 3 |  | 4959 |  |  |  |  | Estimated using an emission factor | 44156
2019 | MA | CED Northampton Solar LLC Hybrid | 62695 | NEWE | NPCC New England | SUN | 6.6 |  | 0
2019 | MA | CED Westfield Solar, LLC | 60274 | NEWE | NPCC New England | SUN | 2 |  | 3249 |  |  |  |  | Estimated using an emission factor | 28930
2019 | MA | Cedarville CSG | 60757 | NEWE | NPCC New England | SUN | 2.5 |  | 4421 |  |  |  |  | Estimated using an emission factor | 39363.999
2019 | MA | Centaurus Solar - MA | 61371 | NEWE | NPCC New England | SUN | 2.4 |  | 3424 |  |  |  |  | Estimated using an emission factor | 30489
2019 | MA | CES Agawam Tuckahoe Solar Hybrid | 63763 | NEWE | NPCC New England |  | 5.9
2019 | MA | CES Sterling LLC | 58387 | NEWE | NPCC New England | SUN | 2.4 |  | 3100 |  |  |  |  | Estimated using an emission factor | 27601
2019 | MA | Charlestown Wind Turbine | 58065 | NEWE | NPCC New England | WND | 1.5 |  | 1508 |  |  |  |  | Estimated using an emission factor | 13426
2019 | MA | Charlton Solar I CSG | 59636 | NEWE | NPCC New England | SUN | 4.4 |  | 5515 |  |  |  |  | Estimated using an emission factor | 49106
2019 | MA | Chatham Landfill | 59077 | NEWE | NPCC New England | SUN | 1.5 |  | 2309 |  |  |  |  | Estimated using an emission factor | 20560
2019 | MA | Chemical | 1604 | NEWE | NPCC New England | WAT | 1.6 |  | 1598 |  |  |  |  | NEI avg EF - PM, fuel type, firing type | 14229
2019 | MA | Cherry Street | 9038 | NEWE | NPCC New England | DFO | 20.3 |  | 251.999 | 2397.001 | 0.37154 | 2.9487 | 0.31 | EPA/NEI; Estimated using an emission factor | 2397.001 | 0.37154
2019 | MA | Cherry Valley Solar, LLC CSG | 63561 | NEWE | NPCC New England | SUN | 1 |  | 1562 |  |  |  |  | Estimated using an emission factor | 13909
2019 | MA | Chester Solar Farm | 59767 | NEWE | NPCC New England | SUN | 4.8 |  | 6818 |  |  |  |  | Estimated using an emission factor | 60708
2019 | MA | Chicopee Electric | 55590 | NEWE | NPCC New England | LFG | 2
2019 | MA | Chicopee Granby Road Solar | 59626 | NEWE | NPCC New England | SUN | 1.6 |  | 2502 |  |  |  |  | Estimated using an emission factor | 22278
2019 | MA | Chicopee Hydroelectric Station | 50832 | NEWE | NPCC New England | WAT | 2.4 |  | 5094 |  |  |  |  | NEI avg EF - PM, fuel type, firing type | 45356
2019 | MA | Chicopee River Solar | 59625 | NEWE | NPCC New England | SUN | 2 |  | 3155 |  |  |  |  | Estimated using an emission factor | 28093
2019 | MA | Chicopee Solar | 59030 | NEWE | NPCC New England | SUN | 3 |  | 4023 |  |  |  |  | Estimated using an emission factor | 35821
2019 | MA | Chocksett Rd Energy Storage Project | 60959 | NEWE | NPCC New England | MWH | 2 |  | -36 | 0 |  |  |  |  | 0
2019 | MA | Citizens Agawam Landfill Solar | 61596 | NEWE | NPCC New England | SUN | 1.8 |  | 2967 |  |  |  |  | Estimated using an emission factor | 26419
2019 | MA | Clark University | 10408 | NEWE | NPCC New England | NG | 4 | 0.54832 | 8907 | 52202.39 | 0.011012 | 0.0024727 | 0.0004219 | EPA/NEI; Estimated using an emission factor | 95204 | 0.020083
2019 | MA | Cleary Flood | 1682 | NEWE | NPCC New England | NG | 149.3 |  | 33589 | 393759.51 | 0.92341 | 0.054983 | 0.0046902 | EPA/NEI | 393759.51 | 0.92341
2019 | MA | Cobble Mountain | 1630 | NEWE | NPCC New England | WAT | 33 |  | 21063.999 |  |  |  |  | NEI avg EF - PM, fuel type, firing type | 187552.008
2019 | MA | Cohasse Solar, LLC CSG | 63573 | NEWE | NPCC New England | SUN | 1 |  | 1542 |  |  |  |  | Estimated using an emission factor | 13732
2019 | MA | Collins Facility | 52166 | NEWE | NPCC New England | WAT | 1.2 |  | 4793 |  |  |  |  | NEI avg EF - PM, fuel type, firing type | 42677
2019 | MA | Commercial Street | 6585 | NEWE | NPCC New England | DFO | 1.1
2019 | MA | Concord Solar Farm | 59768 | NEWE | NPCC New England | SUN | 1.5 |  | 2064 |  |  |  |  | Estimated using an emission factor | 18377
2019 | MA | Cosgrove Intake and Power Station | 10825 | NEWE | NPCC New England | WAT | 3.2 |  | 4763 |  |  |  |  | NEI avg EF - PM, fuel type, firing type | 42408
2019 | MA | Cottage Street Solar Facility | 58568 | NEWE | NPCC New England | SUN | 3.2 |  | 4177 |  |  |  |  | Estimated using an emission factor | 37191
2019 | MA | Covanta Haverhill | 50661 | NEWE | NPCC New England | MSW | 46 |  | 338247 | 5534453 | 0.43169 | 0.0025525 | 0.000156 | Estimated using an emission factor | 5534453 | 0.43169
2019 | MA | Cranberry Point Energy Storage | 62844 | NEWE | NPCC New England | MWH | 150
2019 | MA | Cranberry Solar | 63697 | NEWE | NPCC New England | SUN | 1 |  | 1736 |  |  |  |  | Estimated using an emission factor | 15458
2019 | MA | Cronin Road Solar 1, LLC CSG Hybrid | 63011 | NEWE | NPCC New England |  | 3
2019 | MA | Curtis Hill Solar CSG | 60851 | NEWE | NPCC New England | SUN | 2 |  | 3437 |  |  |  |  | Estimated using an emission factor | 30603
2019 | MA | Cycz Solar Project CSG Hybrid | 63472 | NEWE | NPCC New England |  | 3.3
2019 | MA | Dartmouth | 58682 | NEWE | NPCC New England | SUN | 6.3 |  | 8962 |  |  |  |  | Estimated using an emission factor | 79798
2019 | MA | Dartmouth II Solar | 57838 | NEWE | NPCC New England | SUN | 2 |  | 3457 |  |  |  |  | Estimated using an emission factor | 30780
2019 | MA | Dartmouth Landfill | 59131 | NEWE | NPCC New England | SUN | 1.3 |  | 1625 |  |  |  |  | Estimated using an emission factor | 14469
2019 | MA | Dartmouth Power | 52026 | NEWE | NPCC New England | NG | 97.4 |  | 54628 | 474799.492 | 1.918 | 0.07022 | 0.0080792 | EPA/NEI | 474799.492 | 1.918
2019 | MA | Dartmouth Solar | 57473 | NEWE | NPCC New England | SUN | 1.6 |  | 1415 |  |  |  |  | Estimated using an emission factor | 12599
2019 | MA | DDR Shoppers World | 60754 | NEWE | NPCC New England | SUN | 1.3 |  | 1708 |  |  |  |  | Estimated using an emission factor | 15207
2019 | MA | Deer Island Treatment | 10823 | NEWE | NPCC New England | OBG | 85 | 0.19241 | 43366.55 | 218526.698 | 0.52178 | 0.024064 | 0.0047754 | EPA/NEI; Estimated using an emission factor | 1210140.285 | 2.7118
2019 | MA | Deerfield 2 | 6047 | NEWE | NPCC New England | WAT | 4.8 |  | 32088 |  |  |  |  | NEI avg EF - PM, fuel type, firing type | 285712.992
2019 | MA | Deerfield 3 | 6083 | NEWE | NPCC New England | WAT | 4.8 |  | 27192 |  |  |  |  | NEI avg EF - PM, fuel type, firing type | 242116.008
2019 | MA | Deerfield 4 | 6119 | NEWE | NPCC New England | WAT | 4.8 |  | 22886.001 |  |  |  |  | NEI avg EF - PM, fuel type, firing type | 203776.008
2019 | MA | Deerfield 5 | 1620 | NEWE | NPCC New England | WAT | 17.5 |  | 52161 |  |  |  |  | NEI avg EF - PM, fuel type, firing type | 464443
2019 | MA | Deerfield CSG Solar | 60775 | NEWE | NPCC New England | SUN | 6 |  | 3319 |  |  |  |  | Estimated using an emission factor | 29552
2019 | MA | Dennis Landfill | 59082 | NEWE | NPCC New England | SUN | 5 |  | 7279 |  |  |  |  | Estimated using an emission factor | 64812
2019 | MA | Depot Hill Solar CSG | 60852 | NEWE | NPCC New England | SUN | 2 |  | 3387 |  |  |  |  | Estimated using an emission factor | 30159
2019 | MA | Dept of Corrections NCCI Wind | 58992 | NEWE | NPCC New England | WND | 3.4 |  | 7252 |  |  |  |  | Estimated using an emission factor | 64572
2019 | MA | Devens | 59358 | NEWE | NPCC New England | SUN | 3 |  | 3815 |  |  |  |  | Estimated using an emission factor | 33969
2019 | MA | DG Crystal Spring CSG | 61555 | NEWE | NPCC New England | SUN | 4.2 |  | 6912 |  |  |  |  | Estimated using an emission factor | 61545
2019 | MA | DG Dighton LLC CSG | 61634 | NEWE | NPCC New England | SUN | 3.1 |  | 5038 |  |  |  |  | Estimated using an emission factor | 44857
2019 | MA | DG Foxborough Elm CSG | 61590 | NEWE | NPCC New England | SUN | 2 |  | 3319 |  |  |  |  | Estimated using an emission factor | 29552
2019 | MA | DG Haverhill CSG | 61550 | NEWE | NPCC New England | SUN | 4.2 |  | 4864 |  |  |  |  | Estimated using an emission factor | 43309
2019 | MA | DG Tufts Knoll LLC CSG | 61635 | NEWE | NPCC New England | SUN | 2 |  | 2981 |  |  |  |  | Estimated using an emission factor | 26542
2019 | MA | DG Tufts Science LLC CSG | 61633 | NEWE | NPCC New England | SUN | 1 |  | 1400 |  |  |  |  | Estimated using an emission factor | 12465
2019 | MA | DG Webster LLC CSG | 61636 | NEWE | NPCC New England | SUN | 1.3 |  | 7054 |  |  |  |  | Estimated using an emission factor | 62808
2019 | MA | Dighton | 55026 | NEWE | NPCC New England | NG | 200 |  | 269815 | 2158633.75 | 3.7328 | 0.027669 | 0.0034585 | EPA/NEI | 2158633.75 | 3.7328
2019 | MA | Dorchester Solar Site | 57265 | NEWE | NPCC New England | SUN | 1 |  | 1208 |  |  |  |  | Estimated using an emission factor | 10757
2019 | MA | Doreen | 1631 | NEWE | NPCC New England | DFO | 21.1 |  | 139 | 2109.6 | 0.00063395 | 0.0091215 | 0.00060101 | EPA/NEI | 2109.6 | 0.00063395
2019 | MA | Douglas Solar | 57934 | NEWE | NPCC New England | SUN | 2 |  | 3201 |  |  |  |  | Estimated using an emission factor | 28502
2019 | MA | Dudley River 2 Solar, LLC CSG | 63570 | NEWE | NPCC New England | SUN | 1 |  | 1642 |  |  |  |  | Estimated using an emission factor | 14620
2019 | MA | Dudley River 3 Solar, LLC CSG | 63569 | NEWE | NPCC New England | SUN | 1 |  | 1698 |  |  |  |  | Estimated using an emission factor | 15119
2019 | MA | Dudley River Solar, LLC CSG | 63571 | NEWE | NPCC New England | SUN | 1 |  | 1683 |  |  |  |  | Estimated using an emission factor | 14986
2019 | MA | Dudley Solar CSG | 62201 | NEWE | NPCC New England | SUN | 1.9 |  | 2858 |  |  |  |  | Estimated using an emission factor | 25448
2019 | MA | Dwight | 6378 | NEWE | NPCC New England | WAT | 1.2 |  | 5198.001 |  |  |  |  | NEI avg EF - PM, fuel type, firing type | 46283.001
2019 | MA | Dynamic - Walpole | 62324 | NEWE | NPCC New England | SUN | 2 |  | 3020 |  |  |  |  | Estimated using an emission factor | 26888
2019 | MA | East Acres Solar NG, LLC | 61755 | NEWE | NPCC New England | SUN | 5.8 |  | 4582 |  |  |  |  | Estimated using an emission factor | 40796
2019 | MA | East Bridgewater | 55584 | NEWE | NPCC New England | LFG | 6
2019 | MA | East Bridgewater Solar | 62197 | NEWE | NPCC New England | SUN | 2.3 |  | 3402 |  |  |  |  | Estimated using an emission factor | 30292
2019 | MA | East Brookfield Main Street Solar LLC | 63887 | NEWE | NPCC New England | SUN | 1
2019 | MA | East Longmeadow Solar PV | 62059 | NEWE | NPCC New England | SUN | 5 |  | 423 |  |  |  |  | Estimated using an emission factor | 3767
2019 | MA | East Springfield Solar PV | 62093 | NEWE | NPCC New England | SUN | 1.4 |  | 1945 |  |  |  |  | Estimated using an emission factor | 17318
2019 | MA | Easthampton Landfill-City of Easthampton | 58272 | NEWE | NPCC New England | SUN | 1.9 |  | 2646 |  |  |  |  | Estimated using an emission factor | 23562
2019 | MA | Easton Landfill | 59134 | NEWE | NPCC New England | SUN | 1.9 |  | 2338 |  |  |  |  | Estimated using an emission factor | 20819
2019 | MA | EBZ Solar | 59032 | NEWE | NPCC New England | SUN | 2.5 |  | 3490 |  |  |  |  | Estimated using an emission factor | 31075
2019 | MA | EDF Lancaster | 59140 | NEWE | NPCC New England | SUN | 4.5 |  | 6315 |  |  |  |  | Estimated using an emission factor | 56229
2019 | MA | Equity Industrial Turbines | 60865 | NEWE | NPCC New England | WND | 4 |  | 9012 |  |  |  |  | Estimated using an emission factor | 80244
2019 | MA | Erving Paper Mills | 54228 | NEWE | NPCC New England | NG | 8.7 | 0.41561 | 41857.46 | 218604.304 | 0.59935 | 0.028637 | 0.0054834 | EPA/NEI; Estimated using an emission factor | 525990 | 1.4421
2019 | MA | Exelon Edgar LLC | 1585 | NEWE | NPCC New England | DFO | 28.4
2019 | MA | Exelon L Street | 1587 | NEWE | NPCC New England | DFO | 18.6
2019 | MA | Exelon West Medway II | 59882 | NEWE | NPCC New England | NG | 200 |  | 114637 | 565319.781 | 2.2091 | 0.038541 | 0.0078154 | NEI avg EF - PM, fuel type, firing type | 565319.781 | 2.2091
2019 | MA | Fairhaven C CSG | 60423 | NEWE | NPCC New England | SUN | 1.6 |  | 2925 |  |  |  |  | Estimated using an emission factor | 26044
2019 | MA | Fairhaven Wind | 59725 | NEWE | NPCC New England | WND | 3 |  | 6342 |  |  |  |  | Estimated using an emission factor | 56469
2019 | MA | Fairview Farms Solar | 58974 | NEWE | NPCC New England | SUN | 2 |  | 2881 |  |  |  |  | Estimated using an emission factor | 25652
2019 | MA | Fall River Solar CSG | 60738 | NEWE | NPCC New England | SUN | 2 |  | 2758 |  |  |  |  | Estimated using an emission factor | 24557
2019 | MA | Falmouth Landfill Solar | 61562 | NEWE | NPCC New England | SUN | 3 |  | 4924 |  |  |  |  | Estimated using an emission factor | 43842
2019 | MA | Farley Road Community Solar | 61294 | NEWE | NPCC New England | SUN | 1.9 |  | 1652 |  |  |  |  | Estimated using an emission factor | 14709
2019 | MA | Federal Road Solar 1, LLC CSG | 60065 | NEWE | NPCC New England | SUN | 4.4 |  | 7334 |  |  |  |  | Estimated using an emission factor | 65301
2019 | MA | Fife Brook | 8004 | NEWE | NPCC New England | WAT | 11.2 |  | 30116 |  |  |  |  | NEI avg EF - PM, fuel type, firing type | 268153
2019 | MA | Fisher Road Solar | 60075 | NEWE | NPCC New England | SUN | 4.6 |  | 8011 |  |  |  |  | Estimated using an emission factor | 71331
2019 | MA | Fitchburg Gas Recovery | 56527 | NEWE | NPCC New England | LFG | 4.8 |  | 37641 | 417539.016 | 3.0689 | 0.16306 | 0.0147 | Estimated using an emission factor | 417539.016 | 3.0689
2019 | MA | Fore River Energy Center | 55317 | NEWE | NPCC New England | NG | 872.2 |  | 4403184 | 32680784 | 42.6454 | 0.01937 | 0.0026098 | EPA/NEI | 32680784 | 42.6454
2019 | MA | Framingham State University Plant | 59717 | NEWE | NPCC New England | SUN | 3.3 |  | 97.999 | 202.001 | 0.03131 | 0.63899 | 0.31 | EPA/NEI; Estimated using an emission factor | 1014.001 | 0.03131
2019 | MA | Framingham Station | 1586 | NEWE | NPCC New England | DFO | 42.6 |  | 402 | 6088.3 | 0.0071521 | 0.035583 | 0.0023495 | EPA/NEI | 6088.3 | 0.0071521
2019 | MA | Franklin 1 | 59178 | NEWE | NPCC New England | SUN | 3 |  | 3639 |  |  |  |  | Estimated using an emission factor | 32402
2019 | MA | Franklin 2 | 59179 | NEWE | NPCC New England | SUN | 4 |  | 4665 |  |  |  |  | Estimated using an emission factor | 41536
2019 | MA | Freetown Solar | 58283 | NEWE | NPCC New England | SUN | 4.5 |  | 7262 |  |  |  |  | Estimated using an emission factor | 64663
2019 | MA | Front Street | 7396 | NEWE | NPCC New England | DFO | 8.1 |  | 89.001 | 923.001 | 0.14307 | 3.2149 | 0.31 | Estimated using an emission factor | 923.001 | 0.14307
2019 | MA | Future Generation Wind | 59622 | NEWE | NPCC New England | WND | 8 |  | 18671 |  |  |  |  | Estimated using an emission factor | 166245
2019 | MA | Gardner - Otter River Road | 62870 | NEWE | NPCC New England | SUN | 2.5 |  | 259 |  |  |  |  | Estimated using an emission factor | 2306
2019 | MA | Gardner Solar 1 | 58937 | NEWE | NPCC New England | SUN | 2 |  | 3025 |  |  |  |  | Estimated using an emission factor | 26935
2019 | MA | Gardners Falls | 1634 | NEWE | NPCC New England | WAT | 3.5 |  | 10981 |  |  |  |  | NEI avg EF - PM, fuel type, firing type | 97775.001
2019 | MA | GELD Solar Farm | 61539 | NEWE | NPCC New England | SUN | 2.3 |  | 3505 |  |  |  |  | Estimated using an emission factor | 31208
2019 | MA | General Electric Aircraft | 10029 | NEWE | NPCC New England | NG | 55.7 | 0.19495 | 53911 | 208145.505 | 0.74666 | 0.0277 | 0.0071744 | EPA/NEI; Estimated using an emission factor | 1086141.5 | 3.8299
2019 | MA | Gillette SBMC | 54225 | NEWE | NPCC New England | NG | 21.3 | 0.38347 | 66906 | 324464.739 | 0.89187 | 0.02666 | 0.0054975 | EPA/NEI; Estimated using an emission factor | 846132.02 | 2.3258
2019 | MA | Golden Hills Solar | 61315 | NEWE | NPCC New England | SUN | 4.7 |  | 7435 |  |  |  |  | Estimated using an emission factor | 66200
2019 | MA | Goose Pond Solar | 62992 | NEWE | NPCC New England | SUN | 4 |  | 7393
2019 | MA | Grafton PV | 61341 | NEWE | NPCC New England | SUN | 2.7 |  | 4597 |  |  |  |  | Estimated using an emission factor | 40931
2019 | MA | Grafton Solar | 59394 | NEWE | NPCC New England | SUN | 1.5 |  | 2179 |  |  |  |  | Estimated using an emission factor | 19401
2019 | MA | Granby LFG | 59815 | NEWE | NPCC New England | LFG | 3.2 |  | 8341 | 128211 | 0.94235 | 0.22596 | 0.0147 | Estimated using an emission factor | 128211 | 0.94235
2019 | MA | Granby Solar, LLC | 63338 | NEWE | NPCC New England | SUN | 1.3
2019 | MA | Greater New Bedford LFG Utiliz. Facility | 61702 | NEWE | NPCC New England | LFG | 3.3 |  | 15770 | 181184 | 1.3317 | 0.16889 | 0.0147 | Estimated using an emission factor | 181184 | 1.3317
2019 | MA | Green Meadows | 58097 | NEWE | NPCC New England | SUN | 3.5 |  | 4422 |  |  |  |  | Estimated using an emission factor | 39375
2019 | MA | Greenfield Solar PV | 62063 | NEWE | NPCC New England | SUN | 2 |  | 2703 |  |  |  |  | Estimated using an emission factor | 24066
2019 | MA | Griffin Road Solar, LLC CSG | 62198 | NEWE | NPCC New England | SUN | 2 |  | 3138 |  |  |  |  | Estimated using an emission factor | 27940
2019 | MA | Groveland Solar | 57989 | NEWE | NPCC New England | SUN | 3.2 |  | 4495 |  |  |  |  | Estimated using an emission factor | 40023
2019 | MA | GRS Fall River | 55589 | NEWE | NPCC New England | LFG | 7.3 |  | 16361 | 351579 | 3.7971 | 0.46416 | 0.0216 | EPA/NEI; Estimated using an emission factor | 351579 | 3.7971
2019 | MA | GSPP Raynham TMLP, LLC CSG | 62826 | NEWE | NPCC New England | SUN | 2.3 |  | 352 |  |  |  |  | Estimated using an emission factor | 3134
2019 | MA | GSPP Boxborough Littleton (MA) | 62890 | NEWE | NPCC New England | SUN | 4 |  | 5500 |  |  |  |  | Estimated using an emission factor | 48972
2019 | MA | GSPP Devens, LLC | 62824 | NEWE | NPCC New England | SUN | 2.2 |  | 2028 |  |  |  |  | Estimated using an emission factor | 18059
2019 | MA | GSPP Terrawatt Westfield LLC CSG | 62825 | NEWE | NPCC New England | SUN | 3.6 |  | 5396 |  |  |  |  | Estimated using an emission factor | 48047
2019 | MA | Hadley 2 Solar, LLC CSG | 62196 | NEWE | NPCC New England | SUN | 1.9 |  | 2965 |  |  |  |  | Estimated using an emission factor | 26400
2019 | MA | Hadley Falls | 1605 | NEWE | NPCC New England | WAT | 36.9 |  | 105508 |  |  |  |  | EPA/NEI; Estimated using an emission factor | 939445
2019 | MA | Hadley Solar NG, LLC | 59484 | NEWE | NPCC New England | SUN | 3 |  | 3486 |  |  |  |  | Estimated using an emission factor | 31039
2019 | MA | Halifax Electric | 55586 | NEWE | NPCC New England | LFG | 3
2019 | MA | Hampden | 60494 | NEWE | NPCC New England | SUN | 3.2 |  | 5403 |  |  |  |  | Estimated using an emission factor | 48109
2019 | MA | Hampden Solar PV | 62073 | NEWE | NPCC New England | SUN | 3.5 |  | 131 |  |  |  |  | Estimated using an emission factor | 1166
2019 | MA | Hampshire College Hybrid | 60815 | NEWE | NPCC New England | SUN | 4.4 |  | 4764 |  |  |  |  | EPA/NEI; Estimated using an emission factor | 42421
2019 | MA | Happy Hollow CSG Hybrid | 62652 | NEWE | NPCC New England | SUN | 8.3 |  | 984 |  |  |  |  | EPA/NEI; Estimated using an emission factor | 8762
2019 | MA | Hardwick-Athol & Eagle Hill | 60458 | NEWE | NPCC New England | SUN | 2.8 |  | 2579 |  |  |  |  | Estimated using an emission factor | 22963
2019 | MA | Harris Energy Realty | 54981 | NEWE | NPCC New England | WAT | 3.3 |  | 0
2019 | MA | Harwich Landfill | 59078 | NEWE | NPCC New England | SUN | 4 |  | 5728 |  |  |  |  | Estimated using an emission factor | 51003
2019 | MA | Hatfield Renewables Community Solar | 61299 | NEWE | NPCC New England | SUN | 1.9 |  | 2874 |  |  |  |  | Estimated using an emission factor | 25592
2019 | MA | Hatfield Solar PV | 62091 | NEWE | NPCC New England | SUN | 3.6 |  | 5499 |  |  |  |  | Estimated using an emission factor | 48964
2019 | MA | Haverhill Solar Power Project | 57269 | NEWE | NPCC New England | SUN | 1 |  | 897 |  |  |  |  | Estimated using an emission factor | 7987
2019 | MA | Hewlett-Packard (HP) - Andover, MA | 60099 | NEWE | NPCC New England | SUN | 1.7 |  | 2266 |  |  |  |  | Estimated using an emission factor | 20179
2019 | MA | High Street Station | 1670 | NEWE | NPCC New England | NG | 12.2 |  | -181.001 | 143.998 | 0.0049381 | 0 | 0.068586 | EPA/NEI; Estimated using an emission factor | 143.998 | 0.0049381
2019 | MA | Hinsdale Solar PV | 62064 | NEWE | NPCC New England | SUN | 2 |  | 2511 |  |  |  |  | Estimated using an emission factor | 22357
2019 | MA | Holiday Hill Community Wind | 62897 | NEWE | NPCC New England | WND | 5 |  | 139 |  |  |  |  | Estimated using an emission factor | 1238
2019 | MA | Holliston Solar CSG | 60731 | NEWE | NPCC New England | SUN | 1 |  | 1456 |  |  |  |  | Estimated using an emission factor | 12965
2019 | MA | Holyoke Solar Cooperative at Mueller | 57931 | NEWE | NPCC New England | SUN | 2.7 |  | 3942 |  |  |  |  | Estimated using an emission factor | 35099
2019 | MA | Hopkinton CSG | 62760 | NEWE | NPCC New England | SUN | 2 |  | 1804 |  |  |  |  | Estimated using an emission factor | 16064
2019 | MA | Hull Wind II | 56800 | NEWE | NPCC New England | WND | 1.8 |  | 4003 |  |  |  |  | Estimated using an emission factor | 35643
2019 | MA | Hunt Farm Solar | 59820 | NEWE | NPCC New England | SUN | 3 |  | 3846 |  |  |  |  | Estimated using an emission factor | 34245
2019 | MA | Hunt Road Solar | 59927 | NEWE | NPCC New England | SUN | 4.5 |  | 7618 |  |  |  |  | Estimated using an emission factor | 67830
2019 | MA | Hurteau Solar Project Hybrid | 63468 | NEWE | NPCC New England |  | 3.3
2019 | MA | Incom Solar, LLC CSG | 63563 | NEWE | NPCC New England | SUN | 2 |  | 3578 |  |  |  |  | Estimated using an emission factor | 31859
2019 | MA | Indian Hill Solar LLC | 59362 | NEWE | NPCC New England | SUN | 1.4 |  | 1611 |  |  |  |  | Estimated using an emission factor | 14345
2019 | MA | Indian Orchard | 6379 | NEWE | NPCC New England | WAT | 3.7 |  | 9942 |  |  |  |  | NEI avg EF - PM, fuel type, firing type | 88523
2019 | MA | Indian Orchard Plant 1 | 10417 | NEWE | NPCC New England | NG | 5.7 | 0.074653 | 22622 | 129666.267 | 0.52206 | 0.046155 | 0.0080524 | NEI avg EF - PM, fuel type | 1736914 | 6.9932
2019 | MA | Indian Orchard PV Facility | 57674 | NEWE | NPCC New England | SUN | 2.3 |  | 2425 |  |  |  |  | Estimated using an emission factor | 21592
2019 | MA | Integrys MA Solar, LLC - Ashburnham Site | 58934 | NEWE | NPCC New England | SUN | 2.9 |  | 2901 |  |  |  |  | Estimated using an emission factor | 25831
2019 | MA | International Paper Woronoco Mill | 50166 | NEWE | NPCC New England | WAT | 2.8 |  | 6718.999 |  |  |  |  | NEI avg EF - PM, fuel type, firing type | 59825.998
2019 | MA | Ipswich Wind Independence | 59023 | NEWE | NPCC New England | WND | 2 |  | 0
2019 | MA | Ipswich Wind Turbine | 57855 | NEWE | NPCC New England | WND | 1.6 |  | 3901 |  |  |  |  | Estimated using an emission factor | 34735
2019 | MA | Iron Horse Solar 4, LLC | 60799 | NEWE | NPCC New England | SUN | 4.5 |  | 7426 |  |  |  |  | Estimated using an emission factor | 66121
2019 | MA | Iron Horse Solar I CSG | 60855 | NEWE | NPCC New England | SUN | 2.9 |  | 4258 |  |  |  |  | Estimated using an emission factor | 37913
2019 | MA | ISM Solar Dighton 2, LLC CSG | 63562 | NEWE | NPCC New England | SUN | 2 |  | 3564 |  |  |  |  | Estimated using an emission factor | 31734
2019 | MA | JH Solar, LLC CSG | 63564 | NEWE | NPCC New England | SUN | 1 |  | 1554 |  |  |  |  | Estimated using an emission factor | 13838
2019 | MA | Jiminy Peak Wind QF | 62570 | NEWE | NPCC New England | WND | 1.5 |  | 1 |  |  |  |  | Estimated using an emission factor | 10
2019 | MA | Katama Farm | 59079 | NEWE | NPCC New England | SUN | 1 |  | 1451 |  |  |  |  | Estimated using an emission factor | 12919
2019 | MA | Kearsarge Amesbury Hybrid | 63398 | NEWE | NPCC New England | MWH | 4.9 |  | 0
2019 | MA | Kearsarge Bellingham PV | 61373 | NEWE | NPCC New England | SUN | 2.9 |  | 5066 |  |  |  |  | Estimated using an emission factor | 45107
2019 | MA | Kearsarge Concord II | 61814 | NEWE | NPCC New England | SUN | 4.5 |  | 7109 |  |  |  |  | Estimated using an emission factor | 63297
2019 | MA | Kearsarge GB | 62550 | NEWE | NPCC New England | SUN | 1.9 |  | 3165 |  |  |  |  | Estimated using an emission factor | 28182
2019 | MA | Kearsarge Gill | 62911 | NEWE | NPCC New England | SUN | 2 |  | 2966 |  |  |  |  | Estimated using an emission factor | 26409
2019 | MA | Kearsarge Granby | 61815 | NEWE | NPCC New England | SUN | 2.5 |  | 3701 |  |  |  |  | Estimated using an emission factor | 32953
2019 | MA | Kearsarge Montague | 62557 | NEWE | NPCC New England | SUN | 4 |  | 7017 |  |  |  |  | Estimated using an emission factor | 62479
2019 | MA | Kearsarge Southwick LLC | 60867 | NEWE | NPCC New England | SUN | 3.3 |  | 6010 |  |  |  |  | Estimated using an emission factor | 53514
2019 | MA | Kearsarge Uxbridge | 62552 | NEWE | NPCC New England | SUN | 1.9 |  | 3287 |  |  |  |  | Estimated using an emission factor | 29267
2019 | MA | Kearsarge Wilmington | 62559 | NEWE | NPCC New England | SUN | 1.6 |  | 2315 |  |  |  |  | Estimated using an emission factor | 20614
2019 | MA | Kendall Green Energy LLC | 1595 | NEWE | NPCC New England | NG | 294.9 | 0.59812 | 1446774 | 8296382.132 | 14.4314 | 0.01995 | 0.003479 | EPA/NEI | 13870843.822 | 24.128
2019 | MA | Kingston Wind Independence | 59022 | NEWE | NPCC New England | WND | 2 |  | 693 |  |  |  |  | Estimated using an emission factor | 6171
2019 | MA | KS Solar Six LLC | 59468 | NEWE | NPCC New England | SUN | 2.5 |  | 2994 |  |  |  |  | Estimated using an emission factor | 26660
2019 | MA | Lakeville Solar | 63672 | NEWE | NPCC New England | SUN | 2.7 |  | 3866 |  |  |  |  | Estimated using an emission factor | 34422
2019 | MA | Lane Ave Solar LLC | 63041 | NEWE | NPCC New England | SUN | 1.5
2019 | MA | Lawrence Hydroelectric Associates | 50545 | NEWE | NPCC New England | WAT | 14.8 |  | 72293 |  |  |  |  | NEI avg EF - PM, fuel type, firing type | 643696
2019 | MA | Ledeaux Solar, LLC CSG | 63572 | NEWE | NPCC New England | SUN | 1 |  | 1434 |  |  |  |  | Estimated using an emission factor | 12768
2019 | MA | Lee Site 31 Solar | 62265 | NEWE | NPCC New England | SUN | 1.9 |  | 2149 |  |  |  |  | Estimated using an emission factor | 19135
2019 | MA | Leicester One MA Solar LLC | 58282 | NEWE | NPCC New England | SUN | 6 |  | 6382 |  |  |  |  | Estimated using an emission factor | 56825
2019 | MA | Leominster | 60073 | NEWE | NPCC New England | SUN | 2 |  | 3101 |  |  |  |  | Estimated using an emission factor | 27611
2019 | MA | Leominster (MA)-South Street-R&D | 59745 | NEWE | NPCC New England | SUN | 3.5 |  | 3945 |  |  |  |  | Estimated using an emission factor | 35126
2019 | MA | Lepomis PV Energy LLC | 59085 | NEWE | NPCC New England | SUN | 4.5 |  | 7928 |  |  |  |  | Estimated using an emission factor | 70590
2019 | MA | Lightolier Wind I Turbine | 59639 | NEWE | NPCC New England | WND | 2 |  | 1942 |  |  |  |  | Estimated using an emission factor | 17291
2019 | MA | Lowell Solar Landfill | 59873 | NEWE | NPCC New England | SUN | 1.3 |  | 1375 |  |  |  |  | Estimated using an emission factor | 12242
2019 | MA | Ludlow Landfill | 59135 | NEWE | NPCC New England | SUN | 2.6 |  | 3039 |  |  |  |  | Estimated using an emission factor | 27058
2019 | MA | Ludlow Site 72 - Conti | 62097 | NEWE | NPCC New England | SUN | 1.9 |  | 2045 |  |  |  |  | Estimated using an emission factor | 18208
2019 | MA | MA Military Reservation Wind Project | 57253 | NEWE | NPCC New England | WND | 4.5 |  | 9653.001 |  |  |  |  | Estimated using an emission factor | 85951.002
2019 | MA | MA Solar Storage 1 Hybrid | 61730 | NEWE | NPCC New England | SUN | 2.1 |  | 1271 | 0 |  |  |  | EPA/NEI; Estimated using an emission factor | 11406
2019 | MA | Mansfield | 55046 | NEWE | NPCC New England | NG | 3
2019 | MA | Marshfield PV | 58410 | NEWE | NPCC New England | SUN | 3 |  | 4831 |  |  |  |  | Estimated using an emission factor | 43015
2019 | MA | Martha's Vineyard Community Battery | 62605 | NEWE | NPCC New England | MWH | 4.9
2019 | MA | Mashpee Landfill Solar | 59980 | NEWE | NPCC New England | SUN | 1.5
2019 | MA | Mass Midstate Solar 1 | 58279 | NEWE | NPCC New England | SUN | 5 |  | 7334 |  |  |  |  | Estimated using an emission factor | 65301
2019 | MA | Mass Midstate Solar 2 | 58276 | NEWE | NPCC New England | SUN | 5 |  | 6896 |  |  |  |  | Estimated using an emission factor | 61402
2019 | MA | Mass Midstate Solar 3 | 58275 | NEWE | NPCC New England | SUN | 4 |  | 6215 |  |  |  |  | Estimated using an emission factor | 55338
2019 | MA | MASSPOWER | 10726 | NEWE | NPCC New England | NG | 260.9 | 0.97391 | 282447 | 2335814.809 | 3.8261 | 0.027092 | 0.003276 | EPA/NEI | 2398377.875 | 3.9286
2019 | MA | Maynard PV | 58412 | NEWE | NPCC New England | SUN | 1 |  | 1516 |  |  |  |  | Estimated using an emission factor | 13499
2019 | MA | MBTA South Boston Power Facility | 10176 | NEWE | NPCC New England | KER | 69 |  | 309 | 6518.4 | 0.027044 | 0.17504 | 0.0082978 | EPA/NEI | 6518.4 | 0.027044
2019 | MA | McDougle-Mitchell Solar Project Hybrid | 63470 | NEWE | NPCC New England |  | 7.4
2019 | MA | MDFA Devens-Saratoga | 61350 | NEWE | NPCC New England | SUN | 2.5 |  | 3387 |  |  |  |  | Estimated using an emission factor | 30159
2019 | MA | Meadow Solar | 60756 | NEWE | NPCC New England | SUN | 3 |  | 4337 |  |  |  |  | Estimated using an emission factor | 38616
2019 | MA | Medical Area Total Energy Plant | 10883 | NEWE | NPCC New England | NG | 101.6 | 0.21424 | 316296.538 | 1737729.848 | 7.019 | 0.044382 | 0.0080783 | EPA/NEI; Estimated using an emission factor | 8111053.498 | 32.7618
2019 | MA | Medway Station | 1592 | NEWE | NPCC New England | DFO | 135 |  | 1266 | 31330 | 0.048306 | 0.076313 | 0.0030837 | EPA/NEI | 31330 | 0.048306
2019 | MA | Merrimac Solar | 58561 | NEWE | NPCC New England | SUN | 1.5 |  | 2316 |  |  |  |  | Estimated using an emission factor | 20621
2019 | MA | Methuen Landfill | 59136 | NEWE | NPCC New England | SUN | 1.3 |  | 1466 |  |  |  |  | Estimated using an emission factor | 13053
2019 | MA | Middleton Solar Park | 63214 | NEWE | NPCC New England | SUN | 5 |  | 7232 |  |  |  |  | Estimated using an emission factor | 64395
2019 | MA | Milford Power, LLC | 54805 | NEWE | NPCC New England | NG | 249.3 |  | 212072 | 1814557.25 | 1.4862 | 0.014016 | 0.001638 | EPA/NEI | 1814557.25 | 1.4862
2019 | MA | Millbury Solar | 58280 | NEWE | NPCC New England | SUN | 3 |  | 4874 |  |  |  |  | Estimated using an emission factor | 43397
2019 | MA | Millennium Power Partners | 55079 | NEWE | NPCC New England | NG | 427.5 |  | 902825 | 6535848.5 | 9.0275 | 0.019998 | 0.0027625 | EPA/NEI | 6535848.5 | 9.0275
2019 | MA | Minuteman Energy Storage | 62644 | NEWE | NPCC New England | MWH | 5 |  | -85 | 0 |  |  |  |  | 0
2019 | MA | MIT Central Utility Plant | 54907 | NEWE | NPCC New England | NG | 64.6 | 0.38391 | 93702 | 561282.062 | 2.1933 | 0.046815 | 0.0078154 | NEI avg EF - PM, fuel type, firing type | 1462023.75 | 5.7132
2019 | MA | MM Taunton Energy | 55093 | NEWE | NPCC New England | LFG | 3.6 |  | 13996 | 176410 | 1.2966 | 0.18528 | 0.0147 | Estimated using an emission factor | 176410 | 1.2966
2019 | MA | MMWEC Simple Cycle Gas Turbine | 63559 | NEWE | NPCC New England | NG | 135
2019 | MA | Monson Solar | 59464 | NEWE | NPCC New England | SUN | 3 |  | 4077 |  |  |  |  | Estimated using an emission factor | 36302
2019 | MA | Monson Solar, LLC | 62203 | NEWE | NPCC New England | SUN | 2 |  | 3265 |  |  |  |  | Estimated using an emission factor | 29071
2019 | MA | Montague Site 36-Grosolar | 62092 | NEWE | NPCC New England | SUN | 4.1 |  | 5800 |  |  |  |  | Estimated using an emission factor | 51645
2019 | MA | Morin Solar 2013 LLC | 60612 | NEWE | NPCC New England | SUN | 4 |  | 6529 |  |  |  |  | Estimated using an emission factor | 58136
2019 | MA | Mount Tom | 1606 | NEWE | NPCC New England | BIT | 136
2019 | MA | Mt Wachusett Community College | 58025 | NEWE | NPCC New England | WND | 3.4 |  | 5297 |  |  |  |  | Estimated using an emission factor | 47168
2019 | MA | Mt. Tom Solar Project Hybrid | 60906 | NEWE | NPCC New England | SUN | 7.6 |  | 5977 |  |  |  |  | EPA/NEI; Estimated using an emission factor | 53219
2019 | MA | Mystic | 1588 | NEWE | NPCC New England | NG | 2844.2 |  | 2188027 | 16627512.562 | 18.561 | 0.016966 | 0.0022326 | EPA/NEI | 16627512.562 | 18.561
2019 | MA | Nantucket Hybrid | 1615 | NEWE | NPCC New England | DFO | 42.2 |  | 571.001 | 11971 | 0.12113 | 0.42426 | 0.020237 | EPA/NEI; Estimated using an emission factor | 11971 | 0.12113
2019 | MA | Natick Mall | 63290 | NEWE | NPCC New England | SUN | 2.2 |  | 2949 |  |  |  |  | Estimated using an emission factor | 26258
2019 | MA | NECCO Co-Generation | 55999 | NEWE | NPCC New England | NG | 5.8
2019 | MA | NEDC Solar Site | 57270 | NEWE | NPCC New England | SUN | 1 |  | 1023 |  |  |  |  | Estimated using an emission factor | 9108
2019 | MA | New Bedford (MA) Plymouth | 59780 | NEWE | NPCC New England | SUN | 4.3 |  | 6644 |  |  |  |  | Estimated using an emission factor | 59158
2019 | MA | New Boston Generating Station | 1589 | NEWE | NPCC New England | NG | 717.7
2019 | MA | New England Wind LLC | 57380 | NEWE | NPCC New England | WND | 28.5 |  | 78974 |  |  |  |  | Estimated using an emission factor | 703184
2019 | MA | Newark America Mill | 57103 | NEWE | NPCC New England |  | 6.3 | 0 | 0 | [5 empty] | 1376.688
2019 | MA | Nexamp Peak CSG | 60879 | NEWE | NPCC New England | SUN | 2 |  | 2253 |  |  |  |  | Estimated using an emission factor | 20060
2019 | MA | Nextsun Energy Littleton | 62842 | NEWE | NPCC New England | SUN | 5 |  | 5780 |  |  |  |  | Estimated using an emission factor | 51465
2019 | MA | NFM Solar Power LLC | 58210 | NEWE | NPCC New England | SUN | 1.9 |  | 1771 |  |  |  |  | Estimated using an emission factor | 15770
2019 | MA | North Adams Landfill | 60074 | NEWE | NPCC New England | SUN | 2.2 |  | 3537 |  |  |  |  | Estimated using an emission factor | 31494
2019 | MA | North Brookfield | 58650 | NEWE | NPCC New England | SUN | 3 |  | 4425 |  |  |  |  | Estimated using an emission factor | 39399
2019 | MA | Northampton Landfill Solar PV | 60908 | NEWE | NPCC New England | SUN | 2.4 |  | 2308 |  |  |  |  | Estimated using an emission factor | 20550
2019 | MA | Northbridge Solar | 58385 | NEWE | NPCC New England | SUN | 1.9 |  | 3308 |  |  |  |  | Estimated using an emission factor | 29454
2019 | MA | Northfield Mountain | 547 | NEWE | NPCC New England | WAT | 1168 |  | -272637 | [5 empty] | 0
2019 | MA | Norton Landfill Solar | 61597 | NEWE | NPCC New England | SUN | 1.5 |  | 2529 |  |  |  |  | Estimated using an emission factor | 22519
2019 | MA | Norton Powerhouse | 50041 | NEWE | NPCC New England | NG | 5.6 | 0.20533 | 37127 | 234595.961 | 0.94453 | 0.050881 | 0.0080524 | NEI avg EF - PM, fuel type | 1142550.969 | 4.6002
2019 | MA | Notus Wind 1 | 57414 | NEWE | NPCC New England | WND | 1.7 |  | 4776 |  |  |  |  | Estimated using an emission factor | 42526
2019 | MA | Nunnepog | 59080 | NEWE | NPCC New England | SUN | 1 |  | 1128 |  |  |  |  | Estimated using an emission factor | 10043
2019 | MA | Oak Bluffs Diesel Generating Facility | 1597 | NEWE | NPCC New England | DFO | 8.1 |  | 786 | 7823.001 | 1.2126 | 3.0854 | 0.31 | Estimated using an emission factor | 7823.001 | 1.2126
2019 | MA | Oak Street Solar | 63690 | NEWE | NPCC New England | SUN | 3.5 |  | 0
2019 | MA | Oakdale Power Station | 10824 | NEWE | NPCC New England | WAT | 3.5 |  | 10967 |  |  |  |  | NEI avg EF - PM, fuel type, firing type | 97651
2019 | MA | Old Wardour Solar | 61243 | NEWE | NPCC New England | SUN | 5.5 |  | 6889 |  |  |  |  | Estimated using an emission factor | 61339
2019 | MA | One Patriot | 63637 | NEWE | NPCC New England | NG | 2 |  | 588 | 3924 | 0 | 0 | 0 | Estimated using an emission factor | 3924 | 0
2019 | MA | Onset East Community Solar Facility | 61163 | NEWE | NPCC New England | SUN | 1 |  | 1738 |  |  |  |  | Estimated using an emission factor | 15476
2019 | MA | Onset West Community Solar Facility | 61164 | NEWE | NPCC New England | SUN | 1 |  | 1762 |  |  |  |  | Estimated using an emission factor | 15688
2019 | MA | Onyx - Brockton Thatcher Landfill Solar CSG | 61727 | NEWE | NPCC New England | SUN | 3.7 |  | 4501 |  |  |  |  | Estimated using an emission factor | 40077
2019 | MA | Onyx - Pembroke Landfill Solar | 61726 | NEWE | NPCC New England | SUN | 2.4 |  | 3412 |  |  |  |  | Estimated using an emission factor | 30381
2019 | MA | Orange PV | 58411 | NEWE | NPCC New England | SUN | 2 |  | 622 |  |  |  |  | Estimated using an emission factor | 5539
2019 | MA | Outer Cape Community Battery | 62604 | NEWE | NPCC New England | MWH | 25
2019 | MA | Oxford | 60022 | NEWE | NPCC New England | SUN | 2.8 |  | 3635 |  |  |  |  | Estimated using an emission factor | 32367
2019 | MA | Padelford Solar | 58032 | NEWE | NPCC New England | SUN | 2.2 |  | 3462 |  |  |  |  | Estimated using an emission factor | 30826
2019 | MA | Palmer | 62135 | NEWE | NPCC New England | SUN | 3.5 |  | 870 |  |  |  |  | Estimated using an emission factor | 7747
2019 | MA | Palmer Landfill | 60076 | NEWE | NPCC New England | SUN | 4 |  | 6156 |  |  |  |  | Estimated using an emission factor | 54815
2019 | MA | Palmer Renewable Energy | 59336 | NEWE | NPCC New England | WDS | 42
2019 | MA | Palmer Solar LLC | 59866 | NEWE | NPCC New England | SUN | 2.5 |  | 2922 |  |  |  |  | Estimated using an emission factor | 26018
2019 | MA | Palombo B Solar, LLC CSG | 63589 | NEWE | NPCC New England | SUN | 1 |  | 1557 |  |  |  |  | Estimated using an emission factor | 13863
2019 | MA | Palombo Solar, LLC CSG | 63588 | NEWE | NPCC New England | SUN | 2 |  | 3293 |  |  |  |  | Estimated using an emission factor | 29320
2019 | MA | Partridge Hill Solar Hybrid | 63264 | NEWE | NPCC New England |  | 3.3
2019 | MA | Partridge Solar Project CSG Hybrid | 63435 | NEWE | NPCC New England |  | 3.3
2019 | MA | Partridgeville Hybrid CSG | 63804 | NEWE | NPCC New England |  | 5.3
2019 | MA | Pepperell Hydro Power Plant | 10694 | NEWE | NPCC New England | WAT | 2.2 |  | 6257.999 |  |  |  |  | NEI avg EF - PM, fuel type, firing type | 55720
2019 | MA | Peterson Road Solar | 61307 | NEWE | NPCC New England | SUN | 2.5 |  | 4250 |  |  |  |  | Estimated using an emission factor | 37842
2019 | MA | Pilgrim Nuclear Power Station | 1590 | NEWE | NPCC New England | NUC | 670 |  | 2177204 | [5 empty] | 22733512
2019 | MA | Pinetree Power Fitchburg, LLC | 54620 | NEWE | NPCC New England | WDS | 18 |  | 91658 | 1819010.875 | 20.7478 | 0.45272 | 0.022812 | NEI avg EF - PM, fuel type | 1819010.875 | 20.7478
2019 | MA | Pioneer Valley Resource Recovery | 50273 | NEWE | NPCC New England | MSW | 9.4 | 1 | 33448 | 1044714 | 81.4877 | 4.8725 | 0.156 | Estimated using an emission factor | 1044714 | 81.4877
2019 | MA | Pittsfield 44 - M&W PV | 62264 | NEWE | NPCC New England | SUN | 1.2 |  | 1562 |  |  |  |  | Estimated using an emission factor | 13909
2019 | MA | Pittsfield Generating | 50002 | NEWE | NPCC New England | NG | 175.5 | 0.97508 | 80162 | 692538.616 | 1.3194 | 0.032918 | 0.0038102 | EPA/NEI | 710238.297 | 1.3531
2019 | MA | Plainfield Community Solar LLC | 62579 | NEWE | NPCC New England | SUN | 2 |  | 2006 |  |  |  |  | Estimated using an emission factor | 17863
2019 | MA | Pleasantdale Road Community Solar | 61298 | NEWE | NPCC New England | SUN | 1 |  | 1447 |  |  |  |  | Estimated using an emission factor | 12883
2019 | MA | Plymouth Site 1 | 59137 | NEWE | NPCC New England | SUN | 5.6 |  | 6899 |  |  |  |  | Estimated using an emission factor | 61430
2019 | MA | Plymouth Solar | 62266 | NEWE | NPCC New England | SUN | 1.1 |  | 1586 |  |  |  |  | Estimated using an emission factor | 14121
2019 | MA | Potter | 1660 | NEWE | NPCC New England | NG | 222.4 |  | 14928 | 160966.324 | 0.58252 | 0.078045 | 0.0072378 | EPA/NEI | 160966.324 | 0.58252
2019 | MA | Princeton Wind Farm | 7501 | NEWE | NPCC New England | WND | 3.3 |  | 3681 |  |  |  |  | EPA/NEI; Estimated using an emission factor | 32778
2019 | MA | Putts Bridge | 1637 | NEWE | NPCC New England | WAT | 3.2 |  | 19465 |  |  |  |  | NEI avg EF - PM, fuel type, firing type | 173316
2019 | MA | Quittacas Pond Solar | 58362 | NEWE | NPCC New England | SUN | 3.5 |  | 5640 |  |  |  |  | Estimated using an emission factor | 50218
2019 | MA | Rail Trail | 60492 | NEWE | NPCC New England | SUN | 2 |  | 3270 |  |  |  |  | Estimated using an emission factor | 29115
2019 | MA | Randall Solar Project Hybrid | 63475 | NEWE | NPCC New England |  | 8.3
2019 | MA | Randolph | 61732 | NEWE | NPCC New England | SUN | 3.8 |  | 6298 |  |  |  |  | Estimated using an emission factor | 56077
2019 | MA | Randolph Electric | 55585 | NEWE | NPCC New England | LFG | 3
2019 | MA | Redbridge | 1638 | NEWE | NPCC New England | WAT | 3.6 |  | 17848 |  |  |  |  | NEI avg EF - PM, fuel type, firing type | 158920
2019 | MA | Redbrook Community Solar 1 | 61007 | NEWE | NPCC New England | SUN | 4 |  | 6421 |  |  |  |  | Estimated using an emission factor | 57174
2019 | MA | Rehoboth Solar | 59029 | NEWE | NPCC New England | SUN | 2 |  | 3204 |  |  |  |  | Estimated using an emission factor | 28528
2019 | MA | Renew Canal 1 CSG LLC | 60625 | NEWE | NPCC New England | SUN | 1.2 |  | 1943 |  |  |  |  | Estimated using an emission factor | 17301
2019 | MA | RGS-Rutland VNM SREC II Project (MA) | 59777 | NEWE | NPCC New England | SUN | 2.6 |  | 2455 |  |  |  |  | Estimated using an emission factor | 21860
2019 | MA | Rising Paper | 60493 | NEWE | NPCC New England | SUN | 2.5 |  | 3699 |  |  |  |  | Estimated using an emission factor | 32935
2019 | MA | Riverside Holyoke | 1607 | NEWE | NPCC New England | WAT | 8 |  | 34212 |  |  |  |  | EPA/NEI; Estimated using an emission factor | 304623.004
2019 | MA | Rockland Solar CSG | 59090 | NEWE | NPCC New England | SUN | 2 |  | 2943 |  |  |  |  | Estimated using an emission factor | 26204
2019 | MA | Rousselot Inc | 50955 | NEWE | NPCC New England | NG | 6.7 | 0.11944 | 16513 | 91543.548 | 0.36857 | 0.04464 | 0.0080524 | EPA/NEI; Estimated using an emission factor | 766439 | 3.0859
2019 | MA | Route 57 Solar | 59031 | NEWE | NPCC New England | SUN | 1.5 |  | 2135 |  |  |  |  | Estimated using an emission factor | 19010
2019 | MA | Ryan Road Solar LLC Hybrid | 63044 | NEWE | NPCC New England |  | 8.6
2019 | MA | Salem Harbor | 1626 | NEWE | NPCC New England |  | 805.1
2019 | MA | Salem Harbor Station NGCC | 60903 | NEWE | NPCC New England | NG | 798.2 |  | 534128 | 3957053.75 | 5.1105 | 0.019136 | 0.002583 | EPA/NEI | 3957053.75 | 5.1105
2019 | MA | Sampson Road Community Solar | 61308 | NEWE | NPCC New England | SUN | 2 |  | 3208 |  |  |  |  | Estimated using an emission factor | 28565
2019 | MA | Savoy Solar PV | 62065 | NEWE | NPCC New England | SUN | 2 |  | 2664 |  |  |  |  | Estimated using an emission factor | 23722
2019 | MA | Scituate PV | 59013 | NEWE | NPCC New England | SUN | 2.5 |  | 3593 |  |  |  |  | Estimated using an emission factor | 31991
2019 | MA | Scituate Wind | 59724 | NEWE | NPCC New England | WND | 1.5 |  | 3210 |  |  |  |  | Estimated using an emission factor | 28581
2019 | MA | SEMASS Resource Recovery | 50290 | NEWE | NPCC New England | MSW | 98.5 |  | 583734 | 10850966.25 | 846.3754 | 2.8999 | 0.156 | Estimated using an emission factor | 10850966.25 | 846.3754
2019 | MA | Shaffer | 59396 | NEWE | NPCC New England | SUN | 5 |  | 6754 |  |  |  |  | Estimated using an emission factor | 60137
2019 | MA | Sherman | 6012 | NEWE | NPCC New England | WAT | 7.2 |  | 30308 |  |  |  |  | NEI avg EF - PM, fuel type, firing type | 269860
2019 | MA | Shirley Landfill | 60753 | NEWE | NPCC New England | SUN | 1 |  | 1560 |  |  |  |  | Estimated using an emission factor | 13892
2019 | MA | Shirley Water | 60498 | NEWE | NPCC New England | SUN | 2 |  | 3083 |  |  |  |  | Estimated using an emission factor | 27451
2019 | MA | Shrewsbury | 6125 | NEWE | NPCC New England | SUN | 19.5 |  | 4542.002 | 3356 | 0.44147 | 0.1944 | 0.26309 | EPA/NEI; Estimated using an emission factor | 46371 | 0.44147
2019 | MA | Shrewsbury Solar | 57990 | NEWE | NPCC New England | SUN | 2.5 |  | 4084 |  |  |  |  | Estimated using an emission factor | 36364
2019 | MA | Shuman Solar | 61244 | NEWE | NPCC New England | SUN | 2.2 |  | 2273 |  |  |  |  | Estimated using an emission factor | 20237
2019 | MA | Silver Lake Solar Photovoltaic Facility | 57676 | NEWE | NPCC New England | SUN | 1.8 |  | 1857 |  |  |  |  | Estimated using an emission factor | 16534
2019 | MA | Simonds | 58945 | NEWE | NPCC New England | NG | 1.8 | 0.42955 | 4569.999 | 22527.645 | 0.0047533 | 0.0020802 | 0.000422 | Estimated using an emission factor | 52444.998 | 0.011066
2019 | MA | SJA Solar LLC-Solterra Monastery CSG | 60391 | NEWE | NPCC New England | SUN | 20.1 |  | 23374 |  |  |  |  | Estimated using an emission factor | 208121
2019 | MA | Smith & Wesson at Springfield MA PV | 61367 | NEWE | NPCC New England | SUN | 1.9 |  | 2653 |  |  |  |  | Estimated using an emission factor | 23623
2019 | MA | Smith College Central Heating Plant | 58166 | NEWE | NPCC New England | NG | 5.3 | 0.28697 | 12930 | 67823.093 | 0.18595 | 0.028763 | 0.0054834 | NEI avg EF - PM, fuel type, firing type | 236344 | 0.64798
2019 | MA | Solar Carver 1 Hybrid | 63541 | NEWE | NPCC New England |  | 4
2019 | MA | Solar Carver 3 Hybrid | 63506 | NEWE | NPCC New England |  | 2
2019 | MA | Solten Plainville 6000, LLC | 61731 | NEWE | NPCC New England | SUN | 4.9 |  | 7536 |  |  |  |  | Estimated using an emission factor | 67101
2019 | MA | Southampton Solar PV | 62066 | NEWE | NPCC New England | SUN | 2 |  | 2801 |  |  |  |  | Estimated using an emission factor | 24940
2019 | MA | Southbridge Landfill Gas-to-Energy | 59011 | NEWE | NPCC New England | LFG | 3.2 |  | 6793 | 77946 | 0.5729 | 0.16867 | 0.0147 | EPA/NEI; Estimated using an emission factor | 77946 | 0.5729
2019 | MA | Southbridge PV | 58423 | NEWE | NPCC New England | SUN | 3 |  | 1636 |  |  |  |  | Estimated using an emission factor | 14568
2019 | MA | Southbridge Solar | 60278 | NEWE | NPCC New England | SUN | 1.9 |  | 2964 |  |  |  |  | Estimated using an emission factor | 26391
2019 | MA | Southern Sky Renew Energy Berkley LLC | 60615 | NEWE | NPCC New England | SUN | 3 |  | 4614 |  |  |  |  | Estimated using an emission factor | 41083
2019 | MA | Southwick Solar PV | 62082 | NEWE | NPCC New England | SUN | 5 |  | 7383 |  |  |  |  | Estimated using an emission factor | 65740
2019 | MA | Spencer Solar | 63676 | NEWE | NPCC New England | SUN | 2.3
2019 | MA | Spring Hill Road | 59839 | NEWE | NPCC New England | SUN | 1.9 |  | 2934 |  |  |  |  | Estimated using an emission factor | 26124
2019 | MA | Spring Street Solar 1 CSG | 61009 | NEWE | NPCC New England | SUN | 2 |  | 3009 |  |  |  |  | Estimated using an emission factor | 26792
2019 | MA | Springfield Solar PV | 62072 | NEWE | NPCC New England | SUN | 4 |  | 5591 |  |  |  |  | Estimated using an emission factor | 49782
2019 | MA | St. Joseph's Solar, LLC CSG | 63555 | NEWE | NPCC New England | SUN | 1 |  | 1632 |  |  |  |  | Estimated using an emission factor | 14532
2019 | MA | Stafford St 2 Community Solar | 61017 | NEWE | NPCC New England | SUN | 1.9 |  | 3474 |  |  |  |  | Estimated using an emission factor | 30933
2019 | MA | Stafford St Solar 1 CSG | 61016 | NEWE | NPCC New England | SUN | 2 |  | 3123 |  |  |  |  | Estimated using an emission factor | 27808
2019 | MA | Stafford St Solar 3 CSG | 61018 | NEWE | NPCC New England | SUN | 1 |  | 1657 |  |  |  |  | Estimated using an emission factor | 14757
2019 | MA | State Street Solar LLC | 59363 | NEWE | NPCC New England | SUN | 1.4 |  | 1580 |  |  |  |  | Estimated using an emission factor | 14067
2019 | MA | Station 9 Energy Storage System | 62257 | NEWE | NPCC New England | MWH | 2 |  | -64 | 0 |  |  |  |  | 0
2019 | MA | Stetson Road Solar - Barre I | 59765 | NEWE | NPCC New England | SUN | 2 |  | 2964 |  |  |  |  | Estimated using an emission factor | 26390
2019 | MA | Stone Hill Solar CSG | 60710 | NEWE | NPCC New England | SUN | 2 |  | 3167 |  |  |  |  | Estimated using an emission factor | 28198
2019 | MA | Stony Brook Energy Center | 6081 | NEWE | NPCC New England | DFO | 956.6 |  | 46274 | 449982.504 | 11.5451 | 0.49899 | 0.051314 | EPA/NEI | 449982.504 | 11.5451
2019 | MA | Stow PV | 59015 | NEWE | NPCC New England | SUN | 2 |  | 2925 |  |  |  |  | Estimated using an emission factor | 26044
2019 | MA | Sturbridge Road Solar | 63677 | NEWE | NPCC New England | SUN | 5
2019 | MA | Sudbury Landfill | 58839 | NEWE | NPCC New England | SUN | 1.3 |  | 1854 |  |  |  |  | Estimated using an emission factor | 16509
2019 | MA | Sullivan Solar | 59465 | NEWE | NPCC New England | SUN | 1.5 |  | 2255 |  |  |  |  | Estimated using an emission factor | 20078
2019 | MA | Sunderland Solar PV | 62090 | NEWE | NPCC New England | SUN | 1.1 |  | 1610 |  |  |  |  | Estimated using an emission factor | 14336
2019 | MA | Sutton Solar 2, LLC | 63336 | NEWE | NPCC New England | SUN | 1
2019 | MA | Sutton Solar CSG | 60878 | NEWE | NPCC New England | SUN | 1.9 |  | 3135 |  |  |  |  | Estimated using an emission factor | 27912
2019 | MA | Syncarpha Blandford Hybrid CSG | 62975 | NEWE | NPCC New England | SUN | 8.8 |  | 0
2019 | MA | Syncarpha Freetown | 61097 | NEWE | NPCC New England | SUN | 3.9 |  | 6810 |  |  |  |  | Estimated using an emission factor | 60636
2019 | MA | Syncarpha Halifax Hybrid | 62973 | NEWE | NPCC New England |  | 3.5
2019 | MA | Syncarpha Hancock I CSG | 61769 | NEWE | NPCC New England | SUN | 2 |  | 3051 |  |  |  |  | Estimated using an emission factor | 27166
2019 | MA | Syncarpha Hancock II CSG | 61770 | NEWE | NPCC New England | SUN | 2 |  | 3101 |  |  |  |  | Estimated using an emission factor | 27611
2019 | MA | Syncarpha Hancock III CSG | 61771 | NEWE | NPCC New England | SUN | 1 |  | 1541 |  |  |  |  | Estimated using an emission factor | 13723
2019 | MA | Syncarpha Leicester Hybrid | 62972 | NEWE | NPCC New England |  | 4.6
2019 | MA | Syncarpha Millbury Hybrid | 62974 | NEWE | NPCC New England |  | 8.9
2019 | MA | Syncarpha Northampton Hybrid | 62976 | NEWE | NPCC New England |  | 5.6
2019 | MA | Syncarpha Northbridge I Hybrid | 62977 | NEWE | NPCC New England |  | 8.9
2019 | MA | Syncarpha Northbridge II Hybrid | 62978 | NEWE | NPCC New England |  | 8
2019 | MA | Syncarpha Palmer, LLC | 60056 | NEWE | NPCC New England | SUN | 4.8 |  | 7576 |  |  |  |  | Estimated using an emission factor | 67456
2019 | MA | Syncarpha Puddon I Hybrid | 62969 | NEWE | NPCC New England |  | 9
2019 | MA | Syncarpha Puddon II Hybrid | 62970 | NEWE | NPCC New England |  | 9
2019 | MA | Syncarpha Still River, LLC CSG | 61774 | NEWE | NPCC New England | SUN | 2 |  | 3598 |  |  |  |  | Estimated using an emission factor | 32037
2019 | MA | Syncarpha Tewksbury Hybrid | 62968 | NEWE | NPCC New England |  | 4.8
2019 | MA | Syncarpha Westminster Hybrid | 62971 | NEWE | NPCC New England |  | 7.7
2019 | MA | Tanglewood Circle Solar 1 LLC | 62583 | NEWE | NPCC New England | SUN | 5 |  | 7090 |  |  |  |  | Estimated using an emission factor | 63131
2019 | MA | Tanner Street Generation, LLC | 54586 | NEWE | NPCC New England | NG | 150.5 | 1 | 13281 | 124135.727 | 0.34492 | 0.051941 | 0.0055571 | EPA/NEI | 124135.727 | 0.34492
2019 | MA | Templeton | 59731 | NEWE | NPCC New England | SUN | 3 |  | 4062 |  |  |  |  | Estimated using an emission factor | 36168
2019 | MA | Texon Hydroelectric Project | 61640 | NEWE | NPCC New England | WAT | 1.5 |  | 5360 |  |  |  |  | NEI avg EF - PM, fuel type, firing type | 47725
2019 | MA | Theodore Drive Community Solar | 61296 | NEWE | NPCC New England | SUN | 1.5 |  | 2425 |  |  |  |  | Estimated using an emission factor | 21592
2019 | MA | Tihonet Solar | 58749 | NEWE | NPCC New England | SUN | 1 |  | 1779 |  |  |  |  | Estimated using an emission factor | 15841
2019 | MA | Tisbury Landfill Solar | 59573 | NEWE | NPCC New England | SUN | 1.1 |  | 1421 |  |  |  |  | Estimated using an emission factor | 12655
2019 | MA | Tolland Solar NG LLC | 62581 | NEWE | NPCC New England | SUN | 3.5 |  | 4677 |  |  |  |  | Estimated using an emission factor | 41643
2019 | MA | Town of East Bridgewater CSG | 58586 | NEWE | NPCC New England | SUN | 2 |  | 1754 |  |  |  |  | Estimated using an emission factor | 15619
2019 | MA | Town of Foxborough - Landfill (SREC II) CSG | 61591 | NEWE | NPCC New England | SUN | 1.2 |  | 2001 |  |  |  |  | Estimated using an emission factor | 17817
2019 | MA | Town of Lexington Solar | 60816 | NEWE | NPCC New England | SUN | 1.6 |  | 2505 |  |  |  |  | Estimated using an emission factor | 22305
2019 | MA | Town of Needham VNEM CSG | 60110 | NEWE | NPCC New England | SUN | 3 |  | 3562 |  |  |  |  | Estimated using an emission factor | 31715
2019 | MA | Town of Norfolk MA at Medway Branch | 57942 | NEWE | NPCC New England | SUN | 1.2 |  | 1957 |  |  |  |  | Estimated using an emission factor | 17426
2019 | MA | Town of Otis Wind Energy Project | 61775 | NEWE | NPCC New England | WND | 1.5 |  | 2810 |  |  |  |  | Estimated using an emission factor | 25020
2019 | MA | Town of Uxbridge MA at Commerce Dr | 57941 | NEWE | NPCC New England | SUN | 1.8 |  | 2812 |  |  |  |  | Estimated using an emission factor | 25039
2019 | MA | True North | 59390 | NEWE | NPCC New England | SUN | 4.8 |  | 6786 |  |  |  |  | Estimated using an emission factor | 60422
2019 | MA | Turners Falls | 6388 | NEWE | NPCC New England | WAT | 5.7 |  | 24556.999 |  |  |  |  | NEI avg EF - PM, fuel type, firing type | 218656.007
2019 | MA | Twiss Street Solar | 59624 | NEWE | NPCC New England | SUN | 1.5 |  | 2520 |  |  |  |  | Estimated using an emission factor | 22439
2019 | MA | Tyngsborough Solar | 61598 | NEWE | NPCC New England | SUN | 2.6 |  | 4345 |  |  |  |  | Estimated using an emission factor | 38688
2019 | MA | UMASS | 61603 | NEWE | NPCC New England | SUN | 4 |  | 5551 |  |  |  |  | Estimated using an emission factor | 49424
2019 | MA | Univ of Massachusetts Medical Center | 50087 | NEWE | NPCC New England | NG | 17.5 | 0.3478 | 65310 | 434812.774 | 1.5457 | 0.047335 | 0.0071099 | EPA/NEI; Estimated using an emission factor | 1250196.781 | 4.4444
2019 | MA | Upper Blackstone (MA) Treasure Valley | 59781 | NEWE | NPCC New England | SUN | 5 |  | 6954 |  |  |  |  | Estimated using an emission factor | 61919
2019 | MA | Upton Community Solar | 61297 | NEWE | NPCC New England | SUN | 2 |  | 3363 |  |  |  |  | Estimated using an emission factor | 29945
2019 | MA | Vineyard Wind 1 | 63093 | NEWE | NPCC New England | WND | 800
2019 | MA | Vuelta Solar | 61245 | NEWE | NPCC New England | SUN | 5.5 |  | 6889 |  |  |  |  | Estimated using an emission factor | 61339
2019 | MA | W. Orange Rd Solar LLC | 63047 | NEWE | NPCC New England | SUN | 5
2019 | MA | Walpole Solar 2 | 58936 | NEWE | NPCC New England | SUN | 2.4 |  | 3611 |  |  |  |  | Estimated using an emission factor | 32153
2019 | MA | Wareham MA 1 Community Solar | 60443 | NEWE | NPCC New England | SUN | 2 |  | 1168 |  |  |  |  | Estimated using an emission factor | 10399
2019 | MA | Wareham Solar PV | 62055 | NEWE | NPCC New England | SUN | 3.3 |  | 5686 |  |  |  |  | Estimated using an emission factor | 50628
2019 | MA | Washburn Road Solar | 62646 | NEWE | NPCC New England | SUN | 1.9 |  | 3563 |  |  |  |  | Estimated using an emission factor | 31725
2019 | MA | Waste Water Treatment Plant | 59060 | NEWE | NPCC New England | SUN | 1.5 |  | 1962 |  |  |  |  | Estimated using an emission factor | 17470
2019 | MA | Waters River | 1678 | NEWE | NPCC New England | NG | 124.9 |  | 2173 | 28547.601 | 0.0513 | 0.047216 | 0.003594 | EPA/NEI | 28547.601 | 0.0513
2019 | MA | Wellesley College Central Utility Plant | 54937 | NEWE | NPCC New England | DFO | 10.1 | 0.53489 | 10777.999 | 71221.573 | 3.2896 | 0.61042 | 0.092376 | Estimated using an emission factor | 133151 | 6.15
2019 | MA | West A&B Solar Project Hybrid | 63473 | NEWE | NPCC New England |  | 4.3
2019 | MA | West Boylston Community Shared Solar | 61415 | NEWE | NPCC New England | SUN | 1.5 |  | 2439 |  |  |  |  | Estimated using an emission factor | 21716
2019 | MA | West Bridgewater AB CSG | 60424 | NEWE | NPCC New England | SUN | 1.7 |  | 2250 |  |  |  |  | Estimated using an emission factor | 20033
2019 | MA | West Brookfield Solar - Gilbertsville Rd CSG | 61629 | NEWE | NPCC New England | SUN | 4 |  | 5598 |  |  |  |  | Estimated using an emission factor | 49843
2019 | MA | West Brookfield Solar, LLC | 60644 | NEWE | NPCC New England | SUN | 1.4 |  | 2004 |  |  |  |  | Estimated using an emission factor | 17844
2019 | MA | West Groton CHP | 60276 | NEWE | NPCC New England | NG | 4.1 | 0.30185 | 21988 | 121349.009 | 0.3327 | 0.030262 | 0.0054834 | NEI avg EF - PM, fuel type, firing type | 402017 | 1.1022
2019 | MA | West Springfield | 1642 | NEWE | NPCC New England | NG | 352.6 |  | 3262.999 | 32127.661 | 0.28303 | 0.17348 | 0.017619 | EPA/NEI; Estimated using an emission factor | 32127.661 | 0.28303
2019 | MA | West Street Solar 1 LLC | 63131 | NEWE | NPCC New England | SUN | 5 |  | 0
2019 | MA | West Tisbury Generating Facility | 6049 | NEWE | NPCC New England | DFO | 5.4 |  | 586 | 5904 | 0.91512 | 3.1233 | 0.31 | Estimated using an emission factor | 5904 | 0.91512
2019 | MA | West Water Street | 62625 | NEWE | NPCC New England | DFO | 10 |  | 1311 | 12567 | 1.9479 | 2.9716 | 0.31 | Estimated using an emission factor | 12567 | 1.9479
2019 | MA | Westborough Solar LLC | 59368 | NEWE | NPCC New England | SUN | 2.2 |  | 2415 |  |  |  |  | Estimated using an emission factor | 21503
2019 | MA | Westford Solar Park | 58534 | NEWE | NPCC New England | SUN | 4 |  | 5195 |  |  |  |  | Estimated using an emission factor | 46255
2019 | MA | Westminster Renewables, LLC CSG | 62226 | NEWE | NPCC New England | SUN | 1.5 |  | 2472 |  |  |  |  | Estimated using an emission factor | 22008
2019 | MA | Weston Landfill Solar | 61537 | NEWE | NPCC New England | SUN | 1.8 |  | 2895 |  |  |  |  | Estimated using an emission factor | 25777
2019 | MA | Westport MA 1 Community Solar | 60473 | NEWE | NPCC New England | SUN | 1.3 |  | 1641 |  |  |  |  | Estimated using an emission factor | 14610
2019 | MA | Westport MA 2 Community Solar | 60476 | NEWE | NPCC New England | SUN | 1.2 |  | 1480 |  |  |  |  | Estimated using an emission factor | 13177
2019 | MA | Whately Solar | 59033 | NEWE | NPCC New England | SUN | 1.5 |  | 2149 |  |  |  |  | Estimated using an emission factor | 19135
2019 | MA | Wheelabrator Millbury Facility | 50878 | NEWE | NPCC New England | MSW | 47.6 |  | 310381 | 4961119.75 | 0.38697 | 0.0024935 | 0.000156 | Estimated using an emission factor | 4961119.75 | 0.38697
2019 | MA | Wheelabrator North Andover | 50877 | NEWE | NPCC New England | MSW | 40.3 |  | 218375 | 4412512.25 | 0.34418 | 0.0031522 | 0.000156 | Estimated using an emission factor | 4412512.25 | 0.34418
2019 | MA | Wheelabrator Saugus | 50880 | NEWE | NPCC New England | MSW | 53.7 |  | 180847 | 3852075.75 | 42.0647 | 0.4652 | 0.02184 | Estimated using an emission factor | 3852075.75 | 42.0647
2019 | MA | Wilbur Woods Solar LLC | 63048 | NEWE | NPCC New England | SUN | 5
2019 | MA | Wilkins Station | 6586 | NEWE | NPCC New England | DFO | 5.4 |  | 6 | 114 | 0.01767 | 5.89 | 0.31 | Estimated using an emission factor | 114 | 0.01767
2019 | MA | Williams College - Campus CHP | 58160 | NEWE | NPCC New England | NG | 10.2 | 0.19129 | 4885 | 27085.763 | 0.1109 | 0.045405 | 0.0081889 | EPA/NEI; Estimated using an emission factor | 141596 | 0.57976
2019 | MA | Williamsburg | 62202 | NEWE | NPCC New England | SUN | 4 |  | 1837 |  |  |  |  | Estimated using an emission factor | 16357
2019 | MA | Williamsburg Solar LLC VNEM CSG | 60111 | NEWE | NPCC New England | SUN | 2.2 |  | 2579 |  |  |  |  | Estimated using an emission factor | 22963
2019 | MA | Williamsville Hybrid | 63805 | NEWE | NPCC New England |  | 8.3
2019 | MA | Wilmington Solar | 60736 | NEWE | NPCC New England | SUN | 2 |  | 2702 |  |  |  |  | Estimated using an emission factor | 24060
2019 | MA | Wilson Solar | 58174 | NEWE | NPCC New England | SUN | 2 |  | 2830 |  |  |  |  | Estimated using an emission factor | 25197
2019 | MA | Winchendon Landfill Solar | 62503 | NEWE | NPCC New England | SUN | 2 |  | 3037 |  |  |  |  | Estimated using an emission factor | 27042
2019 | MA | Winchendon Solar | 59466 | NEWE | NPCC New England | SUN | 1.9 |  | 3198 |  |  |  |  | Estimated using an emission factor | 28476
2019 | MA | Winsor Dam Power Station | 10826 | NEWE | NPCC New England | WAT | 1.2
2019 | MA | Woodchuck Solar, LLC CSG | 63565 | NEWE | NPCC New England | SUN | 1 |  | 1627 |  |  |  |  | Estimated using an emission factor | 14487
2019 | MA | Woodland Road | 1643 | NEWE | NPCC New England | DFO | 20.4 |  | 121 | 1470.2 | 0.0031054 | 0.051329 | 0.0042245 | EPA/NEI | 1470.2 | 0.0031054
2019 | MA | Worcester Landfill | 60621 | NEWE | NPCC New England | SUN | 6.5 |  | 8330 |  |  |  |  | Estimated using an emission factor | 74170
2019 | MA | WYM 1250 Palmer LLC | 60614 | NEWE | NPCC New England | SUN | 1 |  | 1459 |  |  |  |  | Estimated using an emission factor | 12992
2019 | MD | AES Warrior Run | 10678 | RFCE | RFC East | BIT | 229 | 0.69005 | 1103810 | 9017864.95 | 66.3777 | 0.12027 | 0.014721 | EPA/NEI | 13068330 | 96.1919
2019 | MD | AES Warrior Run Energy Storage Project | 59949 | RFCW | RFC West | MWH | 11 |  | 1054 | 0 |  |  |  |  | 0
2019 | MD | Alpha Ridge LFG | 58252 | RFCE | RFC East | LFG | 1 |  | 3231 | 31821 | 0.23388 | 0.14478 | 0.0147 | Estimated using an emission factor | 31821 | 0.23388
2019 | MD | Amazon Maryland DCA1 | 62876 | RFCE | RFC East | SUN | 1.3 |  | 1514 |  |  |  |  | Estimated using an emission factor | 13481
2019 | MD | American Sugar Refining, Inc. | 54795 | RFCE | RFC East | NG | 20 | 0.13196 | 46055.028 | 66378.219 | 0.23811 | 0.01034 | 0.0071744 | NEI avg EF - PM, fuel type, firing type | 502999.844 | 1.8044
2019 | MD | Annapolis Solar Park, LLC | 60681 | RFCE | RFC East | SUN | 12 |  | 22600 |  |  |  |  | Estimated using an emission factor | 201231
2019 | MD | Anne Arundel County Public Schools | 62407 | RFCE | RFC East | SUN | 1 |  | 2094 |  |  |  |  | Estimated using an emission factor | 18645
2019 | MD | APG Combined Heat and Power Plant | 61282 | RFCE | RFC East | NG | 7.9 | 0.61882 | 55309 | 529470.232 | 1.4516 | 0.052492 | 0.0054834 | NEI avg EF - PM, fuel type, firing type | 855613 | 2.3458
2019 | MD | APG New Chesapeake | 62629 | RFCE | RFC East | SUN | 2.3 |  | 3773 |  |  |  |  | Estimated using an emission factor | 33595
2019 | MD | APG Old Bayside | 62628 | RFCE | RFC East | SUN | 1.7 |  | 3180 |  |  |  |  | Estimated using an emission factor | 28316
2019 | MD | Archdiocese of Baltimore J | 60662 | RFCE | RFC East | SUN | 2 |  | 3595 |  |  |  |  | Estimated using an emission factor | 32011
2019 | MD | Archdiocese of Baltimore L | 60663 | RFCE | RFC East | SUN | 2 |  | 3656 |  |  |  |  | Estimated using an emission factor | 32553
2019 | MD | Back River Waste Water Treatment | 59026 | RFCE | RFC East | OBG | 3 |  | 2879 | 26369 | 0.19381 | 0.13464 | 0.0147 | Estimated using an emission factor | 35949 | 0.19381
2019 | MD | Baker Point | 61519 | RFCW | RFC West | SUN | 9 |  | 14271 |  |  |  |  | Estimated using an emission factor | 127069
2019 | MD | Baltimore City B | 60664 | RFCE | RFC East | SUN | 2 |  | 3170 |  |  |  |  | Estimated using an emission factor | 28224
2019 | MD | Baltimore City D | 60665 | RFCE | RFC East | SUN | 2 |  | 3075 |  |  |  |  | Estimated using an emission factor | 27379
2019 | MD | Baltimore City F | 60666 | RFCE | RFC East | SUN | 2 |  | 3189 |  |  |  |  | Estimated using an emission factor | 28395
2019 | MD | Baltimore City G | 60667 | RFCE | RFC East | SUN | 2 |  | 3205 |  |  |  |  | Estimated using an emission factor | 28537
2019 | MD | Bd of Educ of Queen Anne's Cnty, Cnty HS | 62074 | RFCE | RFC East | SUN | 1.7 |  | 2087 |  |  |  |  | Estimated using an emission factor | 18583
2019 | MD | Berlin | 6565 | RFCE | RFC East | DFO | 21.5 |  | 51 | 3630 | 0.56265 | 22.0647 | 0.31 | EPA/NEI; Estimated using an emission factor | 3630 | 0.56265
2019 | MD | Biggs Ford Solar Center | 61321 | RFCE | RFC East | SUN | 15
2019 | MD | Blue Star | 62332 | RFCE | RFC East | SUN | 7.5
2019 | MD | Bluefin Origination 1 | 63323 | RFCE | RFC East | SUN | 2 |  | 93 |  |  |  |  | Estimated using an emission factor | 828
2019 | MD | Bluegrass Solar | 63910 | RFCE | RFC East | SUN | 80
2019 | MD | Bowie State Solar | 61915 | RFCE | RFC East | SUN | 1.3 |  | 404 |  |  |  |  | Estimated using an emission factor | 3598
2019 | MD | Brandon Shores | 602 | RFCE | RFC East | BIT | 1370.2 |  | 2231445 | 27508051 | 99.476 | 0.089158 | 0.0072325 | EPA/NEI | 27508051 | 99.476
2019 | MD | Brandywine Power Facility | 54832 | RFCE | RFC East | NG | 288.8 | 0.99658 | 706194 | 5812181.657 | 19.7934 | 0.056057 | 0.006811 | EPA/NEI | 5832121 | 19.8614
2019 | MD | Brown Station Road Plant I | 50060 | RFCE | RFC East | LFG | 2.7 | 1 | 0
2019 | MD | Brown Station Road Plant II | 55964 | RFCE | RFC East | LFG | 4 |  | 3893 | 389821 | 2.8652 | 1.472 | 0.0147 | Estimated using an emission factor | 389821 | 2.8652
2019 | MD | Calvert Cliffs Nuclear Power Plant | 6011 | RFCE | RFC East | NUC | 1850.4 |  | 15012922 |  |  |  |  | Estimated using an emission factor | 156759056
2019 | MD | Casper Solar Center | 61320 | RFCE | RFC East | SUN | 36.7
2019 | MD | CCBC-Catonsville | 60036 | RFCE | RFC East | SUN | 1.6 |  | 2787 |  |  |  |  | Estimated using an emission factor | 24816
2019 | MD | Cecil County CCVT HS | 60353 | RFCE | RFC East | SUN | 2 |  | 3400 |  |  |  |  | Estimated using an emission factor | 30274
2019 | MD | Central Utility Plant at White Oak | 58207 | RFCE | RFC East | NG | 54.3 | 0.84118 | 105068.21 | 1158434.474 | 4.0371 | 0.076846 | 0.0069698 | EPA/NEI; Estimated using an emission factor | 1377158.97 | 4.7993
2019 | MD | CES VMT Solar | 60029 | RFCE | RFC East | SUN | 1.1 |  | 1539 |  |  |  |  | Estimated using an emission factor | 13703
2019 | MD | Chalk Point | 1571 | RFCE | RFC East | BIT | 2553 |  | 495132 | 6850683.799 | 27.6514 | 0.11169 | 0.0080726 | EPA/NEI; Estimated using an emission factor | 6850683.799 | 27.6514
2019 | MD | Chesapeake College | 60465 | RFCE | RFC East | SUN | 1.5 |  | 2450 |  |  |  |  | Estimated using an emission factor | 21815
2019 | MD | Chester Woods Point Solar, LLC CSG | 62720 | RFCE | RFC East | SUN | 2 |  | 2628 |  |  |  |  | Estimated using an emission factor | 23400
2019 | MD | Chimes West Friendship (Nixon Farms) | 59743 | RFCE | RFC East | SUN | 1.5 |  | 1745 |  |  |  |  | Estimated using an emission factor | 15538
2019 | MD | Church Hill | 60737 | RFCE | RFC East | SUN | 6 |  | 10019 |  |  |  |  | Estimated using an emission factor | 89209
2019 | MD | City of Havre De Grace C | 60668 | RFCE | RFC East | SUN | 2 |  | 3506 |  |  |  |  | Estimated using an emission factor | 31218
2019 | MD | CNE at Cambridge MD | 59842 | RFCE | RFC East | SUN | 3.2 |  | 6044 |  |  |  |  | Estimated using an emission factor | 53816
2019 | MD | Conowingo | 1574 | RFCE | RFC East | WAT | 530.8 |  | 2161865 |  |  |  |  | NEI avg EF - PM, fuel type, firing type | 19249246.75
2019 | MD | Cove Point LNG Terminal | 59073 | RFCE | RFC East | NG | 228.6 |  | 680636.322 | 18981853.688 | 72.8377 | 0.21403 | 0.0076745 | NEI avg EF - PM, fuel type, firing type | 18981853.688 | 72.8377
2019 | MD | CPV St. Charles Energy Center | 56846 | RFCE | RFC East | NG | 746 |  | 4198193 | 29395067 | 32.3782 | 0.015425 | 0.002203 | EPA/NEI | 29395067 | 32.3782
2019 | MD | Crisfield | 1563 | RFCE | RFC East | DFO | 11.6 |  | 657 | 6872 | 1.0652 | 3.2425 | 0.31 | Estimated using an emission factor | 6872 | 1.0652
2019 | MD | Criterion | 57300 | RFCW | RFC West | WND | 70 |  | 171616 |  |  |  |  | Estimated using an emission factor | 1528068
2019 | MD | Deep Creek | 1567 | RFCE | RFC East | WAT | 20 |  | 26186 |  |  |  |  | NEI avg EF - PM, fuel type, firing type | 233160
2019 | MD | Dickerson | 1572 | RFCE | RFC East | NG | 933 |  | 205005.999 | 2717701.406 | 6.237 | 0.060847 | 0.0045899 | EPA/NEI | 2717701.406 | 6.237
2019 | MD | Eastern Correctional Institute | 10693 | RFCE | RFC East | WDS | 5.8 | 0.13313 | 12099 | 78895.225 | 1.0179 | 0.16826 | 0.025804 | EPA/NEI; Estimated using an emission factor | 592617 | 7.6459
2019 | MD | Eastern Landfill Gas LLC | 56571 | RFCE | RFC East | LFG | 3 |  | 0
2019 | MD | Easton | 1580 | RFCE | RFC East | DFO | 33.6 |  | -49.998 | 9865.998 | 1.5292 | 0 | 0.31 | Estimated using an emission factor | 9865.998 | 1.5292
2019 | MD | Easton 2 | 4257 | RFCE | RFC East | RFO | 38.8 |  | -807 | 10320 | 1.3516 | 0 | 0.26195 | EPA/NEI; Estimated using an emission factor | 10320 | 1.3516
2019 | MD | Elkton Solar | 60089 | RFCE | RFC East | SUN | 1.6 |  | 2793 |  |  |  |  | Estimated using an emission factor | 24869
2019 | MD | Emmitsburg Solar Arrays | 60849 | RFCE | RFC East | SUN | 1.7 |  | 2271 |  |  |  |  | Estimated using an emission factor | 20222
2019 | MD | ESS Fairgrounds | 60215 | RFCE | RFC East | MWH | 4
2019 | MD | ESS Wesel | 60214 | RFCE | RFC East | MWH | 6
2019 | MD | Fair Wind | 59147 | RFCW | RFC West | WND | 30 |  | 97514 |  |  |  |  | Estimated using an emission factor | 868264
2019 | MD | FedEx Field Solar Facility | 57747 | RFCE | RFC East | SUN | 2 |  | 2167 |  |  |  |  | Estimated using an emission factor | 19295
2019 | MD | First Baptist Church of Glenarden | 62043 | RFCE | RFC East | SUN | 1.5 |  | 2800 |  |  |  |  | Estimated using an emission factor | 24931
2019 | MD | FirstEnergy R Paul Smith Power Station | 1570 | RFCW | RFC West | BIT | 109.5
2019 | MD | Fort Detrick Solar PV | 61552 | RFCW | RFC West | SUN | 15.7 |  | 22447 |  |  |  |  | Estimated using an emission factor | 199869
2019 | MD | Fourmile Ridge | 58904 | RFCW | RFC West | WND | 40 |  | 125544 |  |  |  |  | Estimated using an emission factor | 1117843
2019 | MD | Francis Scott Key Mall | 63253 | RFCW | RFC West | SUN | 1.6 |  | 2102 |  |  |  |  | Estimated using an emission factor | 18713
2019 | MD | Frederick County - Landfill | 63496 | RFCW | RFC West | SUN | 2 |  | 1088 |  |  |  |  | Estimated using an emission factor | 9687
2019 | MD | Garrett County - DPU Treatment Plant | 60847 | RFCE | RFC East | SUN | 1.2 |  | 1613 |  |  |  |  | Estimated using an emission factor | 14360
2019 | MD | Gateway Solar | 61794 | RFCE | RFC East | SUN | 7.6 |  | 7920 |  |  |  |  | Estimated using an emission factor | 70519
2019 | MD | General Motors Corp at White Marsh MD | 59841 | RFCE | RFC East | SUN | 1 |  | 1292 |  |  |  |  | Estimated using an emission factor | 11503
2019 | MD | Gibbons CSG | 63089 | RFCE | RFC East | SUN | 2 |  | 19 |  |  |  |  | Estimated using an emission factor | 169
2019 | MD | Gould Street | 1553 | RFCE | RFC East | NG | 103.5 |  | 0
2019 | MD | Great Bay Solar 1 | 59851 | RFCE | RFC East | SUN | 75 |  | 134193 |  |  |  |  | Estimated using an emission factor | 1194856
2019 | MD | Green Machine | 59282 | RFCE | RFC East | NG | 1.7
2019 | MD | GWCC PV Solar Farm | 61738 | RFCE | RFC East | SUN | 1.6 |  | 2009 |  |  |  |  | Estimated using an emission factor | 17885
2019 | MD | Havre de Grace II - E at Perryman | 60708 | RFCE | RFC East | SUN | 1.4 |  | 2079 |  |  |  |  | Estimated using an emission factor | 18513
2019 | MD | Herbert A Wagner | 1554 | RFCE | RFC East | RC | 1058.5 |  | 159035 | 2373185.891 | 31.5304 | 0.39652 | 0.026572 | EPA/NEI | 2373185.891 | 31.5304
2019 | MD | Herbert Farm Solar | 58463 | RFCE | RFC East | SUN | 5.5 |  | 8524 |  |  |  |  | Estimated using an emission factor | 75898
2019 | MD | IGS Solar I - BWI2 | 61465 | RFCE | RFC East | SUN | 1.4 |  | 2646 |  |  |  |  | Estimated using an emission factor | 23560
2019 | MD | IGS Solar I - BWI5 | 61358 | RFCE | RFC East | SUN | 1.1 |  | 303 |  |  |  |  | Estimated using an emission factor | 2698
2019 | MD | IKEA College Park 411 | 58015 | RFCE | RFC East | SUN | 1 |  | 1439 |  |  |  |  | Estimated using an emission factor | 12812
2019 | MD | IKEA Perryville 460 | 58014 | RFCE | RFC East | SUN | 2.1 |  | 5230 |  |  |  |  | Estimated using an emission factor | 46568
2019 | MD | Inner Harbor East Heating | 56050 | RFCE | RFC East | NG | 2.1 | 1 | 0
2019 | MD | Kent County - Worton Complex | 58243 | RFCE | RFC East | SUN | 1 |  | 1766 |  |  |  |  | Estimated using an emission factor | 15724
2019 | MD | Kent County-Kennedyville | 58239 | RFCE | RFC East | SUN | 1 |  | 1512 |  |  |  |  | Estimated using an emission factor | 13462
2019 | MD | Keys Energy Center | 60302 | RFCE | RFC East | NG | 830.6 |  | 4658538 | 33956512 | 97.7341 | 0.041959 | 0.0057564 | NEI avg EF - PM, fuel type, firing type | 33956512 | 97.7341
2019 | MD | Kingsville CSG | 63072 | RFCE | RFC East | SUN | 2 |  | 890 |  |  |  |  | Estimated using an emission factor | 7923
2019 | MD | LeGore Bridge Solar Center | 61796 | RFCE | RFC East | SUN | 20
2019 | MD | Longview Solar | 60735 | RFCE | RFC East | SUN | 13.6 |  | 25385 |  |  |  |  | Estimated using an emission factor | 226027
2019 | MD | Luke Paper Company | 50282 | RFCW | RFC West | BLQ | 65 | 0.091732 | 100012 | 559275.789 | 5.0709 | 0.10141 | 0.018134 | EPA/NEI; Estimated using an emission factor | 6096851.5 | 55.2796
2019 | MD | Macy's MD Joppa Solar Project | 62323 | RFCE | RFC East | SUN | 1.8 |  | 2921 |  |  |  |  | Estimated using an emission factor | 26009
2019 | MD | Maryland Solar | 58408 | RFCW | RFC West | SUN | 27 |  | 34739 |  |  |  |  | Estimated using an emission factor | 309315
2019 | MD | Mason Dixon Solar Center | 61797 | RFCW | RFC West | SUN | 20
2019 | MD | Mattawoman Energy Center | 59662 | RFCE | RFC East | NG | 1008
2019 | MD | McCormick & Co. Inc. at Belcamp | 57646 | RFCE | RFC East | SUN | 1.4 |  | 2430 |  |  |  |  | Estimated using an emission factor | 21638
2019 | MD | MEBA | 60496 | RFCE | RFC East | SUN | 1.5 |  | 2723 |  |  |  |  | Estimated using an emission factor | 24246
2019 | MD | Millersville LFG | 58246 | RFCE | RFC East | LFG | 3.2 |  | 25992 | 285044 | 2.0951 | 0.16121 | 0.0147 | Estimated using an emission factor | 285044 | 2.0951
2019 | MD | MNCPPC Germantown Solar | 62910 | RFCE | RFC East | SUN | 1 |  | 2716 |  |  |  |  | Estimated using an emission factor | 24183
2019 | MD | Montgomery County Correctional Facility | 60820 | RFCW | RFC West | SUN | 1.4 |  | 2069 |  |  |  |  | Estimated using an emission factor | 18422
2019 | MD | Montgomery County Oaks LFGE Plant | 55885 | RFCE | RFC East | LFG | 8 |  | 12586 | 214290 | 1.575 | 0.25028 | 0.0147 | EPA/NEI; Estimated using an emission factor | 214290 | 1.575
2019 | MD | Montgomery County Resource Recovery | 50657 | RFCE | RFC East | MSW | 67.8 |  | 273637 | 6211623.375 | 4.8451 | 0.035412 | 0.00156 | Estimated using an emission factor | 6211623.375 | 4.8451
2019 | MD | Montgomery County Solar | 61608 | RFCE | RFC East | SUN | 1.9 |  | 2932 |  |  |  |  | Estimated using an emission factor | 26105
2019 | MD | Morgantown | 1573 | RFCE | RFC East | BIT | 1548 |  | 1737320 | 18873421.7 | 97.515 | 0.11226 | 0.010334 | EPA/NEI | 18873421.7 | 97.515
2019 | MD | Mount Saint Mary's | 57758 | RFCW | RFC West | SUN | 13.7 |  | 20092 |  |  |  |  | Estimated using an emission factor | 178901
2019 | MD | NA 1(Hagerstown) | 60213 | RFCE | RFC East | MWH | 2 |  | -229 | 0 |  |  |  |  | 0
2019 | MD | NIH Cogeneration Facility | 56668 | RFCE | RFC East | NG | 50 | 1 | 164457 | 2016564 | 5.5288 | 0.067237 | 0.0054834 | EPA/NEI; Estimated using an emission factor | 2016564 | 5.5288
2019 | MD | NIST Solar | 62208 | RFCE | RFC East | SUN | 4 |  | 6321 |  |  |  |  | Estimated using an emission factor | 56284
2019 | MD | Notch Cliff | 1555 | RFCE | RFC East | NG | 144 |  | 43575 | 571310 | 1.5664 | 0.071893 | 0.0054834 | NEI avg EF - PM, fuel type, firing type | 571310 | 1.5664
2019 | MD | NRG Chalk Point CT | 61890 | RFCE | RFC East | NG | 94 |  | 891 | 18431 | 0.050532 | 0.11343 | 0.0054834 | NEI avg EF - PM, fuel type, firing type | 18431 | 0.050532
2019 | MD | Old Court Rd Solar | 63237 | RFCE | RFC East | SUN | 2 |  | 473 |  |  |  |  | Estimated using an emission factor | 4212
2019 | MD | Perdue Salisbury Photovoltaic | 57879 | RFCE | RFC East | SUN | 1 |  | 1606 |  |  |  |  | Estimated using an emission factor | 14300
2019 | MD | Perryman | 1556 | RFCE | RFC East | NG | 545.4 |  | 203102 | 2230513.633 | 9.3478 | 0.09205 | 0.0083817 | EPA/NEI | 2230513.633 | 9.3478
2019 | MD | Pfeffers | 61185 | RFCE | RFC East | SUN | 1 |  | 1719 |  |  |  |  | Estimated using an emission factor | 15308
2019 | MD | Philadelphia | 1557 | RFCE | RFC East | DFO | 82.8 |  | 1804 | 31483 | 0.27169 | 0.30121 | 0.017259 | NEI avg EF - PM, fuel type, firing type | 31483 | 0.27169
2019 | MD | Pinesburg Solar LLC | 63903 | RFCW | RFC West | SUN | 4.3
2019 | MD | Presbyterian Senior Living Service | 60447 | RFCE | RFC East | SUN | 1.2 |  | 1474 |  |  |  |  | Estimated using an emission factor | 13125
2019 | MD | Queen Anne's County | 58631 | RFCE | RFC East | SUN | 2 |  | 2659 |  |  |  |  | Estimated using an emission factor | 23675
2019 | MD | Riverside (MD) | 1559 | RFCE | RFC East | DFO | 257.2 |  | 276 | 5771 | 0.049802 | 0.36088 | 0.017259 | EPA/NEI; Estimated using an emission factor | 5771 | 0.049802
2019 | MD | Rock Hall | 58241 | RFCE | RFC East | SUN | 1 |  | 1707 |  |  |  |  | Estimated using an emission factor | 15199
2019 | MD | Rock Springs Generating Facility | 7835 | RFCE | RFC East | NG | 773.6 |  | 76846 | 817401.141 | 3.1942 | 0.083132 | 0.0078154 | NEI avg EF - PM, fuel type, firing type | 817401.141 | 3.1942
2019 | MD | Rockfish Solar LLC | 59811 | RFCE | RFC East | SUN | 10.3 |  | 20274 |  |  |  |  | Estimated using an emission factor | 180521
2019 | MD | Roth Rock North Wind Farm, LLC | 57240 | RFCW | RFC West | WND | 10 |  | 25119 |  |  |  |  | Estimated using an emission factor | 223661
2019 | MD | Roth Rock Wind Farm LLC | 57239 | RFCW | RFC West | WND | 40 |  | 100476 |  |  |  |  | Estimated using an emission factor | 894638
2019 | MD | Sheriff Road | 63654 | RFCE | RFC East | SUN | 1.1
2019 | MD | Smith Island | 6391 | RFCE | RFC East | DFO | 1.7 |  | 201 | 2159 | 0.33465 | 3.3298 | 0.31 | Estimated using an emission factor | 2159 | 0.33465
2019 | MD | Sod Run WTP A | 60669 | RFCE | RFC East | SUN | 2 |  | 3109 |  |  |  |  | Estimated using an emission factor | 27681
2019 | MD | Sol Phoenix | 62331 | RFCE | RFC East | SUN | 2.5
2019 | MD | Solar Hagerstown | 62912 | RFCE | RFC East | SUN | 10
2019 | MD | Spruce - WCMD - Creek | 63525 | RFCW | RFC West | SUN | 2 |  | 801 |  |  |  |  | Estimated using an emission factor | 7131
2019 | MD | Spruce - WCMD - Resh I | 63526 | RFCW | RFC West | SUN | 2 |  | 935 |  |  |  |  | Estimated using an emission factor | 8327
2019 | MD | Spruce - WCMD - Rubble I | 63524 | RFCW | RFC West | SUN | 2 |  | 1334 |  |  |  |  | Estimated using an emission factor | 11877
2019 | MD | Spruce - WCMD - Rubble II | 63523 | RFCW | RFC West | SUN | 2 |  | 2827 |  |  |  |  | Estimated using an emission factor | 25173
2019 | MD | Synergen Panorama, LLC CSG | 62327 | RFCE | RFC East | SUN | 5 |  | 4546 |  |  |  |  | Estimated using an emission factor | 40477
2019 | MD | Terrapin Hills Wind Farm | 60211 | RFCW | RFC West | WND | 50
2019 | MD | The Clorox Company | 60461 | RFCE | RFC East | SUN | 1.6 |  | 2020 |  |  |  |  | Estimated using an emission factor | 17985
2019 | MD | Timonium Fairgrounds | 63904 | RFCE | RFC East | SUN | 1.9
2019 | MD | Town of Chestertown- Chestertown WWTP | 60096 | RFCE | RFC East | SUN | 1 |  | 1790 |  |  |  |  | Estimated using an emission factor | 15938
2019 | MD | UMCES Ground Mount | 62405 | RFCE | RFC East | SUN | 2 |  | 2379 |  |  |  |  | Estimated using an emission factor | 21182
2019 | MD | UMCP CHP Plant | 56038 | RFCE | RFC East | NG | 27.4 | 0.28763 | 69872 | 350129.682 | 0.95995 | 0.027477 | 0.0054834 | NEI avg EF - PM, fuel type, firing type | 1217270 | 3.3374
2019 | MD | UMES (MD) - Princess Anne | 59749 | RFCE | RFC East | SUN | 2.2 |  | 3169 |  |  |  |  | Estimated using an emission factor | 28217
2019 | MD | UMMS at Pocomoke | 58329 | RFCE | RFC East | SUN | 2.8 |  | 5101 |  |  |  |  | Estimated using an emission factor | 45419
2019 | MD | Upper Marlboro 1 CSG | 63075 | RFCE | RFC East | SUN | 2 |  | 1 |  |  |  |  | Estimated using an emission factor | 9
2019 | MD | Vienna | 1564 | RFCE | RFC East | RFO | 180.6 |  | -494 | 66008.141 | 0.91667 | 0 | 0.027774 | EPA/NEI | 66008.141 | 0.91667
2019 | MD | Westport | 1560 | RFCE | RFC East | NG | 121.5 |  | 46124 | 706367.875 | 2.7603 | 0.11969 | 0.0078154 | NEI avg EF - PM, fuel type, firing type | 706367.875 | 2.7603
2019 | MD | Wheelabrator Baltimore Refuse | 10629 | RFCE | RFC East | MSW | 64.5 | 0.39243 | 324221 | 2744148.639 | 12.8426 | 0.079221 | 0.00936 | Estimated using an emission factor | 6992769.25 | 32.7262
2019 | MD | White CSG | 63085 | RFCE | RFC East | SUN | 2 |  | 1
2019 | MD | White Marsh Mall | 63289 | RFCE | RFC East | SUN | 1.1 |  | 1270 |  |  |  |  | Estimated using an emission factor | 11307
2019 | MD | Wicomico | 56680 | RFCE | RFC East | LFG | 5.4 |  | 15570 | 184821.996 | 1.3584 | 0.17449 | 0.0147 | Estimated using an emission factor | 184821.996 | 1.3584
2019 | MD | Wildcat Point Generation Facility | 59220 | RFCE | RFC East | NG | 1113.6 |  | 3351020 | 23440799 | 67.4676 | 0.040267 | 0.0057564 | NEI avg EF - PM, fuel type, firing type | 23440799 | 67.4676
2019 | MD | Wor-Wic Community College - Offsite | 63512 | RFCE | RFC East | SUN | 2 |  | 2575 |  |  |  |  | Estimated using an emission factor | 22927
2019 | MD | Wye Mills VNEM CSG | 60604 | RFCE | RFC East | SUN | 10 |  | 18011 |  |  |  |  | Estimated using an emission factor | 160370
2019 | ME | Androscoggin 3 | 1480 | NEWE | NPCC New England | WAT | 3.6 |  | 0
2019 | ME | Androscoggin Energy | 55031 | NEWE | NPCC New England | NG | 163.5 | 0.40796 | 363567 | 1702050.513 | 2.734 | 0.01504 | 0.0032126 | EPA/NEI | 4172088.75 | 6.7016
2019 | ME | Androscoggin Mill | 54085 | NEWE | NPCC New England | BLQ | 80 | 0.19547 | 387253 | 2152056.213 | 5.0046 | 0.025847 | 0.004651 | EPA/NEI; Estimated using an emission factor | 11009809 | 25.6034
2019 | ME | Anson Abenaki Hydros | 10186 | NEWE | NPCC New England | WAT | 32 | 1 | 129871.002 |  |  |  |  | EPA/NEI; Estimated using an emission factor | 1156370.99
2019 | ME | Athens Energy | 60457 | NEWE | NPCC New England | WDS | 8.5 |  | 58928 | 996085 | 88.1535 | 2.9919 | 0.177 | Estimated using an emission factor | 996085 | 88.1535
2019 | ME | Augusta PV - BD Solar Augusta LLC | 63895 | NEWE | NPCC New England | SUN | 7.2
2019 | ME | Aziscohos Hydroelectric Project | 50999 | NEWE | NPCC New England | WAT | 6.7 |  | 33639 |  |  |  |  | NEI avg EF - PM, fuel type, firing type | 299522
2019 | ME | Bar Harbor | 1466 | NEWE | NPCC New England | DFO | 8
2019 | ME | Bar Mills | 1481 | NEWE | NPCC New England | WAT | 4 |  | 0
2019 | ME | Barker Lower | 10728 | NEWE | NPCC New England | WAT | 1.5 |  | 5517 |  |  |  |  | NEI avg EF - PM, fuel type, firing type | 49123
2019 | ME | Basin Mills | 783 | NEWE | NPCC New England | WAT | 36
2019 | ME | Bates Mill Upper | 7044 | NEWE | NPCC New England | WAT | 3.9
2019 | ME | Beaver Ridge Wind | 57130 | NEWE | NPCC New England | WND | 4.5 |  | 11806 |  |  |  |  | Estimated using an emission factor | 105122
2019 | ME | Benton Falls Associates | 10523 | NEWE | NPCC New England | WAT | 4.2 |  | 19535 |  |  |  |  | NEI avg EF - PM, fuel type, firing type | 173940
2019 | ME | Bingham Wind | 57531 | NEWE | NPCC New England | WND | 186 |  | 533519 |  |  |  |  | Estimated using an emission factor | 4750453
2019 | ME | Bonny Eagle | 1482 | NEWE | NPCC New England | WAT | 7.2 |  | 39180 |  |  |  |  | NEI avg EF - PM, fuel type, firing type | 348859.008
2019 | ME | Bowers Wind Project | 57088 | NEWE | NPCC New England | WND | 48
2019 | ME | Brassua Hydroelectric Project | 10555 | NEWE | NPCC New England | WAT | 3.6 |  | 15207 |  |  |  |  | NEI avg EF - PM, fuel type, firing type | 135402
2019 | ME | Brunswick Hydro | 1483 | NEWE | NPCC New England | WAT | 19.6 |  | 99125.999 |  |  |  |  | NEI avg EF - PM, fuel type, firing type | 882616
2019 | ME | Bucksport Generation LLC | 50243 | NEWE | NPCC New England | NG | 298.4 | 1 | 1362 | 20689.551 | 0.034097 | 0.050069 | 0.0032961 | EPA/NEI | 20689.551 | 0.034097
2019 | ME | Bull Hill Wind Project | 57083 | NEWE | NPCC New England | WND | 34.5 |  | 115172 |  |  |  |  | Estimated using an emission factor | 1025491
2019 | ME | Canton Mountain Wind | 58620 | NEWE | NPCC New England | WND | 22.8 |  | 56925 |  |  |  |  | Estimated using an emission factor | 506862
2019 | ME | Cape Gas Turbine | 1484 | NEWE | NPCC New England | DFO | 35 |  | 1456 | 35465 | 0.30605 | 0.4204 | 0.017259 | NEI avg EF - PM, fuel type, firing type | 35465 | 0.30605
2019 | ME | Caribou Generation Station | 1513 | NEWE | NPCC New England | RFO | 27.4 |  | 0 | 0 | 0 |  |  | EPA/NEI; Estimated using an emission factor | 0 | 0
2019 | ME | Cataract Hydro | 1486 | NEWE | NPCC New England | WAT | 6.6 |  | 9708 |  |  |  |  | NEI avg EF - PM, fuel type, firing type | 86440
2019 | ME | CED Denmark Solar Hybrid | 63898 | NEWE | NPCC New England |  | 4.8
2019 | ME | Charles E Monty | 805 | NEWE | NPCC New England | WAT | 28.4 |  | 154253 |  |  |  |  | NEI avg EF - PM, fuel type, firing type | 1373470
2019 | ME | Continental Mills | 1487 | NEWE | NPCC New England | WAT | 1.4
2019 | ME | Deer Rips | 1488 | NEWE | NPCC New England | WAT | 6.5 |  | 39097 |  |  |  |  | NEI avg EF - PM, fuel type, firing type | 348120
2019 | ME | East Millinocket Mill | 55830 | NEWE | NPCC New England | WDS | 61.4
2019 | ME | Eastern Maine Medical Center | 58153 | NEWE | NPCC New England | NG | 3.8 | 0.3772 | 30439 | 162246.417 | 0.44483 | 0.029228 | 0.0054834 | NEI avg EF - PM, fuel type, firing type | 430134 | 1.1793
2019 | ME | Eastport | 1468 | NEWE | NPCC New England | DFO | 4 |  | 0
2019 | ME | Ellsworth Hydro Station | 1469 | NEWE | NPCC New England | WAT | 8.9 |  | 36951.001 |  |  |  |  | NEI avg EF - PM, fuel type, firing type | 329013.008
2019 | ME | Fairfield PV - BD Solar Fairfield LLC | 63896 | NEWE | NPCC New England | SUN | 5
2019 | ME | Flos Inn Diesel | 1514 | NEWE | NPCC New England | DFO | 6
2019 | ME | Fort Halifax | 1490 | NEWE | NPCC New England | WAT | 1.4
2019 | ME | Fox Island Wind LLC | 57354 | NEWE | NPCC New England | WND | 4.5 |  | 9473 |  |  |  |  | Estimated using an emission factor | 84345
2019 | ME | Gardiner | 50688 | NEWE | NPCC New England | WAT | 1 |  | 5290 |  |  |  |  | NEI avg EF - PM, fuel type, firing type | 47102
2019 | ME | Great Lakes Hydro America - ME | 54134 | NEWE | NPCC New England | WAT | 138 |  | 723110.999 |  |  |  |  | NEI avg EF - PM, fuel type, firing type | 6438580.023
2019 | ME | Gulf Island | 1491 | NEWE | NPCC New England | WAT | 19.2 |  | 147332.001 |  |  |  |  | NEI avg EF - PM, fuel type, firing type | 1311846
2019 | ME | Hancock Wind Plant | 58686 | NEWE | NPCC New England | WND | 51 |  | 145792 |  |  |  |  | Estimated using an emission factor | 1298130
2019 | ME | Harris Hydro | 1492 | NEWE | NPCC New England | WAT | 76.4 |  | 244975.001 |  |  |  |  | NEI avg EF - PM, fuel type, firing type | 2181258.996
2019 | ME | Hill Mill | 7048 | NEWE | NPCC New England | WAT | 1.8
2019 | ME | Hiram | 1493 | NEWE | NPCC New England | WAT | 10.5 |  | 45987 |  |  |  |  | NEI avg EF - PM, fuel type, firing type | 409466.992
2019 | ME | Howland Hydro Station | 1472 | NEWE | NPCC New England | WAT | 1.8
2019 | ME | Hydro Kennebec Project | 54148 | NEWE | NPCC New England | WAT | 15.4 |  | 86014 |  |  |  |  | NEI avg EF - PM, fuel type, firing type | 765868
2019 | ME | Indeck Jonesboro Energy Center | 10765 | NEWE | NPCC New England | WDS | 27.5 |  | 23380 | 438172.5 | 4.9978 | 0.42753 | 0.022812 | NEI avg EF - PM, fuel type | 438172.5 | 4.9978
2019 | ME | Indeck West Enfield Energy Center | 10766 | NEWE | NPCC New England | WDS | 27.5 |  | 23195 | 397935.375 | 4.5389 | 0.39137 | 0.022812 | NEI avg EF - PM, fuel type | 397935.375 | 4.5389
2019 | ME | International Paper Jay Hydro | 50047 | NEWE | NPCC New England | WAT | 3.1 |  | 15793.998 |  |  |  |  | NEI avg EF - PM, fuel type, firing type | 140629.004
2019 | ME | International Paper Livermore Hydro | 50082 | NEWE | NPCC New England | WAT | 9.2 |  | 37990.001 |  |  |  |  | NEI avg EF - PM, fuel type, firing type | 338263
2019 | ME | International Paper Riley Hydro | 50081 | NEWE | NPCC New England | WAT | 6.6 |  | 22393.998 |  |  |  |  | NEI avg EF - PM, fuel type, firing type | 199396.992
2019 | ME | IOS - MEW Phase 1 | 61460 | NEWE | NPCC New England | SUN | 4.1 |  | 4900 |  |  |  |  | Estimated using an emission factor | 43630
2019 | ME | Kibby Wind Facility | 56829 | NEWE | NPCC New England | WND | 132 |  | 292592 |  |  |  |  | Estimated using an emission factor | 2605240
2019 | ME | Lockwood Hydroelectric Facility | 10066 | NEWE | NPCC New England | WAT | 7.2 |  | 28569.997 |  |  |  |  | NEI avg EF - PM, fuel type, firing type | 254388.004
2019 | ME | Maine Independence Station | 55068 | NEWE | NPCC New England | NG | 550.2 |  | 273976 | 2104973.375 | 3.6255 | 0.026466 | 0.0034447 | EPA/NEI | 2104973.375 | 3.6255
2019 | ME | Mars Hill Wind Farm Project | 56448 | NEWE | NPCC New England | WND | 42 |  | 139318 |  |  |  |  | Estimated using an emission factor | 1240489
2019 | ME | Mead Rumford Cogen | 10491 | NEWE | NPCC New England | NG | 12.5 | 0 | 0 | 0 | 0 |  |  | EPA/NEI; Estimated using an emission factor | 628428 | 2.5302
2019 | ME | Mechanic Falls | 54123 | NEWE | NPCC New England | WAT | 1.4 |  | 0
2019 | ME | Medway | 1474 | NEWE | NPCC New England | DFO | 8
2019 | ME | Medway Hydro | 55288 | NEWE | NPCC New England | WAT | 4 |  | 31257 |  |  |  |  | NEI avg EF - PM, fuel type, firing type | 278314.004
2019 | ME | Messalonskee 2 (Oakland) | 1497 | NEWE | NPCC New England | WAT | 2.8 |  | 11114 |  |  |  |  | NEI avg EF - PM, fuel type, firing type | 98960
2019 | ME | Messalonskee 3 | 1498 | NEWE | NPCC New England | WAT | 1.6 |  | 5353 |  |  |  |  | NEI avg EF - PM, fuel type, firing type | 47662
2019 | ME | Messalonskee 5 | 1500 | NEWE | NPCC New England | WAT | 1.8 |  | 6298 |  |  |  |  | NEI avg EF - PM, fuel type, firing type | 56076
2019 | ME | Milford Hydro Station | 1475 | NEWE | NPCC New England | WAT | 7.8 |  | 44715.002 |  |  |  |  | NEI avg EF - PM, fuel type, firing type | 398143
2019 | ME | Milo PV - BD Solar 1 LLC | 63894 | NEWE | NPCC New England | SUN | 20
2019 | ME | MMWAC Resource Recovery Facility | 50035 | NEWE | NPCC New England | MSW | 5 | 1 | 16100 | 748706 | 58.3991 | 7.2545 | 0.156 | Estimated using an emission factor | 748706 | 58.3991
2019 | ME | North Gorham | 1501 | NEWE | NPCC New England | WAT | 2.2 |  | 12152 |  |  |  |  | NEI avg EF - PM, fuel type, firing type | 108202
2019 | ME | Number Nine Wind Farm | 57612 | NEWE | NPCC New England | WND | 250
2019 | ME | Oakfield Wind Project | 57002 | NEWE | NPCC New England | WND | 148 |  | 393111 |  |  |  |  | Estimated using an emission factor | 3500261
2019 | ME | Orono B | 59438 | NEWE | NPCC New England | WAT | 3.9 |  | 24096.999 |  |  |  |  | NEI avg EF - PM, fuel type, firing type | 214558.992
2019 | ME | Orono Hydro Station | 57184 | NEWE | NPCC New England | WAT | 2.7 |  | 9689 |  |  |  |  | NEI avg EF - PM, fuel type, firing type | 86270.002
2019 | ME | Otis Hydro | 50080 | NEWE | NPCC New England | WAT | 10.2 |  | 55817 |  |  |  |  | NEI avg EF - PM, fuel type, firing type | 496994
2019 | ME | Oxford PV - BD Solar Oxford LLC | 63897 | NEWE | NPCC New England | SUN | 9.2
2019 | ME | Passadumkeag Windpark LLC | 59222 | NEWE | NPCC New England | WND | 42.9 |  | 144070 |  |  |  |  | Estimated using an emission factor | 1282798
2019 | ME | Pejepscot Hydroelectric Project | 50758 | NEWE | NPCC New England | WAT | 13.5 |  | 42702 |  |  |  |  | NEI avg EF - PM, fuel type, firing type | 380218.995
2019 | ME | Penobscot Energy Recovery | 50051 | NEWE | NPCC New England | MSW | 25.3 |  | 85303 | 1719223 | 0.1341 | 0.0031441 | 0.000156 | Estimated using an emission factor | 1719223 | 0.1341
2019 | ME | Pine Tree Landfill Gas to Energy | 58993 | NEWE | NPCC New England | LFG | 3.3 |  | 6285 | 73566 | 0.54071 | 0.17206 | 0.0147 | Estimated using an emission factor | 73566 | 0.54071
2019 | ME | Pisgah Mountain Wind | 60404 | NEWE | NPCC New England | WND | 9.1 |  | 31082 |  |  |  |  | Estimated using an emission factor | 276753
2019 | ME | Pittsfield Hydro | 54124 | NEWE | NPCC New England | WAT | 1.1 |  | 4228.001 |  |  |  |  | NEI avg EF - PM, fuel type, firing type | 37645.999
2019 | ME | Pumpkin Hill | 50699 | NEWE | NPCC New England | WAT | 1 |  | 5654 |  |  |  |  | NEI avg EF - PM, fuel type, firing type | 50344
2019 | ME | Record Hill Wind | 57568 | NEWE | NPCC New England | WND | 50.6 |  | 130108 |  |  |  |  | Estimated using an emission factor | 1158481
2019 | ME | Red Shield Envir Old Town Facility | 10700 | NEWE | NPCC New England |  | 44.5
2019 | ME | ReEnergy Ashland | 10356 | NEWE | NPCC New England | WDS | 39.6 |  | 63871 | 918016 | 10.471 | 0.32788 | 0.022812 | NEI avg EF - PM, fuel type | 918016 | 10.471
2019 | ME | ReEnergy Fort Fairfield | 7513 | NEWE | NPCC New England | WDS | 37.5 |  | 0 | 0 | 0 |  |  | NEI avg EF - PM, fuel type | 0 | 0
2019 | ME | ReEnergy Livermore Falls | 10354 | NEWE | NPCC New England | WDS | 39.6 |  | 222953 | 3347181 | 38.1783 | 0.34248 | 0.022812 | NEI avg EF - PM, fuel type | 3347181 | 38.1783
2019 | ME | ReEnergy Stratton LLC | 50650 | NEWE | NPCC New England | WDS | 45.7 |  | 208909 | 2808160 | 32.0302 | 0.30664 | 0.022812 | NEI avg EF - PM, fuel type | 2808160 | 32.0302
2019 | ME | Regional Waste Systems | 50225 | NEWE | NPCC New England | MSW | 13.3 |  | 79415 | 1785627.875 | 1.3928 | 0.035076 | 0.00156 | Estimated using an emission factor | 1785627.875 | 1.3928
2019 | ME | Robbins Lumber | 50230 | NEWE | NPCC New England | DFO | 13.2 | 1 | 32 | 138 | 0.02139 | 1.3369 | 0.31 | EPA/NEI; Estimated using an emission factor | 138 | 0.02139
2019 | ME | Rollins Wind Project | 56990 | NEWE | NPCC New England | WND | 60 |  | 154962 |  |  |  |  | Estimated using an emission factor | 1379781
2019 | ME | RoxWind | 62857 | NEWE | NPCC New England | WND | 15.3
2019 | ME | Rumford Cogeneration | 10495 | NEWE | NPCC New England | BLQ | 102.6 | 0.20041 | 560001 | 3149828.578 | 55.6158 | 0.19863 | 0.035314 | Estimated using an emission factor | 15717150.5 | 277.5144
2019 | ME | Rumford Falls Hydro Facility | 10493 | NEWE | NPCC New England | WAT | 44.5 |  | 253980 |  |  |  |  | NEI avg EF - PM, fuel type, firing type | 2261438
2019 | ME | Rumford Power | 55100 | NEWE | NPCC New England | NG | 274.5 |  | 62416 | 495106.781 | 0.071623 | 0.002295 | 0.00028932 | EPA/NEI | 495106.781 | 0.071623
2019 | ME | S D Warren Westbrook | 50447 | NEWE | NPCC New England | WDS | 80.9 | 0.20471 | 110947.002 | 624601 | 7.1169 | 0.12829 | 0.022789 | EPA/NEI; Estimated using an emission factor | 3386786.502 | 34.765
2019 | ME | Saddleback Ridge Wind Farm | 58608 | NEWE | NPCC New England | WND | 34.2 |  | 100141 |  |  |  |  | Estimated using an emission factor | 891655.969
2019 | ME | Salmon Falls | 50702 | NEWE | NPCC New England | WAT | 1.2 |  | 3791.001 |  |  |  |  | NEI avg EF - PM, fuel type, firing type | 33756.999
2019 | ME | Samoset Solar | 63551 | NEWE | NPCC New England | SUN | 2
2019 | ME | Sanford Solar | 63667 | NEWE | NPCC New England | SUN | 49.4
2019 | ME | Shawmut | 1504 | NEWE | NPCC New England | WAT | 8.8 |  | 44300.002 |  |  |  |  | NEI avg EF - PM, fuel type, firing type | 394449
2019 | ME | Skelton | 1505 | NEWE | NPCC New England | WAT | 16.8 |  | 117629 |  |  |  |  | NEI avg EF - PM, fuel type, firing type | 1047369
2019 | ME | Solar Mule, LLC | 60640 | NEWE | NPCC New England | SUN | 1.5 |  | 2150 |  |  |  |  | Estimated using an emission factor | 19145
2019 | ME | Somerset Plant | 50406 | NEWE | NPCC New England | BLQ | 107.1 | 0.15169 | 531715 | 2951756.118 | 15.8235 | 0.059519 | 0.010721 | EPA/NEI; Estimated using an emission factor | 19458759.5 | 104.3129
2019 | ME | Spruce Mountain WInd | 58026 | NEWE | NPCC New England | WND | 20 |  | 60175 |  |  |  |  | Estimated using an emission factor | 535797
2019 | ME | Squa Pan Hydro Station | 1516 | NEWE | NPCC New England | WAT | 1.5 |  | 1120 |  |  |  |  | NEI avg EF - PM, fuel type, firing type | 9973
2019 | ME | Stetson Wind I | 56989 | NEWE | NPCC New England | WND | 57 |  | 119050 |  |  |  |  | Estimated using an emission factor | 1060020
2019 | ME | Stetson Wind II | 56991 | NEWE | NPCC New England | WND | 25.5 |  | 56636 |  |  |  |  | Estimated using an emission factor | 504288
2019 | ME | Stillwater B | 59437 | NEWE | NPCC New England | WAT | 2.4 |  | 11607.999 |  |  |  |  | NEI avg EF - PM, fuel type, firing type | 103356.996
2019 | ME | Stillwater Hydro Station | 1478 | NEWE | NPCC New England | WAT | 1.8 |  | 10920.001 |  |  |  |  | NEI avg EF - PM, fuel type, firing type | 97232
2019 | ME | Three Rivers Solar Power, LLC | 63386 | NEWE | NPCC New England | SUN | 100
2019 | ME | Twin Rivers Paper Co LLC | 58146 | NEWE | NPCC New England | PUR | 22 | 1 | 96809 | 861986 |  |  |  | Estimated using an emission factor | 861986
2019 | ME | Upper Androscoggin | 54202 | NEWE | NPCC New England | WAT | 1.6
2019 | ME | Upper Barker | 52171 | NEWE | NPCC New England | WAT | 1 |  | 4216 |  |  |  |  | NEI avg EF - PM, fuel type, firing type | 37540
2019 | ME | Veazie C | 784 | NEWE | NPCC New England | WAT | 8
2019 | ME | Waste Management Crossroads LFGTE | 57016 | NEWE | NPCC New England | LFG | 3.2 |  | 23744 | 257925 | 1.8957 | 0.15968 | 0.0147 | Estimated using an emission factor | 257925 | 1.8957
2019 | ME | Weaver Wind | 63132 | NEWE | NPCC New England | WND | 72.6
2019 | ME | West Buxton | 1508 | NEWE | NPCC New England | WAT | 7.7 |  | 26812.002 |  |  |  |  | NEI avg EF - PM, fuel type, firing type | 238734
2019 | ME | West Enfield Hydro | 10255 | NEWE | NPCC New England | WAT | 13 |  | 85231 |  |  |  |  | NEI avg EF - PM, fuel type, firing type | 758898
2019 | ME | Westbrook Energy Center | 55294 | NEWE | NPCC New England | NG | 563.9 |  | 957055 | 6576340 | 8.1449 | 0.017021 | 0.002477 | EPA/NEI | 6576340 | 8.1449
2019 | ME | Weston Hydro | 1509 | NEWE | NPCC New England | WAT | 12 |  | 83335 |  |  |  |  | NEI avg EF - PM, fuel type, firing type | 742015
2019 | ME | William F Wyman | 1507 | NEWE | NPCC New England | RFO | 862.7 |  | 5942 | 122222.371 | 0.15761 | 0.05305 | 0.0025791 | EPA/NEI | 122222.371 | 0.15761
2019 | ME | Williams Hydro | 1510 | NEWE | NPCC New England | WAT | 13 |  | 64515 |  |  |  |  | NEI avg EF - PM, fuel type, firing type | 574442
2019 | ME | Woodland Pulp, LLC | 10613 | NEWE | NPCC New England | BLQ | 68.3 | 0.21888 | 407795.998 | 2134815.363 | 8.9858 | 0.04407 | 0.0084183 | EPA/NEI; Estimated using an emission factor | 10420464.986 | 41.0541
2019 | ME | Worumbo Hydro Station | 50278 | NEWE | NPCC New England | WAT | 19.4 |  | 95577 |  |  |  |  | NEI avg EF - PM, fuel type, firing type | 851018
2019 | ME | Wyman Hydro | 1511 | NEWE | NPCC New England | WAT | 72 |  | 391080 |  |  |  |  | NEI avg EF - PM, fuel type, firing type | 3482176.125
2019 | MI | 48th Street Peaking Station | 7258 | RFCM | RFC Michigan | NG | 161.7 |  | 21103 | 255905.991 | 0.93567 | 0.088677 | 0.0073126 | EPA/NEI | 255905.991 | 0.93567
2019 | MI | A.J. Mihm Generating Station | 61391 | RFCW | RFC West | NG | 56.4 |  | 187626.999 | 1565289 | 0.3302 | 0.0035197 | 0.0004219 | NEI avg EF - PM, fuel type, firing type | 1565289 | 0.3302
2019 | MI | Ada Cogeneration LP | 10819 | RFCM | RFC Michigan | NG | 33.1 | 0.64048 | 137129 | 981467.448 | 2.575 | 0.037556 | 0.0052472 | EPA/NEI; Estimated using an emission factor | 1532396.703 | 4.0204
2019 | MI | Ada Dam | 50433 | RFCM | RFC Michigan | WAT | 1.4 |  | 6218 |  |  |  |  | NEI avg EF - PM, fuel type, firing type | 55364
2019 | MI | Adrian Energy Associates LLC | 54903 | RFCM | RFC Michigan | LFG | 2.4 | 1 | 13578.999 | 182667 | 1.3426 | 0.19775 | 0.0147 | Estimated using an emission factor | 182667 | 1.3426
2019 | MI | Alcona | 1693 | RFCM | RFC Michigan | WAT | 8 |  | 33312 |  |  |  |  | NEI avg EF - PM, fuel type, firing type | 296609
2019 | MI | Allegan Dam | 1694 | RFCM | RFC Michigan | WAT | 2.6 |  | 13951 |  |  |  |  | NEI avg EF - PM, fuel type, firing type | 124219
2019 | MI | Alpena Cement Plant | 50305 | RFCM | RFC Michigan | PC | 47.2 | 0.12726 | 170811 | 1113793.269 | 3.5105 | 0.041104 | 0.0063037 | NEI avg EF - PM, fuel type | 8751972.125 | 27.585
2019 | MI | Alpine Power Plant | 59926 | RFCM | RFC Michigan | NG | 453.8 |  | 311965 | 3542638.625 | 3.3711 | 0.021612 | 0.0019032 | EPA/NEI | 3542638.625 | 3.3711
2019 | MI | Apple Blossom Wind Farm | 58690 | RFCM | RFC Michigan | WND | 100 |  | 265032 |  |  |  |  | Estimated using an emission factor | 2359846
2019 | MI | Assembly Solar II LLC | 63538 |  |  | SUN | 110
2019 | MI | Assembly Solar Project | 62422 | RFCM | RFC Michigan | SUN | 50
2019 | MI | Autumn Hills Generating Facility | 63709 | RFCM | RFC Michigan | LFG | 4 |  | 27204 | 305225.996 | 2.2434 | 0.16493 | 0.0147 | NEI avg EF - PM, fuel type, firing type | 305225.996 | 2.2434
2019 | MI | B C Cobb | 1695 | RFCM | RFC Michigan |  | 519.6
2019 | MI | B E Morrow | 1696 | RFCM | RFC Michigan | NG | 36
2019 | MI | Battle Creek Mill | 58052 | RFCM | RFC Michigan | NG | 4 | 0.032044 | 6101 | 34341.988 | 0.13827 | 0.045326 | 0.0080524 | EPA/NEI; Estimated using an emission factor | 1071704 | 4.3149
2019 | MI | Bay Windpower I | 55944 | RFCM | RFC Michigan | WND | 1.8 |  | 2480 |  |  |  |  | Estimated using an emission factor | 22083
2019 | MI | Beaumont Hospital Dearborn Campus | 50260 | RFCM | RFC Michigan | DFO | 6.8 |  | 21 | 437 | 0.067735 | 6.451 | 0.31 | EPA/NEI; Estimated using an emission factor | 437 | 0.067735
2019 | MI | Beaver Island | 7831 | RFCM | RFC Michigan | DFO | 3.3 |  | 97.001 | 2707.001 | 0.41959 | 8.6512 | 0.31 | Estimated using an emission factor | 2707.001 | 0.41959
2019 | MI | Beebe 1A | 58020 | RFCM | RFC Michigan | WND | 81.6 |  | 222408 |  |  |  |  | Estimated using an emission factor | 1980320
2019 | MI | Beebe 1B | 58908 | RFCM | RFC Michigan | WND | 50.4 |  | 144630 |  |  |  |  | Estimated using an emission factor | 1287785
2019 | MI | Belle River | 6034 | RFCM | RFC Michigan | RC | 1664.4 |  | 5801672 | 61637790.75 | 20.314 | 0.0070028 | 0.00065914 | EPA/NEI | 61637790.75 | 20.314
2019 | MI | Berrien Springs | 1753 | RFCW | RFC West | WAT | 7.2 |  | 33591 |  |  |  |  | NEI avg EF - PM, fuel type, firing type | 299094
2019 | MI | Big Quinnesec 61 | 7821 | RFCW | RFC West | WAT | 4.4 |  | 13871 |  |  |  |  | NEI avg EF - PM, fuel type, firing type | 123506
2019 | MI | Big Quinnesec 92 | 7820 | RFCW | RFC West | WAT | 16 |  | 113874 |  |  |  |  | NEI avg EF - PM, fuel type, firing type | 1013932
2019 | MI | Big Turtle Wind Farm, LLC | 58891 | RFCM | RFC Michigan | WND | 49.4 |  | 71534 |  |  |  |  | Estimated using an emission factor | 636938.016
2019 | MI | Bingham Solar, LLC | 63321 |  |  | SUN | 20
2019 | MI | Blue Water Energy Center | 62192 | RFCM | RFC Michigan | NG | 1267.4
2019 | MI | Blue Water Renewables Inc | 57706 | RFCM | RFC Michigan | LFG | 3.2 |  | 25579 | 264580 | 1.9447 | 0.15205 | 0.0147 | Estimated using an emission factor | 264580 | 1.9447
2019 | MI | Brent Run Generating Station | 54910 | RFCM | RFC Michigan | LFG | 7 |  | 50646.999 | 550774.012 | 4.0482 | 0.15986 | 0.0147 | Estimated using an emission factor | 550774.012 | 4.0482
2019 | MI | Brookfield | 58719 | RFCM | RFC Michigan | WND | 74.8 |  | 255051 |  |  |  |  | Estimated using an emission factor | 2270974
2019 | MI | Bryon Center | 56851 | RFCM | RFC Michigan | LFG | 3.2 |  | 21950 | 241114 | 1.7722 | 0.16147 | 0.0147 | Estimated using an emission factor | 241114 | 1.7722
2019 | MI | Buchanan (MI) | 1754 | RFCW | RFC West | WAT | 4.4 |  | 14092.002 |  |  |  |  | NEI avg EF - PM, fuel type, firing type | 125475
2019 | MI | C W Tippy | 1698 | RFCM | RFC Michigan | WAT | 20.1 |  | 66726 |  |  |  |  | NEI avg EF - PM, fuel type, firing type | 594128.016
2019 | MI | Cadillac Renewable Energy | 54415 | RFCM | RFC Michigan | WDS | 44 | 1 | 95712 | 1832160.5 | 3.0655 | 0.064057 | 0.0033463 | EPA/NEI | 1832160.5 | 3.0655
2019 | MI | Cargill Salt | 54965 | RFCM | RFC Michigan | NG | 6.1 | 0.029595 | 6191.51 | 35216.669 | 0.14179 | 0.045802 | 0.0080525 | EPA/NEI; Estimated using an emission factor | 1189965 | 4.7911
2019 | MI | Cargill Salt Hersey | 58196 | RFCM | RFC Michigan | NG | 2.1 | 0.38938 | 1698.47 | 16014.009 | 0.064476 | 0.075922 | 0.0080524 | NEI avg EF - PM, fuel type | 41127 | 0.16559
2019 | MI | Caro | 1874 | RFCM | RFC Michigan | DFO | 9.4 |  | 7.839 | 83.002 | 0.012865 | 3.2824 | 0.31 | Estimated using an emission factor | 83.002 | 0.012865
2019 | MI | Cascade Dam | 50436 | RFCM | RFC Michigan | WAT | 1.6 |  | 7882 |  |  |  |  | NEI avg EF - PM, fuel type, firing type | 70183
2019 | MI | Cataract (MI) | 7118 | MROE | MRO East | WAT | 2 |  | 7080 |  |  |  |  | NEI avg EF - PM, fuel type, firing type | 63039
2019 | MI | Central Michigan University | 56190 | RFCM | RFC Michigan | NG | 4.8 | 0.33977 | 29401.61 | 153371.108 | 0.45538 | 0.030977 | 0.0059383 | EPA/NEI; Estimated using an emission factor | 451392 | 1.3402
2019 | MI | Chalk Hill | 1776 | RFCW | RFC West | WAT | 7.8 |  | 43284.999 |  |  |  |  | NEI avg EF - PM, fuel type, firing type | 385411.008
2019 | MI | Chatham | 58254 | RFCM | RFC Michigan | NG | 7.3 |  | 46 | 777 | 0.0021303 | 0.092622 | 0.0054834 | NEI avg EF - PM, fuel type, firing type | 777 | 0.0021303
2019 | MI | Cheboygan | 50461 | RFCM | RFC Michigan | WAT | 1.5 |  | 4857 |  |  |  |  | NEI avg EF - PM, fuel type, firing type | 43248
2019 | MI | Claude Vandyke | 1880 | RFCM | RFC Michigan | NG | 51.3 |  | 3141 | 39957.248 | 0.091154 | 0.058042 | 0.0045626 | EPA/NEI; Estimated using an emission factor | 39957.248 | 0.091154
2019 | MI | Clinton | 1818 | RFCM | RFC Michigan | DFO | 4.2 |  | -79.999 | 30 | 0.00465 | 0 | 0.31 | EPA/NEI; Estimated using an emission factor | 30 | 0.00465
2019 | MI | Coldwater Peaking Plant | 59467 | RFCM | RFC Michigan | NG | 12.9 |  | 5364.999 | 49353 | 0.010413 | 0.003882 | 0.000422 | Estimated using an emission factor | 49353 | 0.010413
2019 | MI | Colfax | 1725 | RFCM | RFC Michigan | DFO | 13.5 |  | 680 | 10829 | 1.6785 | 4.9368 | 0.31 | Estimated using an emission factor | 10829 | 1.6785
2019 | MI | Conners Creek | 1726 | RFCM | RFC Michigan |  | 275.4
2019 | MI | Constantine | 1760 | RFCW | RFC West | WAT | 1.2 |  | 3922 |  |  |  |  | NEI avg EF - PM, fuel type, firing type | 34921
2019 | MI | Cooke | 1700 | RFCM | RFC Michigan | WAT | 9 |  | 32385 |  |  |  |  | NEI avg EF - PM, fuel type, firing type | 288354
2019 | MI | Coopersville | 54756 | RFCM | RFC Michigan | LFG | 6.4 |  | 38456 | 452905 | 3.3289 | 0.17313 | 0.0147 | Estimated using an emission factor | 452905 | 3.3289
2019 | MI | Crescent Wind Park | 63686 | RFCM | RFC Michigan | WND | 150
2019 | MI | Cross Winds Energy Park | 58830 | RFCM | RFC Michigan | WND | 230.9 |  | 472625 |  |  |  |  | Estimated using an emission factor | 4208253
2019 | MI | Croswell | 7497 | RFCM | RFC Michigan | DFO | 5.1 |  | 0
2019 | MI | Croton | 1701 | RFCM | RFC Michigan | WAT | 8.9 |  | 39846 |  |  |  |  | NEI avg EF - PM, fuel type, firing type | 354788.996
2019 | MI | Crystal Falls | 1821 | RFCW | RFC West | WAT | 1 |  | 6476 |  |  |  |  | NEI avg EF - PM, fuel type, firing type | 57662
2019 | MI | Dafter | 1868 | RFCW | RFC West | DFO | 9 |  | 115 | 4751 | 0.73641 | 12.807 | 0.31 | EPA/NEI; Estimated using an emission factor | 4751 | 0.73641
2019 | MI | Dan E Karn | 1702 | RFCM | RFC Michigan | SUB | 1946.3 |  | 1819804 | 21682442.344 | 24.1637 | 0.026556 | 0.0022289 | EPA/NEI | 21682442.344 | 24.1637
2019 | MI | Dayton (MI) | 1727 | RFCM | RFC Michigan | DFO | 10
2019 | MI | Dean Peakers | 55718 | RFCM | RFC Michigan | NG | 357.6 |  | 269245 | 3196202.062 | 10.1699 | 0.075544 | 0.0063638 | EPA/NEI | 3196202.062 | 10.1699
2019 | MI | Dearborn Energy Center | 62289 | RFCM | RFC Michigan |  | 35 | 1 | 0 | [5 empty] | 0
2019 | MI | Dearborn Industrial Generation | 55088 | RFCM | RFC Michigan | NG | 747.9 | 0.76177 | 5482717.001 | 34393298.797 | 80.3442 | 0.029308 | 0.0046721 | EPA/NEI | 45148920.25 | 105.4697
2019 | MI | Decorative Panels Intl | 10149 | RFCM | RFC Michigan | NG | 7.5 | 0.13043 | 50717 | 276810.037 | 1.1145 | 0.04395 | 0.0080524 | NEI avg EF - PM, fuel type | 2122351 | 8.545
2019 | MI | Deerfield Wind Energy, LLC | 60883 | RFCM | RFC Michigan | WND | 149 |  | 523222 |  |  |  |  | Estimated using an emission factor | 4658770.062
2019 | MI | Delray | 1728 | RFCM | RFC Michigan | NG | 142.2 |  | 10722 | 146922.039 | 0.52017 | 0.097028 | 0.0070809 | EPA/NEI | 146922.039 | 0.52017
2019 | MI | Delta Energy Park | 63259 | RFCM | RFC Michigan | NG | 263.2
2019 | MI | Delta Solar Power I | 61954 | RFCM | RFC Michigan | SUN | 8.1 |  | 12864 |  |  |  |  | Estimated using an emission factor | 114541
2019 | MI | Delta Solar Power II | 61955 | RFCM | RFC Michigan | SUN | 15.9 |  | 24704 |  |  |  |  | Estimated using an emission factor | 219964
2019 | MI | Demille Solar Farm | 60346 | RFCM | RFC Michigan | SUN | 28.4 |  | 41485 |  |  |  |  | Estimated using an emission factor | 369383
2019 | MI | Detour | 6369 | RFCW | RFC West | DFO | 6 |  | 371 | 7267 | 1.1264 | 6.0722 | 0.31 | Estimated using an emission factor | 7267 | 1.1264
2019 | MI | DG AMP Solar Coldwater | 61435 | RFCM | RFC Michigan | SUN | 1.3 |  | 1923 |  |  |  |  | Estimated using an emission factor | 17122
2019 | MI | Domino Farms Solar | 60017 | RFCM | RFC Michigan | SUN | 1 |  | 1380 |  |  |  |  | Estimated using an emission factor | 12286
2019 | MI | Donald C Cook | 6000 | RFCW | RFC West | NUC | 2285.3 |  | 16157848 |  |  |  |  | Estimated using an emission factor | 168713920
2019 | MI | E.B. Eddy Paper Inc | 58222 | RFCM | RFC Michigan | NG | 5 | 0.10468 | 29770 | 164582.213 | 0.66264 | 0.044518 | 0.0080524 | NEI avg EF - PM, fuel type | 1572270 | 6.3303
2019 | MI | Eagle Valley (MI) | 57405 | RFCM | RFC Michigan | LFG | 3.2 |  | 24969 | 265470 | 1.9512 | 0.15629 | 0.0147 | Estimated using an emission factor | 265470 | 1.9512
2019 | MI | East. Michigan Univ. Heating Plant | 59452 | RFCM | RFC Michigan | NG | 11.3 | 0.39851 | 40191 | 213901.374 | 0.58645 | 0.029183 | 0.0054834 | EPA/NEI; Estimated using an emission factor | 536755 | 1.4716
2019 | MI | Echo Wind Park | 58121 | RFCM | RFC Michigan | WND | 162 |  | 392247 |  |  |  |  | Estimated using an emission factor | 3492567
2019 | MI | Eckert Station | 1831 | RFCM | RFC Michigan | SUB | 375 |  | 44643 | 696823.109 | 2.9642 | 0.1328 | 0.0085078 | EPA/NEI; Estimated using an emission factor | 696823.109 | 2.9642
2019 | MI | Edenville | 50158 | RFCM | RFC Michigan | WAT | 4.8 |  | 0
2019 | MI | Edison Sault | 1751 | RFCW | RFC West | WAT | 41.8 |  | 226762.983 |  |  |  |  | NEI avg EF - PM, fuel type, firing type | 2019097.994
2019 | MI | Endicott Station | 4259 | RFCM | RFC Michigan |  | 58.2
2019 | MI | Erickson | 1832 | RFCM | RFC Michigan | SUB | 154.7 |  | 691488 | 9226437 | 1.2211 | 0.0035318 | 0.00026469 | EPA/NEI | 9226437 | 1.2211
2019 | MI | Escanaba Mill | 10208 | MROE | MRO East | BLQ | 122.4 | 0.15315 | 491172.32 | 2673268.569 | 8.432 | 0.034334 | 0.0063084 | EPA/NEI; Estimated using an emission factor | 17455581.773 | 55.0583
2019 | MI | F.D. Kuester Generating Station | 61392 | RFCW | RFC West | NG | 131.6 |  | 457104.998 | 3801448 | 0.80191 | 0.0035087 | 0.0004219 | NEI avg EF - PM, fuel type, firing type | 3801448 | 0.80191
2019 | MI | Fairbanks Wind Park | 63600 | RFCW | RFC West | WND | 72.5
2019 | MI | Fermi | 1729 | RFCM | RFC Michigan | NUC | 1281 |  | 9886149 | 9371 | 0.080869 | 1.636e-05 | 0.017259 | EPA/NEI; Estimated using an emission factor | 103237835 | 0.080869
2019 | MI | Five Channels | 1704 | RFCM | RFC Michigan | WAT | 6 |  | 28750 |  |  |  |  | NEI avg EF - PM, fuel type, firing type | 255990
2019 | MI | Foote | 1705 | RFCM | RFC Michigan | WAT | 9 |  | 36618 |  |  |  |  | NEI avg EF - PM, fuel type, firing type | 326047.992
2019 | MI | Ford World Headquarters | 60018 | RFCM | RFC Michigan | SUN | 1 |  | 812 |  |  |  |  | Estimated using an emission factor | 7229
2019 | MI | Four Mile Hydropower Project | 54341 | RFCM | RFC Michigan | WAT | 2.1 |  | 12650 |  |  |  |  | EPA/NEI; Estimated using an emission factor | 112635
2019 | MI | Frank Jenkins | 1851 | RFCM | RFC Michigan | DFO | 4.1 |  | 0
2019 | MI | Fremont Community Digester, LLC | 59785 | RFCM | RFC Michigan | OBG | 5.8 | 0.61907 | 5320 | 31338.536 | 0.23034 | 0.086593 | 0.0147 | Estimated using an emission factor | 50622 | 0.37207
2019 | MI | French Landing Dam | 50437 | RFCM | RFC Michigan | WAT | 1.6 |  | 10096 |  |  |  |  | NEI avg EF - PM, fuel type, firing type | 89892
2019 | MI | French Paper Hydro | 10656 | RFCW | RFC West | WAT | 1.3 |  | 4772.001 |  |  |  |  | NEI avg EF - PM, fuel type, firing type | 42486.999
2019 | MI | Gaylord - Consumers | 1706 | RFCM | RFC Michigan | NG | 80
2019 | MI | Gaylord - Wolverine | 7932 | RFCM | RFC Michigan | NG | 70.2 |  | 65925 | 948421.031 | 2.6003 | 0.078886 | 0.0054834 | NEI avg EF - PM, fuel type, firing type | 948421.031 | 2.6003
2019 | MI | Genesee Power Station | 54751 | RFCM | RFC Michigan | WDS | 39.5 |  | 86651 | 1482169.875 | 5.9979 | 0.13844 | 0.0080934 | EPA/NEI | 1482169.875 | 5.9979
2019 | MI | George Johnson | 1877 | RFCM | RFC Michigan | NG | 83 |  | 26134 | 292237 | 0.80123 | 0.061317 | 0.0054834 | EPA/NEI; Estimated using an emission factor | 292237 | 0.80123
2019 | MI | Gichi Noodin Wind Farm | 62815 | MROE | MRO East | WND | 72.8
2019 | MI | Gladstone | 7119 | MROE | MRO East | DFO | 22.6 |  | -130 | 1540 | 0.01329 | 0 | 0.017259 | NEI avg EF - PM, fuel type, firing type | 1540 | 0.01329
2019 | MI | Grand Blanc Generating Station | 54757 | RFCM | RFC Michigan | LFG | 7.8 |  | 52713.002 | 653703.984 | 4.8047 | 0.1823 | 0.0147 | Estimated using an emission factor | 653703.984 | 4.8047
2019 | MI | Grand Haven Diesel Plant | 1826 | RFCM | RFC Michigan | NG | 20.9 |  | 63 | 1003 | 0.00021163 | 0.0067185 | 0.000422 | EPA/NEI; Estimated using an emission factor | 1003 | 0.00021163
2019 | MI | Grand Rapids | 1787 | MROE | MRO East | WAT | 7.5 |  | 23874 |  |  |  |  | NEI avg EF - PM, fuel type, firing type | 212573.996
2019 | MI | Grand River | 10532 | RFCM | RFC Michigan | LFG | 4 |  | 11785 | 138319 | 1.0166 | 0.17253 | 0.0147 | EPA/NEI; Estimated using an emission factor | 138319 | 1.0166
2019 | MI | Grand Valley Solar Gardens | 60118 | RFCM | RFC Michigan | SUN | 3 |  | 3549 |  |  |  |  | Estimated using an emission factor | 31601
2019 | MI | Graphic Packaging International, Inc. | 10698 | RFCM | RFC Michigan | NG | 11.8 | 0.032133 | 13638.2 | 60874.492 | 0.15991 | 0.02345 | 0.0052537 | EPA/NEI | 1894436.75 | 4.9765
2019 | MI | Gratiot County Wind LLC | 58677 | RFCM | RFC Michigan | WND | 110.4 |  | 282708 |  |  |  |  | Estimated using an emission factor | 2517232
2019 | MI | Gratiot Farms Wind Project | 63687 | RFCM | RFC Michigan | WND | 150
2019 | MI | Gratiot Wind Park | 57421 | RFCM | RFC Michigan | WND | 102 |  | 252916 |  |  |  |  | Estimated using an emission factor | 2251965
2019 | MI | Grayling Generating Station | 10822 | RFCM | RFC Michigan | WDS | 38 |  | 171210 | 2525965.75 | 9.4192 | 0.11003 | 0.0074579 | EPA/NEI | 2525965.75 | 9.4192
2019 | MI | Greater Detroit Resource Recovery | 10033 | RFCM | RFC Michigan | DFO | 68.4 | 0.062818 | 27500 | 161850.446 | 0.70552 | 0.051311 | 0.0087182 | EPA/NEI; Estimated using an emission factor | 2576507.875 | 11.2312
2019 | MI | Green Lake Solar | 63019 | RFCM | RFC Michigan | SUN | 1 |  | 1288 |  |  |  |  | Estimated using an emission factor | 11468
2019 | MI | Greenwood | 6035 | RFCM | RFC Michigan | NG | 1071.3 |  | 947511.001 | 10560083.938 | 35.6329 | 0.075214 | 0.0067486 | EPA/NEI | 10560083.938 | 35.6329
2019 | MI | Greenwood Solar Farm | 60019 | RFCM | RFC Michigan | SUN | 1.9 |  | 2242 |  |  |  |  | Estimated using an emission factor | 19963
2019 | MI | GRS Arbor Hills | 55596 | RFCM | RFC Michigan | LFG | 30.3 |  | 132043 | 2126157.562 | 19.6324 | 0.29736 | 0.018467 | Estimated using an emission factor | 2126157.562 | 19.6324
2019 | MI | GRS C&C | 55597 | RFCM | RFC Michigan | LFG | 5.7 | 1 | 27492.999 | 508211.996 | 4.9833 | 0.36251 | 0.019611 | Estimated using an emission factor | 508211.996 | 4.9833
2019 | MI | GRS Lyon | 55595 | RFCM | RFC Michigan | LFG | 5
2019 | MI | Hancock Peakers | 1730 | RFCM | RFC Michigan | NG | 160.2 |  | 5327.001 | 68140.398 | 0.26292 | 0.098714 | 0.0077171 | EPA/NEI | 68140.398 | 0.26292
2019 | MI | Harbor Beach | 1731 | RFCM | RFC Michigan |  | 125
2019 | MI | Hardy | 1707 | RFCM | RFC Michigan | WAT | 31.5 |  | 135801.001 |  |  |  |  | NEI avg EF - PM, fuel type, firing type | 1209172
2019 | MI | Hart | 1827 | RFCM | RFC Michigan | NG | 5.7 |  | 0
2019 | MI | Harvest | 56635 | RFCM | RFC Michigan | WND | 52.8 |  | 121616 |  |  |  |  | Estimated using an emission factor | 1082868
2019 | MI | Harvest 2 | 57888 | RFCM | RFC Michigan | WND | 59.4 |  | 198829 |  |  |  |  | Estimated using an emission factor | 1770374
2019 | MI | Hemlock Falls | 1777 | RFCW | RFC West | WAT | 2.8 |  | 12445 |  |  |  |  | NEI avg EF - PM, fuel type, firing type | 110810
2019 | MI | Henry Station | 7399 | RFCM | RFC Michigan | NG | 15.4 |  | 1045 | 9493 | 0.002003 | 0.0038335 | 0.000422 | Estimated using an emission factor | 9493 | 0.002003
2019 | MI | Heritage Garden Wind Farm I LLC | 58103 | RFCW | RFC West | WND | 28 |  | 73752 |  |  |  |  | Estimated using an emission factor | 656687
2019 | MI | Hillman Power LLC | 10346 | RFCM | RFC Michigan | WDS | 22 |  | 93506 | 1226838 | 13.9934 | 0.29931 | 0.022812 | NEI avg EF - PM, fuel type | 1226838 | 13.9934
2019 | MI | Hillsdale | 1829 | RFCM | RFC Michigan | NG | 28.7 |  | 310 | 3136 | 0.0006617 | 0.004269 | 0.000422 | EPA/NEI; Estimated using an emission factor | 3136 | 0.0006617
2019 | MI | Hodenpyl | 1708 | RFCM | RFC Michigan | WAT | 17 |  | 52862 |  |  |  |  | NEI avg EF - PM, fuel type, firing type | 470682
2019 | MI | Hoist | 7115 | MROE | MRO East | WAT | 4.4 |  | 16499 |  |  |  |  | EPA/NEI; Estimated using an emission factor | 146908
2019 | MI | Holland Energy Park | 59093 | RFCM | RFC Michigan | NG | 149.4 | 1 | 899857 | 6716167 | 6.7162 | 0.014927 | 0.002 | EPA/NEI | 6716167 | 6.7162
2019 | MI | Hydro Plant | 1856 | RFCW | RFC West | WAT | 2.2 |  | 5694 |  |  |  |  | NEI avg EF - PM, fuel type, firing type | 50699
2019 | MI | IKEA Canton Rooftop PV System | 62677 | RFCM | RFC Michigan | SUN | 1 |  | 1197 |  |  |  |  | Estimated using an emission factor | 10657
2019 | MI | Indeck Niles Energy Center | 55460 | RFCW | RFC West | NG | 1109.3
2019 | MI | Isabella Wind Park | 63601 | RFCM | RFC Michigan | WND | 383.5
2019 | MI | J B Sims | 1825 | RFCM | RFC Michigan | BIT | 80 |  | 167249 | 1740836.75 | 2.864 | 0.034248 | 0.0032904 | EPA/NEI | 1740836.75 | 2.864
2019 | MI | J C Weadock | 1720 | RFCM | RFC Michigan |  | 331.2
2019 | MI | J H Campbell | 1710 | RFCM | RFC Michigan | SUB | 1579.4 |  | 8401561 | 86614696 | 24.958 | 0.0059413 | 0.0005763 | EPA/NEI | 86614696 | 24.958
2019 | MI | J R Whiting | 1723 | RFCM | RFC Michigan |  | 364
2019 | MI | Jackson Generating Station | 55270 | RFCM | RFC Michigan | NG | 649 |  | 2176623 | 17351702.5 | 265.5775 | 0.24403 | 0.030611 | EPA/NEI | 17351702.5 | 265.5775
2019 | MI | James De Young | 1830 | RFCM | RFC Michigan | BIT | 62.8
2019 | MI | James R Smith | 1842 | MROE | MRO East | WAT | 3.2 |  | 18204 |  |  |  |  | NEI avg EF - PM, fuel type, firing type | 162090
2019 | MI | John H Warden | 1772 | RFCW | RFC West | WDS | 22 |  | 122768 | 1803960.625 | 20.5762 | 0.3352 | 0.022812 | NEI avg EF - PM, fuel type | 1803960.625 | 20.5762
2019 | MI | Kalamazoo River Generating Station | 55101 | RFCM | RFC Michigan | NG | 77.4 |  | 60651 | 739784.938 | 2.3965 | 0.079026 | 0.0064789 | EPA/NEI | 739784.938 | 2.3965
2019 | MI | Kalkaska CT Project #1 | 7984 | RFCM | RFC Michigan | NG | 60.5 |  | 25391 | 250293.82 | 1.6062 | 0.12652 | 0.012835 | EPA/NEI | 250293.82 | 1.6062
2019 | MI | Kent County Waste to Energy Facility | 50860 | RFCM | RFC Michigan | MSW | 18 | 1 | 96048 | 2025974.375 | 0.15803 | 0.0032906 | 0.000156 | Estimated using an emission factor | 2025974.375 | 0.15803
2019 | MI | Kingsford | 1778 | RFCW | RFC West | WAT | 7.2 |  | 26672.001 |  |  |  |  | NEI avg EF - PM, fuel type, firing type | 237487.008
2019 | MI | Kleber | 1871 | RFCM | RFC Michigan | WAT | 1.8 |  | 6306 |  |  |  |  | NEI avg EF - PM, fuel type, firing type | 56149.998
2019 | MI | Lake Winds Energy Park | 57984 | RFCM | RFC Michigan | WND | 100.8 |  | 268591 |  |  |  |  | Estimated using an emission factor | 2391534
2019 | MI | Lansing BWL REO Town Plant | 58427 | RFCM | RFC Michigan | NG | 98 | 0.59683 | 542088 | 2685458.877 | 14.8848 | 0.054916 | 0.011085 | EPA/NEI | 4499507.75 | 24.9395
2019 | MI | Lennon Generating | 59436 | RFCM | RFC Michigan | LFG | 9.6 |  | 36760 | 336562.992 | 2.4737 | 0.13459 | 0.0147 | Estimated using an emission factor | 336562.992 | 2.4737
2019 | MI | Livingston Generating Station | 55102 | RFCM | RFC Michigan | NG | 170.1 |  | 11461.001 | 203548.525 | 2.7061 | 0.47224 | 0.02659 | EPA/NEI | 203548.525 | 2.7061
2019 | MI | Lorin Industries | 60102 | RFCM | RFC Michigan | NG | 3.2 | 0.53875 | 8085 | 45673.298 | 0.0096371 | 0.0023839 | 0.000422 | Estimated using an emission factor | 84777 | 0.017888
2019 | MI | Loud | 1712 | RFCM | RFC Michigan | WAT | 4 |  | 21144 |  |  |  |  | NEI avg EF - PM, fuel type, firing type | 188267
2019 | MI | Lowell | 1837 | RFCM | RFC Michigan | NG | 3.6
2019 | MI | Ludington | 1713 | RFCM | RFC Michigan | WAT | 1978.8 |  | -696487.998 | [5 empty] | 0
2019 | MI | M72 West Solar | 63660 | RFCM | RFC Michigan | SUN | 1.8 |  | 53 |  |  |  |  | Estimated using an emission factor | 472
2019 | MI | Main Street (MI) | 1853 | RFCM | RFC Michigan | DFO | 6 |  | 20 | 341 | 0.052771 | 5.2771 | 0.3095 | EPA/NEI; Estimated using an emission factor | 341 | 0.052771
2019 | MI | Manistique | 1750 | RFCW | RFC West | DFO | 4.8 |  | 852 | 10974 | 1.701 | 3.9929 | 0.31 | Estimated using an emission factor | 10974 | 1.701
2019 | MI | Marquette Energy Center | 60559 | MROE | MRO East | NG | 51.3 |  | 143874 | 1277787 | 0.26961 | 0.0037479 | 0.000422 | Estimated using an emission factor | 1277787 | 0.26961
2019 | MI | Marshall (MI) | 1844 | RFCM | RFC Michigan | NG | 11.9 |  | 178 | 2514.001 | 0.034077 | 0.38289 | 0.02711 | EPA/NEI; Estimated using an emission factor | 3751.001 | 0.034077
2019 | MI | Marysville | 1732 | RFCM | RFC Michigan | BIT | 200
2019 | MI | McClure Dam | 7116 | MROE | MRO East | WAT | 8 |  | 44831 |  |  |  |  | NEI avg EF - PM, fuel type, firing type | 399175
2019 | MI | McKinley Wind Park | 57853 | RFCM | RFC Michigan | WND | 14.4 |  | 51462 |  |  |  |  | Estimated using an emission factor | 458218
2019 | MI | MEC North | 63911 |  |  | NG | 500
2019 | MI | MEC South | 63912 |  |  | NG | 500
2019 | MI | Menominee Mill Marinette | 50409 | MROE | MRO East | WAT | 1.8 |  | 12023 |  |  |  |  | NEI avg EF - PM, fuel type, firing type | 107052
2019 | MI | Michigamme Falls | 1780 | RFCW | RFC West | WAT | 9.6 |  | 28449 |  |  |  |  | NEI avg EF - PM, fuel type, firing type | 253309
2019 | MI | Michigan Power Limited Partnership | 54915 | RFCM | RFC Michigan | NG | 138.1 | 0.65628 | 1020436 | 6012564.284 | 12.554 | 0.024605 | 0.0041759 | EPA/NEI | 9161645 | 19.1291
2019 | MI | Michigan Wind 1 | 56416 | RFCM | RFC Michigan | WND | 69 |  | 163112 |  |  |  |  | Estimated using an emission factor | 1452349
2019 | MI | Michigan Wind 2 | 56659 | RFCM | RFC Michigan | WND | 90 |  | 337551 |  |  |  |  | Estimated using an emission factor | 3005553
2019 | MI | Midland Cogeneration Venture | 10745 | RFCM | RFC Michigan | NG | 1853.8 | 0.7699 | 8853024.14 | 60636508.932 | 1963.8026 | 0.44365 | 0.064773 | EPA/NEI | 78758719.506 | 2550.7176
2019 | MI | Minden Wind Park | 57852 | RFCM | RFC Michigan | WND | 32 |  | 111471 |  |  |  |  | Estimated using an emission factor | 992538
2019 | MI | Mio | 1714 | RFCM | RFC Michigan | WAT | 5 |  | 18469 |  |  |  |  | NEI avg EF - PM, fuel type, firing type | 164447
2019 | MI | Modular Power LLC | 56183 | RFCM | RFC Michigan | DFO | 14.8
2019 | MI | Monroe | 1733 | RFCM | RFC Michigan | RC | 3293.1 |  | 15321784 | 157850084 | 27.4613 | 0.0035846 | 0.00034794 | EPA/NEI | 157850084 | 27.4613
2019 | MI | Mottville | 1761 | RFCW | RFC West | WAT | 1.6 |  | 8371 |  |  |  |  | NEI avg EF - PM, fuel type, firing type | 74537
2019 | MI | MSC Croswell | 57950 | RFCM | RFC Michigan | NG | 1.3 | 0.000194 | 21 | 119.478 | 0.00048016 | 0.045729 | 0.0080376 | NEI avg EF - PM, fuel type | 614728 | 2.475
2019 | MI | MSC Sebewaing | 57949 | RFCM | RFC Michigan | BIT | 2.5 | 0.003761 | 676 | 3859.766 | 0.085851 | 0.254 | 0.044485 | EPA/NEI; Estimated using an emission factor | 1026222 | 22.8267
2019 | MI | Municipal Power Plant | 56504 | RFCM | RFC Michigan | NG | 2 |  | 136 | 1541 | 0.00032515 | 0.0047816 | 0.000422 | Estimated using an emission factor | 1541 | 0.00032515
2019 | MI | Neenah Paper Munising Mill | 54867 | MROE | MRO East | BIT | 6.2 | 0.003672 | 564 | 3210.713 | 0.07141 | 0.25323 | 0.044482 | NEI avg EF - PM, fuel type | 874285 | 19.4471
2019 | MI | New Covert Generating Project | 55297 | RFCM | RFC Michigan | NG | 1176 |  | 7405770 | 50958125 | 55.0261 | 0.01486 | 0.0021597 | EPA/NEI | 50958125 | 55.0261
2019 | MI | Newberry | 1846 | RFCW | RFC West | DFO | 5.5 |  | 11 | 191.999 | 0.02976 | 5.4109 | 0.31 | Estimated using an emission factor | 191.999 | 0.02976
2019 | MI | Ninth Street Hydropower Project | 54342 | RFCM | RFC Michigan | WAT | 1.6 |  | 7743 |  |  |  |  | EPA/NEI; Estimated using an emission factor | 68941.998
2019 | MI | Northeast (MI) | 1734 | RFCM | RFC Michigan | NG | 129.8 |  | 1090.002 | 20238.001 | 0.094411 | 0.17323 | 0.0093301 | NEI avg EF - PM, fuel type, firing type | 20238.001 | 0.094411
2019 | MI | Norway (MI) | 1848 | RFCW | RFC West | WAT | 6.3 |  | 29956.999 |  |  |  |  | NEI avg EF - PM, fuel type, firing type | 266737
2019 | MI | Norway Point Hydropower Project | 54340 | RFCM | RFC Michigan | WAT | 4 |  | 20341 |  |  |  |  | NEI avg EF - PM, fuel type, firing type | 181117
2019 | MI | Oliver | 1735 | RFCM | RFC Michigan | DFO | 13.5 |  | -410 | 633 | 0.098115 | 0 | 0.31 | Estimated using an emission factor | 633 | 0.098115
2019 | MI | O'Shea Solar Farm | 60348 | RFCM | RFC Michigan | SUN | 2 |  | 2842 |  |  |  |  | Estimated using an emission factor | 25306
2019 | MI | Otsego Paper, Inc. | 55799 | RFCM | RFC Michigan | NG | 21.2 | 0.41926 | 139763 | 759278.987 | 2.9671 | 0.042458 | 0.0078154 | NEI avg EF - PM, fuel type, firing type | 1811012.5 | 7.0769
2019 | MI | Palisades | 1715 | RFCM | RFC Michigan | NUC | 811.8 |  | 6865167 |  |  |  |  | Estimated using an emission factor | 71683392
2019 | MI | Par Sterile Products | 50318 | RFCM | RFC Michigan | NG | 2.8 | 0 | 0
2019 | MI | Parkview Battery | 61909 | RFCM | RFC Michigan | MWH | 1.1 |  | -24 | 0 |  |  |  |  | 0
2019 | MI | PCA, Filer City Mill | 58066 | RFCM | RFC Michigan | NG | 19.5 | 0.11852 | 75697.095 | 482106.752 | 1.9411 | 0.051285 | 0.0080525 | NEI avg EF - PM, fuel type | 4067671.125 | 16.3773
2019 | MI | Peavy Falls | 1781 | RFCW | RFC West | WAT | 12 |  | 66769 |  |  |  |  | NEI avg EF - PM, fuel type, firing type | 594509
2019 | MI | Pegasus Wind | 61916 | RFCM | RFC Michigan | WND | 128
2019 | MI | Peoples Generating Station | 54890 | RFCM | RFC Michigan | LFG | 3.2 | 1 | 26165 | 323616 | 2.3786 | 0.18181 | 0.0147 | Estimated using an emission factor | 323616 | 2.3786
2019 | MI | Pheasant Run Wind LLC | 58580 | RFCM | RFC Michigan | WND | 74.8 |  | 254832 |  |  |  |  | Estimated using an emission factor | 2269023
2019 | MI | Pinconning White Feather | 56852 | RFCM | RFC Michigan | LFG | 3.2 |  | 22860 | 232772 | 1.7109 | 0.14968 | 0.0147 | Estimated using an emission factor | 232772 | 1.7109
2019 | MI | Pine River Wind Park | 61106 | RFCM | RFC Michigan | WND | 161.3 |  | 256835 |  |  |  |  | Estimated using an emission factor | 2286860
2019 | MI | Pine Street | 7806 | RFCM | RFC Michigan | NG | 14.7 |  | 147
2019 | MI | Pine Tree Acres | 54989 | RFCM | RFC Michigan | LFG | 8.8 |  | 71890.997 | 748267.008 | 5.4998 | 0.153 | 0.0147 | Estimated using an emission factor | 748267.008 | 5.4998
2019 | MI | Pine Tree Acres WM LFGTE | 57443 | RFCM | RFC Michigan | LFG | 12.8 |  | 69778 | 795295 | 5.8454 | 0.16754 | 0.0147 | Estimated using an emission factor | 795295 | 5.8454
2019 | MI | Placid 12 | 1737 | RFCM | RFC Michigan | DFO | 13.5 |  | -92 | 3400 | 0.527 | 0 | 0.31 | Estimated using an emission factor | 3400 | 0.527
2019 | MI | Plant Four | 1840 | MROE | MRO East | DFO | 24 |  | -25 | 4604 | 0.039731 | 0 | 0.017259 | NEI avg EF - PM, fuel type, firing type | 4604 | 0.039731
2019 | MI | POET Biorefining Caro, LLC | 63831 | RFCM | RFC Michigan |  | 3.8 | 0.20919 | 17681.16 | [5 empty] | 587515.75
2019 | MI | Polaris Wind Park | 62290 | RFCM | RFC Michigan | WND | 168.6
2019 | MI | Portage | 8019 | MROE | MRO East | DFO | 22.6 |  | -61 | 0 | 0 | 0 |  | NEI avg EF - PM, fuel type, firing type | 0 | 0
2019 | MI | Presque Isle | 1769 | RFCW | RFC West | SUB | 624.7 |  | 238870 | 3202244.312 | 0.38697 | 0.00324 | 0.00024169 | EPA/NEI; Estimated using an emission factor | 3202244.312 | 0.38697
2019 | MI | Prickett | 1773 | MROE | MRO East | WAT | 2.2 |  | 8465 |  |  |  |  | NEI avg EF - PM, fuel type, firing type | 75373
2019 | MI | Putnam (MI) | 1739 | RFCM | RFC Michigan | DFO | 13.5 |  | 62 | 4602 | 0.71331 | 23.01 | 0.31 | Estimated using an emission factor | 4602 | 0.71331
2019 | MI | Renaissance Power | 55402 | RFCM | RFC Michigan | NG | 782 |  | 742920 | 7856103.125 | 55.5134 | 0.14945 | 0.014133 | EPA/NEI | 7856103.125 | 55.5134
2019 | MI | Riley Generating Station | 56503 | RFCM | RFC Michigan | NG | 10 |  | 1774 | 20483 | 0.0043219 | 0.0048725 | 0.000422 | Estimated using an emission factor | 20483 | 0.0043219
2019 | MI | River Rouge | 1740 | RFCM | RFC Michigan | SUB | 944 |  | 624206 | 7787506 | 1.685 | 0.0053989 | 0.00043275 | EPA/NEI; Estimated using an emission factor | 7787506 | 1.685
2019 | MI | Riverview Energy Systems | 54057 | RFCM | RFC Michigan | LFG | 6.6 |  | 42373 | 818404 | 8.8388 | 0.41719 | 0.0216 | Estimated using an emission factor | 818404 | 8.8388
2019 | MI | Rogers | 1716 | RFCM | RFC Michigan | WAT | 6.8 |  | 17245 |  |  |  |  | NEI avg EF - PM, fuel type, firing type | 153549
2019 | MI | Saint Marys Falls | 1865 | RFCW | RFC West | WAT | 23.7 |  | 146464.999 |  |  |  |  | NEI avg EF - PM, fuel type, firing type | 1304122.969
2019 | MI | Sanford Dam | 50157 | RFCM | RFC Michigan | WAT | 3.6 |  | 13452 |  |  |  |  | NEI avg EF - PM, fuel type, firing type | 119775.996
2019 | MI | Scottville | 1879 | RFCM | RFC Michigan | DFO | 4.1
2019 | MI | Secord | 50159 | RFCM | RFC Michigan | WAT | 1.2 |  | 5658 |  |  |  |  | NEI avg EF - PM, fuel type, firing type | 50379
2019 | MI | Shiras | 1843 | MROE | MRO East | SUB | 77.5 |  | -1659 | 0 | 0 | 0 |  | EPA/NEI | 0 | 0
2019 | MI | Sigel Wind Park | 57851 | RFCM | RFC Michigan | WND | 64 |  | 251651 |  |  |  |  | Estimated using an emission factor | 2240700
2019 | MI | Sixth Street Gas Turbine | 6356 | RFCM | RFC Michigan | DFO | 24 |  | -120 | 849 | 0.0073266 | 0 | 0.017259 | NEI avg EF - PM, fuel type, firing type | 849 | 0.0073266
2019 | MI | Slocum | 1741 | RFCM | RFC Michigan | DFO | 13.5 |  | -245 | 158 | 0.02449 | 0 | 0.31 | Estimated using an emission factor | 158 | 0.02449
2019 | MI | Smallwood | 50160 | RFCM | RFC Michigan | WAT | 1.2 |  | 4965 |  |  |  |  | NEI avg EF - PM, fuel type, firing type | 44209
2019 | MI | Southeast Berrien Generating Facility | 59574 | RFCW | RFC West | LFG | 4.8 |  | 28794 | 285230 | 2.0964 | 0.14562 | 0.0147 | Estimated using an emission factor | 285230 | 2.0964
2019 | MI | Spartan PV 1, LLC | 60945 | RFCM | RFC Michigan | SUN | 10.5 |  | 13056 |  |  |  |  | Estimated using an emission factor | 116251
2019 | MI | St Louis | 1852 | RFCM | RFC Michigan | WAT | 7.1 |  | 1012 | 72 | 0.01116 | 0.022055 | 0.31 | EPA/NEI; Estimated using an emission factor | 9038 | 0.01116
2019 | MI | St. Clair | 1743 | RFCM | RFC Michigan | RC | 1928.6 |  | 3900957 | 43962467.875 | 10.1008 | 0.0051786 | 0.00045952 | EPA/NEI; Estimated using an emission factor | 43962467.875 | 10.1008
2019 | MI | State St Generating | 7970 | RFCM | RFC Michigan | DFO | 16.2
2019 | MI | Stoney Corners Wind Farm | 57131 | RFCM | RFC Michigan | WND | 60 |  | 145488 |  |  |  |  | Estimated using an emission factor | 1295425
2019 | MI | Straits | 1718 | RFCM | RFC Michigan | NG | 20
2019 | MI | Sturgis City Diesel Plant | 1855 | RFCW | RFC West | DFO | 10 |  | -68 | 1350 | 0.20925 | 0 | 0.31 | EPA/NEI; Estimated using an emission factor | 1350 | 0.20925
2019 | MI | Summit Lake Wind Energy Project | 61812 | MROE | MRO East | WND | 0
2019 | MI | Sumpter Energy Associates | 54536 | RFCM | RFC Michigan | LFG | 12 |  | 1509 | 22947.001 | 0.16866 | 0.22354 | 0.0147 | Estimated using an emission factor | 22947.001 | 0.16866
2019 | MI | Sumpter Plant | 7972 | RFCM | RFC Michigan | NG | 340 |  | 275053 | 3558092.812 | 11.483 | 0.083497 | 0.0064546 | EPA/NEI | 3558092.812 | 11.483
2019 | MI | Superior | 1744 | RFCM | RFC Michigan | DFO | 64 |  | 96 | 9865 | 0.085132 | 1.7736 | 0.017259 | NEI avg EF - PM, fuel type, firing type | 9865 | 0.085132
2019 | MI | Superior Falls | 1757 | MROW | MRO West | WAT | 1.4 |  | 11520 |  |  |  |  | NEI avg EF - PM, fuel type, firing type | 102575
2019 | MI | T B Simon Power Plant | 10328 | RFCM | RFC Michigan | NG | 126.3 | 0.27118 | 306358.311 | 1699826.993 | 6.41 | 0.041846 | 0.0075419 | EPA/NEI | 6268256.625 | 23.6374
2019 | MI | TCLP Solar Phase 1 | 63020 | RFCM | RFC Michigan | SUN | 1 |  | 1268 |  |  |  |  | Estimated using an emission factor | 11291
2019 | MI | Temperance Solar, LLC | 63322 |  |  | SUN | 20
2019 | MI | TES Filer City Station | 50835 | RFCM | RFC Michigan | BIT | 323 | 0.76664 | 452985 | 4605819.978 | 54.9731 | 0.24271 | 0.023871 | EPA/NEI | 6007811 | 71.7066
2019 | MI | The Andersons Albion Ethanol LLC | 58330 | RFCM | RFC Michigan | NG | 10.1 | 0.21013 | 64845.88 | 357281.198 | 1.2498 | 0.038547 | 0.0069962 | EPA/NEI; Estimated using an emission factor | 1700263 | 5.9477
2019 | MI | Thetford | 1719 | RFCM | RFC Michigan | NG | 222.4
2019 | MI | Tower | 1873 | RFCM | RFC Michigan | DFO | 25.2 |  | 56 | 1140 | 0.0098378 | 0.35135 | 0.017259 | EPA/NEI; Estimated using an emission factor | 1140 | 0.0098378
2019 | MI | Trenton Channel | 1745 | RFCM | RFC Michigan | SUB | 775.5 |  | 1397046 | 15813239 | 13.209 | 0.01891 | 0.0016706 | EPA/NEI | 15813239 | 13.209
2019 | MI | Turrill Solar Farm | 60347 | RFCM | RFC Michigan | SUN | 19.6 |  | 26768 |  |  |  |  | Estimated using an emission factor | 238343
2019 | MI | Tuscola Bay Wind | 58351 | RFCM | RFC Michigan | WND | 120 |  | 377623 |  |  |  |  | Estimated using an emission factor | 3362357
2019 | MI | Tuscola Wind II LLC | 58587 | RFCM | RFC Michigan | WND | 100.3 |  | 315774 |  |  |  |  | Estimated using an emission factor | 2811651
2019 | MI | Twin Falls (MI) | 1784 | RFCW | RFC West | WAT | 6.3
2019 | MI | Ubly | 1875 | RFCM | RFC Michigan | DFO | 12.4 |  | 10.78 | 174.999 | 0.027125 | 5.0324 | 0.31 | Estimated using an emission factor | 174.999 | 0.027125
2019 | MI | University of Michigan | 50431 | RFCM | RFC Michigan | NG | 48.5 | 0.23232 | 138575 | 749057.56 | 0.72526 | 0.010467 | 0.0019365 | EPA/NEI; Estimated using an emission factor | 3224207.289 | 3.1218
2019 | MI | Venice Resources Gas Recovery | 54539 | RFCM | RFC Michigan | LFG | 1.6 |  | 13258 | 159159 | 1.1698 | 0.17647 | 0.0147 | Estimated using an emission factor | 159159 | 1.1698
2019 | MI | Verso Paper Quinnesec Mich Mill | 50251 | RFCW | RFC West | BLQ | 56 | 0.1553 | 316205.66 | 1854885.113 | 6.3912 | 0.040424 | 0.0068912 | EPA/NEI; Estimated using an emission factor | 11943702.281 | 41.1532
2019 | MI | Vestaburg | 1881 | RFCM | RFC Michigan | NG | 31.4 |  | 1177 | 20357 | 0.055813 | 0.094839 | 0.0054834 | EPA/NEI; Estimated using an emission factor | 20357 | 0.055813
2019 | MI | Victoria Dam | 1774 | MROE | MRO East | WAT | 12 |  | 62451 |  |  |  |  | NEI avg EF - PM, fuel type, firing type | 556064
2019 | MI | Viking Energy of Lincoln | 50772 | RFCM | RFC Michigan | WDS | 18 | 1 | 144027 | 1736178 | 19.803 | 0.27499 | 0.022812 | NEI avg EF - PM, fuel type | 1736178 | 19.803
2019 | MI | Viking Energy of McBain | 50770 | RFCM | RFC Michigan | WDS | 18 |  | 143482 | 1602965.25 | 18.2836 | 0.25486 | 0.022812 | NEI avg EF - PM, fuel type | 1602965.25 | 18.2836
2019 | MI | Warner Lambert | 54604 | RFCM | RFC Michigan | NG | 12.4 | 0.36687 | 23801.521 | 123910.419 | 0.47083 | 0.039563 | 0.0075995 | EPA/NEI; Estimated using an emission factor | 337747 | 1.2834
2019 | MI | Waste Management Northern Oaks LFGTE | 57024 | RFCM | RFC Michigan | LFG | 1.6 |  | 7649 | 83959 | 0.6171 | 0.16135 | 0.0147 | Estimated using an emission factor | 83959 | 0.6171
2019 | MI | Water Street Station | 7398 | RFCM | RFC Michigan | NG | 12.6 |  | 680 | 6770 | 0.0014285 | 0.0042014 | 0.000422 | Estimated using an emission factor | 6770 | 0.0014285
2019 | MI | Watervliet | 58546 | RFCM | RFC Michigan | LFG | 4 |  | 26567 | 293271.992 | 2.1555 | 0.16227 | 0.0147 | EPA/NEI; Estimated using an emission factor | 293271.992 | 2.1555
2019 | MI | Watervliet PV | 59853 | RFCW | RFC West | SUN | 4.6 |  | 6127 |  |  |  |  | Estimated using an emission factor | 54556
2019 | MI | Way Dam | 1785 | RFCW | RFC West | WAT | 1.8 |  | 8131 |  |  |  |  | NEI avg EF - PM, fuel type, firing type | 72400
2019 | MI | Webber | 1722 | RFCM | RFC Michigan | WAT | 4.3 |  | 14408 |  |  |  |  | NEI avg EF - PM, fuel type, firing type | 128289.002
2019 | MI | Western Michigan Solar Gardens | 60117 | RFCM | RFC Michigan | SUN | 1 |  | 1403 |  |  |  |  | Estimated using an emission factor | 12491
2019 | MI | Western Michigan University Power Plant | 58161 | RFCM | RFC Michigan |  | 16.7 | 0.40466 | 65893 | 1859.397 | 0.00039233 | 1.1908e-05 | 0.000422 | EPA/NEI; Estimated using an emission factor | 879865.188 | 0.00096954
2019 | MI | White Pine Electric Power | 10148 | RFCW | RFC West | NG | 60
2019 | MI | White Rapids | 1786 | RFCW | RFC West | WAT | 9 |  | 38412 |  |  |  |  | NEI avg EF - PM, fuel type, firing type | 342022.008
2019 | MI | William Beaumont Hospital | 50937 | RFCM | RFC Michigan | DFO | 3.8 | 1 | 0
2019 | MI | Wilmot | 1746 | RFCM | RFC Michigan | DFO | 13.5 |  | -98 | 3066 | 0.47523 | 0 | 0.31 | Estimated using an emission factor | 3066 | 0.47523
2019 | MI | Wood Road | 54549 | RFCM | RFC Michigan | LFG | 8 |  | 65563 | 673372.031 | 4.9493 | 0.15098 | 0.0147 | Estimated using an emission factor | 673372.031 | 4.9493
2019 | MI | Wyandotte | 1866 | RFCM | RFC Michigan | NG | 78.4 |  | 1183 | 139111.592 | 0.58901 | 0.9958 | 0.0084682 | EPA/NEI | 139111.592 | 0.58901
2019 | MI | Zeeland | 1867 | RFCM | RFC Michigan | NG | 22.3 |  | 269.002 | 10013.001 | 0.0021127 | 0.015708 | 0.000422 | Estimated using an emission factor | 10013.001 | 0.0021127
2019 | MI | Zeeland Farm Services | 58704 | RFCM | RFC Michigan | OBG | 3.2 |  | 13249 | 121674 | 0.8943 | 0.135 | 0.0147 | Estimated using an emission factor | 121674 | 0.8943
2019 | MI | Zeeland Generating Station | 55087 | RFCM | RFC Michigan | NG | 968.2 |  | 4075661 | 32156168.875 | 136.8465 | 0.067153 | 0.0085114 | EPA/NEI | 32156168.875 | 136.8465
2019 | MN | 4710 Hosting | 62162 | MROW | MRO West | DFO | 7.5 |  | 24 | 186 | 0.02883 | 2.4025 | 0.31 | Estimated using an emission factor | 186 | 0.02883
2019 | MN | Acturus Community Solar | 61705 | MROW | MRO West | SUN | 1 |  | 1633 |  |  |  |  | Estimated using an emission factor | 14539
2019 | MN | Adams Wind Farm | 56307 | MROW | MRO West | WND | 23.3 |  | 45609 |  |  |  |  | Estimated using an emission factor | 406101
2019 | MN | Adams Wind Generations LLC | 57375 | MROW | MRO West | WND | 20 |  | 55319 |  |  |  |  | Estimated using an emission factor | 492561
2019 | MN | Adrian | 1956 | MROW | MRO West | DFO | 3 |  | 91 | 836 | 0.12958 | 2.8479 | 0.31 | EPA/NEI; Estimated using an emission factor | 836 | 0.12958
2019 | MN | Agassiz Beach LLC | 55576 | MROW | MRO West | WND | 1.9 |  | 3893 |  |  |  |  | Estimated using an emission factor | 34662
2019 | MN | Albany Solar | 60519 | MROW | MRO West | SUN | 10 |  | 18643 |  |  |  |  | Estimated using an emission factor | 165997
2019 | MN | Alexandria | 1958 | MROW | MRO West | DFO | 9.2 |  | 66.001 | 553 | 0.085715 | 2.5974 | 0.31 | Estimated using an emission factor | 553 | 0.085715
2019 | MN | Allen S King | 1915 | MROW | MRO West | SUB | 598.4 |  | 1739179 | 18989404 | 208.5037 | 0.23977 | 0.02196 | EPA/NEI | 18989404 | 208.5037
2019 | MN | Alliant Techsystems | 7376 | MROW | MRO West | DFO | 1.6
2019 | MN | Allium Community Solar Garden, LLC | 63304 | MROW | MRO West | SUN | 1
2019 | MN | Altair Community Solar Garden | 61645 | MROW | MRO West | SUN | 1 |  | 1563 |  |  |  |  | Estimated using an emission factor | 13917
2019 | MN | American Crystal Sugar Crookston | 54212 | MROW | MRO West | SUB | 6.5 | 0 | 0
2019 | MN | American Crystal Sugar East Grand Forks | 54214 | MROW | MRO West | SUB | 7.5 | 0 | 0
2019 | MN | American Crystal Sugar Moorhead | 54211 | MROW | MRO West | SUB | 5 | 0 | 0
2019 | MN | Andromeda Community Solar | 61181 | MROW | MRO West | SUN | 4.5 |  | 7354 |  |  |  |  | Estimated using an emission factor | 65478.999
2019 | MN | Annandale Solar | 60520 | MROW | MRO West | SUN | 6 |  | 10655 |  |  |  |  | Estimated using an emission factor | 94872
2019 | MN | Anoka BESS | 62908 | MROW | MRO West | MWH | 6 |  | -516 | 0 |  |  |  |  | 0
2019 | MN | Anoka County MN CONX | 62061 | MROW | MRO West | SUN | 3.4 |  | 5123 |  |  |  |  | Estimated using an emission factor | 45616
2019 | MN | Antares Community Solar | 61176 | MROW | MRO West | SUN | 3 |  | 4959 |  |  |  |  | Estimated using an emission factor | 44154
2019 | MN | Antlia Community Solar | 60937 | MROW | MRO West | SUN | 2 |  | 2973 |  |  |  |  | Estimated using an emission factor | 26473
2019 | MN | Aquarius Community Solar | 61710 | MROW | MRO West | SUN | 1 |  | 1097 |  |  |  |  | Estimated using an emission factor | 9769
2019 | MN | Aquila Community Solar | 61704 | MROW | MRO West | SUN | 1 |  | 1444 |  |  |  |  | Estimated using an emission factor | 12857
2019 | MN | Archer Daniels Midland Mankato | 10863 | MROW | MRO West | SUB | 10.5 | 0.060997 | 3850 | 23390.049 | 0.20097 | 0.1044 | 0.017184 | EPA/NEI; Estimated using an emission factor | 383463 | 3.2948
2019 | MN | Argo Navis Community Solar | 61183 | MROW | MRO West | SUN | 2.7 |  | 3659.001 |  |  |  |  | Estimated using an emission factor | 32580.999
2019 | MN | Aries Community Solar | 60938 | MROW | MRO West | SUN | 4 |  | 5755 |  |  |  |  | Estimated using an emission factor | 51243
2019 | MN | Armstrong Solar | 61138 | MROW | MRO West | SUN | 3 |  | 4599 |  |  |  |  | Estimated using an emission factor | 40950
2019 | MN | Aster Community Solar Garden, LLC | 63305 | MROW | MRO West | SUN | 1
2019 | MN | Athens - Coopers Corner BESS | 63090 | MROW | MRO West | MWH | 3 |  | -273 | 0 |  |  |  |  | 0
2019 | MN | Athens BESS | 62937 | MROW | MRO West | MWH | 6 |  | -453 | 0 |  |  |  |  | 0
2019 | MN | Athens MN CONX | 62062 | MROW | MRO West | SUN | 6.6 |  | 9197 |  |  |  |  | Estimated using an emission factor | 81889
2019 | MN | Atwater Solar | 60521 | MROW | MRO West | SUN | 4 |  | 7177 |  |  |  |  | Estimated using an emission factor | 63905
2019 | MN | Auriga Community Solar | 61706 | MROW | MRO West | SUN | 1 |  | 1733 |  |  |  |  | Estimated using an emission factor | 15432
2019 | MN | Autumn Hills LLC | 55566 | MROW | MRO West | WND | 1.9 |  | 3231 |  |  |  |  | Estimated using an emission factor | 28769
2019 | MN | B&K Energy Systems LLC | 56210 | MROW | MRO West | WND | 2 |  | 892 |  |  |  |  | Estimated using an emission factor | 7943
2019 | MN | B.R. Corcoran CSG | 61453 | MROW | MRO West | SUN | 5 |  | 7313 |  |  |  |  | Estimated using an emission factor | 65113.999
2019 | MN | B.R. Sartell CSG | 61454 | MROW | MRO West | SUN | 3 |  | 3722.001 |  |  |  |  | Estimated using an emission factor | 33138.999
2019 | MN | B.R. Sauk Rapids CSG | 61455 | MROW | MRO West | SUN | 5 |  | 7397 |  |  |  |  | Estimated using an emission factor | 65862.998
2019 | MN | Barone CSG | 62138 | MROW | MRO West | SUN | 1 |  | 1590 |  |  |  |  | Estimated using an emission factor | 14158
2019 | MN | BC Energy LLC | 56624 | MROW | MRO West | WND | 4 |  | 12111 |  |  |  |  | Estimated using an emission factor | 107838
2019 | MN | Becker Solar 2 CSG | 62084 | MROW | MRO West | SUN | 1 |  | 1028 |  |  |  |  | Estimated using an emission factor | 9153
2019 | MN | Becker Solar 3 CSG | 62085 | MROW | MRO West | SUN | 1 |  | 1003 |  |  |  |  | Estimated using an emission factor | 8931
2019 | MN | Becker Solar 4 CSG | 62086 | MROW | MRO West | SUN | 1 |  | 1083 |  |  |  |  | Estimated using an emission factor | 9643
2019 | MN | Becker Solar 5 CSG | 62087 | MROW | MRO West | SUN | 1 |  | 1072 |  |  |  |  | Estimated using an emission factor | 9544
2019 | MN | Becker Solar CSG | 62040 | MROW | MRO West | SUN | 1 |  | 1040 |  |  |  |  | Estimated using an emission factor | 9260
2019 | MN | Bellflower Solar, LLC | 63318 | MROW | MRO West | SUN | 1
2019 | MN | Benson City of | 1964 | MROW | MRO West | DFO | 11.2 |  | 106 | 1010 | 0.15655 | 2.9538 | 0.31 | EPA/NEI; Estimated using an emission factor | 1010 | 0.15655
2019 | MN | Bent Tree Wind Farm Phase 1 | 57198 | MROW | MRO West | WND | 201.3 |  | 511479 |  |  |  |  | Estimated using an emission factor | 4554209
2019 | MN | BentonSun LLC | 60695 | MROW | MRO West | SUN | 5 |  | 7457 |  |  |  |  | Estimated using an emission factor | 66396.001
2019 | MN | Betcher Community Solar Garden | 61671 | MROW | MRO West | SUN | 1 |  | 1662 |  |  |  |  | Estimated using an emission factor | 14798
2019 | MN | Betcher CSG 1, LLC | 63819 | MROW | MRO West | SUN | 1
2019 | MN | Big Blue | 57289 | MROW | MRO West | WND | 36 |  | 104836 |  |  |  |  | Estimated using an emission factor | 933460
2019 | MN | Big Lake Holdco Solar CSG | 60836 | MROW | MRO West | SUN | 5 |  | 7349 |  |  |  |  | Estimated using an emission factor | 65436
2019 | MN | Big Lake Project CSG | 61817 | MROW | MRO West | SUN | 5 |  | 8680 |  |  |  |  | Estimated using an emission factor | 77287
2019 | MN | Bisson Windfarm LLC | 56201 | MROW | MRO West | WND | 2 |  | 5002 |  |  |  |  | Estimated using an emission factor | 44538
2019 | MN | Black Dog | 1904 | MROW | MRO West | NG | 1680.6 |  | 1780228 | 14804926 | 21.5294 | 0.024187 | 0.0029084 | EPA/NEI; Estimated using an emission factor | 14804926 | 21.5294
2019 | MN | Black Oak Wind Farm | 58692 | MROW | MRO West | WND | 78 |  | 287496 |  |  |  |  | Estimated using an emission factor | 2559865
2019 | MN | Blanchard | 1892 | MROW | MRO West | WAT | 18 |  | 110352.999 |  |  |  |  | NEI avg EF - PM, fuel type, firing type | 982584
2019 | MN | Blazing Star 2 Wind Farm | 61650 | MROW | MRO West | WND | 200
2019 | MN | Blazing Star Wind Farm 1 | 60504 | MROW | MRO West | WND | 200
2019 | MN | Blooming Prairie | 1966 | MROW | MRO West | DFO | 9.2 |  | 115 | 1150 | 0.17825 | 3.1 | 0.31 | EPA/NEI; Estimated using an emission factor | 1150 | 0.17825
2019 | MN | Blue Breezes II LLC | 56581 | MROW | MRO West | WND | 1.3 |  | 3013 |  |  |  |  | Estimated using an emission factor | 26829
2019 | MN | Blue Breezes LLC | 56580 | MROW | MRO West | WND | 1.3 |  | 2708 |  |  |  |  | Estimated using an emission factor | 24111
2019 | MN | Blue Earth | 1967 | MROW | MRO West | DFO | 11 |  | 79 | 615.001 | 0.095325 | 2.4133 | 0.31 | Estimated using an emission factor | 615.001 | 0.095325
2019 | MN | Blue Lake Generating Plant | 8027 | MROW | MRO West | NG | 559.4 |  | 67000.998 | 787922.549 | 0.20379 | 0.0060833 | 0.00051729 | EPA/NEI | 787922.549 | 0.20379
2019 | MN | Blue Lake Solar | 60632 | MROW | MRO West | SUN | 3.9 |  | 4066 |  |  |  |  | Estimated using an emission factor | 36205
2019 | MN | Boeve Windfarm LLC | 56209 | MROW | MRO West | WND | 2 |  | 5210 |  |  |  |  | Estimated using an emission factor | 46389
2019 | MN | Boise Cascade International Falls | 10486 | MROW | MRO West | BLQ | 81.5 | 0.17212 | 318033 | 1722725.441 | 4.2972 | 0.027024 | 0.0049888 | EPA/NEI; Estimated using an emission factor | 10008749.312 | 24.966
2019 | MN | Bolduan CSG | 62194 | MROW | MRO West | SUN | 1 |  | 1546 |  |  |  |  | Estimated using an emission factor | 13766
2019 | MN | Boswell Energy Center | 1893 | MROW | MRO West | RC | 1073.3 |  | 4810980 | 53011242 | 923.073 | 0.38374 | 0.034826 | NEI avg EF - PM, fuel type, firing type | 53011242 | 923.073
2019 | MN | Brainerd Public Utilities | 50636 | MROW | MRO West | WAT | 3.5 |  | 17743.998 |  |  |  |  | EPA/NEI; Estimated using an emission factor | 157994.002
2019 | MN | Brenda Luhman - CSG | 63682 | MROW | MRO West | SUN | 1
2019 | MN | Brooten CSG1, LLC | 63593 | MROW | MRO West | SUN | 1
2019 | MN | Buffalo Garden | 63396 | MROW | MRO West | SUN | 1
2019 | MN | Buffalo Lake CSG1, LLC | 63594 | MROW | MRO West | SUN | 1
2019 | MN | Buffalo Ridge Windplant WPP 1993 | 54794 | MROW | MRO West | WND | 21.9
2019 | MN | Byllesby | 50328 | MROW | MRO West | WAT | 2.5 |  | 14513 |  |  |  |  | NEI avg EF - PM, fuel type, firing type | 129223
2019 | MN | Caelum Community Solar | 61180 | MROW | MRO West | SUN | 1.8 |  | 2673 |  |  |  |  | Estimated using an emission factor | 23799
2019 | MN | Cambridge Station | 2038 | MROW | MRO West | NG | 194.2 |  | 659 | 528378.818 | 0.06474 | 0.19648 | 0.00024505 | EPA/NEI | 528378.818 | 0.06474
2019 | MN | Cannon Falls Energy Center | 56241 | MROW | MRO West | NG | 346.8 |  | 103198 | 1200251.188 | 8.2235 | 0.15937 | 0.013703 | EPA/NEI | 1200251.188 | 8.2235
2019 | MN | Cannon Garden Solar | 63252 | MROW | MRO West | SUN | 1
2019 | MN | Canopus Community Solar | 61707 | MROW | MRO West | SUN | 1 |  | 1445 |  |  |  |  | Estimated using an emission factor | 12866
2019 | MN | Capella Community Solar | 61178 | MROW | MRO West | SUN | 4.5 |  | 7744 |  |  |  |  | Estimated using an emission factor | 68952.002
2019 | MN | Capricornus Community Solar Garden | 61651 | MROW | MRO West | SUN | 1 |  | 1370 |  |  |  |  | Estimated using an emission factor | 12199
2019 | MN | Carina Community Solar | 61179 | MROW | MRO West | SUN | 3.6 |  | 5726 |  |  |  |  | Estimated using an emission factor | 50984
2019 | MN | Carleton College | 57296 | MROW | MRO West | WND | 7.8 |  | 8122 | 411 | 0.063705 | 0.015687 | 0.31 | Estimated using an emission factor | 72329 | 0.063705
2019 | MN | Carlson Community (CSG) | 63683 | MROW | MRO West | SUN | 1
2019 | MN | Carstensen Wind | 56410 | MROW | MRO West | WND | 1.7 |  | 3581 |  |  |  |  | Estimated using an emission factor | 31885
2019 | MN | Carver Gladden CSG | 61495 | MROW | MRO West | SUN | 3 |  | 4313.001 |  |  |  |  | Estimated using an emission factor | 38405.001
2019 | MN | Cascade Creek | 6058 | MROW | MRO West | NG | 84.9 |  | 20340 | 243536.531 | 0.029634 | 0.0029139 | 0.00024336 | EPA/NEI | 243536.531 | 0.029634
2019 | MN | Cassiopeia Community Solar | 61711 | MROW | MRO West | SUN | 1 |  | 1448 |  |  |  |  | Estimated using an emission factor | 12892
2019 | MN | Centaurus Community Solar | 60939 | MROW | MRO West | SUN | 2 |  | 3072 |  |  |  |  | Estimated using an emission factor | 27353
2019 | MN | Centennial Generating Station | 57910 | MROW | MRO West | DFO | 11.5 |  | -224 | 677 | 0.10493 | 0 | 0.31 | Estimated using an emission factor | 677 | 0.10493
2019 | MN | CF Novel Solar CSG Gardens Eleven, LLC | 61141 | MROW | MRO West | SUN | 3 |  | 3993 |  |  |  |  | Estimated using an emission factor | 35554
2019 | MN | CF Novel Solar CSG Gardens Five, LLC | 61543 | MROW | MRO West | SUN | 3.4 |  | 5380 |  |  |  |  | Estimated using an emission factor | 47903
2019 | MN | CF Novel Solar CSG Gardens Seven, LLC | 61548 | MROW | MRO West | SUN | 3.3 |  | 3965 |  |  |  |  | Estimated using an emission factor | 35305
2019 | MN | CF Novel Solar CSG Gardens Two, LLC | 61140 | MROW | MRO West | SUN | 1.8 |  | 2837 |  |  |  |  | Estimated using an emission factor | 25262
2019 | MN | CG Windfarm LLC | 56200 | MROW | MRO West | WND | 2 |  | 2250 |  |  |  |  | Estimated using an emission factor | 20034
2019 | MN | CGSun, LLC Community Solar | 61545 | MROW | MRO West | SUN | 4 |  | 5869 |  |  |  |  | Estimated using an emission factor | 52258
2019 | MN | Champepaden Wind Power | 55980 | MROW | MRO West | WND | 2 |  | 3708 |  |  |  |  | Estimated using an emission factor | 33017
2019 | MN | Chanarambie Power Partners, LLC | 56142 | MROW | MRO West | WND | 85.5 |  | 201508 |  |  |  |  | Estimated using an emission factor | 1794227
2019 | MN | Chandler Hills Wind Farm | 56646 | MROW | MRO West | WND | 2 |  | 3551 | [5 empty] | 31618
2019 | MN | Chisago Community Solar | 60711 | MROW | MRO West | SUN | 4 |  | 5200 |  |  |  |  | Estimated using an emission factor | 46301
2019 | MN | Chisago Holdco LLC, CSG | 61968 | MROW | MRO West | SUN | 3 |  | 3120 |  |  |  |  | Estimated using an emission factor | 27781
2019 | MN | Chisago Solar | 60522 | MROW | MRO West | SUN | 6.5 |  | 9860 |  |  |  |  | Estimated using an emission factor | 87794
2019 | MN | Chub Garden Solar | 63430 | MROW | MRO West | SUN | 1
2019 | MN | Cisco | 63431 | MROW | MRO West | WND | 8.4 |  | 17583 |  |  |  |  | Estimated using an emission factor | 156558
2019 | MN | Clara City Solar | 63403 | MROW | MRO West | SUN | 1 |  | 313 |  |  |  |  | Estimated using an emission factor | 2788
2019 | MN | Clear Garden CSG | 63481 | MROW | MRO West | SUN | 1 |  | 319 |  |  |  |  | Estimated using an emission factor | 2840
2019 | MN | Co Rd 33 | 8014 | MROW | MRO West | DFO | 5
2019 | MN | Community Wind North LLC | 57385 | MROW | MRO West | WND | 30 |  | 84674 |  |  |  |  | Estimated using an emission factor | 753939
2019 | MN | Community Wind South | 58045 | MROW | MRO West | WND | 30 |  | 109664 |  |  |  |  | Estimated using an emission factor | 976450
2019 | MN | Coral Bells Solar, LLC | 63313 | MROW | MRO West | SUN | 1
2019 | MN | Corcoran CSG | 61971 | MROW | MRO West | SUN | 5 |  | 6916 |  |  |  |  | Estimated using an emission factor | 61578.999
2019 | MN | Cornillie | 61977 | MROW | MRO West | SUN | 1 |  | 1436 |  |  |  |  | Estimated using an emission factor | 12786
2019 | MN | Corvus Community Solar | 61177 | MROW | MRO West | SUN | 4.5 |  | 6797 |  |  |  |  | Estimated using an emission factor | 60521.001
2019 | MN | Cottage Grove Cogeneration | 55010 | MROW | MRO West | NG | 283.5 | 0.80409 | 499004 | 3459884.962 | 2.0154 | 0.0080779 | 0.001165 | EPA/NEI | 4302874 | 2.5065
2019 | MN | Cottage Grove CSG, LLC | 61483 | MROW | MRO West | SUN | 5 |  | 6113 |  |  |  |  | Estimated using an emission factor | 54430
2019 | MN | Cottage Grove Project CSG | 61983 | MROW | MRO West | SUN | 4.9 |  | 6682 |  |  |  |  | Estimated using an emission factor | 59495
2019 | MN | Covanta Hennepin Energy | 10013 | MROW | MRO West | MSW | 39.5 | 1 | 195319 | 3683338.875 | 14.365 | 0.14709 | 0.0078 | Estimated using an emission factor | 3683338.875 | 14.365
2019 | MN | Crater Community Solar | 61328 | MROW | MRO West | SUN | 3 |  | 4635 |  |  |  |  | Estimated using an emission factor | 41271.999
2019 | MN | Crux Community Solar | 61712 | MROW | MRO West | SUN | 1 |  | 1346 |  |  |  |  | Estimated using an emission factor | 11985
2019 | MN | Dakota Community Solar One LLC CSG | 63116 | MROW | MRO West | SUN | 1 |  | 33 |  |  |  |  | Estimated using an emission factor | 294
2019 | MN | Dakota Solar | 60977 | MROW | MRO West | SUN | 3
2019 | MN | Danielson Wind Farms LLC | 57396 | MROW | MRO West | WND | 20 |  | 48055 |  |  |  |  | Estimated using an emission factor | 427882
2019 | MN | Delano | 1969 | MROW | MRO West | DFO | 24.1 |  | 9 | 89.999 | 0.0097284 | 2.1619 | 0.21619 | EPA/NEI; Estimated using an emission factor | 89.999 | 0.0097284
2019 | MN | Delphinus Community Solar | 61329 | MROW | MRO West | SUN | 2 |  | 2855 |  |  |  |  | Estimated using an emission factor | 25423
2019 | MN | Deneb Community Solar | 61715 | MROW | MRO West | SUN | 1 |  | 1048 |  |  |  |  | Estimated using an emission factor | 9332
2019 | MN | Detroit Lakes | 1970 | MROW | MRO West | DFO | 12.5 |  | 36 | 685 | 0.0059113 | 0.32841 | 0.017259 | NEI avg EF - PM, fuel type, firing type | 685 | 0.0059113
2019 | MN | Dickinson Solar Array | 60652 | MROW | MRO West | SUN | 2.3 |  | 2629 |  |  |  |  | Estimated using an emission factor | 23409
2019 | MN | DL Windy Acres LLC | 56207 | MROW | MRO West | WND | 2 |  | 892 |  |  |  |  | Estimated using an emission factor | 7943
2019 | MN | Dodge Center Solar | 60523 | MROW | MRO West | SUN | 6.5 |  | 10872 |  |  |  |  | Estimated using an emission factor | 96804
2019 | MN | Dodge County Wind | 62437 | MROW | MRO West | WND | 170
2019 | MN | Dodge Holdco Solar CSG | 60833 | MROW | MRO West | SUN | 5 |  | 6302 |  |  |  |  | Estimated using an emission factor | 56113
2019 | MN | DodgeSun CSG | 61379 | MROW | MRO West | SUN | 5 |  | 8457 |  |  |  |  | Estimated using an emission factor | 75301.001
2019 | MN | Douglas Todd Community Solar One LLC CSG | 63117 | MROW | MRO West | SUN | 1 |  | 73 |  |  |  |  | Estimated using an emission factor | 650
2019 | MN | Duluth Paper Mill | 50424 | MROW | MRO West | PUR | 10.6 | 1 | 48092 | 428210 |  |  |  | Estimated using an emission factor | 428210
2019 | MN | Dundas Solar Holdings LLC CSG | 61626 | MROW | MRO West | SUN | 5 |  | 6607 |  |  |  |  | Estimated using an emission factor | 58828
2019 | MN | E. Goenner Project CSG | 63175 | MROW | MRO West | SUN | 1 |  | 0
2019 | MN | Eastridge Wind Project | 56543 | MROW | MRO West | WND | 10.4 |  | 22847 |  |  |  |  | Estimated using an emission factor | 203429
2019 | MN | Eastwood Solar | 60524 | MROW | MRO West | SUN | 5.5 |  | 9318 |  |  |  |  | Estimated using an emission factor | 82968
2019 | MN | Eichtens Community Solar | 60795 | MROW | MRO West | SUN | 3.9 |  | 5298 |  |  |  |  | Estimated using an emission factor | 47173
2019 | MN | Eichtens II CSG | 62137 | MROW | MRO West | SUN | 1 |  | 1535 |  |  |  |  | Estimated using an emission factor | 13669
2019 | MN | EKS Landfill | 54939 | MROW | MRO West | LFG | 5.7 |  | 32868.999 | 400230 | 2.9417 | 0.17899 | 0.0147 | EPA/NEI; Estimated using an emission factor | 400230 | 2.9417
2019 | MN | Elk Creek Solar | 63250 | MROW | MRO West | SUN | 80
2019 | MN | Elk River | 2039 | MROW | MRO West | NG | 239.3 |  | 20873 | 335004 | 0.042142 | 0.004038 | 0.00025159 | EPA/NEI; Estimated using an emission factor | 335004 | 0.042142
2019 | MN | Elk River City of | 1971 | MROW | MRO West | DFO | 12.2 |  | 24631.001 | 316021.998 | 36.7446 | 2.9836 | 0.23254 | Estimated using an emission factor | 316021.998 | 36.7446
2019 | MN | Elm Creek Wind II LLC | 57649 | MROW | MRO West | WND | 148.8 |  | 333321 |  |  |  |  | Estimated using an emission factor | 2967890
2019 | MN | Elm Creek Wind LLC | 56793 | MROW | MRO West | WND | 99 |  | 279753 |  |  |  |  | Estimated using an emission factor | 2490921
2019 | MN | Empire Solar | 60631 | MROW | MRO West | SUN | 7 |  | 7706 |  |  |  |  | Estimated using an emission factor | 68616
2019 | MN | Enter Solar | 63542 | MROW | MRO West | SUN | 1 |  | 1491 |  |  |  |  | Estimated using an emission factor | 13276
2019 | MN | Eolos Wind Energy Research Field Station | 57880 | MROW | MRO West | WND | 2.5 |  | 2744 |  |  |  |  | Estimated using an emission factor | 24434
2019 | MN | Equuleus Community Solar Gardens | 61363 | MROW | MRO West | SUN | 5 |  | 6295 |  |  |  |  | Estimated using an emission factor | 56048.999
2019 | MN | Erin Garden Solar | 63429 | MROW | MRO West | SUN | 1
2019 | MN | Fairfax | 1972 | MROW | MRO West | DFO | 3.5 |  | 12 | 166 | 0.02573 | 4.2883 | 0.31 | EPA/NEI; Estimated using an emission factor | 166 | 0.02573
2019 | MN | Fairmont (MN) | 1973 | MROW | MRO West | NG | 61.5 |  | 12024 | 107378.004 | 5.563 | 0.92531 | 0.10361 | EPA/NEI; Estimated using an emission factor | 107378.004 | 5.563
2019 | MN | Fairmont Wind | 56415 | MROW | MRO West | WND | 5.4 |  | 13409 |  |  |  |  | Estimated using an emission factor | 119394
2019 | MN | Falls Creek Garden | 63394 | MROW | MRO West | SUN | 1
2019 | MN | Faribault Energy Park | 56164 | MROW | MRO West | NG | 334.5 |  | 751266 | 5553159.5 | 2.19 | 0.0058301 | 0.00078873 | EPA/NEI | 5553159.5 | 2.19
2019 | MN | Farmington Holdco Solar | 60832 | MROW | MRO West | SUN | 5 |  | 6584 |  |  |  |  | Estimated using an emission factor | 58624
2019 | MN | FastSun 1 CSG | 63046 | MROW | MRO West | SUN | 1 |  | 0
2019 | MN | FastSun 10 CSG | 63038 | MROW | MRO West | SUN | 1
2019 | MN | FastSun 11 CSG | 63037 | MROW | MRO West | SUN | 1
2019 | MN | FastSun 13 CSG | 63035 | MROW | MRO West | SUN | 1 |  | 0
2019 | MN | FastSun 14 CSG | 63036 | MROW | MRO West | SUN | 1 |  | 0
2019 | MN | FastSun 18 CSG | 63034 | MROW | MRO West | SUN | 1
2019 | MN | FastSun 19 CSG | 63033 | MROW | MRO West | SUN | 1
2019 | MN | FastSun 2 CSG | 62696 | MROW | MRO West | SUN | 1
2019 | MN | FastSun 21 | 63577 | MROW | MRO West | SUN | 1
2019 | MN | FastSun 3 CSG | 63042 | MROW | MRO West | SUN | 1 |  | 0
2019 | MN | FastSun 4 | 63576 | MROW | MRO West | SUN | 1
2019 | MN | FastSun 5 CSG | 63045 | MROW | MRO West | SUN | 1
2019 | MN | FastSun 7 CSG | 63043 | MROW | MRO West | SUN | 1 |  | 0
2019 | MN | FastSun 8 CSG | 63039 | MROW | MRO West | SUN | 1 |  | 0
2019 | MN | FastSun 9 CSG | 63040 | MROW | MRO West | SUN | 1
2019 | MN | Felton CSG PV1-5 | 62210 | MROW | MRO West | SUN | 5 |  | 3739 |  |  |  |  | Estimated using an emission factor | 33293.999
2019 | MN | Fenton Wind Farm | 56617 | MROW | MRO West | WND | 205.5 |  | 563526 |  |  |  |  | Estimated using an emission factor | 5017638
2019 | MN | Fergus Control Ctr | 7505 | MROW | MRO West | DFO | 2 |  | 20 | 288 | 0.04464 | 4.464 | 0.31 | Estimated using an emission factor | 288 | 0.04464
2019 | MN | Fey Windfarm LLC | 56204 | MROW | MRO West | WND | 2 |  | 5134 |  |  |  |  | Estimated using an emission factor | 45713
2019 | MN | Flodquist Community Solar LLC | 63650 | MROW | MRO West | SUN | 1
2019 | MN | Florence Hills LLC | 55574 | MROW | MRO West | WND | 1.9 |  | 4334 |  |  |  |  | Estimated using an emission factor | 38590
2019 | MN | Fond Du Lac | 1894 | MROW | MRO West | WAT | 12 |  | 63002 |  |  |  |  | NEI avg EF - PM, fuel type, firing type | 560969
2019 | MN | Foreman's Hill Community Solar | 61690 | MROW | MRO West | SUN | 5 |  | 7283 |  |  |  |  | Estimated using an emission factor | 64848
2019 | MN | Forest Lake Solar CSG | 60837 | MROW | MRO West | SUN | 5 |  | 5548 |  |  |  |  | Estimated using an emission factor | 49398
2019 | MN | Fox CSG, LLC | 61484 | MROW | MRO West | SUN | 5 |  | 6916 |  |  |  |  | Estimated using an emission factor | 61578.999
2019 | MN | Fox Lake | 1888 | MROW | MRO West |  | 133.4
2019 | MN | Franklin Heating Station | 54224 | MROW | MRO West | PUR | 32.6 | 0.22797 | 54577.835 | 395024.745 | 1.1452 | 0.041965 | 0.005798 | EPA/NEI; Estimated using an emission factor | 1732778.139 | 5.0234
2019 | MN | Frontenac Holdco LLC, CSG | 61919 | MROW | MRO West | SUN | 5 |  | 5887 |  |  |  |  | Estimated using an emission factor | 52417
2019 | MN | G Flow Wind LLC | 56588 | MROW | MRO West | WND | 1.3 |  | 1724 |  |  |  |  | Estimated using an emission factor | 15350
2019 | MN | G McNeilus Wind Farm Dodge Center | 56054 | MROW | MRO West | WND | 43 |  | 82378 |  |  |  |  | Estimated using an emission factor | 733492.992
2019 | MN | Gemini Community Solar | 60940 | MROW | MRO West | SUN | 3 |  | 4386 |  |  |  |  | Estimated using an emission factor | 39051
2019 | MN | Geranium Solar, LLC | 63317 | MROW | MRO West | SUN | 1
2019 | MN | Gibbon Solar | 62010 | MROW | MRO West | SUN | 3.3 |  | 2581 |  |  |  |  | Estimated using an emission factor | 22980
2019 | MN | GL Wind | 57813 | MROW | MRO West | WND | 5 |  | 7659 |  |  |  |  | Estimated using an emission factor | 68195
2019 | MN | Gladiolus Solar, LLC | 63316 | MROW | MRO West | SUN | 1
2019 | MN | Glencoe | 1975 | MROW | MRO West | DFO | 40.8 |  | 260.999 | 2566.999 | 0.39788 | 3.0489 | 0.31 | EPA/NEI; Estimated using an emission factor | 2566.999 | 0.39788
2019 | MN | Gohman Community Solar (CSG) | 63484 | MROW | MRO West | SUN | 1.1
2019 | MN | Goodhue Community Solar One LLC CSG | 63380 | MROW | MRO West | SUN | 1
2019 | MN | Goodhue Community Solar Three LLC CSG | 63417 | MROW | MRO West | SUN | 1
2019 | MN | Goodhue Community Solar Two LLC | 63533 | MROW | MRO West | SUN | 1
2019 | MN | Goodhue Solar | 60934 | MROW | MRO West | SUN | 2
2019 | MN | Goose Lake MN DPC-GM | 62148 | MROW | MRO West | SUN | 1.5 |  | 1884 |  |  |  |  | Estimated using an emission factor | 16775
2019 | MN | Gopher CSG | 61426 | MROW | MRO West | SUN | 5 |  | 7051 |  |  |  |  | Estimated using an emission factor | 62782
2019 | MN | Grand Marais | 1976 | MROW | MRO West | DFO | 9.7 |  | 225 | 2099 | 0.32535 | 2.892 | 0.31 | EPA/NEI; Estimated using an emission factor | 2099 | 0.32535
2019 | MN | Grand Meadow | 56994 | MROW | MRO West | WND | 100.5 |  | 265376 |  |  |  |  | Estimated using an emission factor | 2362908
2019 | MN | Granite City | 1910 | MROW | MRO West | NG | 72 |  | -1105 | 0 | 0 | 0 |  | NEI avg EF - PM, fuel type, firing type | 0 | 0
2019 | MN | Granite Falls | 1977 | MROW | MRO West | WAT | 1.3 |  | 2930 |  |  |  |  | NEI avg EF - PM, fuel type, firing type | 26088.001
2019 | MN | Granite Falls 2 | 7977 | MROW | MRO West | DFO | 6 |  | 0
2019 | MN | Grant County Wind LLC | 57274 | MROW | MRO West | WND | 20 |  | 54817 |  |  |  |  | Estimated using an emission factor | 488092
2019 | MN | GRE Marshan Solar | 60935 | MROW | MRO West | SUN | 1 |  | 1327 |  |  |  |  | Estimated using an emission factor | 11817
2019 | MN | Green Acres Breeze LLC | 56590 | MROW | MRO West | WND | 1.3 |  | 1724 |  |  |  |  | Estimated using an emission factor | 15350
2019 | MN | Greenback Energy | 56413 | MROW | MRO West | WND | 1.7 |  | 4280 |  |  |  |  | Estimated using an emission factor | 38109
2019 | MN | Grimm Community Solar | 61689 | MROW | MRO West | SUN | 1 |  | 1715 |  |  |  |  | Estimated using an emission factor | 15270
2019 | MN | GRS Pine Bend | 55598 | MROW | MRO West | LFG | 16.6
2019 | MN | GSPP Held LLC CSG | 62829 | MROW | MRO West | SUN | 3 |  | 2043 |  |  |  |  | Estimated using an emission factor | 18190
2019 | MN | GSPP Imholte CSG | 62830 | MROW | MRO West | SUN | 1 |  | 1029 |  |  |  |  | Estimated using an emission factor | 9161
2019 | MN | GSSP Schneider LLC | 63370 | MROW | MRO West | SUN | 5 |  | 370 |  |  |  |  | Estimated using an emission factor | 3294
2019 | MN | Guse CSG | 62195 | MROW | MRO West | SUN | 1 |  | 1514 |  |  |  |  | Estimated using an emission factor | 13480
2019 | MN | Hadley Ridge LLC | 55573 | MROW | MRO West | WND | 1.9 |  | 4397 |  |  |  |  | Estimated using an emission factor | 39150
2019 | MN | Halstad | 8105 | MROW | MRO West | DFO | 5.1 |  | 10 | 240 | 0.0372 | 7.44 | 0.31 | EPA/NEI; Estimated using an emission factor | 240 | 0.0372
2019 | MN | Hammer Community (CSG) | 63684 | MROW | MRO West | SUN | 1
2019 | MN | Hammer CSG | 62099 | MROW | MRO West | SUN | 4.8 |  | 5839 |  |  |  |  | Estimated using an emission factor | 51991
2019 | MN | Hampton MN GRE | 62060 | MROW | MRO West | SUN | 2 |  | 3126 |  |  |  |  | Estimated using an emission factor | 27835
2019 | MN | Hartmann Project CSG | 63174 | MROW | MRO West | SUN | 1 |  | 18 |  |  |  |  | Estimated using an emission factor | 160
2019 | MN | Hastings City Hydroelectric | 54285 | MROW | MRO West | WAT | 4.4 |  | 12744 |  |  |  |  | NEI avg EF - PM, fuel type, firing type | 113475
2019 | MN | Hastings Solar | 60525 | MROW | MRO West | SUN | 4.5 |  | 7486 |  |  |  |  | Estimated using an emission factor | 66656
2019 | MN | Haven Solar Project CSG | 62651 | MROW | MRO West | SUN | 3 |  | 1057 |  |  |  |  | Estimated using an emission factor | 9412
2019 | MN | Hayfield Solar I LLC | 63724 | MROW | MRO West | SUN | 1
2019 | MN | Hayfield Solar III LLC | 63725 | MROW | MRO West | SUN | 1
2019 | MN | Held Solar Project | 62267 | MROW | MRO West | SUN | 5 |  | 3738 |  |  |  |  | Estimated using an emission factor | 33282
2019 | MN | Helen Solar CSG | 62706 | MROW | MRO West | SUN | 4
2019 | MN | Hennepin Island | 1911 | MROW | MRO West | WAT | 13.7 |  | 64179 |  |  |  |  | NEI avg EF - PM, fuel type, firing type | 571450.008
2019 | MN | Hertzberg Community (CSG) | 63680 | MROW | MRO West | SUN | 1
2019 | MN | Heyer CSG | 61793 | MROW | MRO West | SUN | 1 |  | 1608 |  |  |  |  | Estimated using an emission factor | 14319
2019 | MN | Hibbard Energy Center | 1897 | MROW | MRO West | WDS | 122.8 | 0.037013 | 21817 | 102043.522 | 1.0999 | 0.10083 | 0.021557 | EPA/NEI | 2756955.625 | 29.7154
2019 | MN | Hibbing | 1979 | MROW | MRO West | SUB | 35.9 | 0.093196 | 14996.045 | 89463.987 | 0.69406 | 0.092565 | 0.015516 | EPA/NEI; Estimated using an emission factor | 959959.75 | 7.4473
2019 | MN | High Bridge | 1912 | MROW | MRO West | NG | 920.8 |  | 3497026 | 25944203 | 3.9043 | 0.0022329 | 0.00030098 | EPA/NEI | 25944203 | 3.9043
2019 | MN | Hills | 1889 | MROW | MRO West | DFO | 4
2019 | MN | Hilltop Power | 61788 | MROW | MRO West | WND | 2 |  | 3377 |  |  |  |  | Estimated using an emission factor | 30068
2019 | MN | Hinterland CSG, LLC | 63817 | MROW | MRO West | SUN | 1
2019 | MN | Hometown Bio Energy LLC | 58563 | MROW | MRO West | OBG | 8 | 1 | 15241 | 163152 | 1.1992 | 0.15736 | 0.0147 | Estimated using an emission factor | 163152 | 1.1992
2019 | MN | Honeysuckle Solar, LLC | 63309 | MROW | MRO West | SUN | 1
2019 | MN | Hoot Lake | 1943 | MROW | MRO West | SUB | 138.2 |  | 319059 | 3805929.75 | 43.1973 | 0.27078 | 0.0227 | EPA/NEI; Estimated using an emission factor | 3853931.75 | 43.1973
2019 | MN | Hope Creek LLC | 55572 | MROW | MRO West | WND | 1.9 |  | 3886 |  |  |  |  | Estimated using an emission factor | 34602
2019 | MN | Houston/Winona Community Solar One LLC | 63534 | MROW | MRO West | SUN | 1
2019 | MN | Huneke CSG 1, LLC | 63820 | MROW | MRO West | SUN | 1
2019 | MN | Huneke CSG 2, LLC | 63821 | MROW | MRO West | SUN | 1
2019 | MN | Huneke I CSG | 61505 | MROW | MRO West | SUN | 1 |  | 1659 |  |  |  |  | Estimated using an emission factor | 14772
2019 | MN | Huneke II CSG | 62139 | MROW | MRO West | SUN | 1.1 |  | 1554 |  |  |  |  | Estimated using an emission factor | 13838
2019 | MN | Hutchinson - Plant 2 | 6358 | MROW | MRO West | NG | 115.5 |  | 15568 | 168512.594 | 0.022818 | 0.0029314 | 0.00027082 | EPA/NEI | 168512.594 | 0.022818
2019 | MN | Hutchinson Plant #1 | 1980 | MROW | MRO West | NG | 64.1 |  | 7400.001 | 66814.314 | 0.014097 | 0.0038099 | 0.00042196 | EPA/NEI; Estimated using an emission factor | 66814.314 | 0.014097
2019 | MN | Hwy 14 Holdco Solar CSG | 60834 | MROW | MRO West | SUN | 5 |  | 7517 |  |  |  |  | Estimated using an emission factor | 66933
2019 | MN | Hyacinth Solar, LLC | 63312 | MROW | MRO West | SUN | 1
2019 | MN | Hydra Community Solar Garden, LLC (CSG) | 63629 | MROW | MRO West | SUN | 1
2019 | MN | IBM West | 56269 | MROW | MRO West | DFO | 3.6 |  | 46 | 591 | 0.091605 | 3.9828 | 0.31 | Estimated using an emission factor | 591 | 0.091605
2019 | MN | International Falls Power | 10487 | MROW | MRO West | WAT | 14.2 |  | 68496.999 |  |  |  |  | NEI avg EF - PM, fuel type, firing type | 609896.008
2019 | MN | Inver Hills | 1913 | MROW | MRO West | NG | 284.4 |  | 4953.002 | 104542.502 | 0.040455 | 0.016336 | 0.00077395 | EPA/NEI | 104542.502 | 0.040455
2019 | MN | Iris Solar, LLC (MN) | 63319 | MROW | MRO West | SUN | 1
2019 | MN | Jack River LLC | 55565 | MROW | MRO West | WND | 1.9 |  | 3980 |  |  |  |  | Estimated using an emission factor | 35439
2019 | MN | Janesville | 1982 | MROW | MRO West | DFO | 4.9 |  | 34.3 | 345.001 | 0.053475 | 3.1181 | 0.31 | Estimated using an emission factor | 345.001 | 0.053475
2019 | MN | Jeffers Wind 20 LLC | 56750 | MROW | MRO West | WND | 50 |  | 154098 |  |  |  |  | Estimated using an emission factor | 1372090
2019 | MN | Jessica Mills LLC | 55564 | MROW | MRO West | WND | 1.9 |  | 3825 |  |  |  |  | Estimated using an emission factor | 34058
2019 | MN | Johnson 1 Community Solar | 61686 | MROW | MRO West | SUN | 1 |  | 1446 |  |  |  |  | Estimated using an emission factor | 12875
2019 | MN | Johnson II Community Solar | 61695 | MROW | MRO West | SUN | 1 |  | 1385 |  |  |  |  | Estimated using an emission factor | 12333
2019 | MN | Johnson Solar CSG | 61380 | MROW | MRO West | SUN | 5 |  | 7550 |  |  |  |  | Estimated using an emission factor | 67225
2019 | MN | Julia Hills LLC | 55563 | MROW | MRO West | WND | 1.9 |  | 3849 |  |  |  |  | Estimated using an emission factor | 34269
2019 | MN | K&D Energy LLC | 56626 | MROW | MRO West | WND | 4 |  | 11863 |  |  |  |  | Estimated using an emission factor | 105627
2019 | MN | Kas Brothers Windfarm | 55809 | MROW | MRO West | WND | 1.5 |  | 2961 |  |  |  |  | Estimated using an emission factor | 26367
2019 | MN | Kaus Community Solar | 61716 | MROW | MRO West | SUN | 1 |  | 1611 |  |  |  |  | Estimated using an emission factor | 14343
2019 | MN | K-Brink Windfarm LLC | 56206 | MROW | MRO West | WND | 2 |  | 4604 |  |  |  |  | Estimated using an emission factor | 40995
2019 | MN | KC Energy LLC | 56625 | MROW | MRO West | WND | 4 |  | 12305 |  |  |  |  | Estimated using an emission factor | 109565
2019 | MN | Kenyon Municipal | 1983 | MROW | MRO West | DFO | 5.4 |  | 23.001 | 252 | 0.03906 | 3.3964 | 0.31 | Estimated using an emission factor | 252 | 0.03906
2019 | MN | Kerria Solar, LLC | 63315 | MROW | MRO West | SUN | 1
2019 | MN | Key City | 1914 | MROW | MRO West | NG | 72
2019 | MN | Knife Falls | 1895 | MROW | MRO West | WAT | 2.4 |  | 12284.001 |  |  |  |  | NEI avg EF - PM, fuel type, firing type | 109377
2019 | MN | Koda Biomass Plant | 57119 | MROW | MRO West | AB | 23.4 | 0.23394 | 80957 | 518471.117 | 259.7535 | 6.4171 | 1.002 | Estimated using an emission factor | 2216281 | 1110.3568
2019 | MN | Koppelman Sun CSG | 61381 | MROW | MRO West | SUN | 5 |  | 8255 |  |  |  |  | Estimated using an emission factor | 73502.998
2019 | MN | Kramer Solar CSG | 61058 | MROW | MRO West | SUN | 3 |  | 5168.001 |  |  |  |  | Estimated using an emission factor | 46017
2019 | MN | Krause CSG | 61506 | MROW | MRO West | SUN | 1 |  | 1749 |  |  |  |  | Estimated using an emission factor | 15574
2019 | MN | KSS Turbines LLC | 56627 | MROW | MRO West | WND | 4 |  | 10670 |  |  |  |  | Estimated using an emission factor | 95005
2019 | MN | Lady Slipper Solar Array CSG | 62414 | MROW | MRO West | SUN | 4.5 |  | 5923 |  |  |  |  | Estimated using an emission factor | 52738
2019 | MN | Lahr 1, LLC | 61203 | MROW | MRO West | SUN | 5 |  | 6968 |  |  |  |  | Estimated using an emission factor | 62044
2019 | MN | Lake Benton I | 55208 | MROW | MRO West | WND | 107.2 |  | 205402 |  |  |  |  | Estimated using an emission factor | 1828898
2019 | MN | Lake Benton II | 55265 | MROW | MRO West | WND | 100.2 |  | 57121 |  |  |  |  | Estimated using an emission factor | 508604
2019 | MN | Lake Crystal | 1985 | MROW | MRO West | DFO | 5.8 |  | 49.001 | 112 | 0.01736 | 0.70856 | 0.31 | Estimated using an emission factor | 112 | 0.01736
2019 | MN | Lake Emily Solar | 60526 | MROW | MRO West | SUN | 4.5 |  | 8131 |  |  |  |  | Estimated using an emission factor | 72398
2019 | MN | Lake Pulaski Solar | 60527 | MROW | MRO West | SUN | 7.5 |  | 12648 |  |  |  |  | Estimated using an emission factor | 112618
2019 | MN | Lake Region Community Hybrid, LLC | 62442 | MROW | MRO West | WND | 2.5 |  | 6026 |  |  |  |  | EPA/NEI; Estimated using an emission factor | 53654
2019 | MN | Lake Waconia Community Solar Garden | 61572 | MROW | MRO West | SUN | 1 |  | 1468 |  |  |  |  | Estimated using an emission factor | 13072
2019 | MN | Lake Waconia IV Community Solar Garden | 61573 | MROW | MRO West | SUN | 1 |  | 1457 |  |  |  |  | Estimated using an emission factor | 12974
2019 | MN | Lakefield Junction Generating | 7925 | MROW | MRO West | NG | 537.8 |  | 60199.998 | 844198.195 | 0.082799 | 0.0027508 | 0.00019616 | EPA/NEI | 844198.195 | 0.082799
2019 | MN | Lakefield Utilities | 7415 | MROW | MRO West | DFO | 5.4 |  | 13 | 135 | 0.020925 | 3.2192 | 0.31 | EPA/NEI; Estimated using an emission factor | 135 | 0.020925
2019 | MN | Lakefield Wind Project LLC | 57374 | MROW | MRO West | WND | 205.5 |  | 594584 |  |  |  |  | Estimated using an emission factor | 5294176
2019 | MN | Lakeswind Power Partners | 58836 | MROW | MRO West | WND | 51.8 |  | 151130 |  |  |  |  | Estimated using an emission factor | 1345663
2019 | MN | Lakota Ridge LLC | 55353 | MROW | MRO West | WND | 11.2 |  | 19416 |  |  |  |  | Estimated using an emission factor | 172879
2019 | MN | Lanesboro | 1987 | MROW | MRO West | WAT | 3.6 |  | 104 | 48 | 0.00744 | 0.14308 | 0.31 | EPA/NEI; Estimated using an emission factor | 929 | 0.00744
2019 | MN | Lange Solar | 63543 | MROW | MRO West | SUN | 1 |  | 285 |  |  |  |  | Estimated using an emission factor | 2537
2019 | MN | Lantana Solar, LLC | 63311 | MROW | MRO West | SUN | 1
2019 | MN | Laskin Energy Center | 1891 | MROW | MRO West | NG | 116 |  | 19455 | 270710.766 | 0.021174 | 0.0021767 | 0.00015643 | EPA/NEI | 270710.766 | 0.021174
2019 | MN | Laurel Village (CSG) | 63679 | MROW | MRO West | SUN | 1
2019 | MN | Laverne Battery | 58579 | MROW | MRO West | MWH | 1.1 |  | -531 | 0 |  |  |  |  | 0
2019 | MN | Lawrence Creek Solar | 60528 | MROW | MRO West | SUN | 3.5 |  | 5433 |  |  |  |  | Estimated using an emission factor | 48376
2019 | MN | Lemond Solar | 61072 | MROW | MRO West | SUN | 5 |  | 7989 |  |  |  |  | Estimated using an emission factor | 71134
2019 | MN | Leo Community Solar | 61713 | MROW | MRO West | SUN | 1 |  | 1788 |  |  |  |  | Estimated using an emission factor | 15921
2019 | MN | LeSun CSG, LLC | 61544 | MROW | MRO West | SUN | 5 |  | 5734 |  |  |  |  | Estimated using an emission factor | 51056
2019 | MN | Leven Garden Solar | 63425 | MROW | MRO West | SUN | 1
2019 | MN | Libra Community Solar | 61709 | MROW | MRO West | SUN | 1 |  | 1641 |  |  |  |  | Estimated using an emission factor | 14610
2019 | MN | Lincoln Heights I | 63432 | MROW | MRO West | WND | 5.2 |  | 9227 |  |  |  |  | Estimated using an emission factor | 82157
2019 | MN | Lincoln Heights II | 63433 | MROW | MRO West | WND | 3.9 |  | 9521 |  |  |  |  | Estimated using an emission factor | 84775
2019 | MN | Lind Solar CSG | 60966 | MROW | MRO West | SUN | 4.9 |  | 6954 |  |  |  |  | Estimated using an emission factor | 61917
2019 | MN | Linden 01 CSG | 63179 | MROW | MRO West | SUN | 1
2019 | MN | Linden 02 CSG | 63182 | MROW | MRO West | SUN | 1
2019 | MN | Linden 03 CSG | 63183 | MROW | MRO West | SUN | 1
2019 | MN | Lindstrom Solar CSG | 61382 | MROW | MRO West | SUN | 3 |  | 4989.999 |  |  |  |  | Estimated using an emission factor | 44430.999
2019 | MN | Litchfield | 1989 | MROW | MRO West | DFO | 15.7 |  | 370.998 | 3423.999 | 0.53072 | 2.861 | 0.31 | Estimated using an emission factor | 3423.999 | 0.53072
2019 | MN | Little Falls (MN) | 1896 | MROW | MRO West | WAT | 4.6 |  | 31191.001 |  |  |  |  | NEI avg EF - PM, fuel type, firing type | 277723
2019 | MN | Loon Garden | 63397 | MROW | MRO West | SUN | 1
2019 | MN | Lowry CSG2, LLC | 63595 | MROW | MRO West | SUN | 1
2019 | MN | Lucky Wind | 56412 | MROW | MRO West | WND | 1.7 |  | 4357 |  |  |  |  | Estimated using an emission factor | 38795
2019 | MN | Luverne | 1990 | MROW | MRO West | DFO | 7.4 |  | 18 | 230 | 0.03565 | 3.9611 | 0.31 | EPA/NEI; Estimated using an emission factor | 230 | 0.03565
2019 | MN | Lyman Garden | 63937 | MROW | MRO West | SUN | 1
2019 | MN | Lyra Community Solar | 61182 | MROW | MRO West | SUN | 2.7 |  | 2982 |  |  |  |  | Estimated using an emission factor | 26550
2019 | MN | Madelia | 30 | MROW | MRO West | NG | 11.8 |  | -118.999 | 1040.999 | 0.00021965 | 0 | 0.000422 | Estimated using an emission factor | 1040.999 | 0.00021965
2019 | MN | Malmedal Solar Garden | 63453 | MROW | MRO West | SUN | 1 |  | 158 |  |  |  |  | Estimated using an emission factor | 1406
2019 | MN | Mankato Energy Center | 56104 | MROW | MRO West | NG | 719 |  | 2054197 | 15589444.5 | 24.8795 | 0.024223 | 0.0031918 | EPA/NEI; Estimated using an emission factor | 15589444.5 | 24.8795
2019 | MN | Maple Lake Station | 2042 | MROW | MRO West | DFO | 25 |  | 494 | 8662.1 | 0.013158 | 0.05327 | 0.003038 | EPA/NEI | 8662.1 | 0.013158
2019 | MN | Mapleton Community Solar | 60941 | MROW | MRO West | SUN | 3 |  | 4224.999 |  |  |  |  | Estimated using an emission factor | 37619.001
2019 | MN | Marigold Community Solar Garden, LLC | 63308 | MROW | MRO West | SUN | 1
2019 | MN | Marion Garden | 63935 | MROW | MRO West | SUN | 1
2019 | MN | Marmas Solar CSG | 61139 | MROW | MRO West | SUN | 4 |  | 5999 |  |  |  |  | Estimated using an emission factor | 53413
2019 | MN | Marshall (MN) | 1993 | MROW | MRO West | DFO | 18 |  | 83 | 1316 | 0.011357 | 0.27365 | 0.017259 | NEI avg EF - PM, fuel type, firing type | 1316 | 0.011357
2019 | MN | Marshall Solar Energy Project | 59875 | MROW | MRO West | SUN | 62.3 |  | 96634 |  |  |  |  | Estimated using an emission factor | 860429
2019 | MN | Marshall Wind 1 LLC | 56840 | MROW | MRO West | WND | 2.1 |  | 6226 |  |  |  |  | Estimated using an emission factor | 55435
2019 | MN | Marshall Wind 2 LLC | 56824 | MROW | MRO West | WND | 4.2 |  | 11935 |  |  |  |  | Estimated using an emission factor | 106268
2019 | MN | Marshall Wind 3 LLC | 56825 | MROW | MRO West | WND | 4.2 |  | 12471 |  |  |  |  | Estimated using an emission factor | 111043
2019 | MN | Marshall Wind 4 LLC | 56826 | MROW | MRO West | WND | 4.2 |  | 11398 |  |  |  |  | Estimated using an emission factor | 101487
2019 | MN | Marshall Wind 5 LLC | 56827 | MROW | MRO West | WND | 2.1 |  | 6159 |  |  |  |  | Estimated using an emission factor | 54840
2019 | MN | Marshall Wind 6 LLC | 56828 | MROW | MRO West | WND | 2.1 |  | 4950 |  |  |  |  | Estimated using an emission factor | 44075
2019 | MN | Maston Garden Solar | 63434 | MROW | MRO West | SUN | 1
2019 | MN | McLeod Community Solar One LLC CSG | 63119 | MROW | MRO West | SUN | 1 |  | 25 |  |  |  |  | Estimated using an emission factor | 223
2019 | MN | Meeker Community Solar One LLC CSG | 63118 | MROW | MRO West | SUN | 1 |  | 59 |  |  |  |  | Estimated using an emission factor | 525
2019 | MN | Melrose | 1994 | MROW | MRO West | DFO | 8.2 |  | 62 | 653 | 0.10121 | 3.265 | 0.31 | Estimated using an emission factor | 653 | 0.10121
2019 | MN | Melrose 2 | 58929 | MROW | MRO West | DFO | 1 |  | 5 | 48 | 0.00744 | 2.976 | 0.31 | Estimated using an emission factor | 48 | 0.00744
2019 | MN | Michael Solar | 60971 | MROW | MRO West | SUN | 3 |  | 6315.999 |  |  |  |  | Estimated using an emission factor | 56236.998
2019 | MN | MinnDakota Wind LLC | 56459 | MROW | MRO West | WND | 150 |  | 464818 |  |  |  |  | Estimated using an emission factor | 4138741
2019 | MN | Minnesota Breeze LLC | 56587 | MROW | MRO West | WND | 1.3 |  | 1724 |  |  |  |  | Estimated using an emission factor | 15350
2019 | MN | Minnesota River Station | 7844 | MROW | MRO West | NG | 49 |  | 201 | 2451.913 | 0.0021641 | 0.021534 | 0.0017653 | EPA/NEI | 2451.913 | 0.0021641
2019 | MN | Minnesota Valley | 1918 | MROW | MRO West | NG | 46
2019 | MN | Minwind | 56002 | MROW | MRO West | WND | 3.8 |  | 6877 |  |  |  |  | Estimated using an emission factor | 61234
2019 | MN | Minwind 3-9 | 56123 | MROW | MRO West | WND | 11.5 |  | 11097 |  |  |  |  | Estimated using an emission factor | 98809
2019 | MN | MNDOT Standby Generation | 55824 | MROW | MRO West | DFO | 2 |  | 47 | 406 | 0.06293 | 2.6779 | 0.31 | Estimated using an emission factor | 406 | 0.06293
2019 | MN | Montevideo Solar LLC, CSG | 61870 | MROW | MRO West | SUN | 5 |  | 4180 |  |  |  |  | Estimated using an emission factor | 37219
2019 | MN | Montgomery | 8025 | MROW | MRO West | DFO | 28.8
2019 | MN | Montgomery Winsted CSG | 61456 | MROW | MRO West | SUN | 3 |  | 4358.001 |  |  |  |  | Estimated using an emission factor | 38805
2019 | MN | Monticello Nuclear Facility | 1922 | MROW | MRO West | NUC | 685 |  | 4964575 |  |  |  |  | Estimated using an emission factor | 51838152
2019 | MN | Monticello Project CSG | 62105 | MROW | MRO West | SUN | 5 |  | 6091 |  |  |  |  | Estimated using an emission factor | 54236
2019 | MN | Montrose Solar | 60529 | MROW | MRO West | SUN | 3.5 |  | 6123 |  |  |  |  | Estimated using an emission factor | 54517
2019 | MN | MontSun Community Solar | 61586 | MROW | MRO West | SUN | 5 |  | 7588 |  |  |  |  | Estimated using an emission factor | 67562
2019 | MN | Moorhead | 1995 | MROW | MRO West | DFO | 10
2019 | MN | Moorhead Wind Turbine | 7855 | MROW | MRO West | WND | 1.4 |  | 1655 |  |  |  |  | Estimated using an emission factor | 14737
2019 | MN | Moose Lake | 1996 | MROW | MRO West | NG | 13.3 |  | 81.001 | 810.999 | 0.078372 | 1.9351 | 0.19327 | EPA/NEI; Estimated using an emission factor | 810.999 | 0.078372
2019 | MN | Mora | 1997 | MROW | MRO West | DFO | 13.8 |  | 70.999 | 5429 | 0.42741 | 12.0399 | 0.15745 | Estimated using an emission factor | 5429 | 0.42741
2019 | MN | Moraine II Wind LLC | 56794 | MROW | MRO West | WND | 49.5 |  | 149932 |  |  |  |  | Estimated using an emission factor | 1334994
2019 | MN | Moraine Wind LLC | 56174 | MROW | MRO West | WND | 51 |  | 131255 |  |  |  |  | Estimated using an emission factor | 1168695
2019 | MN | Morgan Community Solar | 60942 | MROW | MRO West | SUN | 3 |  | 4740.999 |  |  |  |  | Estimated using an emission factor | 42212.001
2019 | MN | Moulton Wind Power | 55981 | MROW | MRO West | WND | 2 |  | 1433 |  |  |  |  | Estimated using an emission factor | 12760
2019 | MN | Mountain Lake | 1998 | MROW | MRO West | WND | 9.2 |  | 2865 | 919 | 0.14244 | 0.099438 | 0.31 | Estimated using an emission factor | 25663 | 0.14244
2019 | MN | Mower County Wind Energy Center | 56424 | MROW | MRO West | WND | 98.9 |  | 259080 |  |  |  |  | Estimated using an emission factor | 2306850
2019 | MN | MSC-Chisago01 LLC CSG | 62536 | MROW | MRO West | SUN | 1 |  | 781 |  |  |  |  | Estimated using an emission factor | 6954
2019 | MN | MSC-Chisago02 LLC | 62538 | MROW | MRO West | SUN | 1 |  | 334 |  |  |  |  | Estimated using an emission factor | 2974
2019 | MN | MSC-Empire01, LLC | 62740 | MROW | MRO West | SUN | 1 |  | 532 |  |  |  |  | Estimated using an emission factor | 4737
2019 | MN | MSC-GreyCloud01 Community Solar | 62143 | MROW | MRO West | SUN | 1 |  | 1525 |  |  |  |  | Estimated using an emission factor | 13579
2019 | MN | MSC-Rice01 LLC CSG | 62537 | MROW | MRO West | SUN | 1 |  | 577 |  |  |  |  | Estimated using an emission factor | 5138
2019 | MN | MSC-Scandia01 CSG | 62144 | MROW | MRO West | SUN | 1 |  | 1307 |  |  |  |  | Estimated using an emission factor | 11637
2019 | MN | MSC-Scott01 LLC | 62535 | MROW | MRO West | SUN | 1 |  | 679 |  |  |  |  | Estimated using an emission factor | 6045
2019 | MN | Mud Garden Solar | 63427 | MROW | MRO West | SUN | 1
2019 | MN | Nautilus Lindstrom Solar CSG | 62030 | MROW | MRO West | SUN | 2 |  | 2586 |  |  |  |  | Estimated using an emission factor | 23026
2019 | MN | Nautilus Saint Cloud Solar CSG | 62031 | MROW | MRO West | SUN | 5 |  | 4914 |  |  |  |  | Estimated using an emission factor | 43755
2019 | MN | Nautilus Winsted Solar CSG | 62032 | MROW | MRO West | SUN | 3 |  | 3512 |  |  |  |  | Estimated using an emission factor | 31270
2019 | MN | Nesvold Watertown Solar | 60958 | MROW | MRO West | SUN | 5 |  | 7451 |  |  |  |  | Estimated using an emission factor | 66342.998
2019 | MN | New Germany Community Solar Garden | 61571 | MROW | MRO West | SUN | 1 |  | 1722 |  |  |  |  | Estimated using an emission factor | 15332
2019 | MN | New Munich Solar | 63402 | MROW | MRO West | SUN | 1 |  | 361 |  |  |  |  | Estimated using an emission factor | 3214
2019 | MN | New Prague | 1999 | MROW | MRO West | NG | 18.3 |  | -63 | 12298 | 0.0025949 | 0 | 0.000422 | EPA/NEI; Estimated using an emission factor | 12298 | 0.0025949
2019 | MN | New Ulm | 2001 | MROW | MRO West | DFO | 78.5 | 0.086877 | 5195 | 214.066 | 0.00023268 | 8.9579e-05 | 0.0021739 | EPA/NEI | 2464 | 0.0026783
2019 | MN | Nicollet Community Solar One LLC | 63120 | MROW | MRO West | SUN | 1
2019 | MN | Nicollet Garden | 63938 | MROW | MRO West | SUN | 1
2019 | MN | Noble Ridge LLC | 55782 | MROW | MRO West | WND | 1.5 |  | 1462 |  |  |  |  | Estimated using an emission factor | 13018
2019 | MN | Nobles 2 Wind Project | 62364 | MROW | MRO West | WND | 250
2019 | MN | Nobles Wind Project | 57047 | MROW | MRO West | WND | 201 |  | 634134 |  |  |  |  | Estimated using an emission factor | 5646328
2019 | MN | North Branch (MN) | 2002 | MROW | MRO West | DFO | 13.3 |  | 311 | 3658 | 0.56699 | 3.6462 | 0.31 | EPA/NEI; Estimated using an emission factor | 3658 | 0.56699
2019 | MN | North Star Solar Project | 59852 | MROW | MRO West | SUN | 100 |  | 177992 |  |  |  |  | Estimated using an emission factor | 1584840
2019 | MN | Northern Lights Wind LLC | 56411 | MROW | MRO West | WND | 1.7 |  | 4381 |  |  |  |  | Estimated using an emission factor | 39007
2019 | MN | Northfield Community Solar | 60717 | MROW | MRO West | SUN | 5 |  | 6639 |  |  |  |  | Estimated using an emission factor | 59113.999
2019 | MN | Northfield Holdco CSG | 61451 | MROW | MRO West | SUN | 5 |  | 8023 |  |  |  |  | Estimated using an emission factor | 71438
2019 | MN | Northfield Solar CSG | 62708 | MROW | MRO West | SUN | 5
2019 | MN | Northshore Mining Silver Bay Power | 10849 | MROW | MRO West | SUB | 131.6 | 0.59848 | 182439 | 1617468.827 | 8.779 | 0.096241 | 0.010855 | EPA/NEI | 2702623.25 | 14.6688
2019 | MN | Novel - OYA of Mapleton CSG | 61060 | MROW | MRO West | SUN | 3.5 |  | 5017 |  |  |  |  | Estimated using an emission factor | 44670
2019 | MN | Novel Bartel Solar CSG | 63004 | MROW | MRO West | SUN | 1
2019 | MN | Novel Benedix Solar CSG | 63010 | MROW | MRO West | SUN | 1
2019 | MN | Novel Brooten Solar CSG | 62961 | MROW | MRO West | SUN | 1 |  | 2028 |  |  |  |  | Estimated using an emission factor | 18057
2019 | MN | Novel Byron Solar CSG | 62985 | MROW | MRO West | SUN | 1
2019 | MN | Novel Debra Solar LLC CSG | 63247 | MROW | MRO West | SUN | 1
2019 | MN | Novel DeCook Solar CSG | 62979 | MROW | MRO West | SUN | 1
2019 | MN | Novel Haley Solar CSG | 63005 | MROW | MRO West | SUN | 1
2019 | MN | Novel Herber Solar CSG | 62966 | MROW | MRO West | SUN | 1
2019 | MN | Novel Herickhoff Solar CSG | 62967 | MROW | MRO West | SUN | 1
2019 | MN | Novel Historical Society Solar CSG | 62963 | MROW | MRO West | SUN | 1 |  | 0
2019 | MN | Novel Holmquist Solar CSG | 63006 | MROW | MRO West | SUN | 1
2019 | MN | Novel Jewison Solar CSG | 62984 | MROW | MRO West | SUN | 1
2019 | MN | Novel Kanewischer Solar CSG | 62986 | MROW | MRO West | SUN | 1
2019 | MN | Novel Loren Solar LLC CSG | 63248 | MROW | MRO West | SUN | 1
2019 | MN | Novel Martin Solar One LLC (McLeod) CSG | 62779 | MROW | MRO West | SUN | 1 |  | 1918 |  |  |  |  | Estimated using an emission factor | 17076
2019 | MN | Novel MNDot Solar CSG | 63007 | MROW | MRO West | SUN | 1
2019 | MN | Novel OYA of Osakis CSG | 61059 | MROW | MRO West | SUN | 5 |  | 8195 |  |  |  |  | Estimated using an emission factor | 72968
2019 | MN | Novel Pederson Solar CSG | 62983 | MROW | MRO West | SUN | 1 |  | 0
2019 | MN | Novel Peter Solar CSG | 63009 | MROW | MRO West | SUN | 1
2019 | MN | Novel Reber Solar CSG | 62962 | MROW | MRO West | SUN | 1 |  | 22 |  |  |  |  | Estimated using an emission factor | 196
2019 | MN | Novel Schmoll Farms Solar CSG | 62982 | MROW | MRO West | SUN | 1
2019 | MN | Novel Wayne Solar LLC CSG | 63249 | MROW | MRO West | SUN | 1
2019 | MN | Novel Winegar Partnership Solar CSG | 63008 | MROW | MRO West | SUN | 1
2019 | MN | Oak Glen Wind Farm | 57432 | MROW | MRO West | WND | 44 |  | 110679 |  |  |  |  | Estimated using an emission factor | 985487
2019 | MN | Odell Wind Farm | 58657 | MROW | MRO West | WND | 200 |  | 748301 |  |  |  |  | Estimated using an emission factor | 6662873
2019 | MN | Odin Wind Farm LLC | 56755 | MROW | MRO West | WND | 20 |  | 44860 |  |  |  |  | Estimated using an emission factor | 399434
2019 | MN | Olinda Trail Solar | 63401 | MROW | MRO West | SUN | 1 |  | 358 |  |  |  |  | Estimated using an emission factor | 3188
2019 | MN | Olmsted Waste Energy | 50413 | MROW | MRO West | MSW | 12.1 | 0.15473 | 32199.31 | 182202.238 | 14.2291 | 0.88382 | 0.15619 | EPA/NEI; Estimated using an emission factor | 1177528.984 | 91.9594
2019 | MN | OREG 3 Inc | 57281 | MROW | MRO West | WH | 5 |  | 38286 |  |  |  |  | Estimated using an emission factor | 340900
2019 | MN | Orion Community Solar | 60716 | MROW | MRO West | SUN | 3 |  | 4284.999 |  |  |  |  | Estimated using an emission factor | 38154
2019 | MN | Owatonna | 2003 | MROW | MRO West | NG | 45 |  | 196 | 2923 | 0.008014 | 0.081775 | 0.0054834 | EPA/NEI; Estimated using an emission factor | 2923 | 0.008014
2019 | MN | Owatonna Energy Station | 60254 | MROW | MRO West | NG | 38.8 |  | 28370 | 252780 | 0.053337 | 0.0037601 | 0.000422 | Estimated using an emission factor | 252780 | 0.053337
2019 | MN | Palmer's Creek Wind Farm, LLC | 62291 | MROW | MRO West | WND | 44.6 |  | 139177 |  |  |  |  | Estimated using an emission factor | 1239232
2019 | MN | Paulson Community (CSG) | 63678 | MROW | MRO West | SUN | 1
2019 | MN | Paynesville Community Solar | 60715 | MROW | MRO West | SUN | 5 |  | 5414 |  |  |  |  | Estimated using an emission factor | 48205
2019 | MN | Paynesville CSG1, LLC | 63596 | MROW | MRO West | SUN | 1
2019 | MN | Paynesville Solar | 60530 | MROW | MRO West | SUN | 10 |  | 18685 |  |  |  |  | Estimated using an emission factor | 166371
2019 | MN | Pegasus Community Solar | 61175 | MROW | MRO West | SUN | 2 |  | 2987 |  |  |  |  | Estimated using an emission factor | 26595
2019 | MN | Pillager | 1898 | MROW | MRO West | WAT | 1.6 |  | 8462 |  |  |  |  | NEI avg EF - PM, fuel type, firing type | 75345
2019 | MN | Pine Island Solar | 60531 | MROW | MRO West | SUN | 4 |  | 6677 |  |  |  |  | Estimated using an emission factor | 59450
2019 | MN | Pine Island Solar CSG | 60835 | MROW | MRO West | SUN | 3.9 |  | 5211 |  |  |  |  | Estimated using an emission factor | 46399
2019 | MN | Pipestone City Solar LLC | 63726 | MROW | MRO West | SUN | 1
2019 | MN | Plato CSG1, LLC | 63597 | MROW | MRO West | SUN | 1
2019 | MN | Pleasant Valley Station | 7843 | MROW | MRO West | NG | 467.8 |  | 40282.001 | 484013.73 | 0.05179 | 0.0025714 | 0.000214 | EPA/NEI | 484013.73 | 0.05179
2019 | MN | Pleasant Valley Wind Farm | 59201 | MROW | MRO West | WND | 200 |  | 772925 |  |  |  |  | Estimated using an emission factor | 6882123
2019 | MN | Plum Creek | 61687 | MROW | MRO West | WND | 400
2019 | MN | POET Biorefining Lake Crystal | 58197 | MROW | MRO West | NG | 7 | 0.034133 | 6052.69 | 36050.497 | 0.15682 | 0.05182 | 0.0087003 | EPA/NEI; Estimated using an emission factor | 1056179 | 4.5945
2019 | MN | PopeSun CSG, LLC | 61542 | MROW | MRO West | SUN | 5 |  | 8019 |  |  |  |  | Estimated using an emission factor | 71402
2019 | MN | Porcher CSG | 63348 | MROW | MRO West | SUN | 0.9
2019 | MN | Porter Way Community Solar Garden | 61500 | MROW | MRO West | SUN | 3 |  | 4199 |  |  |  |  | Estimated using an emission factor | 37389
2019 | MN | Prairie Island | 1925 | MROW | MRO West | NUC | 1186.2 |  | 9139972 |  |  |  |  | Estimated using an emission factor | 95436012
2019 | MN | Prairie River | 378 | MROW | MRO West | WAT | 1 |  | 3224 |  |  |  |  | NEI avg EF - PM, fuel type, firing type | 28705.999
2019 | MN | Prairie Rose Wind Farm | 57644 | MROW | MRO West | WND | 200 |  | 603695 |  |  |  |  | Estimated using an emission factor | 5375299
2019 | MN | Prairie Star Wind Farm | 56494 | MROW | MRO West | WND | 100.6 |  | 303820 |  |  |  |  | Estimated using an emission factor | 2705214
2019 | MN | Prairie Wind Power LLC | 56628 | MROW | MRO West | WND | 4 |  | 11565 |  |  |  |  | Estimated using an emission factor | 102975
2019 | MN | Prawer Project CSG | 63176 | MROW | MRO West | SUN | 1
2019 | MN | Preston (MN) | 2004 | MROW | MRO West | NG | 4.3 |  | 120 | 995 | 0.025185 | 0.41976 | 0.050624 | EPA/NEI; Estimated using an emission factor | 995 | 0.025185
2019 | MN | Primrose Solar, LLC | 63314 | MROW | MRO West | SUN | 1
2019 | MN | Princeton (MN) | 2005 | MROW | MRO West | DFO | 12.5 |  | 529.001 | 7517 | 1.1651 | 4.405 | 0.31 | EPA/NEI; Estimated using an emission factor | 7517 | 1.1651
2019 | MN | Randolph CSG PV1-5 | 62209 | MROW | MRO West | SUN | 5 |  | 3005 |  |  |  |  | Estimated using an emission factor | 26756.001
2019 | MN | Rapidan Hydro Facility | 52054 | MROW | MRO West | WAT | 6.8 |  | 14011 |  |  |  |  | NEI avg EF - PM, fuel type, firing type | 124755
2019 | MN | Rapids Energy Center | 10686 | MROW | MRO West | WAT | 28.4 | 0.95219 | 25011 | 9318.1 | 0.081366 | 0.0065064 | 0.017464 | EPA/NEI; Estimated using an emission factor | 81792 | 0.085452
2019 | MN | Red Lake Falls Community Hybrid | 63689 | MROW | MRO West |  | 5.6
2019 | MN | Red Maple Solar | 60962 | MROW | MRO West | SUN | 3 |  | 4632.999 |  |  |  |  | Estimated using an emission factor | 41253
2019 | MN | Red Pine Wind Project | 61357 | MROW | MRO West | WND | 200 |  | 780510 |  |  |  |  | Estimated using an emission factor | 6949662
2019 | MN | Red Wing | 1926 | MROW | MRO West | MSW | 23 |  | 137003.656 | 2576472.375 | 1.0048 | 0.014669 | 0.00078 | Estimated using an emission factor | 2576472.375 | 1.0048
2019 | MN | Red Wing Community Solar | 60796 | MROW | MRO West | SUN | 4.9 |  | 6687 |  |  |  |  | Estimated using an emission factor | 59541
2019 | MN | Redwood Falls | 2009 | MROW | MRO West | WAT | 9 |  | 4278 | 3881 | 0.16602 | 0.077616 | 0.085556 | EPA/NEI; Estimated using an emission factor | 37965 | 0.16602
2019 | MN | Redwood Falls Wind | 56414 | MROW | MRO West | WND | 3.4 |  | 8395 |  |  |  |  | Estimated using an emission factor | 74748
2019 | MN | Rengstorf Solar CSG | 61383 | MROW | MRO West | SUN | 5 |  | 8200 |  |  |  |  | Estimated using an emission factor | 73012.002
2019 | MN | Richmond CSG | 61427 | MROW | MRO West | SUN | 5 |  | 7991 |  |  |  |  | Estimated using an emission factor | 71151
2019 | MN | Ridgewind | 57386 | MROW | MRO West | WND | 25.3 |  | 77409 |  |  |  |  | Estimated using an emission factor | 689249
2019 | MN | Riverside (1927) | 1927 | MROW | MRO West | NG | 824.7 |  | 3085561 | 21776356 | 2.3753 | 0.0015396 | 0.00021816 | EPA/NEI | 21776356 | 2.3753
2019 | MN | RJC CSG, LLC | 63816 | MROW | MRO West | SUN | 1
2019 | MN | RJC I CSG | 61504 | MROW | MRO West | SUN | 1 |  | 1458 |  |  |  |  | Estimated using an emission factor | 12980
2019 | MN | RJC II Community Solar Garden | 61670 | MROW | MRO West | SUN | 1 |  | 1487 |  |  |  |  | Estimated using an emission factor | 13241
2019 | MN | Roberds Garden CSG | 63480 | MROW | MRO West | SUN | 1 |  | 254 |  |  |  |  | Estimated using an emission factor | 2262
2019 | MN | Rochester Hydro | 2007 | MROW | MRO West | WAT | 2.6 |  | 10618 |  |  |  |  | NEI avg EF - PM, fuel type, firing type | 94543
2019 | MN | Rock County Wind Fuel, LLC | 63460 |  |  | WND | 5
2019 | MN | Rock Lake Station | 6741 | MROW | MRO West | DFO | 25 |  | 743 | 11240.5 | 0.031031 | 0.083528 | 0.0055212 | EPA/NEI | 11240.5 | 0.031031
2019 | MN | Rollingstone Holdco CSG | 62037 | MROW | MRO West | SUN | 5 |  | 228 |  |  |  |  | Estimated using an emission factor | 2030
2019 | MN | Rosemount Community Solar | 60714 | MROW | MRO West | SUN | 5 |  | 7188 |  |  |  |  | Estimated using an emission factor | 64001.001
2019 | MN | Ruthton Ridge LLC | 55571 | MROW | MRO West | WND | 1.9 |  | 4444 |  |  |  |  | Estimated using an emission factor | 39570
2019 | MN | S&P Windfarm LLC | 56208 | MROW | MRO West | WND | 2 |  | 892 |  |  |  |  | Estimated using an emission factor | 7943
2019 | MN | Sacred Heart CSG1, LLC | 63598 | MROW | MRO West | SUN | 1
2019 | MN | SAF Hydroelectric LLC | 57665 | MROW | MRO West | WAT | 9.6 |  | 30824 |  |  |  |  | NEI avg EF - PM, fuel type, firing type | 274459
2019 | MN | Sagitta Community Solar | 61708 | MROW | MRO West | SUN | 1 |  | 1656 |  |  |  |  | Estimated using an emission factor | 14744
2019 | MN | Saint Marys Hospital Power Plant | 54262 | MROW | MRO West | NG | 15.4 | 0.32505 | 53776.99 | 283789.613 | 1.0439 | 0.038823 | 0.0073567 | EPA/NEI; Estimated using an emission factor | 873070.999 | 3.2115
2019 | MN | Sappi Cloquet Mill | 50639 | MROW | MRO West | BLQ | 96.5 | 0.17813 | 479810.581 | 2619363.539 | 8.4614 | 0.03527 | 0.0064606 | EPA/NEI; Estimated using an emission factor | 14954636.5 | 47.5013
2019 | MN | Sartell Dam | 50252 | MROW | MRO West | WAT | 9.3 |  | 28051.001 |  |  |  |  | NEI avg EF - PM, fuel type, firing type | 249768.008
2019 | MN | Sartell Holdco CSG | 62036 | MROW | MRO West | SUN | 5 |  | 3900 |  |  |  |  | Estimated using an emission factor | 34725
2019 | MN | Scandia Community Solar Garden | 61669 | MROW | MRO West | SUN | 2.5 |  | 3453 |  |  |  |  | Estimated using an emission factor | 30745
2019 | MN | Scandia CSG | 61585 | MROW | MRO West | SUN | 5 |  | 8542 |  |  |  |  | Estimated using an emission factor | 76056.001
2019 | MN | Scanlon | 1899 | MROW | MRO West | WAT | 1.6 |  | 7260 |  |  |  |  | NEI avg EF - PM, fuel type, firing type | 64643
2019 | MN | School Sisters CSG | 61516 | MROW | MRO West | SUN | 1 |  | 1455 |  |  |  |  | Estimated using an emission factor | 12955
2019 | MN | Schueler Community Solar | 63658 | MROW | MRO West | SUN | 1
2019 | MN | Schultz CSG | 62088 | MROW | MRO West | SUN | 1.8 |  | 1882 |  |  |  |  | Estimated using an emission factor | 16756
2019 | MN | Schwinghamer Project CSG | 63177 | MROW | MRO West | SUN | 1 |  | 0
2019 | MN | Severson Garden | 63934 | MROW | MRO West | SUN | 1
2019 | MN | Shakopee Energy Park | 60647 | MROW | MRO West | NG | 46.5 | 1 | 21066 | 181764.004 | 0.038352 | 0.0036411 | 0.000422 | Estimated using an emission factor | 181764.004 | 0.038352
2019 | MN | Shakopee Met Council WTP | 60919 | MROW | MRO West | SUN | 1.3 |  | 1678 |  |  |  |  | Estimated using an emission factor | 14941
2019 | MN | Shane's Wind Machine | 56577 | MROW | MRO West | WND | 1.3 |  | 5002 |  |  |  |  | Estimated using an emission factor | 44538
2019 | MN | Shaokatan Hills LLC | 55354 | MROW | MRO West | WND | 11.8 |  | 22600 |  |  |  |  | Estimated using an emission factor | 201231
2019 | MN | Sherburne Community Solar | 61672 | MROW | MRO West | SUN | 5 |  | 6820 |  |  |  |  | Estimated using an emission factor | 60725
2019 | MN | Sherburne Community Solar One LLC CSG | 63122 | MROW | MRO West | SUN | 1 |  | 24 |  |  |  |  | Estimated using an emission factor | 214
2019 | MN | Sherburne County | 6090 | MROW | MRO West | SUB | 2469.3 | 0.93596 | 10752654 | 109703014.225 | 6329.7001 | 1.1773 | 0.1154 | EPA/NEI | 117209482 | 6762.8108
2019 | MN | Sherburne North Project CSG | 61762 | MROW | MRO West | SUN | 5 |  | 6386 |  |  |  |  | Estimated using an emission factor | 56860
2019 | MN | Siems Solar Project | 63657 | MROW | MRO West | SUN | 1
2019 | MN | Silver Lake | 2008 | MROW | MRO West | BIT | 99
2019 | MN | Silver Lake Garden | 63936 | MROW | MRO West | SUN | 1
2019 | MN | Slayton Solar | 58164 | MROW | MRO West | SUN | 1.7 |  | 2155 |  |  |  |  | Estimated using an emission factor | 19188
2019 | MN | Sleepy Eye | 2011 | MROW | MRO West | DFO | 12.9 |  | 128.001 | 1030.998 | 0.1598 | 2.4969 | 0.31 | EPA/NEI; Estimated using an emission factor | 1030.998 | 0.1598
2019 | MN | SMMPA Methane Energy Facility | 57903 | MROW | MRO West | LFG | 1.6 |  | 4074 | 40086 | 0.29463 | 0.14464 | 0.0147 | Estimated using an emission factor | 40086 | 0.29463
2019 | MN | Snowdrop Solar, LLC | 63310 | MROW | MRO West | SUN | 1
2019 | MN | Sobania Community Solar LLC | 63791 | MROW | MRO West | SUN | 1
2019 | MN | Soliloquoy Ridge LLC | 55570 | MROW | MRO West | WND | 1.9 |  | 3923 |  |  |  |  | Estimated using an emission factor | 34930
2019 | MN | Solway Plant | 7947 | MROW | MRO West | NG | 51.3 |  | 52970 | 543034.062 | 0.053237 | 0.0020101 | 0.00019607 | EPA/NEI | 543034.062 | 0.053237
2019 | MN | South Fork Wind Farm | 58691 | MROW | MRO West | WND | 13 |  | 50096 |  |  |  |  | Estimated using an emission factor | 446055
2019 | MN | South Generation | 7982 | MROW | MRO West | DFO | 6.6 |  | 144 | 695.001 | 0.10773 | 1.4962 | 0.31 | Estimated using an emission factor | 695.001 | 0.10773
2019 | MN | Southeast Steam Plant | 57966 | MROW | MRO West | NG | 13 | 0.007259 | 614 | 3669.056 | 0.014772 | 0.048118 | 0.0080523 | NEI avg EF - PM, fuel type | 505438.719 | 2.035
2019 | MN | Southern Minnesota Beet Sugar | 54533 | MROW | MRO West | SUB | 7.5 | 0.032982 | 19684 | 110765.045 | 0.95171 | 0.096699 | 0.017184 | NEI avg EF - PM, fuel type | 3358359 | 28.8554
2019 | MN | Spartan Hills LLC | 55569 | MROW | MRO West | WND | 1.9 |  | 4387 |  |  |  |  | Estimated using an emission factor | 39063
2019 | MN | Spica Community Solar | 60943 | MROW | MRO West | SUN | 2 |  | 3045 |  |  |  |  | Estimated using an emission factor | 27113
2019 | MN | Spring Valley | 2013 | MROW | MRO West | DFO | 7.9 | 1 | 337.999 | 2095 | 0.32472 | 1.9215 | 0.31 | EPA/NEI; Estimated using an emission factor | 2095 | 0.32472
2019 | MN | Springfield (MN) | 2012 | MROW | MRO West | DFO | 13 |  | 0
2019 | MN | Spruce Ridge Gas Recovery | 57017 | MROW | MRO West | LFG | 3.2 |  | 12197 | 146462 | 1.0765 | 0.17652 | 0.0147 | Estimated using an emission factor | 146462 | 1.0765
2019 | MN | St James | 1929 | MROW | MRO West | DFO | 12 |  | 91.14 | 847.998 | 0.13144 | 2.8843 | 0.31 | Estimated using an emission factor | 847.998 | 0.13144
2019 | MN | St Paul Cogeneration | 56643 | MROW | MRO West | WDS | 37 | 0.39682 | 148761 | 994315.108 | 11.3413 | 0.15248 | 0.022812 | NEI avg EF - PM, fuel type | 2505709 | 28.5804
2019 | MN | St. Bonifacius Station | 6824 | MROW | MRO West | DFO | 61.2 |  | 489 | 8677.5 | 0.018565 | 0.075929 | 0.0042788 | EPA/NEI | 8677.5 | 0.018565
2019 | MN | St. Charles Power Plant | 56100 | MROW | MRO West | DFO | 8.8 |  | 49 | 527 | 0.081685 | 3.3341 | 0.31 | Estimated using an emission factor | 527 | 0.081685
2019 | MN | St. Charles Solar | 62869 | MROW | MRO West | SUN | 2 |  | 536 |  |  |  |  | Estimated using an emission factor | 4772
2019 | MN | St. Cloud Solar CSG | 61384 | MROW | MRO West | SUN | 5 |  | 6781 |  |  |  |  | Estimated using an emission factor | 60377.002
2019 | MN | St. Olaf StandBy Generators | 58996 | MROW | MRO West | DFO | 4.1 |  | 70.001 | 994.999 | 0.15422 | 4.4064 | 0.31 | Estimated using an emission factor | 994.999 | 0.15422
2019 | MN | St. Olaf Wind Turbine | 58995 | MROW | MRO West | WND | 1.6 |  | 2550 |  |  |  |  | Estimated using an emission factor | 22704
2019 | MN | St. Paul Intl Airport Red & Blue Parking | 59709 | MROW | MRO West | SUN | 3.2 |  | 2153 |  |  |  |  | Estimated using an emission factor | 19172
2019 | MN | STAG St. Paul Project CSG | 63178 | MROW | MRO West | SUN | 1 |  | 1
2019 | MN | Stahl Wind Energy | 56409 | MROW | MRO West | WND | 1.7 |  | 4517 |  |  |  |  | Estimated using an emission factor | 40220
2019 | MN | Star Garden | 63395 | MROW | MRO West | SUN | 1
2019 | MN | Stearns Community Solar One LLC CSG | 63121 | MROW | MRO West | SUN | 1 |  | 54 |  |  |  |  | Estimated using an emission factor | 481
2019 | MN | Stearns Solar I | 63400 | MROW | MRO West | SUN | 1 |  | 313 |  |  |  |  | Estimated using an emission factor | 2788
2019 | MN | Stevens Community Medical Center | 56245 | MROW | MRO West | DFO | 1 |  | 23 | 217 | 0.033635 | 2.9248 | 0.31 | Estimated using an emission factor | 217 | 0.033635
2019 | MN | Stevens Community Solar LLC | 63794 | MROW | MRO West | SUN | 1
2019 | MN | Stewart CSG1, LLC | 63599 | MROW | MRO West | SUN | 1
2019 | MN | Stoneray Power Partners, LLC | 62269 | MROW | MRO West | WND | 100 |  | 318542 |  |  |  |  | Estimated using an emission factor | 2836300
2019 | MN | Straight Garden Solar | 63424 | MROW | MRO West | SUN | 1
2019 | MN | Strandness Garden | 63367 | MROW | MRO West | SUN | 1
2019 | MN | Studenski Community Solar LLC | 63793 | MROW | MRO West | SUN | 1
2019 | MN | Sun River LLC | 55562 | MROW | MRO West | WND | 1.9 |  | 3926 |  |  |  |  | Estimated using an emission factor | 34957
2019 | MN | SunE Feely 1 CSG, LLC | 61478 | MROW | MRO West | SUN | 5 |  | 7317 |  |  |  |  | Estimated using an emission factor | 65151.001
2019 | MN | SunE Stolee CSG, LLC | 61485 | MROW | MRO West | SUN | 3 |  | 4659.999 |  |  |  |  | Estimated using an emission factor | 41492.001
2019 | MN | Sunrise Community Solar | 60713 | MROW | MRO West | SUN | 5 |  | 6848 |  |  |  |  | Estimated using an emission factor | 60975
2019 | MN | Sunset Breeze LLC | 56586 | MROW | MRO West | WND | 1.3 |  | 1724 |  |  |  |  | Estimated using an emission factor | 15350
2019 | MN | Svihel Community Solar LLC | 63792 | MROW | MRO West | SUN | 1
2019 | MN | Sylvan | 1900 | MROW | MRO West | WAT | 1.8 |  | 11529.999 |  |  |  |  | NEI avg EF - PM, fuel type, firing type | 102663.996
2019 | MN | Syncarpha Clara City CSG I (Stamer) | 61980 | MROW | MRO West | SUN | 1 |  | 1484 |  |  |  |  | Estimated using an emission factor | 13213
2019 | MN | Syncarpha Dodge 1 CSG | 62053 | MROW | MRO West | SUN | 1 |  | 1032 |  |  |  |  | Estimated using an emission factor | 9188
2019 | MN | Syncarpha Prinsburg CSG (Ledeboer) | 61979 | MROW | MRO West | SUN | 1 |  | 1389 |  |  |  |  | Estimated using an emission factor | 12369
2019 | MN | Taconite Harbor Energy Center | 10075 | MROW | MRO West | SUB | 252 |  | 0
2019 | MN | Taconite Ridge 1 Wind Energy Center | 56630 | MROW | MRO West | WND | 25 |  | 46808 |  |  |  |  | Estimated using an emission factor | 416777
2019 | MN | Tatanka Wi | 61680 | MROW | MRO West | SUN | 7.1 |  | 11208 |  |  |  |  | Estimated using an emission factor | 99796
2019 | MN | Taurus Community Solar | 61174 | MROW | MRO West | SUN | 3.6 |  | 5972 |  |  |  |  | Estimated using an emission factor | 53175
2019 | MN | Taylors Falls CSG | 61428 | MROW | MRO West | SUN | 5 |  | 6243 |  |  |  |  | Estimated using an emission factor | 55587
2019 | MN | TG Windfarm LLC | 56199 | MROW | MRO West | WND | 2 |  | 4812 |  |  |  |  | Estimated using an emission factor | 42846
2019 | MN | Thief River Falls | 2014 | MROW | MRO West | WAT | 6.5 |  | 1851 | 232 | 0.03596 | 0.038855 | 0.31 | EPA/NEI; Estimated using an emission factor | 16522 | 0.03596
2019 | MN | Thomson | 1901 | MROW | MRO West | WAT | 72.6 |  | 371547.002 |  |  |  |  | NEI avg EF - PM, fuel type, firing type | 3308252.938
2019 | MN | Thomson Reuters Campus Bldg A-D | 55133 | MROW | MRO West | DFO | 14 |  | 241.997 | 1552.999 | 0.24071 | 1.9894 | 0.31 | Estimated using an emission factor | 1552.999 | 0.24071
2019 | MN | Thomson Reuters Data Center Bldg ES101 | 57207 | MROW | MRO West | DFO | 1.2 |  | 18 | 208 | 0.03224 | 3.5822 | 0.31 | Estimated using an emission factor | 208 | 0.03224
2019 | MN | Thomson Reuters Data Center Bldg H | 57208 | MROW | MRO West | DFO | 8 |  | 122 | 1198 | 0.18569 | 3.0441 | 0.31 | Estimated using an emission factor | 1198 | 0.18569
2019 | MN | Tiller CSG | 62098 | MROW | MRO West | SUN | 5 |  | 6084 |  |  |  |  | Estimated using an emission factor | 54172
2019 | MN | Tofteland Windfarm LLC | 56202 | MROW | MRO West | WND | 2 |  | 4217 |  |  |  |  | Estimated using an emission factor | 37549
2019 | MN | Trimont Area Wind Farm | 56296 | MROW | MRO West | WND | 100.5 |  | 280875 |  |  |  |  | Estimated using an emission factor | 2500913
2019 | MN | Trishe Wind Minnesota | 57255 |  |  | WND | 340
2019 | MN | Truman | 2015 | MROW | MRO West | DFO | 8.1 |  | 52.999 | 660.999 | 0.10245 | 3.8663 | 0.31 | EPA/NEI; Estimated using an emission factor | 660.999 | 0.10245
2019 | MN | Tsar Nicholas LLC | 55561 | MROW | MRO West | WND | 1.9 |  | 3634 |  |  |  |  | Estimated using an emission factor | 32357
2019 | MN | Twin Cities Hydro LLC | 57069 | MROW | MRO West | WAT | 18 |  | 100871 |  |  |  |  | NEI avg EF - PM, fuel type, firing type | 898154
2019 | MN | Twin Lake Hills LLC | 55568 | MROW | MRO West | WND | 1.9 |  | 4288 |  |  |  |  | Estimated using an emission factor | 38180
2019 | MN | Uilk Wind LLC | 57351 | MROW | MRO West | WND | 4.5 |  | 11535.999 |  |  |  |  | Estimated using an emission factor | 102717
2019 | MN | UMM Wind Turbine | 57732 | MROW | MRO West | WND | 1.7 |  | 4947 |  |  |  |  | Estimated using an emission factor | 44049
2019 | MN | Union Garden | 63939 | MROW | MRO West | SUN | 1
2019 | MN | United Health Care | 7377 | MROW | MRO West | DFO | 3.6
2019 | MN | United Hospital | 7378 | MROW | MRO West | DFO | 4.8
2019 | MN | Univ Minnesota CHP Plant | 59197 | MROW | MRO West | NG | 21 | 1 | 132900 | 1540151 | 4.2226 | 0.063546 | 0.0054834 | NEI avg EF - PM, fuel type, firing type | 1540151 | 4.2226
2019 | MN | Ursa Community Solar | 60712 | MROW | MRO West | SUN | 5 |  | 6755 |  |  |  |  | Estimated using an emission factor | 60145
2019 | MN | USS All In Solar LLC CSG | 63160 | MROW | MRO West | SUN | 1
2019 | MN | USS B&B Solar LLC CSG | 63216 | MROW | MRO West | SUN | 1
2019 | MN | USS Big Lake 1 Solar CSG | 61997 | MROW | MRO West | SUN | 1 |  | 1842 |  |  |  |  | Estimated using an emission factor | 16400
2019 | MN | USS Bluff Country Solar | 63741 | MROW | MRO West | SUN | 1
2019 | MN | USS Brockway Solar CSG | 62049 | MROW | MRO West | SUN | 1 |  | 1594 |  |  |  |  | Estimated using an emission factor | 14192
2019 | MN | USS Brude Solar CSG | 62361 | MROW | MRO West | SUN | 1 |  | 154 |  |  |  |  | Estimated using an emission factor | 1371
2019 | MN | USS Buckaroo Solar LLC CSG | 63153 | MROW | MRO West | SUN | 1
2019 | MN | USS Bush Solar LLC CSG | 63166 | MROW | MRO West | SUN | 1
2019 | MN | USS Centerfield Solar CSG | 62335 | MROW | MRO West | SUN | 1 |  | 306 |  |  |  |  | Estimated using an emission factor | 2724
2019 | MN | USS Chariot Solar LLC | 63171 | MROW | MRO West | SUN | 1
2019 | MN | USS Cheyenne Solar LLC CSG | 63145 | MROW | MRO West | SUN | 1
2019 | MN | USS Christoffer Solar LLC CSG | 63152 | MROW | MRO West | SUN | 1
2019 | MN | USS Cougar Solar LLC CSG | 63158 | MROW | MRO West | SUN | 1
2019 | MN | USS Dot Com Solar LLC CSG | 63215 | MROW | MRO West | SUN | 1
2019 | MN | USS Dubhe Solar CSG | 62048 | MROW | MRO West | SUN | 1 |  | 1783 |  |  |  |  | Estimated using an emission factor | 15877
2019 | MN | USS DVL Solar CSG | 62360 | MROW | MRO West | SUN | 1 |  | 397 |  |  |  |  | Estimated using an emission factor | 3535
2019 | MN | USS East Hauer Watt CSG | 62362 | MROW | MRO West | SUN | 1 |  | 402 |  |  |  |  | Estimated using an emission factor | 3579
2019 | MN | USS Eggo Solar CSG | 62359 | MROW | MRO West | SUN | 1 |  | 1045 |  |  |  |  | Estimated using an emission factor | 9304
2019 | MN | USS Flower Solar LLC CSG | 63159 | MROW | MRO West | SUN | 1
2019 | MN | USS Good Solar CSG | 61998 | MROW | MRO West | SUN | 1 |  | 1762 |  |  |  |  | Estimated using an emission factor | 15690
2019 | MN | USS Greenhouse Solar LLC CSG | 63143 | MROW | MRO West | SUN | 1
2019 | MN | USS Hancock Solar LLC CSG | 63167 | MROW | MRO West | SUN | 1
2019 | MN | USS Haven Solar LLC CSG | 63138 | MROW | MRO West | SUN | 1 |  | 238 |  |  |  |  | Estimated using an emission factor | 2119
2019 | MN | USS Hockey Pad Solar CSG | 62334 | MROW | MRO West | SUN | 1 |  | 126 |  |  |  |  | Estimated using an emission factor | 1121
2019 | MN | USS Horne North Solar LLC CSG | 63154 | MROW | MRO West | SUN | 1
2019 | MN | USS Horne South Solar LLC CSG | 63155 | MROW | MRO West | SUN | 1
2019 | MN | USS Hubers Solar LLC | 63744 | MROW | MRO West | SUN | 1
2019 | MN | USS JJ Clay Solar LLC CSG | 63156 | MROW | MRO West | SUN | 1
2019 | MN | USS JJ Solar CSG | 62047 | MROW | MRO West | SUN | 1 |  | 1826 |  |  |  |  | Estimated using an emission factor | 16258
2019 | MN | USS Kasch Solar CSG | 61999 | MROW | MRO West | SUN | 1 |  | 1889 |  |  |  |  | Estimated using an emission factor | 16819
2019 | MN | USS Kass Solar LLC | 63170 | MROW | MRO West | SUN | 1
2019 | MN | USS King 2 CSG | 62358 | MROW | MRO West | SUN | 1 |  | 638 |  |  |  |  | Estimated using an emission factor | 5680
2019 | MN | USS Kost Trail Solar CSG | 62339 | MROW | MRO West | SUN | 1 |  | 1070 |  |  |  |  | Estimated using an emission factor | 9525
2019 | MN | USS KVPV Solar LLC | 63169 | MROW | MRO West | SUN | 1
2019 | MN | USS Lake Patterson Solar CSG | 62337 | MROW | MRO West | SUN | 1 |  | 697 |  |  |  |  | Estimated using an emission factor | 6206
2019 | MN | USS Mayhew Solar LLC CSG | 63144 | MROW | MRO West | SUN | 1
2019 | MN | USS Midtown Solar LLC CSG | 63146 | MROW | MRO West | SUN | 1
2019 | MN | USS Milkweed Solar LLC CSG | 63142 | MROW | MRO West | SUN | 1
2019 | MN | USS Monarch Solar LLC CSG | 63147 | MROW | MRO West | SUN | 1
2019 | MN | USS Nillie Corn Solar CSG | 62046 | MROW | MRO West | SUN | 1 |  | 1739 |  |  |  |  | Estimated using an emission factor | 15485
2019 | MN | USS Norelius Solar CSG | 62045 | MROW | MRO West | SUN | 1 |  | 1778 |  |  |  |  | Estimated using an emission factor | 15832
2019 | MN | USS Pheasant Solar LLC | 63168 | MROW | MRO West | SUN | 1
2019 | MN | USS Rapidan Solar CSG | 62338 | MROW | MRO West | SUN | 1 |  | 154 |  |  |  |  | Estimated using an emission factor | 1371
2019 | MN | USS Reindeer Solar LLC CSG | 63165 | MROW | MRO West | SUN | 1
2019 | MN | USS Rockpoint Solar CSG | 62000 | MROW | MRO West | SUN | 1 |  | 1712 |  |  |  |  | Estimated using an emission factor | 15244
2019 | MN | USS Solar Dawn CSG | 62044 | MROW | MRO West | SUN | 1 |  | 1733 |  |  |  |  | Estimated using an emission factor | 15432
2019 | MN | USS Solar Rapids CSG | 62042 | MROW | MRO West | SUN | 1 |  | 1712 |  |  |  |  | Estimated using an emission factor | 15244
2019 | MN | USS Solar Sources LLC CSG | 63151 | MROW | MRO West | SUN | 1
2019 | MN | USS Solar Way LLC | 63743 | MROW | MRO West | SUN | 1
2019 | MN | USS Steamboat Solar LLC CSG | 63221 | MROW | MRO West | SUN | 1
2019 | MN | USS Sunrise Solar LLC CSG | 63141 | MROW | MRO West | SUN | 1
2019 | MN | USS Turkey Solar LLC CSG | 63148 | MROW | MRO West | SUN | 1
2019 | MN | USS Verde Solar LLC CSG | 63157 | MROW | MRO West | SUN | 1
2019 | MN | USS Viceroy Solar LLC | 63742 | MROW | MRO West | SUN | 1
2019 | MN | USS Water City Solar LLC CSG | 63220 | MROW | MRO West | SUN | 1
2019 | MN | USS Water Fowl Solar LLC CSG | 63219 | MROW | MRO West | SUN | 1
2019 | MN | USS Water Town Solar LLC CSG | 63218 | MROW | MRO West | SUN | 1
2019 | MN | USS Webster Solar CSG | 62336 | MROW | MRO West | SUN | 1 |  | 1377 |  |  |  |  | Estimated using an emission factor | 12261
2019 | MN | USS Westeros Solar LLC CSG | 63140 | MROW | MRO West | SUN | 1
2019 | MN | USS White Cloud LLC CSG | 63139 | MROW | MRO West | SUN | 1 |  | 178 |  |  |  |  | Estimated using an emission factor | 1585
2019 | MN | USS Zanzibar Solar LLC CSG | 63217 | MROW | MRO West | SUN | 1
2019 | MN | Valley View Transmission LLC | 57434 | MROW | MRO West | WND | 10 |  | 26850 |  |  |  |  | Estimated using an emission factor | 239072
2019 | MN | Vega Community Solar | 60944 | MROW | MRO West | SUN | 5 |  | 7919 |  |  |  |  | Estimated using an emission factor | 70508.999
2019 | MN | Vermillion River_MN_GRE DEA-GM | 63406 | MROW | MRO West | SUN | 3 |  | 12 |  |  |  |  | Estimated using an emission factor | 107
2019 | MN | Veseli Community Solar Garden | 61570 | MROW | MRO West | SUN | 1 |  | 1654 |  |  |  |  | Estimated using an emission factor | 14726
2019 | MN | Viking Wind Partners | 56153 | MROW | MRO West | WND | 12 |  | 32301 |  |  |  |  | Estimated using an emission factor | 287609
2019 | MN | Virginia | 2018 | MROW | MRO West | WDS | 30.2 | 1 | 35970 | 1399090.375 | 13.0769 | 0.7271 | 0.018693 | NEI avg EF - PM, fuel type | 1399090.375 | 13.0769
2019 | MN | Wabasha Holdco Solar CSG | 60838 | MROW | MRO West | SUN | 3 |  | 3614 |  |  |  |  | Estimated using an emission factor | 32178
2019 | MN | Wabasha Solar | 62800 | MROW | MRO West | SUN | 1 |  | 1079 |  |  |  |  | Estimated using an emission factor | 9608
2019 | MN | WakeSun LLC | 60694 | MROW | MRO West | SUN | 3 |  | 4524 |  |  |  |  | Estimated using an emission factor | 40284
2019 | MN | Walcott Solar CSG | 62707 | MROW | MRO West | SUN | 4
2019 | MN | Wapsipinicon Wind Project | 56876 | MROW | MRO West | WND | 100.5 |  | 267202 |  |  |  |  | Estimated using an emission factor | 2379167
2019 | MN | Warsaw Solar CSG | 62709 | MROW | MRO West | SUN | 2
2019 | MN | Waseca Solar | 60532 | MROW | MRO West | SUN | 10 |  | 17709 |  |  |  |  | Estimated using an emission factor | 157681
2019 | MN | WasecaSun | 61142 | MROW | MRO West | SUN | 7.4 |  | 8200.999 |  |  |  |  | Estimated using an emission factor | 73022
2019 | MN | Water Reclamation Plant | 58617 | MROW | MRO West | OBG | 2 | 0.42703 | 2715 | 17089.666 | 0.12561 | 0.09253 | 0.0147 | Estimated using an emission factor | 40020 | 0.29415
2019 | MN | Waterford Holdco CSG | 61452 | MROW | MRO West | SUN | 2.7 |  | 4389 |  |  |  |  | Estimated using an emission factor | 39081
2019 | MN | Waterville CSG Solar Holdings LLC | 61627 | MROW | MRO West | SUN | 5 |  | 6557 |  |  |  |  | Estimated using an emission factor | 58382
2019 | MN | WaveSun Community Solar | 61587 | MROW | MRO West | SUN | 5 |  | 7628 |  |  |  |  | Estimated using an emission factor | 67919
2019 | MN | WCROC Wind Farm | 57823 | MROW | MRO West | WND | 1.7 |  | 4335 |  |  |  |  | Estimated using an emission factor | 38598
2019 | MN | Webster Holdco Solar CSG | 60830 | MROW | MRO West | SUN | 5 |  | 7054 |  |  |  |  | Estimated using an emission factor | 62809
2019 | MN | Welcome Wind Turbine | 57248 | MROW | MRO West | WND | 2.1 |  | 5833 |  |  |  |  | Estimated using an emission factor | 51937
2019 | MN | Wells IC | 2020 | MROW | MRO West | DFO | 8.3 |  | 344.999 | 1468.999 | 0.22769 | 1.32 | 0.31 | Estimated using an emission factor | 1468.999 | 0.22769
2019 | MN | West Fairbault | 1932 | MROW | MRO West | NG | 48.6
2019 | MN | West Faribault Solar | 60533 | MROW | MRO West | SUN | 5.5 |  | 8886 |  |  |  |  | Estimated using an emission factor | 79120
2019 | MN | West Group Data Center | 54294 | MROW | MRO West | DFO | 13 |  | 216 | 1863 | 0.28876 | 2.6738 | 0.31 | EPA/NEI; Estimated using an emission factor | 1863 | 0.28876
2019 | MN | West Group Data Center F | 56247 | MROW | MRO West | DFO | 8 |  | 172 | 1687 | 0.26149 | 3.0405 | 0.31 | Estimated using an emission factor | 1687 | 0.26149
2019 | MN | West Waconia Solar | 60534 | MROW | MRO West | SUN | 8.5 |  | 13639 |  |  |  |  | Estimated using an emission factor | 121441
2019 | MN | Westbrook | 2021 | MROW | MRO West | DFO | 3.5 |  | 12 | 126 | 0.01953 | 3.255 | 0.31 | EPA/NEI; Estimated using an emission factor | 126 | 0.01953
2019 | MN | Westport Community Solar, LLC | 63307 | MROW | MRO West | SUN | 1
2019 | MN | Westridge Windfarm LLC | 56203 | MROW | MRO West | WND | 2 |  | 1764 |  |  |  |  | Estimated using an emission factor | 15707
2019 | MN | Westside Energy Station | 60564 | MROW | MRO West | NG | 46.5 |  | 43647 | 367751.016 | 0.077595 | 0.0035556 | 0.000422 | Estimated using an emission factor | 367751.016 | 0.077595
2019 | MN | Willmar | 2022 | MROW | MRO West | WND | 34 | 0.97128 | 6208 | 1013.924 | 0.0043869 | 0.0014133 | 0.0086534 | EPA/NEI; Estimated using an emission factor | 56321.9 | 0.0045166
2019 | MN | Willmar Municipal East Substation | 57034 | MROW | MRO West | DFO | 6 |  | 68.001 | 725.001 | 0.11238 | 3.3051 | 0.31 | Estimated using an emission factor | 725.001 | 0.11238
2019 | MN | Willmar Municipal SW Substation | 57035 | MROW | MRO West | DFO | 6 |  | 71.001 | 707.001 | 0.10959 | 3.0869 | 0.31 | Estimated using an emission factor | 707.001 | 0.10959
2019 | MN | Wilmarth | 1934 | MROW | MRO West | MSW | 25 |  | 107258 | 2231880.125 | 0.87043 | 0.016231 | 0.00078 | Estimated using an emission factor | 2231880.125 | 0.87043
2019 | MN | Windcurrent Farms LLC | 56205 | MROW | MRO West | WND | 2 |  | 3451 |  |  |  |  | Estimated using an emission factor | 30730
2019 | MN | Windom | 2023 | MROW | MRO West | DFO | 8.4 |  | 30.001 | 368 | 0.045769 | 3.0512 | 0.24875 | EPA/NEI; Estimated using an emission factor | 368 | 0.045769
2019 | MN | Windom Wind Project | 56544 | MROW | MRO West | WND | 15.6 |  | 33648 |  |  |  |  | Estimated using an emission factor | 299601
2019 | MN | Winegar CSG | 62193 | MROW | MRO West | SUN | 1 |  | 1455 |  |  |  |  | Estimated using an emission factor | 12955
2019 | MN | Winona Community Solar One LLC | 63532 | MROW | MRO West | SUN | 1
2019 | MN | Winona County Wind LLC | 57547 | MROW | MRO West | WND | 1.5 |  | 0
2019 | MN | Winona Solar | 62799 | MROW | MRO West | SUN | 1 |  | 781 |  |  |  |  | Estimated using an emission factor | 6955
2019 | MN | Winters Spawn LLC | 55567 | MROW | MRO West | WND | 1.9 |  | 4260 |  |  |  |  | Estimated using an emission factor | 37934
2019 | MN | Winton | 1902 | MROW | MRO West | WAT | 4 |  | 24917 |  |  |  |  | NEI avg EF - PM, fuel type, firing type | 221862
2019 | MN | Wolf Wind Enterprises LLC | 56589 | MROW | MRO West | WND | 1.3 |  | 1724 |  |  |  |  | Estimated using an emission factor | 15350
2019 | MN | Wollan Garden Solar | 63454 | MROW | MRO West | SUN | 1 |  | 158 |  |  |  |  | Estimated using an emission factor | 1406
2019 | MN | Woodbury Solar | 63231 | MROW | MRO West | SUN | 3
2019 | MN | Woodstock Windfarm | 55342 | MROW | MRO West | WND | 9.2 |  | 11360 |  |  |  |  | Estimated using an emission factor | 101150
2019 | MN | Worthington | 2024 | MROW | MRO West | WND | 19.6 |  | 13717.001 | 5651.002 | 0.87591 | 0.12771 | 0.31 | Estimated using an emission factor | 122684.002 | 0.87591
2019 | MN | Wright Cuddyer CSG | 61494 | MROW | MRO West | SUN | 4 |  | 5540 |  |  |  |  | Estimated using an emission factor | 49329
2019 | MN | Wright Kirby 1-5 CSG | 62365 | MROW | MRO West | SUN | 5 |  | 4717 |  |  |  |  | Estimated using an emission factor | 42000
2019 | MN | WrightSun CSG, LLC | 61547 | MROW | MRO West | SUN | 5 |  | 7072 |  |  |  |  | Estimated using an emission factor | 62968
2019 | MN | Wyoming 2 CSG, LLC | 61486 | MROW | MRO West | SUN | 5 |  | 7057 |  |  |  |  | Estimated using an emission factor | 62837.002
2019 | MN | Zumbro Community Solar Garden | 61574 | MROW | MRO West | SUN | 1 |  | 1589 |  |  |  |  | Estimated using an emission factor | 14146
2019 | MN | Zumbro Solar Garden | 63426 | MROW | MRO West | SUN | 1
2019 | MO | Albany | 2113 | SRMW | SERC Midwest | DFO | 6.2 |  | 0
2019 | MO | Ameresco Jefferson City | 56896 | SRMW | SERC Midwest | LFG | 3 |  | 22401.999 | 241867.992 | 1.7777 | 0.15871 | 0.0147 | Estimated using an emission factor | 241867.992 | 1.7777
2019 | MO | Anheuser-Busch St Louis | 10430 | SRMW | SERC Midwest | NG | 26.1 | 0.10681 | 34358 | 188793.981 | 0.76013 | 0.044247 | 0.0080524 | NEI avg EF - PM, fuel type | 1767620.391 | 7.1168
2019 | MO | Asbury | 2076 | SPNO | SPP North | SUB | 231.5 |  | 828931 | 9441756 | 0.28807 | 0.00069505 | 6.1021e-05 | EPA/NEI | 9441756 | 0.28807
2019 | MO | Audrain Power Plant | 55234 | SRMW | SERC Midwest | NG | 814.4 |  | 18748 | 218632.197 | 0.44744 | 0.047732 | 0.0040931 | EPA/NEI | 218632.197 | 0.44744
2019 | MO | Black Oak Power Producers | 59310 | SRMW | SERC Midwest | LFG | 4 |  | 21497 | 293367 | 2.1562 | 0.20061 | 0.0147 | Estimated using an emission factor | 293367 | 2.1562
2019 | MO | Blue Valley | 2132 | SPNO | SPP North | NG | 176 |  | 20803 | 265472.562 | 0.30837 | 0.029647 | 0.0023232 | EPA/NEI | 265472.562 | 0.30837
2019 | MO | Bluegrass Ridge | 56555 | SRMW | SERC Midwest | WND | 56.7 |  | 118433 |  |  |  |  | Estimated using an emission factor | 1054527
2019 | MO | Butler Municipal Power Plant | 2115 | SPNO | SPP North | DFO | 13.1 | 1 | 71.001 | 827.002 | 0.12819 | 3.6108 | 0.31 | EPA/NEI; Estimated using an emission factor | 827.002 | 0.12819
2019 | MO | Butler Solar Power Project | 58959 | SPNO | SPP North | SUN | 2.8 |  | 4078 |  |  |  |  | Estimated using an emission factor | 36309
2019 | MO | Callaway | 6153 | SRMW | SERC Midwest | NUC | 1235.8 |  | 9189863 |  |  |  |  | Estimated using an emission factor | 96027552
2019 | MO | Carrollton | 2120 | SPNO | SPP North | NG | 24 |  | 0
2019 | MO | Carthage | 2121 | SPSO | SPP South | NG | 41.8 |  | -188 | 8937 | 0.0018857 | 0 | 0.000422 | Estimated using an emission factor | 8937 | 0.0018857
2019 | MO | Chillicothe | 2122 | SPNO | SPP North | NG | 103.5 |  | 5216 | 83228.501 | 0.32523 | 0.12471 | 0.0078154 | NEI avg EF - PM, fuel type, firing type | 83228.501 | 0.32523
2019 | MO | Chillicothe Solar Farm | 61223 | SPNO | SPP North | SUN | 2.5 |  | 4323 |  |  |  |  | Estimated using an emission factor | 38493
2019 | MO | City of West Plains Power Station | 59664 | SRMW | SERC Midwest | NG | 47.4 |  | 1629 | 25659 | 0.070349 | 0.086371 | 0.0054834 | NEI avg EF - PM, fuel type, firing type | 25659 | 0.070349
2019 | MO | Clarence Cannon | 6140 | SRMW | SERC Midwest | WAT | 58 |  | 153782 |  |  |  |  | EPA/NEI; Estimated using an emission factor | 513583
2019 | MO | Clear Creek Wind | 63025 | SRMW | SERC Midwest | WND | 242
2019 | MO | Coleman | 2158 | SPSO | SPP South | DFO | 4.3
2019 | MO | Columbia | 2123 | SRMW | SERC Midwest | NG | 99.6 |  | 36556.003 | 312698.062 | 0.06723 | 0.0036782 | 0.00043 | EPA/NEI; Estimated using an emission factor | 312698.062 | 0.06723
2019 | MO | Columbia Energy Center (MO) | 55447 | SRMW | SERC Midwest | NG | 162.8 |  | 6856 | 77597.891 | 0.35038 | 0.10221 | 0.0090305 | EPA/NEI | 77597.891 | 0.35038
2019 | MO | Conception | 56537 | SRMW | SERC Midwest | WND | 50.4 |  | 101415 |  |  |  |  | Estimated using an emission factor | 902999
2019 | MO | Cow Branch | 56536 | SRMW | SERC Midwest | WND | 50.4 |  | 102162 |  |  |  |  | Estimated using an emission factor | 909651
2019 | MO | Cox Battery Energy Storage | 61679 | SPSO | SPP South | MWH | 1.2 |  | 89 | 0 |  |  |  |  | 0
2019 | MO | Dogwood Energy Facility | 55178 | SPNO | SPP North | NG | 630 |  | 2420523 | 17721098 | 55.4929 | 0.045852 | 0.0062629 | EPA/NEI | 17721098 | 55.4929
2019 | MO | El Dorado Springs Solar Farm | 61566 | SRMW | SERC Midwest | SUN | 2.5 |  | 3728 |  |  |  |  | Estimated using an emission factor | 33196
2019 | MO | Elm Street Substation Generators | 56597 | SRMW | SERC Midwest | DFO | 8 |  | 15 | 110.001 | 0.01705 | 2.2734 | 0.31 | EPA/NEI; Estimated using an emission factor | 110.001 | 0.01705
2019 | MO | Empire District Elec Co Energy Ctr | 6223 | SPNO | SPP North | NG | 379 |  | 114799 | 1482593.93 | 0.14085 | 0.0024538 | 0.00019 | EPA/NEI | 1482593.93 | 0.14085
2019 | MO | Essex Power Plant | 7749 | SRMW | SERC Midwest | NG | 229.2 |  | 37263 | 447625.594 | 2.9183 | 0.15663 | 0.013039 | EPA/NEI | 447625.594 | 2.9183
2019 | MO | Fairgrounds | 2082 | SRMW | SERC Midwest | DFO | 68.3 |  | -202 | 6504.3 | 0.0062279 | 0 | 0.001915 | EPA/NEI | 6504.3 | 0.0062279
2019 | MO | Farmers City Wind LLC | 56767 | MROW | MRO West | WND | 146 |  | 297394 |  |  |  |  | Estimated using an emission factor | 2647994
2019 | MO | Farmington Solar Farm | 61450 | SRMW | SERC Midwest | SUN | 2.5 |  | 4191 |  |  |  |  | Estimated using an emission factor | 37317
2019 | MO | Fayette | 2125 | SRMW | SERC Midwest | DFO | 10.9
2019 | MO | Fredericktown Energy Center | 57946 | SRMW | SERC Midwest | NG | 27.6 |  | 4677 | 58230 | 0.15965 | 0.06827 | 0.0054834 | NEI avg EF - PM, fuel type, firing type | 58230 | 0.15965
2019 | MO | Fulton (MO) | 2126 | SRMW | SERC Midwest | NG | 38.2 |  | 205 | 4453 | 0.012209 | 0.11911 | 0.0054834 | EPA/NEI; Estimated using an emission factor | 4453 | 0.012209
2019 | MO | Gallatin #2 | 8017 | MROW | MRO West | DFO | 3.6
2019 | MO | Gallatin (MO) | 2127 | SRMW | SERC Midwest | DFO | 7.2 |  | 0
2019 | MO | Grand Ave Plant | 58205 | SPNO | SPP North | NG | 5 | 0.075335 | 41876 | 234805.551 | 0.94538 | 0.045151 | 0.0080524 | NEI avg EF - PM, fuel type | 3116812 | 12.549
2019 | MO | Grand Avenue | 2078 | MROW | MRO West | NG | 83.2
2019 | MO | Green City Renewable Energy Center Hybrid | 63065 |  |  |  | 12.5
2019 | MO | Greenwood Energy Center | 6074 | SPNO | SPP North | NG | 261.8 |  | 18391 | 395998.938 | 0.033038 | 0.0035928 | 0.00016686 | EPA/NEI; Estimated using an emission factor | 436467.938 | 0.033038
2019 | MO | Hannibal - Oakwood Substation | 63097 | SRMW | SERC Midwest | DFO | 16 |  | 38 | 425 | 0.065751 | 3.4606 | 0.30942 | NEI avg EF - PM, fuel type, firing type | 425 | 0.065751
2019 | MO | Hannibal - Wastewater Treatment Plant | 63099 | SRMW | SERC Midwest | DFO | 2 |  | 3 | 40 | 0.0061884 | 4.1256 | 0.30942 | NEI avg EF - PM, fuel type, firing type | 40 | 0.0061884
2019 | MO | Hannibal - Water Treatment Plant | 63098 | SRMW | SERC Midwest | DFO | 2 |  | 3 | 60 | 0.0092825 | 6.1884 | 0.30942 | NEI avg EF - PM, fuel type, firing type | 60 | 0.0092825
2019 | MO | Harry Truman | 6141 | SPSO | SPP South | WAT | 161.4 |  | 260253 | [5 empty] | 0
2019 | MO | Hawthorn | 2079 | SPNO | SPP North | SUB | 1046.2 |  | 3092294 | 30241238.781 | 120.1879 | 0.077734 | 0.0079486 | EPA/NEI; Estimated using an emission factor | 30241238.781 | 120.1879
2019 | MO | Higginsville Municipal Power Plant | 2131 | SPNO | SPP North | NG | 51.6 |  | 5190 | 83581.801 | 0.26246 | 0.10114 | 0.0062802 | EPA/NEI | 83581.801 | 0.26246
2019 | MO | Higginsville Solar Farm | 61316 | SRMW | SERC Midwest | SUN | 2.5 |  | 4281 |  |  |  |  | Estimated using an emission factor | 38117
2019 | MO | High Prairie Wind Farm | 62563 | SRMW | SERC Midwest | WND | 400
2019 | MO | Holden Power Plant | 7848 | SRMW | SERC Midwest | NG | 321.3 |  | 168417 | 2100528.75 | 6.941 | 0.082427 | 0.0066088 | EPA/NEI | 2100528.75 | 6.941
2019 | MO | Howard Bend | 2102 | SRMW | SERC Midwest | DFO | 47.4
2019 | MO | Iatan | 6065 | SPNO | SPP North | SUB | 1725 |  | 8562278 | 78827596 | 379.9824 | 0.088757 | 0.0096408 | EPA/NEI | 78827596 | 379.9824
2019 | MO | IKEA St. Louis 410 | 59714 | SRMW | SERC Midwest | SUN | 1 |  | 1206 |  |  |  |  | Estimated using an emission factor | 10739
2019 | MO | Independence II Solar Farm | 61588 | SPNO | SPP North | SUN | 8.5 |  | 14632 |  |  |  |  | Estimated using an emission factor | 130286
2019 | MO | Independence Solar Farm | 61092 | SPNO | SPP North | SUN | 3 |  | 5074 |  |  |  |  | Estimated using an emission factor | 45180
2019 | MO | Jackson (MO) | 2137 | SRMW | SERC Midwest | DFO | 28.3 |  | 141.998 | 2412 | 0.37386 | 5.2657 | 0.31 | EPA/NEI; Estimated using an emission factor | 2412 | 0.37386
2019 | MO | Jackson Square | 2134 | SPNO | SPP North | DFO | 36 |  | 870 | 22438 | 0.19363 | 0.44513 | 0.017259 | NEI avg EF - PM, fuel type, firing type | 22438 | 0.19363
2019 | MO | James River | 2161 | SPSO | SPP South | NG | 450.5 |  | 133615 | 1836355.062 | 1.1657 | 0.017448 | 0.0012695 | EPA/NEI; Estimated using an emission factor | 1836355.062 | 1.1657
2019 | MO | Jefferson Street Substation | 56599 | SRMW | SERC Midwest | DFO | 6
2019 | MO | John Twitty Energy Center | 6195 | SPSO | SPP South | SUB | 603 |  | 1785013 | 18635518.188 | 103.0087 | 0.11542 | 0.011055 | EPA/NEI | 18635518.188 | 103.0087
2019 | MO | Kahoka | 2138 | SRMW | SERC Midwest | NG | 7.4 |  | 4 | 48 | 0.004227 | 2.1135 | 0.17613 | Estimated using an emission factor | 48 | 0.004227
2019 | MO | Kansas City International | 6144 | SPNO | SPP North | NG | 36
2019 | MO | KCP&L SmartGrid Innovation Park | 59772 | SPNO | SPP North | MWH | 1 |  | 0
2019 | MO | Kennett | 2139 | SRMV | SERC Mississippi Valley | NG | 44.5 |  | 1949 | 20760.002 | 0.22102 | 0.2268 | 0.021292 | Estimated using an emission factor | 20760.002 | 0.22102
2019 | MO | Kings Point Wind Energy Center | 62475 | SPNO | SPP North | WND | 149.4
2019 | MO | Kirksville | 2083 | SRMW | SERC Midwest | NG | 15
2019 | MO | La Plata | 2140 | SRMW | SERC Midwest | DFO | 8.5 |  | 0
2019 | MO | Labadie | 2103 | SRMW | SERC Midwest | SUB | 2389.4 |  | 14121002 | 147867002 | 1404.7366 | 0.19896 | 0.019 | EPA/NEI | 147867002 | 1404.7366
2019 | MO | Lake Road | 2098 | SPNO | SPP North | NG | 278.4 | 0.031931 | 21253 | 16103.403 | 0.018165 | 0.0017094 | 0.0022561 | EPA/NEI | 504320.812 | 0.56889
2019 | MO | Lebanon Solar Farm (MO) | 61135 | SRMW | SERC Midwest | SUN | 2.5 |  | 4320 |  |  |  |  | Estimated using an emission factor | 38466
2019 | MO | Loess Hills | 56538 | SRMW | SERC Midwest | WND | 5 |  | 8790 |  |  |  |  | Estimated using an emission factor | 78266
2019 | MO | Lost Creek Wind Energy Facility | 57189 | SRMW | SERC Midwest | WND | 150 |  | 398979 |  |  |  |  | Estimated using an emission factor | 3552509
2019 | MO | Macon | 2141 | SRMW | SERC Midwest | DFO | 11.2 |  | 0
2019 | MO | Macon Energy Center | 56127 | SRMW | SERC Midwest | NG | 10 | 0.45162 | 86228 | 471004.171 | 1.2914 | 0.029952 | 0.0054834 | NEI avg EF - PM, fuel type, firing type | 1042924 | 2.8594
2019 | MO | Macon Solar Power Project | 59729 | SRMW | SERC Midwest | SUN | 2.8 |  | 3920 |  |  |  |  | Estimated using an emission factor | 34905
2019 | MO | Main Street (MO) | 2162 | SPSO | SPP South | DFO | 15.3
2019 | MO | Malden | 2142 | SPSO | SPP South | DFO | 17.3 |  | 80.001 | 824 | 0.12772 | 3.193 | 0.31 | EPA/NEI; Estimated using an emission factor | 824 | 0.12772
2019 | MO | Marceline | 7470 | SRMW | SERC Midwest | DFO | 9.6 |  | 8 | 93 | 0.014415 | 3.6037 | 0.31 | EPA/NEI; Estimated using an emission factor | 93 | 0.014415
2019 | MO | Marshall (MO) | 2144 | SPNO | SPP North | NG | 57.3 |  | 6410 | 100656.001 | 0.36484 | 0.11383 | 0.0072493 | EPA/NEI; Estimated using an emission factor | 100656.001 | 0.36484
2019 | MO | Marshall Solar Farm (MO) | 60707 | SRMW | SERC Midwest | SUN | 2.8 |  | 4155 |  |  |  |  | Estimated using an emission factor | 36997
2019 | MO | MBS Texbook Exchange | 62647 | SRMW | SERC Midwest | DFO | 2 |  | 0
2019 | MO | McCartney Generating Station | 7903 | SPSO | SPP South | NG | 117.8 |  | 98485 | 1136532.906 | 2.6397 | 0.053605 | 0.0046451 | EPA/NEI | 1136532.906 | 2.6397
2019 | MO | Memphis | 2145 | SRMW | SERC Midwest | DFO | 8.8 |  | 0
2019 | MO | Meramec | 2104 | SRMW | SERC Midwest | SUB | 1041 |  | 496946 | 6071199.594 | 55.5413 | 0.22353 | 0.018297 | EPA/NEI; Estimated using an emission factor | 6071199.594 | 55.5413
2019 | MO | Mexico | 6650 | SRMW | SERC Midwest | DFO | 60.7 |  | 220 | 10300.1 | 0.038072 | 0.34611 | 0.0073925 | EPA/NEI | 10300.1 | 0.038072
2019 | MO | Missouri City | 2171 | SRMW | SERC Midwest | BIT | 46
2019 | MO | MJMEUC Generating Station #1 | 56478 | SRMW | SERC Midwest | NG | 13.3 | 0.44811 | 111968 | 564538.678 | 1.5478 | 0.027647 | 0.0054834 | NEI avg EF - PM, fuel type, firing type | 1259821 | 3.454
2019 | MO | Moberly | 6651 | SRMW | SERC Midwest | DFO | 60.6 |  | 2125 | 30347.5 | 0.021376 | 0.020118 | 0.0014087 | EPA/NEI | 30347.5 | 0.021376
2019 | MO | Monroe (MO) | 2146 | SRMW | SERC Midwest | DFO | 18.8 |  | 0
2019 | MO | Montrose | 2080 | SPNO | SPP North |  | 564 |  | 0 | [5 empty] | 0
2019 | MO | Moreau | 6652 | SRMW | SERC Midwest | DFO | 60.8 |  | 1711 | 27852.801 | 0.040615 | 0.047476 | 0.0029164 | EPA/NEI | 27852.801 | 0.040615
2019 | MO | MU Combined Heat and Power Plant | 50969 | SRMW | SERC Midwest | WDS | 91.4 | 0.31028 | 190272 | 1055979.063 | 6.1851 | 0.065013 | 0.011714 | EPA/NEI; Estimated using an emission factor | 3403262.625 | 19.9336
2019 | MO | Nevada | 2090 | SPNO | SPP North | DFO | 22 |  | 59 | 6156 | 0.053124 | 1.8008 | 0.017259 | NEI avg EF - PM, fuel type, firing type | 6156 | 0.053124
2019 | MO | New Madrid Power Plant | 2167 | SRMW | SERC Midwest | RC | 1300 |  | 6880553 | 65065454 | 379.0063 | 0.11017 | 0.01165 | EPA/NEI | 65065454 | 379.0063
2019 | MO | Niangua | 2099 | SRMW | SERC Midwest | WAT | 3 |  | 798 |  |  |  |  | NEI avg EF - PM, fuel type, firing type | 7105
2019 | MO | Nixa Solar, LLC | 60673 | SRMW | SERC Midwest | SUN | 7.9 |  | 14951 |  |  |  |  | Estimated using an emission factor | 133125
2019 | MO | Noble Hill Landfill | 56404 | SPSO | SPP South | LFG | 3.2 |  | 10176 | 111089 | 0.8165 | 0.16048 | 0.0147 | Estimated using an emission factor | 111089 | 0.8165
2019 | MO | Nodaway Power Plant | 7754 | SRMW | SERC Midwest | NG | 315.6 |  | 8824 | 105281.223 | 0.34484 | 0.07816 | 0.0065508 | EPA/NEI | 105281.223 | 0.34484
2019 | MO | North Fork Ridge Wind Energy Center | 62478 | SPNO | SPP North | WND | 149.4
2019 | MO | Northeast Generating Station | 2081 | SPNO | SPP North | DFO | 490.2 |  | 2539.998 | 162012.801 | 0.35741 | 0.28142 | 0.0044121 | EPA/NEI | 162012.801 | 0.35741
2019 | MO | O'Fallon Renewable Energy Center | 61826 | SRMW | SERC Midwest | SUN | 4.5 |  | 6151 |  |  |  |  | Estimated using an emission factor | 54770
2019 | MO | Osage Dam | 2106 | SRMW | SERC Midwest | WAT | 208 |  | 1215959.998 |  |  |  |  | NEI avg EF - PM, fuel type, firing type | 10826906.75
2019 | MO | Osborn Wind Energy | 60672 | SPNO | SPP North | WND | 200.9 |  | 710980 |  |  |  |  | Estimated using an emission factor | 6330566
2019 | MO | Outlaw Wind Project LLC | 63574 |  |  | WND | 298.6
2019 | MO | Overall Road Station | 56600 | SRMW | SERC Midwest | DFO | 8 |  | 23 | 168 | 0.02604 | 2.2643 | 0.31 | Estimated using an emission factor | 168 | 0.02604
2019 | MO | Ozark Beach | 6280 | SPNO | SPP North | WAT | 16 |  | 48459 |  |  |  |  | NEI avg EF - PM, fuel type, firing type | 431479
2019 | MO | Peno Creek Energy Center | 7964 | SRMW | SERC Midwest | NG | 240 |  | 64525 | 707871.355 | 1.9486 | 0.060399 | 0.0055056 | EPA/NEI | 707871.355 | 1.9486
2019 | MO | Poplar Bluff Generating Station | 7392 | SPSO | SPP South | NG | 34.1 |  | 313.999 | 8456.001 | 0.25847 | 1.6463 | 0.061134 | EPA/NEI; Estimated using an emission factor | 8456.001 | 0.25847
2019 | MO | Ralph Green Station | 2092 | SPNO | SPP North | NG | 85 |  | 8007 | 207439.625 | 0.47081 | 0.1176 | 0.0045392 | EPA/NEI | 207439.625 | 0.47081
2019 | MO | Richwoods Renewable Energy Center Hybrid | 63066 | SRMW | SERC Midwest |  | 14
2019 | MO | Rock Creek Wind Project | 60655 | SPNO | SPP North | WND | 300 |  | 1119737 |  |  |  |  | Estimated using an emission factor | 9970142
2019 | MO | Rolla Solar Farm (MO) | 60705 | SRMW | SERC Midwest | SUN | 2.8 |  | 4102 |  |  |  |  | Estimated using an emission factor | 36523
2019 | MO | Rush Island | 6155 | SRMW | SERC Midwest | RC | 1242 |  | 5545392 | 55324344 | 525.5813 | 0.18956 | 0.019 | EPA/NEI | 55324344 | 525.5813
2019 | MO | Salisbury City of | 7400 | SPNO | SPP North | DFO | 6.4 |  | 1 | 17 | 0.00263 | 5.2601 | 0.30942 | NEI avg EF - PM, fuel type, firing type | 17 | 0.00263
2019 | MO | Shelbina Power #1 | 7405 | SRMW | SERC Midwest | DFO | 4.6 |  | 3 | 35 | 0.005425 | 3.6167 | 0.31 | Estimated using an emission factor | 35 | 0.005425
2019 | MO | Shelbina Power #2 | 7406 | SRMW | SERC Midwest | DFO | 6.6 |  | 14.999 | 153 | 0.023715 | 3.1622 | 0.31 | Estimated using an emission factor | 153 | 0.023715
2019 | MO | Shelbina Power #3 | 7860 | SRMW | SERC Midwest | DFO | 3.6 |  | 8 | 109 | 0.016895 | 4.2237 | 0.31 | Estimated using an emission factor | 109 | 0.016895
2019 | MO | Sibley | 2094 | SPNO | SPP North |  | 524 |  | 0 | [5 empty] | 0
2019 | MO | Sikeston | 6768 | SPSO | SPP South | SUB | 261 |  | 1618677 | 16283910 | 154.6971 | 0.19114 | 0.019 | EPA/NEI | 16283910 | 154.6971
2019 | MO | Sioux | 2107 | SRMW | SERC Midwest | RC | 1099.4 |  | 3885566 | 41979910 | 397.1299 | 0.20441 | 0.01892 | EPA/NEI | 41979910 | 397.1299
2019 | MO | South Harper Peaking Facility | 56151 | SPNO | SPP North | NG | 351 |  | 81882 | 1051999.562 | 0.32395 | 0.0079125 | 0.00061587 | EPA/NEI | 1051999.562 | 0.32395
2019 | MO | Southwestern Bell Telephone | 54858 | SRMW | SERC Midwest | DFO | 17.2 | 1 | 24.001 | 394.998 | 0.061225 | 5.1018 | 0.31 | Estimated using an emission factor | 394.998 | 0.061225
2019 | MO | Springfield Solar 1 LLC | 59110 | SPSO | SPP South | SUN | 4.9 |  | 7624 |  |  |  |  | Estimated using an emission factor | 67884
2019 | MO | St Joseph Landfill Generating Station | 58024 | SPNO | SPP North | LFG | 1.6 |  | 6294 | 101426 | 0.74548 | 0.23689 | 0.0147 | Estimated using an emission factor | 101426 | 0.74548
2019 | MO | St. Francis Power Plant | 7604 | SRMW | SERC Midwest | NG | 506.6 |  | 1002087 | 7633846.5 | 3.0001 | 0.0059878 | 0.00078601 | EPA/NEI | 7633846.5 | 3.0001
2019 | MO | Stanberry | 8110 | SRMW | SERC Midwest | DFO | 4.9 |  | 0
2019 | MO | State Line (MO) | 7296 | SPNO | SPP North | NG | 690.5 |  | 2738545 | 19763950.688 | 1.8776 | 0.0013712 | 0.00019 | EPA/NEI | 19763950.688 | 1.8776
2019 | MO | Station H | 2135 | SPNO | SPP North | NG | 43 |  | 9363 | 247687 | 0.67908 | 0.14506 | 0.0054834 | NEI avg EF - PM, fuel type, firing type | 247687 | 0.67908
2019 | MO | Station I | 2136 | SPNO | SPP North | DFO | 38 |  | 1247 | 30403 | 0.26237 | 0.4208 | 0.017259 | NEI avg EF - PM, fuel type, firing type | 30403 | 0.26237
2019 | MO | Stockton Hydro | 2124 | SPNO | SPP North | WAT | 52 |  | 72739 |  |  |  |  | NEI avg EF - PM, fuel type, firing type | 647669
2019 | MO | Sub 2 Generating Station | 56126 | SRMW | SERC Midwest | DFO | 3.6 |  | 0
2019 | MO | Sub 3 Generating Station | 56128 | SRMW | SERC Midwest | DFO | 7.2 |  | 0
2019 | MO | Table Rock | 2166 | SPSO | SPP South | WAT | 200 |  | 820362 |  |  |  |  | NEI avg EF - PM, fuel type, firing type | 7304505
2019 | MO | Taum Sauk | 2108 | SRMW | SERC Midwest | WAT | 408 |  | -19611 | [5 empty] | 0
2019 | MO | Thomas Hill Energy Center | 2168 | SRMW | SERC Midwest | RC | 1181.7 |  | 8122252 | 82497544 | 1.1338 | 0.00027919 | 2.7488e-05 | EPA/NEI | 82497544 | 1.1338
2019 | MO | Trenton Diesel | 2163 | SPNO | SPP North | DFO | 5.2
2019 | MO | Trenton North | 698 | SPNO | SPP North | DFO | 13.5 |  | 90 | 1011 | 0.1567 | 3.4823 | 0.31 | Estimated using an emission factor | 1011 | 0.1567
2019 | MO | Trenton Solar Farm (MO) | 60704 | SPNO | SPP North | SUN | 2.8 |  | 4181 |  |  |  |  | Estimated using an emission factor | 37228
2019 | MO | Trenton South | 7935 | SPNO | SPP North | DFO | 14 |  | 80.997 | 1004.997 | 0.15577 | 3.8464 | 0.31 | Estimated using an emission factor | 1004.997 | 0.15577
2019 | MO | Trigen St. Louis | 56309 | SRMW | SERC Midwest | NG | 38 | 0.41041 | 19528 | 108567.283 | 0.022908 | 0.0023461 | 0.000422 | EPA/NEI; Estimated using an emission factor | 264534.969 | 0.055817
2019 | MO | Unionville | 6563 | SRMW | SERC Midwest | DFO | 53.2
2019 | MO | Unionville City of | 2164 | SRMW | SERC Midwest | DFO | 8.7 |  | 7 | 84.001 | 0.01302 | 3.72 | 0.31 | Estimated using an emission factor | 84.001 | 0.01302
2019 | MO | Utica Renewable Energy Center Hybrid | 63067 | SRMW | SERC Midwest |  | 12
2019 | MO | Viaduct | 2096 | SRMW | SERC Midwest | NG | 30.6
2019 | MO | Walton Street Substation | 56598 | SRMW | SERC Midwest | DFO | 6 |  | 4 | 35 | 0.005425 | 2.7125 | 0.31 | EPA/NEI; Estimated using an emission factor | 35 | 0.005425
2019 | MO | Waynesville Solar Farm (MO) | 60706 | SRMW | SERC Midwest | SUN | 2.8 |  | 4320 |  |  |  |  | Estimated using an emission factor | 38466
2019 | MO | White Cloud Wind Project, LLC | 62624 | SRMW | SERC Midwest | WND | 236.5
2019 | MS | Ackerman Combined Cycle Plant | 55694 | SRTV | SERC Tennessee Valley | NG | 850.5 |  | 3036658 | 22402806 | 2.1283 | 0.0014017 | 0.00019 | EPA/NEI | 22402806 | 2.1283
2019 | MS | Arkabutla Lake Hydroelectric Project | 62402 | SRTV | SERC Tennessee Valley | WAT | 5
2019 | MS | Attala Generating Plant | 55220 | SRMV | SERC Mississippi Valley | NG | 551.3 |  | 1658876 | 11725524.5 | 1.1139 | 0.001343 | 0.00019 | EPA/NEI | 11725524.5 | 1.1139
2019 | MS | Batesville Generation Facility | 55063 | SRTV | SERC Tennessee Valley | NG | 1183 |  | 4134003 | 31215854 | 2.9655 | 0.0014347 | 0.00019 | EPA/NEI | 31215854 | 2.9655
2019 | MS | Baxter Wilson | 2050 | SRMV | SERC Mississippi Valley | NG | 1327.6 |  | 1537953 | 15827480 | 40.7452 | 0.052986 | 0.0051487 | EPA/NEI | 15827480 | 40.7452
2019 | MS | Benndale | 2068 | SRSO | SERC South | NG | 44.6
2019 | MS | Caledonia | 55197 | SRTV | SERC Tennessee Valley | NG | 801 |  | 3958083 | 27762376 | 2.6374 | 0.0013327 | 0.00019 | EPA/NEI | 27762376 | 2.6374
2019 | MS | CF Industries Yazoo City Complex | 10195 | SRMV | SERC Mississippi Valley | NG | 25 | 0.46427 | 151885 | 863854.812 | 2.3684 | 0.031187 | 0.0054834 | NEI avg EF - PM, fuel type, firing type | 1860677 | 5.1014
2019 | MS | Chevron Cogenerating Station | 2047 | SRSO | SERC South | NG | 170.5 | 0.71366 | 1080099.001 | 4592757.112 | 0.43631 | 0.00080791 | 0.00019 | EPA/NEI | 6435523 | 0.61137
2019 | MS | Choctaw County Gen | 55706 | SRTV | SERC Tennessee Valley | NG | 899 |  | 4550073 | 31969878 | 55.5859 | 0.024433 | 0.0034774 | EPA/NEI | 31969878 | 55.5859
2019 | MS | Columbus MS | 50184 | SRTV | SERC Tennessee Valley | BLQ | 128.6 | 0.1754 | 539033.495 | 2927989.994 | 12.7828 | 0.047429 | 0.0087315 | EPA/NEI; Estimated using an emission factor | 16693507.5 | 72.8793
2019 | MS | Crossroads Energy Center (CPU) | 55395 | SRMV | SERC Mississippi Valley | NG | 306.4 |  | 126117 | 1698512.531 | 2.1271 | 0.033732 | 0.0025046 | EPA/NEI | 1698512.531 | 2.1271
2019 | MS | Daniel Electric Generating Plant | 6073 | SRSO | SERC South | NG | 2229 |  | 10355136 | 81993741 | 85.4043 | 0.016495 | 0.0020832 | EPA/NEI | 81993741 | 85.4043
2019 | MS | David M Ratcliffe | 57037 | SRSO | SERC South | NG | 840 |  | 4610121 | 31378183 | 9.4135 | 0.0040838 | 0.0006 | EPA/NEI | 31378183 | 9.4135
2019 | MS | Delta (MS) | 2051 | SRMV | SERC Mississippi Valley | NG | 225
2019 | MS | District 70 Transco Gas Pipe Line | 54744 | SRSO | SERC South | WH | 1.6
2019 | MS | Eaton | 2046 | SRSO | SERC South | NG | 77.7
2019 | MS | Enid Lake Hydroelectric Project | 62432 | SRTV | SERC Tennessee Valley | WAT | 5
2019 | MS | Ergon Refining Vicksburg | 54918 | SRMV | SERC Mississippi Valley | NG | 4.8 | 0.39829 | 39563 | 208221.475 | 0.57088 | 0.028859 | 0.0054834 | NEI avg EF - PM, fuel type, firing type | 522786 | 1.4333
2019 | MS | Georgia-Pacific Monticello Paper | 10610 | SRSO | SERC South | WDS | 81.5 | 0.47905 | 481046 | 2519678.92 | 10.9471 | 0.045514 | 0.0086893 | EPA/NEI; Estimated using an emission factor | 5259707.625 | 22.8515
2019 | MS | Georgia-Pacific Taylorsville Plywood | 61927 | SRSO | SERC South | NG | 7.2 | 0.55977 | 51005 | 456627.699 | 1.2519 | 0.049091 | 0.0054834 | NEI avg EF - PM, fuel type, firing type | 815745 | 2.2365
2019 | MS | Gerald Andrus | 8054 | SRMV | SERC Mississippi Valley | NG | 781.4 |  | 534555 | 6756179.5 | 11.288 | 0.042233 | 0.0033415 | EPA/NEI | 6756179.5 | 11.288
2019 | MS | Grand Gulf | 6072 | SRMV | SERC Mississippi Valley | NUC | 1440 |  | 11032514 |  |  |  |  | Estimated using an emission factor | 115197200
2019 | MS | Grenada Lake Hydroelectric Project | 62430 | SRTV | SERC Tennessee Valley | WAT | 10
2019 | MS | Gulfport Naval Base CSG PV System | 61208 | SRSO | SERC South | SUN | 3.5 |  | 5325 |  |  |  |  | Estimated using an emission factor | 47415
2019 | MS | Hattiesburg Solar Farm | 60552 | SRSO | SERC South | SUN | 50 |  | 91674 |  |  |  |  | Estimated using an emission factor | 816266
2019 | MS | Hinds Energy Facility | 55218 | SRMV | SERC Mississippi Valley | NG | 600.4 |  | 3175684 | 22112266.781 | 2.1849 | 0.001376 | 0.00019762 | EPA/NEI; Estimated using an emission factor | 22112266.781 | 2.1849
2019 | MS | International Paper Vicksburg Mill | 54100 | SRMV | SERC Mississippi Valley | BLQ | 50.5 | 0.13048 | 225126 | 1277804.171 | 13.0696 | 0.11611 | 0.020456 | EPA/NEI; Estimated using an emission factor | 9793150.75 | 100.166
2019 | MS | Kemper County | 7960 | SRTV | SERC Tennessee Valley | DFO | 372 |  | 244737 | 2971939.625 | 9.7058 | 0.079316 | 0.0065316 | EPA/NEI | 2971939.625 | 9.7058
2019 | MS | L L Wilkins | 2059 | SRMV | SERC Mississippi Valley | NG | 55.2 |  | 155 | 1759 | 0.0017048 | 0.021997 | 0.0019383 | EPA/NEI; Estimated using an emission factor | 1759 | 0.0017048
2019 | MS | Leaf River Cellulose LLC | 10233 | SRSO | SERC South | BLQ | 50.4 | 0.13987 | 403441.24 | 2260342.519 | 6.1916 | 0.030694 | 0.0054784 | EPA/NEI; Estimated using an emission factor | 16160092 | 44.266
2019 | MS | Magnolia Combined Cycle Plant | 55451 | SRTV | SERC Tennessee Valley | NG | 1003.5 |  | 3768367 | 28529983.5 | 2.7103 | 0.0014385 | 0.00019 | EPA/NEI | 28529983.5 | 2.7103
2019 | MS | Meridian | 7719 | SRTV | SERC Tennessee Valley | DFO | 9 |  | 8 | 251 | 0.038905 | 9.7263 | 0.31 | Estimated using an emission factor | 251 | 0.038905
2019 | MS | Meridian II | 62164 | SRTV | SERC Tennessee Valley | SUN | 5 |  | 920 |  |  |  |  | Estimated using an emission factor | 8191
2019 | MS | Meridian III | 62163 | SRSO | SERC South | SUN | 52.5 |  | 9920 |  |  |  |  | Estimated using an emission factor | 88328
2019 | MS | Mississippi Baptist Medical Center | 54203 | SRMV | SERC Mississippi Valley | NG | 4.2 | 1 | 0
2019 | MS | Moselle Generation Complex | 2070 | SRSO | SERC South | NG | 510.5 |  | 1234049 | 10686747.875 | 28.253 | 0.045789 | 0.0052875 | EPA/NEI; Estimated using an emission factor | 10686747.875 | 28.253
2019 | MS | MPC1 | 7875 | SRSO | SERC South | NG | 360
2019 | MS | Natchez | 2052 | SRMV | SERC Mississippi Valley | NG | 66
2019 | MS | Paulding | 2071 | SRSO | SERC South | DFO | 20
2019 | MS | Prairie Bluff | 57408 | SRSO | SERC South | LFG | 1.6 |  | 12894 | 131204 | 0.96435 | 0.14958 | 0.0147 | Estimated using an emission factor | 131204 | 0.96435
2019 | MS | R D Morrow | 6061 | SRSO | SERC South |  | 950 |  | 0 | [5 empty] | 0
2019 | MS | Red Hills Generation Facility | 55076 | SRTV | SERC Tennessee Valley | RC | 513.7 |  | 2366866 | 29847572 | 170.1311 | 0.14376 | 0.0114 | EPA/NEI | 29847572 | 170.1311
2019 | MS | Rex Brown | 2053 | SRMV | SERC Mississippi Valley | NG | 349.2 |  | 84455 | 1427775.125 | 0.30697 | 0.0072695 | 0.00043 | EPA/NEI | 1427775.125 | 0.30697
2019 | MS | Sardis Lake Hydroelectric Project | 62425 | SRTV | SERC Tennessee Valley | WAT | 15
2019 | MS | Silver Creek Generating Plant | 7988 | SRMV | SERC Mississippi Valley | NG | 250.5 |  | 45629.001 | 600478.094 | 4.295 | 0.18826 | 0.014305 | EPA/NEI | 600478.094 | 4.295
2019 | MS | Southaven Combined Cycle Plant | 55269 | SRTV | SERC Tennessee Valley | NG | 903.9 |  | 3433556 | 23994058.5 | 2.2794 | 0.0013277 | 0.00019 | EPA/NEI | 23994058.5 | 2.2794
2019 | MS | SR Houston | 60853 | SRTV | SERC Tennessee Valley | SUN | 3.1 |  | 3975 |  |  |  |  | Estimated using an emission factor | 35393
2019 | MS | Sumrall I Solar Farm | 60306 | SRSO | SERC South | SUN | 52 |  | 109351 |  |  |  |  | Estimated using an emission factor | 973663
2019 | MS | Sumrall II Solar Farm | 60303 | SRSO | SERC South | SUN | 52 |  | 101175 |  |  |  |  | Estimated using an emission factor | 900861
2019 | MS | Sweatt Electric Generating Plant | 2048 | SRSO | SERC South | NG | 136.9 |  | 6202 | 97235.402 | 0.20596 | 0.066416 | 0.0042363 | EPA/NEI | 97235.402 | 0.20596
2019 | MS | Sylvarena Generating Plant | 7989 | SRMV | SERC Mississippi Valley | NG | 141 |  | 199541.001 | 1986800.062 | 0.18875 | 0.0018918 | 0.00019 | EPA/NEI | 1986800.062 | 0.18875
2019 | MS | Third Street | 2060 | SRMV | SERC Mississippi Valley | NG | 13
2019 | MS | Watson Electric Generating Plant | 2049 | SRSO | SERC South | NG | 1215.5 |  | 2558552 | 27084391.301 | 0.1767 | 0.00013813 | 1.3048e-05 | EPA/NEI | 27084391.301 | 0.1767
2019 | MS | Yazoo | 2067 | SRMV | SERC Mississippi Valley | NG | 34.1 |  | 437 | 9371 | 0.026972 | 0.12344 | 0.0057564 | EPA/NEI; Estimated using an emission factor | 9371 | 0.026972
2019 | MT | Basin Creek Plant | 55866 | NWPP | WECC Northwest | NG | 54.9 |  | 156356.001 | 1447458.047 | 0.30541 | 0.0039066 | 0.000422 | Estimated using an emission factor | 1447458.047 | 0.30541
2019 | MT | Big Fork | 6459 | NWPP | WECC Northwest | WAT | 4.1 |  | 27203.999 |  |  |  |  | NEI avg EF - PM, fuel type, firing type | 242225.004
2019 | MT | Big Timber Wind Farm | 61155 | NWPP | WECC Northwest | WND | 25 |  | 78830 |  |  |  |  | Estimated using an emission factor | 701903
2019 | MT | Black Bear Wind (MT) | 62808 | NWPP | WECC Northwest | WND | 80
2019 | MT | Black Eagle | 2181 | NWPP | WECC Northwest | WAT | 24 |  | 142208 |  |  |  |  | NEI avg EF - PM, fuel type, firing type | 1266219.031
2019 | MT | Black Eagle Solar, LLC | 61336 | NWPP | WECC Northwest | SUN | 3 |  | 5750 |  |  |  |  | Estimated using an emission factor | 51198
2019 | MT | Broadwater Power Project | 54006 | NWPP | WECC Northwest | WAT | 9.7 |  | 54970 |  |  |  |  | NEI avg EF - PM, fuel type, firing type | 489452
2019 | MT | Canyon Ferry | 6400 | NWPP | WECC Northwest | WAT | 49.8 |  | 368877.999 |  |  |  |  | NEI avg EF - PM, fuel type, firing type | 3284488.875
2019 | MT | Clark Canyon Hydro-Electric Facility | 60483 | NWPP | WECC Northwest | WAT | 4.8
2019 | MT | Cochrane | 2182 | NWPP | WECC Northwest | WAT | 60.4 |  | 326084 |  |  |  |  | NEI avg EF - PM, fuel type, firing type | 2903451
2019 | MT | Colstrip | 6076 | NWPP | WECC Northwest | SUB | 2363.4 |  | 13407682 | 148913768 | 3983.4437 | 0.5942 | 0.0535 | EPA/NEI | 148913768 | 3983.4437
2019 | MT | Colstrip Energy LP | 10784 | NWPP | WECC Northwest | WC | 46.1 |  | 301048 | 4193688.25 | 13.0111 | 0.086439 | 0.0062051 | NEI avg EF - PM, fuel type, firing type | 4193688.25 | 13.0111
2019 | MT | Crazy Mountain Wind LLC | 61859 | NWPP | WECC Northwest | WND | 80
2019 | MT | Culbertson Station | 56606 | MROW | MRO West | NG | 91 |  | 116337 | 1226058.25 | 4.2006 | 0.072214 | 0.0068522 | EPA/NEI | 1226058.25 | 4.2006
2019 | MT | Dave Gates Generating Station | 56908 | NWPP | WECC Northwest | NG | 203.1 |  | 226742.001 | 2826244.344 | 31.2851 | 0.27595 | 0.022139 | EPA/NEI | 2826244.344 | 31.2851
2019 | MT | Diamond Willow Wind Facility | 56782 | MROW | MRO West | WND | 30 |  | 94948 |  |  |  |  | Estimated using an emission factor | 845415
2019 | MT | Fairfield Wind | 58966 | NWPP | WECC Northwest | WND | 10 |  | 28490 |  |  |  |  | Estimated using an emission factor | 253676
2019 | MT | Flint Creek Hydroelectric LLC | 58392 | NWPP | WECC Northwest | WAT | 2 |  | 13786 |  |  |  |  | NEI avg EF - PM, fuel type, firing type | 122750
2019 | MT | Fort Peck | 6623 | MROW | MRO West | WAT | 179.7 |  | 1205315 |  |  |  |  | NEI avg EF - PM, fuel type, firing type | 10732126.062
2019 | MT | Fresno Dam Site Water Power Project | 61061 | NWPP | WECC Northwest | WAT | 1.5
2019 | MT | Glendive Generating Station | 2176 | MROW | MRO West | NG | 83.7 |  | 1478 | 26517.465 | 0.0025192 | 0.0034089 | 0.00019 | EPA/NEI | 26517.465 | 0.0025192
2019 | MT | Gordon Butte Wind LLC | 57748 | NWPP | WECC Northwest | WND | 17.7 |  | 66410 |  |  |  |  | Estimated using an emission factor | 591317.008
2019 | MT | Great Divide Solar, LLC | 61335 | NWPP | WECC Northwest | SUN | 3 |  | 5934 |  |  |  |  | Estimated using an emission factor | 52837
2019 | MT | Green Meadow Solar, LLC | 61291 | NWPP | WECC Northwest | SUN | 3 |  | 5204 |  |  |  |  | Estimated using an emission factor | 46336
2019 | MT | Greenfield Wind - MT | 60486 | NWPP | WECC Northwest | WND | 25 |  | 82561 |  |  |  |  | Estimated using an emission factor | 735122
2019 | MT | Grizzly Wind LLC | 62802 | NWPP | WECC Northwest | WND | 80
2019 | MT | Hardin Generating Station | 55749 | NWPP | WECC Northwest | SUB | 115.7 |  | 137176 | 2216507.25 | 78.9631 | 1.1513 | 0.07125 | EPA/NEI | 2216507.25 | 78.9631
2019 | MT | Hauser | 2185 | NWPP | WECC Northwest | WAT | 20.5 |  | 126084.001 |  |  |  |  | EPA/NEI; Estimated using an emission factor | 1122654.016
2019 | MT | Haymaker Hybrid | 63878 | NWPP | WECC Northwest |  | 800
2019 | MT | Holter | 2186 | NWPP | WECC Northwest | WAT | 38.4 |  | 344893 |  |  |  |  | NEI avg EF - PM, fuel type, firing type | 3070926
2019 | MT | Horse Thief Wind Project, LLC | 59758 | NWPP | WECC Northwest | WND | 80
2019 | MT | Horseshoe Bend Wind Park | 56591 | NWPP | WECC Northwest | WND | 9 |  | 23150 |  |  |  |  | Estimated using an emission factor | 206128
2019 | MT | Hungry Horse | 2203 | NWPP | WECC Northwest | WAT | 428 |  | 658941 |  |  |  |  | NEI avg EF - PM, fuel type, firing type | 5867211
2019 | MT | J E Corette Plant | 2187 | NWPP | WECC Northwest | SUB | 172.8
2019 | MT | Jawbone Wind Project | 58175 | NWPP | WECC Northwest | WND | 80
2019 | MT | Judith Gap Wind Energy Center | 56377 | NWPP | WECC Northwest | WND | 135 |  | 441562 |  |  |  |  | Estimated using an emission factor | 3931669
2019 | MT | Lewis & Clark | 6089 | MROW | MRO West | LIG | 68.6 |  | 263459 | 3526086.25 | 159.7317 | 1.2126 | 0.0906 | EPA/NEI | 3526086.25 | 159.7317
2019 | MT | Libby | 6172 | NWPP | WECC Northwest | WAT | 525 |  | 1511427 |  |  |  |  | NEI avg EF - PM, fuel type, firing type | 13457746.25
2019 | MT | Madison Dam | 6422 | NWPP | WECC Northwest | WAT | 8.8 |  | 51327 |  |  |  |  | NEI avg EF - PM, fuel type, firing type | 457015
2019 | MT | Magpie Solar, LLC | 61337 | NWPP | WECC Northwest | SUN | 3 |  | 5233 |  |  |  |  | Estimated using an emission factor | 46594
2019 | MT | Martinsdale Wind Farm | 61108 | NWPP | WECC Northwest | WND | 80
2019 | MT | Miles City GT | 2177 | MROW | MRO West | NG | 23.3 |  | 236 | 6449 | 0.017681 | 0.14984 | 0.0054834 | NEI avg EF - PM, fuel type, firing type | 6449 | 0.017681
2019 | MT | Milltown | 2190 | NWPP | WECC Northwest | WAT | 3
2019 | MT | Morony | 2191 | NWPP | WECC Northwest | WAT | 63 |  | 318712 |  |  |  |  | NEI avg EF - PM, fuel type, firing type | 2837812
2019 | MT | Mud Springs Wind Project, LLC | 59756 | NWPP | WECC Northwest | WND | 80
2019 | MT | Musselshell Wind Project | 57963 | NWPP | WECC Northwest | WND | 10 |  | 13192 |  |  |  |  | Estimated using an emission factor | 117462
2019 | MT | Musselshell Wind Project Two LLC | 57965 | NWPP | WECC Northwest | WND | 10 |  | 15678 |  |  |  |  | Estimated using an emission factor | 139597
2019 | MT | Mystic | 2192 | NWPP | WECC Northwest | WAT | 12 |  | 57802 |  |  |  |  | NEI avg EF - PM, fuel type, firing type | 514669
2019 | MT | NaturEner Glacier Wind Energy 1 | 57049 | NWPP | WECC Northwest | WND | 106.5 |  | 254813 |  |  |  |  | Estimated using an emission factor | 2268857
2019 | MT | NaturEner Glacier Wind Energy 2 | 57050 | NWPP | WECC Northwest | WND | 103.5 |  | 264259 |  |  |  |  | Estimated using an emission factor | 2352963
2019 | MT | NaturEner Rim Rock Energy | 57995 | NWPP | WECC Northwest | WND | 189 |  | 597163 |  |  |  |  | Estimated using an emission factor | 5317139
2019 | MT | New Colony Wind Project | 60718 | NWPP | WECC Northwest | WND | 23.1
2019 | MT | Noxon Rapids | 2199 | NWPP | WECC Northwest | WAT | 569.5 |  | 1573513 |  |  |  |  | NEI avg EF - PM, fuel type, firing type | 14010562.25
2019 | MT | OREG 1 Inc | 56833 | MROW | MRO West | WH | 30 |  | 156477 |  |  |  |  | Estimated using an emission factor | 1393271
2019 | MT | OREG 2 Inc | 56880 | MROW | MRO West | WH | 30 |  | 130683 |  |  |  |  | Estimated using an emission factor | 1163603
2019 | MT | Phillips 66 Billings Refinery | 56496 | NWPP | WECC Northwest | OG | 1.6 |  | 0
2019 | MT | Pryor Caves Wind Project, LLC | 59757 | NWPP | WECC Northwest | WND | 80
2019 | MT | Rainbow (MT) | 2193 | NWPP | WECC Northwest | WAT | 95.6 |  | 453370 |  |  |  |  | EPA/NEI; Estimated using an emission factor | 4036806
2019 | MT | River Bend Solar, LLC | 61289 | NWPP | WECC Northwest | SUN | 2 |  | 2934 |  |  |  |  | Estimated using an emission factor | 26126
2019 | MT | Ryan | 2194 | NWPP | WECC Northwest | WAT | 52.8 |  | 484121.002 |  |  |  |  | NEI avg EF - PM, fuel type, firing type | 4310615
2019 | MT | Sand Creek Wind Farm | 60595 | MROW | MRO West | WND | 75
2019 | MT | Selis Ksanka Qlispe | 2188 | NWPP | WECC Northwest | WAT | 207.6 |  | 836964 |  |  |  |  | NEI avg EF - PM, fuel type, firing type | 7452328.25
2019 | MT | Sidney MT Plant | 57914 | NWPP | WECC Northwest | NG | 4 | 0.041223 | 7162 | 40739.3 | 0.24979 | 0.069753 | 0.012263 | NEI avg EF - PM, fuel type | 988255.664 | 6.0594
2019 | MT | South Dry Creek Hydro | 10138 | NWPP | WECC Northwest | WAT | 2 |  | 4271 |  |  |  |  | NEI avg EF - PM, fuel type, firing type | 38028
2019 | MT | South Mills Solar, LLC | 61290 | NWPP | WECC Northwest | SUN | 3 |  | 4338 |  |  |  |  | Estimated using an emission factor | 38625
2019 | MT | South Peak Wind | 62939 | NWPP | WECC Northwest | WND | 80
2019 | MT | Spion Kop Wind Farm | 58218 | NWPP | WECC Northwest | WND | 40 |  | 120862 |  |  |  |  | Estimated using an emission factor | 1076154
2019 | MT | Stillwater Wind, LLC | 61858 | NWPP | WECC Northwest | WND | 79.7 |  | 257527 |  |  |  |  | Estimated using an emission factor | 2293021
2019 | MT | Stoltze CoGen1 | 58523 | NWPP | WECC Northwest | WDS | 2.8 | 0.28003 | 20140 | 148612.198 | 1.6951 | 0.16833 | 0.022812 | NEI avg EF - PM, fuel type | 530709 | 6.0533
2019 | MT | Thompson Falls | 2195 | NWPP | WECC Northwest | WAT | 98.1 |  | 449078.001 |  |  |  |  | NEI avg EF - PM, fuel type, firing type | 3998590.891
2019 | MT | Tiber Dam Hydroelectric Plant | 56499 | NWPP | WECC Northwest | WAT | 7.5 |  | 55765 |  |  |  |  | NEI avg EF - PM, fuel type, firing type | 496532
2019 | MT | Turnbull Hydro | 57690 | NWPP | WECC Northwest | WAT | 13 |  | 25824 |  |  |  |  | NEI avg EF - PM, fuel type, firing type | 229937
2019 | MT | Two Dot Wind Farm | 59003 | NWPP | WECC Northwest | WND | 9.7 |  | 33911 |  |  |  |  | Estimated using an emission factor | 301944
2019 | MT | Western Sugar Cooperative - Billings | 62319 | NWPP | WECC Northwest | BIT | 1.5 | 0.030734 | 5112 | 29972.025 | 0.66668 | 0.26083 | 0.044487 | NEI avg EF - PM, fuel type | 975202 | 21.6918
2019 | MT | Yellowstone Energy LP | 50931 | NWPP | WECC Northwest | PC | 68 | 0.48778 | 459719 | 3684614.475 | 11.6134 | 0.050524 | 0.0063037 | NEI avg EF - PM, fuel type | 7553826.5 | 23.8086
2019 | MT | Yellowtail | 2204 | RMPA | WECC Rockies | WAT | 268.8 |  | 913986 |  |  |  |  | NEI avg EF - PM, fuel type, firing type | 8138132
2019 | NC | 1001 Ebenezer Church Solar | 63444 | SRVC | SERC Virginia/Carolina | SUN | 5
2019 | NC | 1008 Matthews Solar | 63447 | SRVC | SERC Virginia/Carolina | SUN | 4.9
2019 | NC | 1009 Yadkin Solar | 63445 | SRVC | SERC Virginia/Carolina | SUN | 4.9
2019 | NC | 1025 Traveller Solar, LLC | 62660 | SRVC | SERC Virginia/Carolina | SUN | 5 |  | 1332 |  |  |  |  | Estimated using an emission factor | 11860
2019 | NC | 1045 Tomlin Mill Solar | 63448 | SRVC | SERC Virginia/Carolina | SUN | 4.9
2019 | NC | 1047 Little Mountain Solar, LLC | 62661 | SRVC | SERC Virginia/Carolina | SUN | 3 |  | 1417 |  |  |  |  | Estimated using an emission factor | 12617
2019 | NC | 1073 Onslow Solar | 63446 | SRVC | SERC Virginia/Carolina | SUN | 4.7
2019 | NC | 231 Dixon 74 Solar I, LLC | 61195 | SRVC | SERC Virginia/Carolina | SUN | 2 |  | 4025 |  |  |  |  | Estimated using an emission factor | 35838
2019 | NC | 232 Long Branch 29 Solar I, LLC | 63296 | SRVC | SERC Virginia/Carolina | SUN | 2 |  | 2491 |  |  |  |  | Estimated using an emission factor | 22178
2019 | NC | 4Oaks | 59534 | SRVC | SERC Virginia/Carolina | SUN | 5 |  | 6365 |  |  |  |  | Estimated using an emission factor | 56675
2019 | NC | 510 REPP One | 57363 | SRVC | SERC Virginia/Carolina | SUN | 1.3 |  | 1565 |  |  |  |  | Estimated using an emission factor | 13933
2019 | NC | ABD Farms | 61525 | SRVC | SERC Virginia/Carolina | SUN | 5 |  | 9631 |  |  |  |  | Estimated using an emission factor | 85753
2019 | NC | Achilles Solar | 62621 | SRVC | SERC Virginia/Carolina | SUN | 5 |  | 9367 |  |  |  |  | Estimated using an emission factor | 83403
2019 | NC | Adams Solar | 60949 | SRVC | SERC Virginia/Carolina | SUN | 2
2019 | NC | AGA TAG Solar IV LLC | 63225 | SRVC | SERC Virginia/Carolina | SUN | 4.9 |  | 252 |  |  |  |  | Estimated using an emission factor | 2244
2019 | NC | Ahoskie | 59795 | SRVC | SERC Virginia/Carolina | SUN | 5 |  | 7829 |  |  |  |  | Estimated using an emission factor | 69710
2019 | NC | Ajax Solar | 60288 | SRVC | SERC Virginia/Carolina | SUN | 5 |  | 4072 |  |  |  |  | Estimated using an emission factor | 36258
2019 | NC | Albemarle Hospital Unit | 56339 | SRVC | SERC Virginia/Carolina | DFO | 1.8 | 1 | 132 | 1519 | 0.23544 | 3.5673 | 0.31 | Estimated using an emission factor | 1519 | 0.23544
2019 | NC | Albemarle Prime Power Park | 56263 | SRVC | SERC Virginia/Carolina | DFO | 3.6 |  | 168 | 2362 | 0.36611 | 4.3585 | 0.31 | Estimated using an emission factor | 2362 | 0.36611
2019 | NC | Albemarle Solar Center LLC | 58806 | SRVC | SERC Virginia/Carolina | SUN | 5 |  | 9227 |  |  |  |  | Estimated using an emission factor | 82158
2019 | NC | Albertson Solar LLC | 59901 | SRVC | SERC Virginia/Carolina | SUN | 5 |  | 10476 |  |  |  |  | Estimated using an emission factor | 93277
2019 | NC | Alexis Solar | 60139 | SRVC | SERC Virginia/Carolina | SUN | 5
2019 | NC | Alpha Value Solar | 62054 | SRVC | SERC Virginia/Carolina | SUN | 5 |  | 0
2019 | NC | AM Best Farm | 58344 | SRVC | SERC Virginia/Carolina | SUN | 5 |  | 8556 |  |  |  |  | Estimated using an emission factor | 76183
2019 | NC | American Legion PV 1 | 59516 | SRVC | SERC Virginia/Carolina | SUN | 16 |  | 25201 |  |  |  |  | Estimated using an emission factor | 224390
2019 | NC | Amethyst Solar | 58730 | SRVC | SERC Virginia/Carolina | SUN | 3 |  | 5924 |  |  |  |  | Estimated using an emission factor | 52747
2019 | NC | Anderson Farm LLC | 59115 | SRVC | SERC Virginia/Carolina | SUN | 1.9 |  | 3889 |  |  |  |  | Estimated using an emission factor | 34628
2019 | NC | Andrew Solar | 59497 | SRVC | SERC Virginia/Carolina | SUN | 5 |  | 9464 |  |  |  |  | Estimated using an emission factor | 84267
2019 | NC | Angel Solar | 58731 | SRVC | SERC Virginia/Carolina | SUN | 5 |  | 9264 |  |  |  |  | Estimated using an emission factor | 82486
2019 | NC | Angier Farm | 58867 | SRVC | SERC Virginia/Carolina | SUN | 5 |  | 7480 |  |  |  |  | Estimated using an emission factor | 66602
2019 | NC | Anna Solar | 60176 | SRVC | SERC Virginia/Carolina | SUN | 5
2019 | NC | Apple Data Center - Fuel Cell 1&2 | 58264 | SRVC | SERC Virginia/Carolina | LFG | 10.5 |  | 58603 | 442169 | 0 | 0 | 0 | Estimated using an emission factor | 442169 | 0
2019 | NC | Apple Data Center - PV2 | 58701 | SRVC | SERC Virginia/Carolina | SUN | 20 |  | 39936 |  |  |  |  | Estimated using an emission factor | 355590
2019 | NC | Apple Data Center PV | 57994 | SRVC | SERC Virginia/Carolina | SUN | 21 |  | 33409 |  |  |  |  | Estimated using an emission factor | 297474
2019 | NC | Apple Data Center PV3 | 59474 | SRVC | SERC Virginia/Carolina | SUN | 17.5 |  | 36144 |  |  |  |  | Estimated using an emission factor | 321826
2019 | NC | Apple One | 58828 | SRVC | SERC Virginia/Carolina | SUN | 5 |  | 9845 |  |  |  |  | Estimated using an emission factor | 87660
2019 | NC | Ararat Rock Solar, LLC | 58492 | SRVC | SERC Virginia/Carolina | SUN | 3.5 |  | 5508 |  |  |  |  | Estimated using an emission factor | 49043
2019 | NC | Arba Solar, LLC | 58801 | SRVC | SERC Virginia/Carolina | SUN | 2 |  | 3145 |  |  |  |  | Estimated using an emission factor | 28002
2019 | NC | Arborgate Solar | 62623 | SRVC | SERC Virginia/Carolina | SUN | 5 |  | 7413 |  |  |  |  | Estimated using an emission factor | 66004
2019 | NC | Archer Daniels Midland Southport | 54316 | SRVC | SERC Virginia/Carolina | NG | 52.5 | 0 | 0
2019 | NC | Arndt Farm | 58315 | SRVC | SERC Virginia/Carolina | SUN | 5 |  | 8909 |  |  |  |  | Estimated using an emission factor | 79327
2019 | NC | Arthur Solar, LLC | 62136 | SRVC | SERC Virginia/Carolina | SUN | 5 |  | 9598 |  |  |  |  | Estimated using an emission factor | 85459
2019 | NC | Asheville | 2706 | SRVC | SERC Virginia/Carolina | BIT | 1425.1 |  | 1314004 | 16522303 | 201.47 | 0.30665 | 0.024388 | EPA/NEI | 16522303 | 201.47
2019 | NC | Asheville-Rock Hill Battery | 63064 | SRVC | SERC Virginia/Carolina | MWH | 8.8
2019 | NC | Ashley Solar Farm | 59566 | SRVC | SERC Virginia/Carolina | SUN | 4 |  | 6969 |  |  |  |  | Estimated using an emission factor | 62052
2019 | NC | Aspen Solar, LLC | 59694 | SRVC | SERC Virginia/Carolina | SUN | 5 |  | 9288 |  |  |  |  | Estimated using an emission factor | 82700
2019 | NC | Atkinson Farm Solar | 60982 | SRVC | SERC Virginia/Carolina | SUN | 5 |  | 9030 |  |  |  |  | Estimated using an emission factor | 80404
2019 | NC | Atkinson Solar II | 62096 | SRVC | SERC Virginia/Carolina | SUN | 1.9 |  | 3797 |  |  |  |  | Estimated using an emission factor | 33808
2019 | NC | ATOOD Solar IV, LLC | 63383 | SRVC | SERC Virginia/Carolina | SUN | 5 |  | 183 |  |  |  |  | Estimated using an emission factor | 1631
2019 | NC | Audrey Solar | 58732 | SRVC | SERC Virginia/Carolina | SUN | 3 |  | 4923 |  |  |  |  | Estimated using an emission factor | 43834
2019 | NC | Augustus Farm, LLC | 60313 | SRVC | SERC Virginia/Carolina | SUN | 4.9 |  | 9798 |  |  |  |  | Estimated using an emission factor | 87241
2019 | NC | Aulander Holloman Solar, LLC | 62340 | SRVC | SERC Virginia/Carolina | SUN | 80 |  | 84780 |  |  |  |  | Estimated using an emission factor | 754881
2019 | NC | Aulander Hwy 42 Solar, LLC | 63332 | SRVC | SERC Virginia/Carolina | SUN | 5 |  | 10484 |  |  |  |  | Estimated using an emission factor | 93350
2019 | NC | Austin Solar | 58733 | SRVC | SERC Virginia/Carolina | SUN | 2
2019 | NC | Auten Road Farm, LLC | 60634 | SRVC | SERC Virginia/Carolina | SUN | 5 |  | 10008 |  |  |  |  | Estimated using an emission factor | 89112
2019 | NC | Avalon Hydropower | 54801 | SRVC | SERC Virginia/Carolina | WAT | 1.2 |  | 5687 |  |  |  |  | NEI avg EF - PM, fuel type, firing type | 50635.999
2019 | NC | Ayrshire | 58792 | SRVC | SERC Virginia/Carolina | SUN | 19.4 |  | 34506 |  |  |  |  | Estimated using an emission factor | 307239
2019 | NC | Badger | 62603 | SRVC | SERC Virginia/Carolina | SUN | 5 |  | 6944 |  |  |  |  | Estimated using an emission factor | 61829
2019 | NC | Bailey Farm LLC | 59127 | SRVC | SERC Virginia/Carolina | SUN | 5 |  | 9057 |  |  |  |  | Estimated using an emission factor | 80642
2019 | NC | Bakatsias Solar | 61527 | SRVC | SERC Virginia/Carolina | SUN | 5 |  | 7700 |  |  |  |  | Estimated using an emission factor | 68561
2019 | NC | Baker PV 1 | 59517 | SRVC | SERC Virginia/Carolina | SUN | 5 |  | 8764 |  |  |  |  | Estimated using an emission factor | 78035
2019 | NC | Balsam | 59828 | SRVC | SERC Virginia/Carolina | SUN | 5 |  | 9090 |  |  |  |  | Estimated using an emission factor | 80938
2019 | NC | Baltimore Church Solar, LLC | 60144 | SRVC | SERC Virginia/Carolina | SUN | 5.4 |  | 7874 |  |  |  |  | Estimated using an emission factor | 70110
2019 | NC | Barker Solar, LLC | 61194 | SRVC | SERC Virginia/Carolina | SUN | 5 |  | 9229 |  |  |  |  | Estimated using an emission factor | 82174
2019 | NC | Barnhill Road Solar, LLC | 60782 | SRVC | SERC Virginia/Carolina | SUN | 3.1 |  | 5267 |  |  |  |  | Estimated using an emission factor | 46898
2019 | NC | Battleboro Farm | 60369 | SRVC | SERC Virginia/Carolina | SUN | 5.2 |  | 8833 |  |  |  |  | Estimated using an emission factor | 78647
2019 | NC | Battleground | 59038 | SRVC | SERC Virginia/Carolina | SUN | 3.5 |  | 5749 |  |  |  |  | Estimated using an emission factor | 51189
2019 | NC | Bay Branch Solar | 60601 | SRVC | SERC Virginia/Carolina | SUN | 5 |  | 8479 |  |  |  |  | Estimated using an emission factor | 75498
2019 | NC | Bayboro Solar Farm | 61528 | SRVC | SERC Virginia/Carolina | SUN | 5 |  | 9294 |  |  |  |  | Estimated using an emission factor | 82754
2019 | NC | Bear Creek Dam | 2741 | SRVC | SERC Virginia/Carolina | WAT | 9 |  | 21408 |  |  |  |  | NEI avg EF - PM, fuel type, firing type | 190616
2019 | NC | Bear Creek Solar | 61351 | SRVC | SERC Virginia/Carolina | SUN | 2 |  | 4059 |  |  |  |  | Estimated using an emission factor | 36140
2019 | NC | Bearford Farm Solar Project | 59567 | SRVC | SERC Virginia/Carolina | SUN | 5 |  | 9117 |  |  |  |  | Estimated using an emission factor | 81176
2019 | NC | Bearford Solar II | 59488 | SRVC | SERC Virginia/Carolina | SUN | 4.9 |  | 9621 |  |  |  |  | Estimated using an emission factor | 85666
2019 | NC | BearPond Solar Center LLC | 58955 | SRVC | SERC Virginia/Carolina | SUN | 4.8 |  | 8955 |  |  |  |  | Estimated using an emission factor | 79736
2019 | NC | Beaufort Solar, LLC | 59887 | SRVC | SERC Virginia/Carolina | SUN | 15 |  | 29180 |  |  |  |  | Estimated using an emission factor | 259818
2019 | NC | Beetle Solar | 59511 | SRVC | SERC Virginia/Carolina | SUN | 4 |  | 6965 |  |  |  |  | Estimated using an emission factor | 62015
2019 | NC | Belews Creek | 8042 | SRVC | SERC Virginia/Carolina | BIT | 2491.2 |  | 7123642 | 67028740 | 702.0319 | 0.1971 | 0.020947 | EPA/NEI | 67028740 | 702.0319
2019 | NC | Belwood Farm | 58314 | SRVC | SERC Virginia/Carolina | SUN | 4 |  | 7826 |  |  |  |  | Estimated using an emission factor | 69682
2019 | NC | Benson Solar, LLC | 63836 | SRVC | SERC Virginia/Carolina | SUN | 5
2019 | NC | Benthall Bridge PV 1 | 59515 | SRVC | SERC Virginia/Carolina | SUN | 5 |  | 4475 |  |  |  |  | Estimated using an emission factor | 39847
2019 | NC | Bernhardt Furniture Solar Farm | 60881 | SRVC | SERC Virginia/Carolina | SUN | 1.1 |  | 1825 |  |  |  |  | Estimated using an emission factor | 16249
2019 | NC | Bethel Price Solar, LLC | 58843 | SRVC | SERC Virginia/Carolina | SUN | 5 |  | 6905 |  |  |  |  | Estimated using an emission factor | 61481
2019 | NC | Bethel Solar | 59173 | SRVC | SERC Virginia/Carolina | SUN | 5 |  | 7328 |  |  |  |  | Estimated using an emission factor | 65250
2019 | NC | Beulaville | 59039 | SRVC | SERC Virginia/Carolina | SUN | 2 |  | 3446 |  |  |  |  | Estimated using an emission factor | 30684
2019 | NC | BG Stewart Solar Farm, LLC | 59930 | SRVC | SERC Virginia/Carolina | SUN | 5 |  | 8950 |  |  |  |  | Estimated using an emission factor | 79690
2019 | NC | Biltmore Solar Fields | 61271 | SRVC | SERC Virginia/Carolina | SUN | 1.5 |  | 1189 |  |  |  |  | Estimated using an emission factor | 10587
2019 | NC | Binks Solar | 58737 | SRVC | SERC Virginia/Carolina | SUN | 4
2019 | NC | Biscoe Solar LLC | 58667 | SRVC | SERC Virginia/Carolina | SUN | 5 |  | 9303 |  |  |  |  | Estimated using an emission factor | 82834
2019 | NC | Bizzell Church Solar 1, LLC | 60401 | SRVC | SERC Virginia/Carolina | SUN | 5.2 |  | 9512 |  |  |  |  | Estimated using an emission factor | 84697
2019 | NC | Bizzell Church Solar 2 | 61158 | SRVC | SERC Virginia/Carolina | SUN | 5 |  | 9566 |  |  |  |  | Estimated using an emission factor | 85175
2019 | NC | Blackburn Landfill Co-Generation | 55488 | SRVC | SERC Virginia/Carolina | LFG | 2.9 | 0.43024 | 14079.999 | 77444.991 | 0.56922 | 0.080855 | 0.0147 | Estimated using an emission factor | 180003 | 1.323
2019 | NC | Bladen Solar | 61561 | SRVC | SERC Virginia/Carolina | SUN | 50 |  | 101767 |  |  |  |  | Estimated using an emission factor | 906132
2019 | NC | Bladenboro Farm | 58868 | SRVC | SERC Virginia/Carolina | SUN | 5 |  | 8243 |  |  |  |  | Estimated using an emission factor | 73395
2019 | NC | Bladenboro Solar 2 | 62101 | SRVC | SERC Virginia/Carolina | SUN | 4.5 |  | 8839 |  |  |  |  | Estimated using an emission factor | 78701
2019 | NC | Bladenboro Solar, LLC | 61283 | SRVC | SERC Virginia/Carolina | SUN | 4.8 |  | 9481 |  |  |  |  | Estimated using an emission factor | 84419
2019 | NC | Blewett | 2707 | SRVC | SERC Virginia/Carolina | DFO | 94.6 |  | -955.999 | 7235.7 | 0.08581 | 0 | 0.023718 | NEI avg EF - PM, fuel type, firing type | 7235.7 | 0.08581
2019 | NC | Blue Bird Solar | 60177 | SRVC | SERC Virginia/Carolina | SUN | 4
2019 | NC | Blueberry One | 58605 | SRVC | SERC Virginia/Carolina | SUN | 5 |  | 9411 |  |  |  |  | Estimated using an emission factor | 83796
2019 | NC | Boaz Farm Solar | 61157 | SRVC | SERC Virginia/Carolina | SUN | 5 |  | 9103 |  |  |  |  | Estimated using an emission factor | 81052
2019 | NC | Bolton Farm | 58349 | SRVC | SERC Virginia/Carolina | SUN | 5 |  | 8885 |  |  |  |  | Estimated using an emission factor | 79112
2019 | NC | Bondi Solar | 61352 | SRVC | SERC Virginia/Carolina | SUN | 5 |  | 10253 |  |  |  |  | Estimated using an emission factor | 91293
2019 | NC | Bonnie Solar | 60175 | SRVC | SERC Virginia/Carolina | SUN | 5
2019 | NC | Boseman Solar Center LLC | 58807 | SRVC | SERC Virginia/Carolina | SUN | 5 |  | 8682 |  |  |  |  | Estimated using an emission factor | 77305
2019 | NC | Bostic Delivery No 2 | 56547 | SRVC | SERC Virginia/Carolina | DFO | 1 |  | -15 | 12 | 0.00186 | 0 | 0.31 | Estimated using an emission factor | 12 | 0.00186
2019 | NC | Boykin PV1 | 59996 | SRVC | SERC Virginia/Carolina | SUN | 17
2019 | NC | Bradley Farm (Dudley) | 62593 | SRVC | SERC Virginia/Carolina | SUN | 5
2019 | NC | Bradley PV1 | 59154 | SRVC | SERC Virginia/Carolina | SUN | 5 |  | 8018 |  |  |  |  | Estimated using an emission factor | 71391
2019 | NC | Brantley Solar | 60623 | SRVC | SERC Virginia/Carolina | SUN | 50.2 |  | 102924 |  |  |  |  | Estimated using an emission factor | 916433
2019 | NC | BRE | 59706 | SRVC | SERC Virginia/Carolina | SUN | 5 |  | 8647 |  |  |  |  | Estimated using an emission factor | 76994
2019 | NC | BRE NC Solar 2 | 60626 | SRVC | SERC Virginia/Carolina | SUN | 5
2019 | NC | BRE NC Solar 3 | 60627 | SRVC | SERC Virginia/Carolina | SUN | 5
2019 | NC | BRE NC Solar 4 | 60628 | SRVC | SERC Virginia/Carolina | SUN | 5
2019 | NC | Bridgewater | 2719 | SRVC | SERC Virginia/Carolina | WAT | 27.7 |  | 82046.999 |  |  |  |  | NEI avg EF - PM, fuel type, firing type | 730547.016
2019 | NC | Broad River Solar, LLC | 62822 | SRVC | SERC Virginia/Carolina | SUN | 50
2019 | NC | Broadridge Solar, LLC | 61218 | SRVC | SERC Virginia/Carolina | SUN | 5 |  | 9950 |  |  |  |  | Estimated using an emission factor | 88595
2019 | NC | Broadway Solar Center, LLC | 59762 | SRVC | SERC Virginia/Carolina | SUN | 5 |  | 9048 |  |  |  |  | Estimated using an emission factor | 80564
2019 | NC | Brooke Solar | 60140 | SRVC | SERC Virginia/Carolina | SUN | 4.5
2019 | NC | Brunswick Nuclear | 6014 | SRVC | SERC Virginia/Carolina | NUC | 2003.2 |  | 14716756 |  |  |  |  | Estimated using an emission factor | 153666600
2019 | NC | Buck | 2720 | SRVC | SERC Virginia/Carolina | NG | 1172.3 |  | 4392284 | 30685018 | 86.8359 | 0.03954 | 0.0056598 | EPA/NEI | 30685018 | 86.8359
2019 | NC | Buckleberry Solar | 61693 | SRVC | SERC Virginia/Carolina | SUN | 52.1 |  | 106157 |  |  |  |  | Estimated using an emission factor | 945226
2019 | NC | Buddy Solar | 58735 | SRVC | SERC Virginia/Carolina | SUN | 4 |  | 6334 |  |  |  |  | Estimated using an emission factor | 56398
2019 | NC | Bullock Solar, LLC | 61512 | SRVC | SERC Virginia/Carolina | SUN | 50 |  | 102176 |  |  |  |  | Estimated using an emission factor | 909774
2019 | NC | Bunn Level Farm, LLC | 60636 | SRVC | SERC Virginia/Carolina | SUN | 5 |  | 9490 |  |  |  |  | Estimated using an emission factor | 84501
2019 | NC | Burgaw Solar, LLC | 62240 | SRVC | SERC Virginia/Carolina | SUN | 5 |  | 890 |  |  |  |  | Estimated using an emission factor | 7924
2019 | NC | Butler-Warner Generation Plant | 1016 | SRVC | SERC Virginia/Carolina | NG | 303.4 |  | 9092 | 189374.901 | 2.5594 | 0.563 | 0.02703 | EPA/NEI | 189374.901 | 2.5594
2019 | NC | Buxton | 2783 | SRVC | SERC Virginia/Carolina | DFO | 15 |  | 549 | 7184 | 1.1135 | 4.0565 | 0.31 | Estimated using an emission factor | 7184 | 1.1135
2019 | NC | Cabaniss Solar | 60430 | SRVC | SERC Virginia/Carolina | SUN | 4.2
2019 | NC | Camden Dam Solar, LLC | 62330 | SRVC | SERC Virginia/Carolina | SUN | 5 |  | 2258 |  |  |  |  | Estimated using an emission factor | 20106
2019 | NC | Camp Lejeune Solar | 59966 | SRVC | SERC Virginia/Carolina | SUN | 12.8 |  | 21742 |  |  |  |  | Estimated using an emission factor | 193590
2019 | NC | Candace Solar | 59499 | SRVC | SERC Virginia/Carolina | SUN | 5 |  | 9138 |  |  |  |  | Estimated using an emission factor | 81365
2019 | NC | Canton North Carolina | 50244 | SRVC | SERC Virginia/Carolina |  | 52.5 | 0.090084 | 288915 | [5 empty] | 18190031.875
2019 | NC | Cape Fear | 2708 | SRVC | SERC Virginia/Carolina |  | 430.5
2019 | NC | Cardinal Solar | 60174 | SRVC | SERC Virginia/Carolina | SUN | 5
2019 | NC | Carl Friedrich Gauss Solar | 60882 | SRVC | SERC Virginia/Carolina | SUN | 5 |  | 6399 |  |  |  |  | Estimated using an emission factor | 56978
2019 | NC | Carol Jean Solar | 59017 | SRVC | SERC Virginia/Carolina | SUN | 4 |  | 7166 |  |  |  |  | Estimated using an emission factor | 63805
2019 | NC | Carolina Lily Solar | 63016 | SRVC | SERC Virginia/Carolina | SUN | 5
2019 | NC | Carolina Poultry Power Farmville | 62873 | SRVC | SERC Virginia/Carolina | AB | 1.7 | 0.025087 | 263 | 1613.412 | 0.11899 | 0.90484 | 0.1475 | NEI avg EF - PM, fuel type, firing type | 64313.001 | 4.743
2019 | NC | Carter PV1 | 59156 | SRVC | SERC Virginia/Carolina | SUN | 5 |  | 9380 |  |  |  |  | Estimated using an emission factor | 83521
2019 | NC | Carter Solar | 60167 | SRVC | SERC Virginia/Carolina | SUN | 5
2019 | NC | Cash Solar | 60178 | SRVC | SERC Virginia/Carolina | SUN | 5
2019 | NC | Castalia Solar | 58849 | SRVC | SERC Virginia/Carolina | SUN | 2 |  | 3640 |  |  |  |  | Estimated using an emission factor | 32411
2019 | NC | Catawba River Pollution Control | 56553 | SRVC | SERC Virginia/Carolina | DFO | 1.3 |  | 5 | 683 | 0.10587 | 42.346 | 0.31 | Estimated using an emission factor | 683 | 0.10587
2019 | NC | Catawba Solar LLC | 60800 | SRVC | SERC Virginia/Carolina | SUN | 2 |  | 3414 |  |  |  |  | Estimated using an emission factor | 30399
2019 | NC | CB Bladen Solar, LLC | 60402 | SRVC | SERC Virginia/Carolina | SUN | 5.2 |  | 9394 |  |  |  |  | Estimated using an emission factor | 83645
2019 | NC | CBC Solar Energy Gen Fac Phase 2 | 59451 | SRVC | SERC Virginia/Carolina | SUN | 2.5 |  | 2966 |  |  |  |  | Estimated using an emission factor | 26407
2019 | NC | Cedar Cliff | 2743 | SRVC | SERC Virginia/Carolina | WAT | 6.4 |  | 24460 |  |  |  |  | NEI avg EF - PM, fuel type, firing type | 217793
2019 | NC | Cedar Solar, LLC | 60135 | SRVC | SERC Virginia/Carolina | SUN | 5 |  | 9371 |  |  |  |  | Estimated using an emission factor | 83440
2019 | NC | Century Drive Solar Farm | 61187 | SRVC | SERC Virginia/Carolina | SUN | 1 |  | 1687 |  |  |  |  | Estimated using an emission factor | 15021
2019 | NC | CenturyLink Regional HQ | 54882 | SRVC | SERC Virginia/Carolina | DFO | 2 |  | 0
2019 | NC | Chadbourn Farm | 58311 | SRVC | SERC Virginia/Carolina | SUN | 5 |  | 9325 |  |  |  |  | Estimated using an emission factor | 83030
2019 | NC | Changeup | 62601 | SRVC | SERC Virginia/Carolina | SUN | 2 |  | 3413 |  |  |  |  | Estimated using an emission factor | 30390
2019 | NC | Charlotte Solar | 58722 | SRVC | SERC Virginia/Carolina | SUN | 5 |  | 9437 |  |  |  |  | Estimated using an emission factor | 84026
2019 | NC | Chatuge | 2778 | SRTV | SERC Tennessee Valley | WAT | 13.2 |  | 30591 |  |  |  |  | NEI avg EF - PM, fuel type, firing type | 272382
2019 | NC | Chauncey Farm LLC | 59100 | SRVC | SERC Virginia/Carolina | SUN | 4.9 |  | 8582 |  |  |  |  | Estimated using an emission factor | 76415
2019 | NC | Chei Solar | 59508 | SRVC | SERC Virginia/Carolina | SUN | 5 |  | 8916 |  |  |  |  | Estimated using an emission factor | 79388
2019 | NC | Cheoah | 54899 | SRTV | SERC Tennessee Valley | WAT | 220 |  | 685073.001 |  |  |  |  | EPA/NEI; Estimated using an emission factor | 6099889.125
2019 | NC | Cherryville City Hall | 56340 | SRVC | SERC Virginia/Carolina | DFO | 1.8 |  | 63 | 969 | 0.15019 | 4.7681 | 0.31 | Estimated using an emission factor | 969 | 0.15019
2019 | NC | Chestnut Solar | 61011 | SRVC | SERC Virginia/Carolina | SUN | 74.9
2019 | NC | Choco Solar, LLC | 59899 | SRVC | SERC Virginia/Carolina | SUN | 5 |  | 10740 |  |  |  |  | Estimated using an emission factor | 95628
2019 | NC | Chocowinity Solar LLC | 58675 | SRVC | SERC Virginia/Carolina | SUN | 5 |  | 8609 |  |  |  |  | Estimated using an emission factor | 76654
2019 | NC | Chowan Jehu Solar | 62693 | SRVC | SERC Virginia/Carolina | SUN | 5 |  | 9195 |  |  |  |  | Estimated using an emission factor | 81872
2019 | NC | Christina Solar | 60172 | SRVC | SERC Virginia/Carolina | SUN | 3
2019 | NC | Church Road Solar LLC | 62168 | SRVC | SERC Virginia/Carolina | SUN | 5 |  | 7622 |  |  |  |  | Estimated using an emission factor | 67866
2019 | NC | CII Methane Management IV, LLC | 59711 | SRVC | SERC Virginia/Carolina | LFG | 1.6 |  | 9810 | 106917 | 0.78584 | 0.16021 | 0.0147 | Estimated using an emission factor | 106917 | 0.78584
2019 | NC | Cirrus Solar LLC | 58674 | SRVC | SERC Virginia/Carolina | SUN | 5 |  | 8920 |  |  |  |  | Estimated using an emission factor | 79424
2019 | NC | Clayton Solar | 60171 | SRVC | SERC Virginia/Carolina | SUN | 5
2019 | NC | Cleveland County Generating Facility | 57029 | SRVC | SERC Virginia/Carolina | NG | 1472 |  | 981695 | 10072453.5 | 51.8733 | 0.10568 | 0.0103 | EPA/NEI | 10072453.5 | 51.8733
2019 | NC | Cliffside | 2721 | SRVC | SERC Virginia/Carolina | BIT | 2540.5 |  | 6368172 | 60640482 | 264.6752 | 0.083124 | 0.0087293 | EPA/NEI | 60640482 | 264.6752
2019 | NC | Climax Solar | 60286 | SRVC | SERC Virginia/Carolina | SUN | 5
2019 | NC | Cline Solar Farm, LLC | 59929 | SRVC | SERC Virginia/Carolina | SUN | 5 |  | 8528 |  |  |  |  | Estimated using an emission factor | 75935
2019 | NC | Clipperton Holdings | 59213 | SRVC | SERC Virginia/Carolina | SUN | 5 |  | 9888 |  |  |  |  | Estimated using an emission factor | 88043
2019 | NC | Coats Solar Farm, LLC | 59937 | SRVC | SERC Virginia/Carolina | SUN | 5 |  | 9781 |  |  |  |  | Estimated using an emission factor | 87090
2019 | NC | COC Surry LFG, LLC | 59439 | SRVC | SERC Virginia/Carolina | LFG | 1.6 |  | 8170 | 83873 | 0.61647 | 0.15091 | 0.0147 | Estimated using an emission factor | 83873 | 0.61647
2019 | NC | Cohen Farm Solar, LLC | 60146 | SRVC | SERC Virginia/Carolina | SUN | 4.9 |  | 9601 |  |  |  |  | Estimated using an emission factor | 85488
2019 | NC | Colin Solar | 58723 | SRVC | SERC Virginia/Carolina | SUN | 4
2019 | NC | Collard Holdings Solar | 62317 | SRVC | SERC Virginia/Carolina | SUN | 10
2019 | NC | Concord Energy | 57896 | SRVC | SERC Virginia/Carolina | LFG | 9.6 |  | 58215 | 906841 | 9.7939 | 0.33647 | 0.0216 | Estimated using an emission factor | 906841 | 9.7939
2019 | NC | Concord Farm | 59818 | SRVC | SERC Virginia/Carolina | SUN | 5.2 |  | 4340 |  |  |  |  | Estimated using an emission factor | 38644
2019 | NC | Conetoe II Solar, LLC | 59944 | SRVC | SERC Virginia/Carolina | SUN | 80 |  | 156601 |  |  |  |  | Estimated using an emission factor | 1394373
2019 | NC | Conetoe Solar | 60188 | SRVC | SERC Virginia/Carolina | SUN | 5 |  | 10046 |  |  |  |  | Estimated using an emission factor | 89451
2019 | NC | Cookstown | 62600 | SRVC | SERC Virginia/Carolina | SUN | 5 |  | 10095 |  |  |  |  | Estimated using an emission factor | 89886
2019 | NC | Copperfield | 61882 | SRVC | SERC Virginia/Carolina | SUN | 2 |  | 3686 |  |  |  |  | Estimated using an emission factor | 32821
2019 | NC | Cork Oak Solar | 60637 | SRVC | SERC Virginia/Carolina | SUN | 20 |  | 39872 |  |  |  |  | Estimated using an emission factor | 355020
2019 | NC | Cornelius Delivery No 1 | 56546 | SRVC | SERC Virginia/Carolina | DFO | 2.2 |  | -48 | 133 | 0.020615 | 0 | 0.31 | Estimated using an emission factor | 133 | 0.020615
2019 | NC | Cornwall Solar Center, LLC | 59663 | SRVC | SERC Virginia/Carolina | SUN | 5 |  | 9356 |  |  |  |  | Estimated using an emission factor | 83305
2019 | NC | Cotten Farm, LLC | 60965 | SRVC | SERC Virginia/Carolina | SUN | 5 |  | 9697 |  |  |  |  | Estimated using an emission factor | 86341
2019 | NC | Cottonwood Solar, LLC | 63293 | SRVC | SERC Virginia/Carolina | SUN | 3 |  | 5869 |  |  |  |  | Estimated using an emission factor | 52257
2019 | NC | Cougar Solar, LLC | 61658 | SRVC | SERC Virginia/Carolina | SUN | 1.9 |  | 3679 |  |  |  |  | Estimated using an emission factor | 32757
2019 | NC | County Home Solar Center, LLC | 60199 | SRVC | SERC Virginia/Carolina | SUN | 2 |  | 3579 |  |  |  |  | Estimated using an emission factor | 31868
2019 | NC | County Home Solar LLC | 62167 | SRVC | SERC Virginia/Carolina | SUN | 7.5 |  | 10245 |  |  |  |  | Estimated using an emission factor | 91221
2019 | NC | Cowans Ford | 2722 | SRVC | SERC Virginia/Carolina | WAT | 350 |  | 263714 |  |  |  |  | NEI avg EF - PM, fuel type, firing type | 2348110
2019 | NC | CPI USA North Carolina Roxboro | 10379 | SRVC | SERC Virginia/Carolina | WDS | 67.5 | 1 | 325056 | 4401632.875 | 151.76 | 0.93375 | 0.068956 | EPA/NEI | 4401632.875 | 151.76
2019 | NC | CPI USA North Carolina Southport | 10378 | SRVC | SERC Virginia/Carolina | WDS | 135 | 0.29784 | 458515 | 2314866.79 | 103.483 | 0.45138 | 0.089407 | EPA/NEI | 7772086.375 | 347.4404
2019 | NC | Craven County Wood Energy | 10525 | SRVC | SERC Virginia/Carolina | WDS | 50 | 1 | 326608 | 4780108 | 53.7142 | 0.32892 | 0.022474 | EPA/NEI | 4780108 | 53.7142
2019 | NC | Crawford Solar | 60294 | SRVC | SERC Virginia/Carolina | SUN | 5
2019 | NC | Creech Solar 2, LLC | 60635 | SRVC | SERC Virginia/Carolina | SUN | 6.8 |  | 8982 |  |  |  |  | Estimated using an emission factor | 79976
2019 | NC | Crestwood Solar Center LLC | 59914 | SRVC | SERC Virginia/Carolina | SUN | 5 |  | 9114 |  |  |  |  | Estimated using an emission factor | 81151
2019 | NC | Creswell Alligood Solar, LLC | 59548 | SRVC | SERC Virginia/Carolina | SUN | 14 |  | 25268 |  |  |  |  | Estimated using an emission factor | 224986
2019 | NC | Crimson Solar | 60295 | SRVC | SERC Virginia/Carolina | SUN | 5
2019 | NC | Crockett Farm | 59561 | SRVC | SERC Virginia/Carolina | SUN | 5 |  | 8468 |  |  |  |  | Estimated using an emission factor | 75400
2019 | NC | Crooked Run | 62678 | SRVC | SERC Virginia/Carolina | SUN | 70.1 |  | 2664 |  |  |  |  | Estimated using an emission factor | 23720
2019 | NC | CS Murphy Point, LLC | 57687 | SRVC | SERC Virginia/Carolina | SUN | 1 |  | 1328 |  |  |  |  | Estimated using an emission factor | 11824
2019 | NC | Cubera Solar, LLC | 63346 | SRVC | SERC Virginia/Carolina | SUN | 2
2019 | NC | Currin Solar, LLC | 60403 | SRVC | SERC Virginia/Carolina | SUN | 5.2 |  | 8971 |  |  |  |  | Estimated using an emission factor | 79878
2019 | NC | Dan River | 2723 | SRVC | SERC Virginia/Carolina | NG | 1085.7 |  | 4394833 | 31584425 | 287.4119 | 0.1308 | 0.0182 | EPA/NEI | 31584425 | 287.4119
2019 | NC | Daniel Farm LLC | 59126 | SRVC | SERC Virginia/Carolina | SUN | 5 |  | 7927 |  |  |  |  | Estimated using an emission factor | 70583
2019 | NC | Davidson Gas Producers LLC | 57436 | SRVC | SERC Virginia/Carolina | LFG | 1.6 |  | 13696 | 139656 | 1.0265 | 0.14989 | 0.0147 | Estimated using an emission factor | 139656 | 1.0265
2019 | NC | Davis Lane Solar, LLC | 61581 | SRVC | SERC Virginia/Carolina | SUN | 5 |  | 9672 |  |  |  |  | Estimated using an emission factor | 86121
2019 | NC | Daystar Solar | 60179 | SRVC | SERC Virginia/Carolina | SUN | 5 |  | 9719 |  |  |  |  | Estimated using an emission factor | 86538
2019 | NC | DD Fayetteville Solar NC LLC | 59117 | SRVC | SERC Virginia/Carolina | SUN | 23.1 |  | 32606 |  |  |  |  | Estimated using an emission factor | 290324
2019 | NC | DE Solar 10240 Old Dowd Rd | 57334 | SRVC | SERC Virginia/Carolina | SUN | 1.9 |  | 1661 |  |  |  |  | Estimated using an emission factor | 14790
2019 | NC | DE Solar 1725 Drywall Dr | 57336 | SRVC | SERC Virginia/Carolina | SUN | 1 |  | 1286 |  |  |  |  | Estimated using an emission factor | 11450
2019 | NC | DE Solar 657 Brigham Rd | 57335 | SRVC | SERC Virginia/Carolina | SUN | 1.3 |  | 1844 |  |  |  |  | Estimated using an emission factor | 16420
2019 | NC | Deep Branch Farm | 61403 | SRVC | SERC Virginia/Carolina | SUN | 5 |  | 9350 |  |  |  |  | Estimated using an emission factor | 83254
2019 | NC | Delco Farm | 61088 | SRVC | SERC Virginia/Carolina | SUN | 5 |  | 8696 |  |  |  |  | Estimated using an emission factor | 77428
2019 | NC | Dement Farm LLC | 58874 | SRVC | SERC Virginia/Carolina | SUN | 5 |  | 8930 |  |  |  |  | Estimated using an emission factor | 79512
2019 | NC | Desert Wind Farm, LLC | 59968 | SRVC | SERC Virginia/Carolina | WND | 208 |  | 523139 |  |  |  |  | Estimated using an emission factor | 4658029
2019 | NC | Dessie Solar Center LLC | 58952 | SRVC | SERC Virginia/Carolina | SUN | 4.8 |  | 8722 |  |  |  |  | Estimated using an emission factor | 77663
2019 | NC | Dibrell Farm | 58346 | SRVC | SERC Virginia/Carolina | SUN | 5 |  | 8927 |  |  |  |  | Estimated using an emission factor | 79486
2019 | NC | Dixon Dairy Road Solar | 58453 | SRVC | SERC Virginia/Carolina | SUN | 4 |  | 6935 |  |  |  |  | Estimated using an emission factor | 61749
2019 | NC | Dogwood Solar, LLC | 58844 | SRVC | SERC Virginia/Carolina | SUN | 20 |  | 35174 |  |  |  |  | Estimated using an emission factor | 313192
2019 | NC | Domtar Paper Co LLC Plymouth NC | 50189 | SRVC | SERC Virginia/Carolina | BLQ | 161.5 | 0.099197 | 355322.84 | 1988370.538 | 15.9251 | 0.089637 | 0.016018 | EPA/NEI; Estimated using an emission factor | 20044646.75 | 160.5402
2019 | NC | Downs Farm Solar | 59429 | SRVC | SERC Virginia/Carolina | SUN | 5 |  | 8560 |  |  |  |  | Estimated using an emission factor | 76219
2019 | NC | Dragstrip Farm | 59102 | SRVC | SERC Virginia/Carolina | SUN | 5 |  | 8956 |  |  |  |  | Estimated using an emission factor | 79743
2019 | NC | Drexel Operations Center | 56548 | SRVC | SERC Virginia/Carolina | DFO | 2.2 |  | 55 | 981 | 0.15205 | 5.5293 | 0.31 | Estimated using an emission factor | 981 | 0.15205
2019 | NC | DSM Pharmaceuticals | 54887 | SRVC | SERC Virginia/Carolina | NG | 9.2 | 0.47086 | 1172 | 8110.03 | 0.6833 | 1.166 | 0.16851 | EPA/NEI; Estimated using an emission factor | 17224 | 1.4512
2019 | NC | Duck Solar | 58724 | SRVC | SERC Virginia/Carolina | SUN | 5
2019 | NC | Dunn | 59376 | SRVC | SERC Virginia/Carolina | SUN | 2 |  | 3522 |  |  |  |  | Estimated using an emission factor | 31361
2019 | NC | Duplin Solar I LLC (160 Houston Lane) | 60599 | SRVC | SERC Virginia/Carolina | SUN | 5 |  | 8026 |  |  |  |  | Estimated using an emission factor | 71463
2019 | NC | Duplin Solar LLC | 58879 | SRVC | SERC Virginia/Carolina | SUN | 5 |  | 8923 |  |  |  |  | Estimated using an emission factor | 79452
2019 | NC | Durham Solar | 60131 | SRVC | SERC Virginia/Carolina | SUN | 3.5 |  | 6073 |  |  |  |  | Estimated using an emission factor | 54076
2019 | NC | E Nash PV1 | 60002 | SRVC | SERC Virginia/Carolina | SUN | 20
2019 | NC | Eagle Solar | 60161 | SRVC | SERC Virginia/Carolina | SUN | 4
2019 | NC | East Nash PV2 | 63789 | SRVC | SERC Virginia/Carolina | SUN | 26
2019 | NC | East Wayne Solar LLC | 59189 | SRVC | SERC Virginia/Carolina | SUN | 2 |  | 3758 |  |  |  |  | Estimated using an emission factor | 33461
2019 | NC | Eastover Farm | 59562 | SRVC | SERC Virginia/Carolina | SUN | 5 |  | 8763 |  |  |  |  | Estimated using an emission factor | 78025
2019 | NC | Eastside WWTP | 57606 | SRVC | SERC Virginia/Carolina | DFO | 5.4 |  | 209.001 | 2346 | 0.36363 | 3.4797 | 0.31 | Estimated using an emission factor | 2346 | 0.36363
2019 | NC | Eastway Solar, LLC | 60829 | SRVC | SERC Virginia/Carolina | SUN | 4.9
2019 | NC | Eden Solar LLC | 59778 | SRVC | SERC Virginia/Carolina | SUN | 47.7 |  | 85580 |  |  |  |  | Estimated using an emission factor | 762004
2019 | NC | Edenton Generators | 7429 | SRVC | SERC Virginia/Carolina | DFO | 3.6 |  | 135 | 3130 | 0.48515 | 7.1874 | 0.31 | EPA/NEI; Estimated using an emission factor | 3130 | 0.48515
2019 | NC | Edenton Solar | 61781 | SRVC | SERC Virginia/Carolina | SUN | 5 |  | 127 |  |  |  |  | Estimated using an emission factor | 1131
2019 | NC | Edgecombe Genco, LLC | 10384 | SRVC | SERC Virginia/Carolina | BIT | 114.8 | 0 | 0 | 0 | 0 |  |  | EPA/NEI | 501439.874 | 0.26006
2019 | NC | Ellerbe | 59042 | SRVC | SERC Virginia/Carolina | SUN | 2 |  | 3233 |  |  |  |  | Estimated using an emission factor | 28787
2019 | NC | Elliana Solar | 58725 | SRVC | SERC Virginia/Carolina | SUN | 5 |  | 9072 |  |  |  |  | Estimated using an emission factor | 80777
2019 | NC | Elm City Solar Facility | 59164 | SRVC | SERC Virginia/Carolina | SUN | 40 |  | 79638 |  |  |  |  | Estimated using an emission factor | 709097
2019 | NC | Elm Solar, LLC | 60136 | SRVC | SERC Virginia/Carolina | SUN | 5 |  | 9055 |  |  |  |  | Estimated using an emission factor | 80627
2019 | NC | Enka | 10320 | SRTV | SERC Tennessee Valley | BIT | 16.3
2019 | NC | Ennis Solar, LLC | 62662 | SRVC | SERC Virginia/Carolina | SUN | 5 |  | 856 |  |  |  |  | Estimated using an emission factor | 7622
2019 | NC | Eros Solar, LLC | 63733 | SRVC | SERC Virginia/Carolina | SUN | 5
2019 | NC | Erwin Farm | 58859 | SRVC | SERC Virginia/Carolina | SUN | 5 |  | 7333 |  |  |  |  | Estimated using an emission factor | 65293
2019 | NC | ESA Buies Creek, LLC | 63732 | SRVC | SERC Virginia/Carolina | SUN | 2.8
2019 | NC | ESA Four Oaks 2 NC LLC | 62996 | SRVC | SERC Virginia/Carolina | SUN | 2 |  | 0
2019 | NC | ESA Hamlet NC , LLC | 63377 | SRVC | SERC Virginia/Carolina | SUN | 5
2019 | NC | ESA Selma | 59956 | SRVC | SERC Virginia/Carolina | SUN | 1.8 |  | 2887 |  |  |  |  | Estimated using an emission factor | 25706
2019 | NC | ESA Smithfield | 59955 | SRVC | SERC Virginia/Carolina | SUN | 1.8 |  | 3242 |  |  |  |  | Estimated using an emission factor | 28867
2019 | NC | Everett PV1 | 60997 | SRVC | SERC Virginia/Carolina | SUN | 10 |  | 0
2019 | NC | Everetts Wildcat Solar, LLC | 59549 | SRVC | SERC Virginia/Carolina | SUN | 5 |  | 9397 |  |  |  |  | Estimated using an emission factor | 83670
2019 | NC | Exum Farm Solar, LLC | 60400 | SRVC | SERC Virginia/Carolina | SUN | 4.9 |  | 9429 |  |  |  |  | Estimated using an emission factor | 83954
2019 | NC | Facile Solar | 59406 | SRVC | SERC Virginia/Carolina | SUN | 2 |  | 2958 |  |  |  |  | Estimated using an emission factor | 26337
2019 | NC | Fairmont-FLS 100 | 59052 | SRVC | SERC Virginia/Carolina | SUN | 4 |  | 6855 |  |  |  |  | Estimated using an emission factor | 61037
2019 | NC | Faison Solar | 59333 | SRVC | SERC Virginia/Carolina | SUN | 2 |  | 3224 |  |  |  |  | Estimated using an emission factor | 28706
2019 | NC | Falls Hydro | 54895 | SRVC | SERC Virginia/Carolina | WAT | 31.4 |  | 156748.001 |  |  |  |  | NEI avg EF - PM, fuel type, firing type | 1395684
2019 | NC | Farrington Farm | 58318 | SRVC | SERC Virginia/Carolina | SUN | 1 |  | 1366 |  |  |  |  | Estimated using an emission factor | 12163
2019 | NC | Fern Solar LLC | 62798 | SRVC | SERC Virginia/Carolina | SUN | 100
2019 | NC | First Citizens Bank | 61491 | SRVC | SERC Virginia/Carolina | SUN | 1.5
2019 | NC | Fisher Solar Farm - NC | 61089 | SRVC | SERC Virginia/Carolina | SUN | 5 |  | 8347 |  |  |  |  | Estimated using an emission factor | 74322
2019 | NC | Five Forks Solar | 59951 | SRVC | SERC Virginia/Carolina | SUN | 20 |  | 278 |  |  |  |  | Estimated using an emission factor | 2475
2019 | NC | Flash Solar | 58726 | SRVC | SERC Virginia/Carolina | SUN | 5 |  | 8748 |  |  |  |  | Estimated using an emission factor | 77894
2019 | NC | Flat Meeks PV 1 | 59514 | SRVC | SERC Virginia/Carolina | SUN | 5 |  | 7091 |  |  |  |  | Estimated using an emission factor | 63140
2019 | NC | Flemming Solar Center LLC | 58808 | SRVC | SERC Virginia/Carolina | SUN | 5 |  | 8923 |  |  |  |  | Estimated using an emission factor | 79452
2019 | NC | Flint Hill Solar, LLC | 60370 | SRVC | SERC Virginia/Carolina | SUN | 5.2 |  | 9004 |  |  |  |  | Estimated using an emission factor | 80171
2019 | NC | Flowers Solar LLC | 62487 | SRVC | SERC Virginia/Carolina | SUN | 4.3 |  | 6528 |  |  |  |  | Estimated using an emission factor | 58125
2019 | NC | Floyd Road Solar Farm | 61031 | SRVC | SERC Virginia/Carolina | SUN | 5 |  | 7014 |  |  |  |  | Estimated using an emission factor | 62451
2019 | NC | Floyd Solar, LLC | 60147 | SRVC | SERC Virginia/Carolina | SUN | 6.5 |  | 9467 |  |  |  |  | Estimated using an emission factor | 84295
2019 | NC | FLS Solar 170, LLC | 59552 | SRVC | SERC Virginia/Carolina | SUN | 2 |  | 3603 |  |  |  |  | Estimated using an emission factor | 32081
2019 | NC | FLS Solar 200, LLC | 59551 | SRVC | SERC Virginia/Carolina | SUN | 4.3 |  | 6345 |  |  |  |  | Estimated using an emission factor | 56495
2019 | NC | FLS Solar 230 (Warren) | 59646 | SRVC | SERC Virginia/Carolina | SUN | 4.8 |  | 8621 |  |  |  |  | Estimated using an emission factor | 76762
2019 | NC | Fontana Dam | 2779 | SRTV | SERC Tennessee Valley | WAT | 254.7 |  | 1136206 |  |  |  |  | NEI avg EF - PM, fuel type, firing type | 10116776.75
2019 | NC | Fox Creek Solar | 60624 | SRVC | SERC Virginia/Carolina | SUN | 50.2 |  | 92422 |  |  |  |  | Estimated using an emission factor | 822930
2019 | NC | Foxfire Solar Farm | 59563 | SRVC | SERC Virginia/Carolina | SUN | 5 |  | 9605 |  |  |  |  | Estimated using an emission factor | 85524
2019 | NC | Franklin (NC) | 2745 | SRVC | SERC Virginia/Carolina | WAT | 1 |  | 2795 |  |  |  |  | NEI avg EF - PM, fuel type, firing type | 24888
2019 | NC | Franklin Solar 2 | 59579 | SRVC | SERC Virginia/Carolina | SUN | 2 |  | 3661 |  |  |  |  | Estimated using an emission factor | 32598
2019 | NC | Franklin Solar, LLC | 58802 | SRVC | SERC Virginia/Carolina | SUN | 2 |  | 3265 |  |  |  |  | Estimated using an emission factor | 29072
2019 | NC | Franklinton Solar | 59708 | SRVC | SERC Virginia/Carolina | SUN | 5 |  | 9536 |  |  |  |  | Estimated using an emission factor | 84908
2019 | NC | Freemont Solar Center LLC | 59912 | SRVC | SERC Virginia/Carolina | SUN | 5 |  | 9229 |  |  |  |  | Estimated using an emission factor | 82174
2019 | NC | Freight Line Solar, LLC | 63693 | SRVC | SERC Virginia/Carolina | SUN | 2
2019 | NC | Fremont Farm | 59103 | SRVC | SERC Virginia/Carolina | SUN | 5 |  | 9713 |  |  |  |  | Estimated using an emission factor | 86484
2019 | NC | Friesian Holdings | 60692 | SRVC | SERC Virginia/Carolina | SUN | 75
2019 | NC | Future Gen Plant 1 | 7727 | SRVC | SERC Virginia/Carolina | NG | 211.8
2019 | NC | Future Gen Plant 2 | 7728 | SRVC | SERC Virginia/Carolina | NG | 612
2019 | NC | G G Allen | 2718 | SRVC | SERC Virginia/Carolina | BIT | 1148.4 |  | 895019 | 10317186.25 | 113.8191 | 0.25434 | 0.022064 | EPA/NEI | 10317186.25 | 113.8191
2019 | NC | Gainey Solar, LLC | 60633 | SRVC | SERC Virginia/Carolina | SUN | 2 |  | 4006 |  |  |  |  | Estimated using an emission factor | 35671
2019 | NC | Gamble Solar | 61127 | SRVC | SERC Virginia/Carolina | SUN | 3 |  | 150 |  |  |  |  | Estimated using an emission factor | 1336
2019 | NC | Garrell Solar Farm | 58866 | SRVC | SERC Virginia/Carolina | SUN | 5 |  | 6752 |  |  |  |  | Estimated using an emission factor | 60120
2019 | NC | Garysburg Solar | 59641 | SRVC | SERC Virginia/Carolina | SUN | 5 |  | 9215 |  |  |  |  | Estimated using an emission factor | 82051
2019 | NC | Gaston | 2756 | SRVC | SERC Virginia/Carolina | WAT | 177.6 |  | 368277 |  |  |  |  | NEI avg EF - PM, fuel type, firing type | 3279138
2019 | NC | Gaston County Renewable Energy Center | 61758 | SRVC | SERC Virginia/Carolina | LFG | 4.2 |  | 27858 | 322180.992 | 2.368 | 0.17001 | 0.0147 | Estimated using an emission factor | 322180.992 | 2.368
2019 | NC | Gaston Memorial Hospital | 57629 | SRVC | SERC Virginia/Carolina | DFO | 1.8 |  | 46 | 418 | 0.06479 | 2.817 | 0.31 | Estimated using an emission factor | 418 | 0.06479
2019 | NC | Gaston Solar | 59642 | SRVC | SERC Virginia/Carolina | SUN | 5 |  | 8143 |  |  |  |  | Estimated using an emission factor | 72506
2019 | NC | Gaston Solar Power Plant | 62669 | SRVC | SERC Virginia/Carolina | SUN | 25
2019 | NC | Gastonia Duke Street | 56061 | SRVC | SERC Virginia/Carolina | DFO | 1.8
2019 | NC | Gastonia Prime Power Park | 56954 | SRVC | SERC Virginia/Carolina | DFO | 11.8 |  | -44 | 2188.002 | 0.33914 | 0 | 0.31 | Estimated using an emission factor | 2188.002 | 0.33914
2019 | NC | Gastonia Rankin Lake | 56060 | SRVC | SERC Virginia/Carolina | DFO | 1.8
2019 | NC | Gastonia Solar Center | 60359 | SRVC | SERC Virginia/Carolina | SUN | 4.3 |  | 4411 |  |  |  |  | Estimated using an emission factor | 39276
2019 | NC | Gastonia, Tulip Drive | 56262 | SRVC | SERC Virginia/Carolina | DFO | 5.4 |  | 122.001 | 2361.999 | 0.36611 | 6.0018 | 0.31 | Estimated using an emission factor | 2361.999 | 0.36611
2019 | NC | Gates Solar LLC | 58673 | SRVC | SERC Virginia/Carolina | SUN | 5 |  | 9640 |  |  |  |  | Estimated using an emission factor | 85835
2019 | NC | Germantown Solar, LLC | 60480 | SRVC | SERC Virginia/Carolina | SUN | 2.1 |  | 2923 |  |  |  |  | Estimated using an emission factor | 26027
2019 | NC | GKS Solar | 59426 | SRVC | SERC Virginia/Carolina | SUN | 5 |  | 8397 |  |  |  |  | Estimated using an emission factor | 74765
2019 | NC | Graham Solar Center LLC | 58957 | SRVC | SERC Virginia/Carolina | SUN | 4.8 |  | 9194 |  |  |  |  | Estimated using an emission factor | 81863
2019 | NC | Grandy PV 1 | 59518 | SRVC | SERC Virginia/Carolina | SUN | 20
2019 | NC | Granite Falls Walmart | 56549 | SRVC | SERC Virginia/Carolina | DFO | 2.2 |  | 44 | 950 | 0.14725 | 6.6932 | 0.31 | Estimated using an emission factor | 950 | 0.14725
2019 | NC | Granville Solar PV Power Project | 58487 | SRVC | SERC Virginia/Carolina | SUN | 2.5 |  | 5020 |  |  |  |  | Estimated using an emission factor | 44699
2019 | NC | Green Farm | 59148 | SRVC | SERC Virginia/Carolina | SUN | 5 |  | 7923 |  |  |  |  | Estimated using an emission factor | 70546
2019 | NC | Grifton PV2 | 63568 | SRVC | SERC Virginia/Carolina | SUN | 56
2019 | NC | Grove Solar | 60181 | SRVC | SERC Virginia/Carolina | SUN | 5 |  | 13458 |  |  |  |  | Estimated using an emission factor | 119830
2019 | NC | GRS CMS | 55599 | SRVC | SERC Virginia/Carolina | LFG | 5.3 |  | 25653 | 418041 | 4.5148 | 0.35199 | 0.0216 | Estimated using an emission factor | 418041 | 4.5148
2019 | NC | Gutenberg Solar | 63076 | SRVC | SERC Virginia/Carolina | SUN | 79.9 |  | 17981 |  |  |  |  | Estimated using an emission factor | 160103
2019 | NC | H F Lee Steam Electric Plant | 2709 | SRVC | SERC Virginia/Carolina | NG | 2556.1 |  | 6788723 | 48925829.367 | 154.5077 | 0.045519 | 0.006316 | EPA/NEI | 48925829.367 | 154.5077
2019 | NC | Halifax | 58943 | SRVC | SERC Virginia/Carolina | SUN | 20 |  | 37018 |  |  |  |  | Estimated using an emission factor | 329609
2019 | NC | Halifax Solar LLC | 60884 | SRVC | SERC Virginia/Carolina | SUN | 5
2019 | NC | Hanover Solar, LLC | 61877 | SRVC | SERC Virginia/Carolina | SUN | 4.9 |  | 9552 |  |  |  |  | Estimated using an emission factor | 85049
2019 | NC | Happy Solar | 59512 | SRVC | SERC Virginia/Carolina | SUN | 4 |  | 7026 |  |  |  |  | Estimated using an emission factor | 62559
2019 | NC | Hardison Farm Solar, LLC | 60415 | SRVC | SERC Virginia/Carolina | SUN | 5.2 |  | 9527 |  |  |  |  | Estimated using an emission factor | 84829
2019 | NC | Harrell's Hill Solar Center LLC | 59337 | SRVC | SERC Virginia/Carolina | SUN | 5 |  | 9193 |  |  |  |  | Estimated using an emission factor | 81854
2019 | NC | Harris | 6015 | SRVC | SERC Virginia/Carolina | NUC | 950.9 |  | 7610594 |  |  |  |  | Estimated using an emission factor | 79466848
2019 | NC | Harvest Beulaville, LLC | 63299 | SRVC | SERC Virginia/Carolina | SUN | 2 |  | 3762 |  |  |  |  | Estimated using an emission factor | 33496
2019 | NC | Haw River Hydro | 10258 | SRVC | SERC Virginia/Carolina | WAT | 1.5 |  | 7059 |  |  |  |  | NEI avg EF - PM, fuel type, firing type | 62851.002
2019 | NC | Hawk Solar | 60163 | SRVC | SERC Virginia/Carolina | SUN | 5
2019 | NC | Hawkins Solar | 58727 | SRVC | SERC Virginia/Carolina | SUN | 5
2019 | NC | Hawtree Solar | 62951 | SRVC | SERC Virginia/Carolina | SUN | 65
2019 | NC | Haynes Farm | 58332 | SRVC | SERC Virginia/Carolina | SUN | 5 |  | 7532 |  |  |  |  | Estimated using an emission factor | 67066
2019 | NC | Haywood Farm Solar, LLC | 61255 | SRVC | SERC Virginia/Carolina | SUN | 4.9 |  | 9170 |  |  |  |  | Estimated using an emission factor | 81650
2019 | NC | HCE Johnston I, LLC | 60121 | SRVC | SERC Virginia/Carolina | SUN | 2.6 |  | 3516 |  |  |  |  | Estimated using an emission factor | 31305
2019 | NC | HCE Moore I | 62539 | SRVC | SERC Virginia/Carolina | SUN | 2 |  | 2811 |  |  |  |  | Estimated using an emission factor | 25028
2019 | NC | Hector Farm | 60577 | SRVC | SERC Virginia/Carolina | SUN | 5 |  | 9034 |  |  |  |  | Estimated using an emission factor | 80439
2019 | NC | Heedeh Solar | 60157 | SRVC | SERC Virginia/Carolina | SUN | 4.5 |  | 7368 |  |  |  |  | Estimated using an emission factor | 65605
2019 | NC | Hemlock Solar | 60207 | SRVC | SERC Virginia/Carolina | SUN | 5 |  | 10283 |  |  |  |  | Estimated using an emission factor | 91560
2019 | NC | Hertford Solar Farm | 60384 | SRVC | SERC Virginia/Carolina | SUN | 5 |  | 8131 |  |  |  |  | Estimated using an emission factor | 72398
2019 | NC | Hew Fulton Farm, LLC | 60778 | SRVC | SERC Virginia/Carolina | SUN | 5 |  | 9015 |  |  |  |  | Estimated using an emission factor | 80270
2019 | NC | Hickory | 59829 | SRVC | SERC Virginia/Carolina | SUN | 5 |  | 235 |  |  |  |  | Estimated using an emission factor | 2092
2019 | NC | Higgins Solar | 60166 | SRVC | SERC Virginia/Carolina | SUN | 5
2019 | NC | High Point, Fairfield | 56059 | SRVC | SERC Virginia/Carolina | DFO | 1.8 |  | -39 | 56 | 0.00868 | 0 | 0.31 | Estimated using an emission factor | 56 | 0.00868
2019 | NC | High Point, Jackson Lake | 56058 | SRVC | SERC Virginia/Carolina | DFO | 1.8
2019 | NC | High Point, POLO | 57196 | SRVC | SERC Virginia/Carolina | DFO | 1.8 |  | 85 | 1225 | 0.18987 | 4.4676 | 0.31 | Estimated using an emission factor | 1225 | 0.18987
2019 | NC | High Point, Pump Station Rd | 56260 | SRVC | SERC Virginia/Carolina | DFO | 3.6 |  | 146 | 2194 | 0.34007 | 4.6585 | 0.31 | Estimated using an emission factor | 2194 | 0.34007
2019 | NC | High Rock Hydro | 54896 | SRVC | SERC Virginia/Carolina | WAT | 33 |  | 133737 |  |  |  |  | NEI avg EF - PM, fuel type, firing type | 1190794.031
2019 | NC | High Shoals Hydro (NC) | 10550 | SRVC | SERC Virginia/Carolina | WAT | 1.8 |  | 6381 |  |  |  |  | NEI avg EF - PM, fuel type, firing type | 56820
2019 | NC | High Shoals PV1 | 59997 | SRVC | SERC Virginia/Carolina | SUN | 16
2019 | NC | Highest Power Solar, LLC | 63812 | SRVC | SERC Virginia/Carolina | SUN | 48.7
2019 | NC | Highland Solar Center LLC | 59163 | SRVC | SERC Virginia/Carolina | SUN | 5 |  | 9280 |  |  |  |  | Estimated using an emission factor | 82628
2019 | NC | Highwater Solar I | 59487 | SRVC | SERC Virginia/Carolina | SUN | 4.9 |  | 9731 |  |  |  |  | Estimated using an emission factor | 86645
2019 | NC | Hilly Branch | 60358 | SRVC | SERC Virginia/Carolina | SUN | 2
2019 | NC | Hiwassee Dam | 2780 | SRTV | SERC Tennessee Valley | WAT | 165.6 |  | 342215 |  |  |  |  | EPA/NEI; Estimated using an emission factor | 3047082
2019 | NC | Holly Swamp Solar, LLC | 63695 | SRVC | SERC Virginia/Carolina | SUN | 2
2019 | NC | Holstein Plant | 58623 | SRVC | SERC Virginia/Carolina | SUN | 20 |  | 34591 |  |  |  |  | Estimated using an emission factor | 307998
2019 | NC | Hood Farm Solar, LLC | 61256 | SRVC | SERC Virginia/Carolina | SUN | 4.9 |  | 9402 |  |  |  |  | Estimated using an emission factor | 83715
2019 | NC | Hopewell Friends | 61883 | SRVC | SERC Virginia/Carolina | SUN | 1.3 |  | 1057 |  |  |  |  | Estimated using an emission factor | 9411
2019 | NC | Howardtown Farm | 60630 | SRVC | SERC Virginia/Carolina | SUN | 10
2019 | NC | Howell Midland Farm, LLC | 60312 | SRVC | SERC Virginia/Carolina | SUN | 4.9 |  | 8938 |  |  |  |  | Estimated using an emission factor | 79583
2019 | NC | Huntersville Delivery No 2 | 56550 | SRVC | SERC Virginia/Carolina | DFO | 2.2 |  | -45 | 42 | 0.00651 | 0 | 0.31 | Estimated using an emission factor | 42 | 0.00651
2019 | NC | Husky Solar | 59510 | SRVC | SERC Virginia/Carolina | SUN | 5 |  | 8844 |  |  |  |  | Estimated using an emission factor | 78746
2019 | NC | Hutchinson Farm | 59564 | SRVC | SERC Virginia/Carolina | SUN | 5 |  | 9043 |  |  |  |  | Estimated using an emission factor | 80519
2019 | NC | HWY 158 PV | 63566 | SRVC | SERC Virginia/Carolina | SUN | 9
2019 | NC | HXNAir Solar One | 60209 | SRVC | SERC Virginia/Carolina | SUN | 5 |  | 9144 |  |  |  |  | Estimated using an emission factor | 81419
2019 | NC | Icarus Solar | 60169 | SRVC | SERC Virginia/Carolina | SUN | 3
2019 | NC | Iga Solar | 60170 | SRVC | SERC Virginia/Carolina | SUN | 5
2019 | NC | Ingredion Winston Salem | 54618 | SRVC | SERC Virginia/Carolina | WDS | 8.4 | 0.12072 | 45605 | 254189.627 | 2.8993 | 0.12715 | 0.022812 | NEI avg EF - PM, fuel type | 2105585.016 | 24.0165
2019 | NC | Innovative Solar 10 | 60050 | SRVC | SERC Virginia/Carolina | SUN | 1.5 |  | 2616 |  |  |  |  | Estimated using an emission factor | 23292
2019 | NC | Innovative Solar 14, LLC | 59553 | SRVC | SERC Virginia/Carolina | SUN | 2 |  | 3514 |  |  |  |  | Estimated using an emission factor | 31286
2019 | NC | Innovative Solar 15, LLC | 59554 | SRVC | SERC Virginia/Carolina | SUN | 2 |  | 3346 |  |  |  |  | Estimated using an emission factor | 29793
2019 | NC | Innovative Solar 16 | 60055 | SRVC | SERC Virginia/Carolina | SUN | 2 |  | 3589 |  |  |  |  | Estimated using an emission factor | 31957
2019 | NC | Innovative Solar 18, LLC | 60051 | SRVC | SERC Virginia/Carolina | SUN | 1.9 |  | 3864 |  |  |  |  | Estimated using an emission factor | 34406
2019 | NC | Innovative Solar 23 | 59670 | SRVC | SERC Virginia/Carolina | SUN | 1.9 |  | 3748 |  |  |  |  | Estimated using an emission factor | 33372
2019 | NC | Innovative Solar 26, LLC | 60052 | SRVC | SERC Virginia/Carolina | SUN | 1.9 |  | 3629 |  |  |  |  | Estimated using an emission factor | 32313
2019 | NC | Innovative Solar 31 | 60540 | SRVC | SERC Virginia/Carolina | SUN | 35 |  | 52119 |  |  |  |  | Estimated using an emission factor | 464067
2019 | NC | Innovative Solar 35, LLC | 61258 | SRVC | SERC Virginia/Carolina | SUN | 1.9 |  | 3510 |  |  |  |  | Estimated using an emission factor | 31253
2019 | NC | Innovative Solar 37 | 59665 | SRVC | SERC Virginia/Carolina | SUN | 100 |  | 150567 |  |  |  |  | Estimated using an emission factor | 1340649
2019 | NC | Innovative Solar 42 | 60539 | SRVC | SERC Virginia/Carolina | SUN | 71 |  | 131685 |  |  |  |  | Estimated using an emission factor | 1172524
2019 | NC | Innovative Solar 43, LLC | 60149 | SRVC | SERC Virginia/Carolina | SUN | 50.8 |  | 76003 |  |  |  |  | Estimated using an emission factor | 676732
2019 | NC | Innovative Solar 44 | 59675 | SRVC | SERC Virginia/Carolina | SUN | 4.9 |  | 8210 |  |  |  |  | Estimated using an emission factor | 73101
2019 | NC | Innovative Solar 46 | 59671 | SRVC | SERC Virginia/Carolina | SUN | 78.5 |  | 149850 |  |  |  |  | Estimated using an emission factor | 1334265
2019 | NC | Innovative Solar 47 | 59666 | SRVC | SERC Virginia/Carolina | SUN | 33.8 |  | 70617 |  |  |  |  | Estimated using an emission factor | 628775
2019 | NC | Innovative Solar 48 | 59667 | SRVC | SERC Virginia/Carolina | SUN | 4.9 |  | 8569 |  |  |  |  | Estimated using an emission factor | 76298
2019 | NC | Innovative Solar 54 | 59669 | SRVC | SERC Virginia/Carolina | SUN | 50 |  | 99757 |  |  |  |  | Estimated using an emission factor | 888239
2019 | NC | Innovative Solar 55 | 59676 | SRVC | SERC Virginia/Carolina | SUN | 6.5 |  | 8877 |  |  |  |  | Estimated using an emission factor | 79042
2019 | NC | Innovative Solar 59, LLC | 61259 | SRVC | SERC Virginia/Carolina | SUN | 1.9 |  | 3815 |  |  |  |  | Estimated using an emission factor | 33970
2019 | NC | Innovative Solar 6 | 59542 | SRVC | SERC Virginia/Carolina | SUN | 3.6 |  | 6462 |  |  |  |  | Estimated using an emission factor | 57538
2019 | NC | Innovative Solar 60, LLC | 61260 | SRVC | SERC Virginia/Carolina | SUN | 1.9 |  | 3833 |  |  |  |  | Estimated using an emission factor | 34130
2019 | NC | Innovative Solar 63, LLC | 60053 | SRVC | SERC Virginia/Carolina | SUN | 4.9 |  | 9011 |  |  |  |  | Estimated using an emission factor | 80235
2019 | NC | Innovative Solar 64 | 59677 | SRVC | SERC Virginia/Carolina | SUN | 4.9 |  | 9099 |  |  |  |  | Estimated using an emission factor | 81017
2019 | NC | Innovative Solar 65 | 60398 | SRVC | SERC Virginia/Carolina | SUN | 4.9 |  | 8825 |  |  |  |  | Estimated using an emission factor | 78579
2019 | NC | Innovative Solar 67 | 59678 | SRVC | SERC Virginia/Carolina | SUN | 33.3 |  | 73317 |  |  |  |  | Estimated using an emission factor | 652813
2019 | NC | International Paper Co. - New Bern Mill | 50188 | SRVC | SERC Virginia/Carolina | BLQ | 67.8 | 0.13367 | 197702.44 | 1103338.987 | 0.46273 | 0.004681 | 0.00083877 | EPA/NEI; Estimated using an emission factor | 8254278.5 | 3.4617
2019 | NC | International Paper Riegelwood Mill | 54656 | SRVC | SERC Virginia/Carolina | BLQ | 61.5 | 0.13855 | 376621.375 | 2158863.249 | 1.0279 | 0.0054585 | 0.00095226 | EPA/NEI; Estimated using an emission factor | 15581557 | 7.4188
2019 | NC | Iredell County LFG Facility | 56962 | SRVC | SERC Virginia/Carolina | LFG | 3.2 |  | 26021 | 269434 | 1.9803 | 0.15221 | 0.0147 | Estimated using an emission factor | 269434 | 1.9803
2019 | NC | Island Grove Solar | 61531 | SRVC | SERC Virginia/Carolina | SUN | 2
2019 | NC | Ivy River Hydro | 50890 | SRVC | SERC Virginia/Carolina | WAT | 1.2
2019 | NC | Izia Solar | 60141 | SRVC | SERC Virginia/Carolina | SUN | 5
2019 | NC | Jackson Solar Farm | 61292 | SRVC | SERC Virginia/Carolina | SUN | 10 | 1 | 17146 |  |  |  |  | Estimated using an emission factor | 152669
2019 | NC | Jacob Solar | 59503 | SRVC | SERC Virginia/Carolina | SUN | 5 |  | 9045 |  |  |  |  | Estimated using an emission factor | 80536
2019 | NC | Jakana Solar | 59170 | SRVC | SERC Virginia/Carolina | SUN | 5 |  | 9581 |  |  |  |  | Estimated using an emission factor | 85310
2019 | NC | Jamesville Road Solar, LLC | 62329 | SRVC | SERC Virginia/Carolina | SUN | 5 |  | 2138 |  |  |  |  | Estimated using an emission factor | 19037
2019 | NC | Jersey Holdings | 60784 | SRVC | SERC Virginia/Carolina | SUN | 5 |  | 8823 |  |  |  |  | Estimated using an emission factor | 78560
2019 | NC | Jester Solar | 60290 | SRVC | SERC Virginia/Carolina | SUN | 5
2019 | NC | Jordan Hydroelectric Project | 58390 | SRVC | SERC Virginia/Carolina | WAT | 4.4 |  | 9840 |  |  |  |  | NEI avg EF - PM, fuel type, firing type | 87615
2019 | NC | Jordan Solar | 60164 | SRVC | SERC Virginia/Carolina | SUN | 5
2019 | NC | June Solar | 60158 | SRVC | SERC Virginia/Carolina | SUN | 4
2019 | NC | KapStone Kraft Paper Corp | 50254 | SRVC | SERC Virginia/Carolina | BLQ | 28.3 | 0.10428 | 188157.46 | 1049667.363 | 6.7611 | 0.071866 | 0.012882 | EPA/NEI; Estimated using an emission factor | 10066148 | 64.8379
2019 | NC | Katherine Solar | 58728 | SRVC | SERC Virginia/Carolina | SUN | 5
2019 | NC | Kathleen Solar | 60180 | SRVC | SERC Virginia/Carolina | SUN | 5 |  | 9319 |  |  |  |  | Estimated using an emission factor | 82978
2019 | NC | Keen Farm | 59565 | SRVC | SERC Virginia/Carolina | SUN | 5 |  | 8971 |  |  |  |  | Estimated using an emission factor | 79878
2019 | NC | Kelford | 59527 | SRVC | SERC Virginia/Carolina | SUN | 20 |  | 34843 |  |  |  |  | Estimated using an emission factor | 310243
2019 | NC | Kelford | 59796 | SRVC | SERC Virginia/Carolina | SUN | 5 |  | 7765 |  |  |  |  | Estimated using an emission factor | 69140
2019 | NC | Kelly Solar, LLC | 61219 | SRVC | SERC Virginia/Carolina | SUN | 5 |  | 9699 |  |  |  |  | Estimated using an emission factor | 86360
2019 | NC | Kenansville | 59051 | SRVC | SERC Virginia/Carolina | SUN | 2 |  | 3384 |  |  |  |  | Estimated using an emission factor | 30131
2019 | NC | Kenansville Solar 2, LLC | 58803 | SRVC | SERC Virginia/Carolina | SUN | 2 |  | 3507 |  |  |  |  | Estimated using an emission factor | 31226
2019 | NC | Kenansville Solar Farm, LLC | 58840 | SRVC | SERC Virginia/Carolina | SUN | 4.5 |  | 7488 |  |  |  |  | Estimated using an emission factor | 66674
2019 | NC | Kennedy Solar, LLC | 60397 | SRVC | SERC Virginia/Carolina | SUN | 4.9 |  | 8895 |  |  |  |  | Estimated using an emission factor | 79201
2019 | NC | Kenneth Solar | 59507 | SRVC | SERC Virginia/Carolina | SUN | 3 |  | 4949 |  |  |  |  | Estimated using an emission factor | 44066
2019 | NC | Kings Mountain Energy Center | 59325 | SRVC | SERC Virginia/Carolina | NG | 543.9 |  | 2976809 | 20234020 | 58.2379 | 0.039128 | 0.0057564 | NEI avg EF - PM, fuel type, firing type | 20234020 | 58.2379
2019 | NC | Kinston | 59125 | SRVC | SERC Virginia/Carolina | SUN | 2 |  | 3730 |  |  |  |  | Estimated using an emission factor | 33212
2019 | NC | Kinston Davis Farm | 61090 | SRVC | SERC Virginia/Carolina | SUN | 5 |  | 8918 |  |  |  |  | Estimated using an emission factor | 79406
2019 | NC | Kinston Solar | 59832 | SRVC | SERC Virginia/Carolina | SUN | 5 |  | 8782 |  |  |  |  | Estimated using an emission factor | 78195
2019 | NC | Kirkwall Holdings | 58791 | SRVC | SERC Virginia/Carolina | SUN | 5 |  | 9341 |  |  |  |  | Estimated using an emission factor | 83173
2019 | NC | Kitty Hawk | 2757 | SRVC | SERC Virginia/Carolina | DFO | 47.6
2019 | NC | Kojak Farm | 60578 | SRVC | SERC Virginia/Carolina | SUN | 5 |  | 8889 |  |  |  |  | Estimated using an emission factor | 79149
2019 | NC | Kruger Energy Hertford, LLC | 63024 | SRVC | SERC Virginia/Carolina | SUN | 10
2019 | NC | L V Sutton | 2713 | SRVC | SERC Virginia/Carolina | NG | 1613.9 |  | 4620495 | 33161130.375 | 165.6579 | 0.071706 | 0.0099911 | EPA/NEI | 33161130.375 | 165.6579
2019 | NC | Lafayette Solar I, LLC | 60105 | SRVC | SERC Virginia/Carolina | SUN | 2 |  | 3327 |  |  |  |  | Estimated using an emission factor | 29622
2019 | NC | Lake Lure | 2773 | SRVC | SERC Virginia/Carolina | WAT | 3.6 |  | 10171 |  |  |  |  | NEI avg EF - PM, fuel type, firing type | 90562.998
2019 | NC | Lake Solar Center LLC | 59161 | SRVC | SERC Virginia/Carolina | SUN | 5
2019 | NC | Landis Delivery No 2 | 56551 | SRVC | SERC Virginia/Carolina | DFO | 2.2 |  | -46 | 31 | 0.004805 | 0 | 0.31 | Estimated using an emission factor | 31 | 0.004805
2019 | NC | Lane II Solar, LLC | 63837 | SRVC | SERC Virginia/Carolina | SUN | 5
2019 | NC | Lane Solar | 62104 | SRVC | SERC Virginia/Carolina | SUN | 5 |  | 9324 |  |  |  |  | Estimated using an emission factor | 83020
2019 | NC | Lang Solar Farm | 63449 | SRVC | SERC Virginia/Carolina | SUN | 5 |  | 9123 |  |  |  |  | Estimated using an emission factor | 81230
2019 | NC | Langdon Solar Farm, LLC | 60538 | SRVC | SERC Virginia/Carolina | SUN | 5 |  | 8791 |  |  |  |  | Estimated using an emission factor | 78275
2019 | NC | Langley PV1 | 59158 | SRVC | SERC Virginia/Carolina | SUN | 5 |  | 9665 |  |  |  |  | Estimated using an emission factor | 86058
2019 | NC | Lanier Solar | 59486 | SRVC | SERC Virginia/Carolina | SUN | 4.9 |  | 9544 |  |  |  |  | Estimated using an emission factor | 84979
2019 | NC | Laurinburg Farm | 61091 | SRVC | SERC Virginia/Carolina | SUN | 5 |  | 8032 |  |  |  |  | Estimated using an emission factor | 71517
2019 | NC | Laurinburg Solar | 59833 | SRVC | SERC Virginia/Carolina | SUN | 5 |  | 9061 |  |  |  |  | Estimated using an emission factor | 80679
2019 | NC | Laurinburg Solar, LLC (Heelstone) | 60200 | SRVC | SERC Virginia/Carolina | SUN | 2 |  | 3927 |  |  |  |  | Estimated using an emission factor | 34966
2019 | NC | Leggett Solar, LLC | 60783 | SRVC | SERC Virginia/Carolina | SUN | 5 |  | 10411 |  |  |  |  | Estimated using an emission factor | 92700
2019 | NC | Lenoir Farm | 58333 | SRVC | SERC Virginia/Carolina | SUN | 5 |  | 8215 |  |  |  |  | Estimated using an emission factor | 73146
2019 | NC | Lenoir Farm 2 | 58334 | SRVC | SERC Virginia/Carolina | SUN | 5 |  | 8009 |  |  |  |  | Estimated using an emission factor | 71313
2019 | NC | Lewiston Solar | 59174 | SRVC | SERC Virginia/Carolina | SUN | 5 |  | 7714 |  |  |  |  | Estimated using an emission factor | 68685
2019 | NC | Lexington | 56261 | SRVC | SERC Virginia/Carolina | DFO | 3.6 |  | -58 | 109 | 0.016895 | 0 | 0.31 | Estimated using an emission factor | 109 | 0.016895
2019 | NC | Lexington Health Center | 56067 | SRVC | SERC Virginia/Carolina | DFO | 1.8 |  | -33 | 56 | 0.00868 | 0 | 0.31 | Estimated using an emission factor | 56 | 0.00868
2019 | NC | Lexington Hickory Street | 56066 | SRVC | SERC Virginia/Carolina | DFO | 1.8
2019 | NC | Lick Creek Solar, LLC | 63811 | SRVC | SERC Virginia/Carolina | SUN | 50
2019 | NC | Lillington Solar | 59921 | SRVC | SERC Virginia/Carolina | SUN | 5 |  | 9719 |  |  |  |  | Estimated using an emission factor | 86538
2019 | NC | Lincoln Combustion Turbine | 7277 | SRVC | SERC Virginia/Carolina | DFO | 2290 |  | 24505.004 | 426125.006 | 35.4182 | 2.8907 | 0.16623 | EPA/NEI | 426125.006 | 35.4182
2019 | NC | Lincoln Solar, LLC (NC) | 60399 | SRVC | SERC Virginia/Carolina | SUN | 4.9 |  | 9472 |  |  |  |  | Estimated using an emission factor | 84340
2019 | NC | Lincolnton High School | 56341 | SRVC | SERC Virginia/Carolina | DFO | 1.8 |  | 74 | 1079 | 0.16724 | 4.5201 | 0.31 | Estimated using an emission factor | 1079 | 0.16724
2019 | NC | Little River PV 1 | 59521 | SRVC | SERC Virginia/Carolina | SUN | 5 |  | 8941 |  |  |  |  | Estimated using an emission factor | 79612
2019 | NC | Littlefield Solar Center LLC | 58809 | SRVC | SERC Virginia/Carolina | SUN | 5 |  | 9221 |  |  |  |  | Estimated using an emission factor | 82107
2019 | NC | Lockville Hydropower | 10051 | SRVC | SERC Virginia/Carolina | WAT | 1.2 |  | 1838 |  |  |  |  | NEI avg EF - PM, fuel type, firing type | 16364
2019 | NC | Long Creek Waste Water Plant | 57630 | SRVC | SERC Virginia/Carolina | DFO | 5.1 |  | 276 | 3375.999 | 0.52328 | 3.7919 | 0.31 | Estimated using an emission factor | 3375.999 | 0.52328
2019 | NC | Long Farm 46 Solar, LLC | 60208 | SRVC | SERC Virginia/Carolina | SUN | 5 |  | 8848 |  |  |  |  | Estimated using an emission factor | 78784
2019 | NC | Long Henry Solar | 61347 | SRVC | SERC Virginia/Carolina | SUN | 2 |  | 4035 |  |  |  |  | Estimated using an emission factor | 35928
2019 | NC | Longleaf Solar | 60173 | SRVC | SERC Virginia/Carolina | SUN | 5
2019 | NC | Lookout Shoals | 2726 | SRVC | SERC Virginia/Carolina | WAT | 25.8 |  | 143028 |  |  |  |  | NEI avg EF - PM, fuel type, firing type | 1273522.031
2019 | NC | Lux Solar, LLC | 61284 | SRVC | SERC Virginia/Carolina | SUN | 2 |  | 3993 |  |  |  |  | Estimated using an emission factor | 35553
2019 | NC | Maiden Community Center | 56342 | SRVC | SERC Virginia/Carolina | DFO | 1.8 |  | 84 | 1128 | 0.17484 | 4.1629 | 0.31 | Estimated using an emission factor | 1128 | 0.17484
2019 | NC | Maiden Creek Solar Power Plant | 62668 | SRVC | SERC Virginia/Carolina | SUN | 69.3
2019 | NC | Maiden Finger Street | 56065 | SRVC | SERC Virginia/Carolina | DFO | 1.8
2019 | NC | Manning PV 1 | 59520 | SRVC | SERC Virginia/Carolina | SUN | 5 |  | 9079 |  |  |  |  | Estimated using an emission factor | 80838
2019 | NC | Manway Solar Farm | 59575 | SRVC | SERC Virginia/Carolina | SUN | 5 |  | 9376 |  |  |  |  | Estimated using an emission factor | 83485
2019 | NC | Mariposa Solar Center LLC | 59162 | SRVC | SERC Virginia/Carolina | SUN | 5 |  | 9176 |  |  |  |  | Estimated using an emission factor | 81705
2019 | NC | Market Farm | 59105 | SRVC | SERC Virginia/Carolina | SUN | 4.9 |  | 7000 |  |  |  |  | Estimated using an emission factor | 62327
2019 | NC | Marshall | 2727 | SRVC | SERC Virginia/Carolina | BIT | 2119 |  | 7786940 | 78804457 | 303.6037 | 0.077978 | 0.0077052 | EPA/NEI | 78804457 | 303.6037
2019 | NC | Marshall Dam | 2710 | SRVC | SERC Virginia/Carolina | WAT | 5 |  | -284 |  |  |  |  | NEI avg EF - PM, fuel type, firing type | 0
2019 | NC | Marshville Farm | 58335 | SRVC | SERC Virginia/Carolina | SUN | 5 |  | 7651 |  |  |  |  | Estimated using an emission factor | 68123
2019 | NC | Martin Creek Farm LLC | 59124 | SRVC | SERC Virginia/Carolina | SUN | 3 |  | 4941 |  |  |  |  | Estimated using an emission factor | 43994
2019 | NC | Martins Creek Solar NC, LLC | 57461 | SRVC | SERC Virginia/Carolina | SUN | 1 |  | 1312 |  |  |  |  | Estimated using an emission factor | 11682
2019 | NC | Mason Solar Center LLC | 59165 | SRVC | SERC Virginia/Carolina | SUN | 15.3
2019 | NC | Maxton Solar, LLC | 60416 | SRVC | SERC Virginia/Carolina | SUN | 4.9 |  | 9457 |  |  |  |  | Estimated using an emission factor | 84204
2019 | NC | Mayberry Solar LLC | 57321 | SRVC | SERC Virginia/Carolina | SUN | 1.2 |  | 1549 |  |  |  |  | Estimated using an emission factor | 13791
2019 | NC | Mayo | 6250 | SRVC | SERC Virginia/Carolina | BIT | 763.2 |  | 1525530 | 18886811 | 295.5924 | 0.38753 | 0.031301 | EPA/NEI | 18886811 | 295.5924
2019 | NC | MC1 Solar | 60395 | SRVC | SERC Virginia/Carolina | SUN | 5 |  | 9434 |  |  |  |  | Estimated using an emission factor | 84001
2019 | NC | McCallum Farm | 58350 | SRVC | SERC Virginia/Carolina | SUN | 5 |  | 8393 |  |  |  |  | Estimated using an emission factor | 74731
2019 | NC | McCaskey Solar Farm, LLC | 58804 | SRVC | SERC Virginia/Carolina | SUN | 2.4
2019 | NC | McGoogan Farm, LLC | 60779 | SRVC | SERC Virginia/Carolina | SUN | 5 |  | 9376 |  |  |  |  | Estimated using an emission factor | 83485
2019 | NC | McGrigor Farm Solar | 60440 | SRVC | SERC Virginia/Carolina | SUN | 5 |  | 404 |  |  |  |  | Estimated using an emission factor | 3597
2019 | NC | McGuire | 6038 | SRVC | SERC Virginia/Carolina | NUC | 2440.6 |  | 19588255 |  |  |  |  | Estimated using an emission factor | 204532904
2019 | NC | McKenzie Farm | 58853 | SRVC | SERC Virginia/Carolina | SUN | 5 |  | 9225 |  |  |  |  | Estimated using an emission factor | 82139
2019 | NC | McLean Homestead | 60020 | SRVC | SERC Virginia/Carolina | SUN | 4.9
2019 | NC | Meadowbrook Solar Farm | 59936 | SRVC | SERC Virginia/Carolina | SUN | 5 |  | 9244 |  |  |  |  | Estimated using an emission factor | 82308
2019 | NC | Meadows PV 1 | 59513 | SRVC | SERC Virginia/Carolina | SUN | 20 |  | 34244 |  |  |  |  | Estimated using an emission factor | 304908
2019 | NC | Meeks Solar, LLC | 63267 | SRVC | SERC Virginia/Carolina | SUN | 2 |  | 3596 |  |  |  |  | Estimated using an emission factor | 32017
2019 | NC | Melinda Solar | 59502 | SRVC | SERC Virginia/Carolina | SUN | 5 |  | 8417 |  |  |  |  | Estimated using an emission factor | 74945
2019 | NC | Meriwether Farm | 60579 | SRVC | SERC Virginia/Carolina | SUN | 5 |  | 9559 |  |  |  |  | Estimated using an emission factor | 85115
2019 | NC | Metropolitan Sewerage District | 10181 | SRVC | SERC Virginia/Carolina | WAT | 2.4 |  | 8408.001 |  |  |  |  | NEI avg EF - PM, fuel type, firing type | 74865
2019 | NC | Mile Farm | 58336 | SRVC | SERC Virginia/Carolina | SUN | 5 |  | 8001 |  |  |  |  | Estimated using an emission factor | 71240
2019 | NC | Mill Pond Solar Farm, LLC | 61196 | SRVC | SERC Virginia/Carolina | SUN | 5 |  | 9952 |  |  |  |  | Estimated using an emission factor | 88611
2019 | NC | Mill Pond Solar, LLC | 62328 | SRVC | SERC Virginia/Carolina | SUN | 5 |  | 3004 |  |  |  |  | Estimated using an emission factor | 26748
2019 | NC | MILL SOLAR 1 | 61160 | SRVC | SERC Virginia/Carolina | SUN | 1.4 |  | 1323 |  |  |  |  | Estimated using an emission factor | 11781
2019 | NC | Millikan Farm | 59576 | SRVC | SERC Virginia/Carolina | SUN | 5 |  | 9667 |  |  |  |  | Estimated using an emission factor | 86076
2019 | NC | Mills Anson Farm | 61093 | SRVC | SERC Virginia/Carolina | SUN | 5 |  | 8689 |  |  |  |  | Estimated using an emission factor | 77367
2019 | NC | Milo Solar | 58739 | SRVC | SERC Virginia/Carolina | SUN | 3 |  | 5725 |  |  |  |  | Estimated using an emission factor | 50975
2019 | NC | Minnie Solar | 58740 | SRVC | SERC Virginia/Carolina | SUN | 3 |  | 5567 |  |  |  |  | Estimated using an emission factor | 49569
2019 | NC | Misenheimer Farm | 59577 | SRVC | SERC Virginia/Carolina | SUN | 5 |  | 8649 |  |  |  |  | Estimated using an emission factor | 77010
2019 | NC | Mission | 2746 | SRVC | SERC Virginia/Carolina | WAT | 1.8 |  | 5802 |  |  |  |  | NEI avg EF - PM, fuel type, firing type | 51660
2019 | NC | Mocksville Farm | 58313 | SRVC | SERC Virginia/Carolina | SUN | 5 |  | 8755 |  |  |  |  | Estimated using an emission factor | 77955
2019 | NC | Mocksville Solar | 59570 | SRVC | SERC Virginia/Carolina | SUN | 15.4 |  | 26939 |  |  |  |  | Estimated using an emission factor | 239864
2019 | NC | Modlin Solar Farm | 60417 | SRVC | SERC Virginia/Carolina | SUN | 4.9 |  | 9858 |  |  |  |  | Estimated using an emission factor | 87777
2019 | NC | Moncure Farm LLC | 59123 | SRVC | SERC Virginia/Carolina | SUN | 3 |  | 5953 |  |  |  |  | Estimated using an emission factor | 53005
2019 | NC | Monroe Generating Station | 57505 | SRVC | SERC Virginia/Carolina | NG | 30 |  | 1224 | 20932 | 0.057389 | 0.093773 | 0.0054834 | NEI avg EF - PM, fuel type, firing type | 20932 | 0.057389
2019 | NC | Monroe Middle School | 56343 | SRVC | SERC Virginia/Carolina | DFO | 1.8 |  | 46 | 780 | 0.1209 | 5.2565 | 0.31 | Estimated using an emission factor | 780 | 0.1209
2019 | NC | Monroe Moore Farm | 59578 | SRVC | SERC Virginia/Carolina | SUN | 5 |  | 9330 |  |  |  |  | Estimated using an emission factor | 83075
2019 | NC | Monroe Solar Facility | 60383 | SRVC | SERC Virginia/Carolina | SUN | 54.6 |  | 96863 |  |  |  |  | Estimated using an emission factor | 862467
2019 | NC | Montgomery Solar LLC | 58649 | SRVC | SERC Virginia/Carolina | SUN | 20 |  | 38493 |  |  |  |  | Estimated using an emission factor | 342743
2019 | NC | Moore Solar Farm | 58337 | SRVC | SERC Virginia/Carolina | SUN | 5 |  | 8098 |  |  |  |  | Estimated using an emission factor | 72105
2019 | NC | Moorings Farm | 58338 | SRVC | SERC Virginia/Carolina | SUN | 5 |  | 7953 |  |  |  |  | Estimated using an emission factor | 70814
2019 | NC | Moorings Farm 2 | 61405 | SRVC | SERC Virginia/Carolina | SUN | 5 |  | 9293 |  |  |  |  | Estimated using an emission factor | 82745
2019 | NC | Morehead | 2711 | SRVC | SERC Virginia/Carolina | DFO | 16.3
2019 | NC | Morgan Farm, LLC | 60133 | SRVC | SERC Virginia/Carolina | SUN | 5 |  | 9381 |  |  |  |  | Estimated using an emission factor | 83529
2019 | NC | Morgan's Corner | 60422 | SRVC | SERC Virginia/Carolina | SUN | 20 |  | 29487 |  |  |  |  | Estimated using an emission factor | 262551
2019 | NC | Morganton Station 5 | 56344 | SRVC | SERC Virginia/Carolina | DFO | 1.8 |  | -31 | 56 | 0.00868 | 0 | 0.31 | Estimated using an emission factor | 56 | 0.00868
2019 | NC | Morganton, Parker Road | 56064 | SRVC | SERC Virginia/Carolina | DFO | 1.8 |  | -26 | 56 | 0.00868 | 0 | 0.31 | Estimated using an emission factor | 56 | 0.00868
2019 | NC | Morning View | 61881 | SRVC | SERC Virginia/Carolina | SUN | 2 |  | 1680 |  |  |  |  | Estimated using an emission factor | 14959
2019 | NC | Mount Olive Farm | 59107 | SRVC | SERC Virginia/Carolina | SUN | 5 |  | 9488 |  |  |  |  | Estimated using an emission factor | 84480
2019 | NC | Mount Olive Solar | 59908 | SRVC | SERC Virginia/Carolina | SUN | 2 |  | 3856 |  |  |  |  | Estimated using an emission factor | 34333
2019 | NC | Mountain Island | 2728 | SRVC | SERC Virginia/Carolina | WAT | 60 |  | 177950 |  |  |  |  | NEI avg EF - PM, fuel type, firing type | 1584467
2019 | NC | MP Durham LLC | 57365 | SRVC | SERC Virginia/Carolina | LFG | 3.3 |  | 13239 | 147299 | 1.0826 | 0.16355 | 0.0147 | EPA/NEI; Estimated using an emission factor | 147299 | 1.0826
2019 | NC | MP Wayne LLC | 57366 | SRVC | SERC Virginia/Carolina | LFG | 3.3 |  | 9504.999 | 107960.004 | 0.79351 | 0.16697 | 0.0147 | Estimated using an emission factor | 107960.004 | 0.79351
2019 | NC | Mt Olive Farm 2 | 58345 | SRVC | SERC Virginia/Carolina | SUN | 5 |  | 8926 |  |  |  |  | Estimated using an emission factor | 79477
2019 | NC | Mt Olive Solar 1 | 59645 | SRVC | SERC Virginia/Carolina | SUN | 5 |  | 8701 |  |  |  |  | Estimated using an emission factor | 77472
2019 | NC | Murdock Solar | 59509 | SRVC | SERC Virginia/Carolina | SUN | 4 |  | 7048 |  |  |  |  | Estimated using an emission factor | 62755
2019 | NC | Murphy Farm Power, LLC | 57677 | SRVC | SERC Virginia/Carolina | SUN | 1 |  | 1275 |  |  |  |  | Estimated using an emission factor | 11353
2019 | NC | Murphy-Brown LLC | 55002 | SRVC | SERC Virginia/Carolina | DFO | 2.4 |  | 0
2019 | NC | Mustang Solar | 61533 | SRVC | SERC Virginia/Carolina | SUN | 5 |  | 10141 |  |  |  |  | Estimated using an emission factor | 90296
2019 | NC | NA 1 (NC) | 7539 | SRVC | SERC Virginia/Carolina | NG | 3132.3
2019 | NC | Nantahala | 2747 | SRVC | SERC Virginia/Carolina | WAT | 43.2 |  | 236212 |  |  |  |  | NEI avg EF - PM, fuel type, firing type | 2103233
2019 | NC | Narrows (NC) | 54894 | SRVC | SERC Virginia/Carolina | WAT | 108.8 |  | 578985.001 |  |  |  |  | NEI avg EF - PM, fuel type, firing type | 5155283.875
2019 | NC | Nash 58 Farm | 58854 | SRVC | SERC Virginia/Carolina | SUN | 5 |  | 8872 |  |  |  |  | Estimated using an emission factor | 78996
2019 | NC | Nash 64 Farm | 58855 | SRVC | SERC Virginia/Carolina | SUN | 5 |  | 7315 |  |  |  |  | Estimated using an emission factor | 65133
2019 | NC | Nash 97 Solar, LLC | 60408 | SRVC | SERC Virginia/Carolina | SUN | 5.2 |  | 9375 |  |  |  |  | Estimated using an emission factor | 83475
2019 | NC | Nashville Farms, LLC | 60134 | SRVC | SERC Virginia/Carolina | SUN | 2 |  | 3729 |  |  |  |  | Estimated using an emission factor | 33203
2019 | NC | NC 102 Project LLC | 61610 | SRVC | SERC Virginia/Carolina | SUN | 74.8 |  | 129094 |  |  |  |  | Estimated using an emission factor | 1149453
2019 | NC | NC Renewable Power - Lumberton LLC | 10382 | SRVC | SERC Virginia/Carolina | WDS | 34.7 | 1 | 133621 | 2592338.5 | 28.4016 | 0.42511 | 0.021912 | EPA/NEI | 2592338.5 | 28.4016
2019 | NC | NCEMC Anson Plant | 56249 | SRVC | SERC Virginia/Carolina | NG | 343.8 |  | 101890.998 | 1056750.977 | 35.0251 | 0.6875 | 0.066288 | EPA/NEI | 1056750.977 | 35.0251
2019 | NC | NCEMC Hamlet Plant | 56292 | SRVC | SERC Virginia/Carolina | NG | 343.8 |  | 89773.002 | 1015854.43 | 30.8159 | 0.68653 | 0.06067 | EPA/NEI | 1015854.43 | 30.8159
2019 | NC | NCSU Cates Cogeneration Plant | 61676 | SRVC | SERC Virginia/Carolina | NG | 11.2 | 0.73677 | 77497 | 805386.433 | 2.2081 | 0.056986 | 0.0054834 | NEI avg EF - PM, fuel type, firing type | 1093138 | 2.9971
2019 | NC | NCSU CCUP Cogeneration Plant | 61675 | SRVC | SERC Virginia/Carolina | NG | 6.6 | 0.73051 | 35308 | 370606.133 | 1.0767 | 0.06099 | 0.0058106 | NEI avg EF - PM, fuel type, firing type | 507326 | 1.4739
2019 | NC | Neisler Street Solar | 60072 | SRVC | SERC Virginia/Carolina | SUN | 2 |  | 3789 |  |  |  |  | Estimated using an emission factor | 33736
2019 | NC | Neuse River Solar Farm | 58524 | SRVC | SERC Virginia/Carolina | SUN | 1.1 |  | 1602 |  |  |  |  | Estimated using an emission factor | 14265
2019 | NC | New Bern | 56688 | SRVC | SERC Virginia/Carolina | LFG | 5.4 |  | 19213.002 | 231202.002 | 1.6993 | 0.17689 | 0.0147 | Estimated using an emission factor | 231202.002 | 1.6993
2019 | NC | New Bern Farm | 58339 | SRVC | SERC Virginia/Carolina | SUN | 5 |  | 8557 |  |  |  |  | Estimated using an emission factor | 76193
2019 | NC | Newton Grove | 59835 | SRVC | SERC Virginia/Carolina | SUN | 1.9 |  | 2949 |  |  |  |  | Estimated using an emission factor | 26257
2019 | NC | Nick Solar | 58741 | SRVC | SERC Virginia/Carolina | SUN | 5 |  | 8648 |  |  |  |  | Estimated using an emission factor | 77003
2019 | NC | Nickelson Solar, LLC | 62205 | SRVC | SERC Virginia/Carolina | SUN | 5.3 |  | 9161 |  |  |  |  | Estimated using an emission factor | 81568
2019 | NC | Nitro Solar | 59501 | SRVC | SERC Virginia/Carolina | SUN | 5 |  | 7302 |  |  |  |  | Estimated using an emission factor | 65018
2019 | NC | North 301 Solar | 61778 | SRVC | SERC Virginia/Carolina | SUN | 26.9 |  | 1181 |  |  |  |  | Estimated using an emission factor | 10516
2019 | NC | North Carolina Solar Bethea I | 58531 | SRVC | SERC Virginia/Carolina | SUN | 1 |  | 3310 |  |  |  |  | Estimated using an emission factor | 29472
2019 | NC | North Carolina Solar III LLC | 58880 | SRVC | SERC Virginia/Carolina | SUN | 4.9 |  | 8817 |  |  |  |  | Estimated using an emission factor | 78506
2019 | NC | North Nash Farm, LLC | 60651 | SRVC | SERC Virginia/Carolina | SUN | 5 |  | 9673 |  |  |  |  | Estimated using an emission factor | 86129
2019 | NC | Northern Cardinal Solar | 60992 | SRVC | SERC Virginia/Carolina | SUN | 2 |  | 3303 |  |  |  |  | Estimated using an emission factor | 29410
2019 | NC | Oakboro Farm | 58851 | SRVC | SERC Virginia/Carolina | SUN | 5 |  | 7000 |  |  |  |  | Estimated using an emission factor | 62327
2019 | NC | OAKBORO PV1 | 63162 | SRVC | SERC Virginia/Carolina | SUN | 40
2019 | NC | Ocracoke Hybrid | 6377 | SRVC | SERC Virginia/Carolina | DFO | 4 |  | 132 | 2424 | 0.37572 | 5.6927 | 0.31 | EPA/NEI; Estimated using an emission factor | 2424 | 0.37572
2019 | NC | Old Caroleen Solar Farm | 61534 | SRVC | SERC Virginia/Carolina | SUN | 2 |  | 3528 |  |  |  |  | Estimated using an emission factor | 31412
2019 | NC | Old Catawba PV 1 | 59519 | SRVC | SERC Virginia/Carolina | SUN | 3.5 |  | 5965 |  |  |  |  | Estimated using an emission factor | 53112
2019 | NC | Old Pageland Monroe Road Solar Farm | 60600 | SRVC | SERC Virginia/Carolina | SUN | 5.3 |  | 9256 |  |  |  |  | Estimated using an emission factor | 82414
2019 | NC | Old Wire Farm | 61094 | SRVC | SERC Virginia/Carolina | SUN | 5 |  | 10147 |  |  |  |  | Estimated using an emission factor | 90349
2019 | NC | Onslow Energy | 59036 | SRVC | SERC Virginia/Carolina | SUN | 1.5
2019 | NC | Onslow Power Producers | 58558 | SRVC | SERC Virginia/Carolina | LFG | 2 |  | 8355 | 130701 | 0.96065 | 0.22996 | 0.0147 | Estimated using an emission factor | 130701 | 0.96065
2019 | NC | Orbit Energy Charlotte | 58638 | SRVC | SERC Virginia/Carolina | OBG | 5.2 |  | 1992 | 30223 | 0.22214 | 0.22303 | 0.0147 | Estimated using an emission factor | 30223 | 0.22214
2019 | NC | Organ Church Solar | 60284 | SRVC | SERC Virginia/Carolina | SUN | 5 |  | 9371 |  |  |  |  | Estimated using an emission factor | 83439
2019 | NC | Osceola Solar, LLC | 60828 | SRVC | SERC Virginia/Carolina | SUN | 5
2019 | NC | Ouchchy PV1 | 59999 | SRVC | SERC Virginia/Carolina | SUN | 3 |  | 5201 |  |  |  |  | Estimated using an emission factor | 46310
2019 | NC | Owen Solar | 58742 | SRVC | SERC Virginia/Carolina | SUN | 5 |  | 9593 |  |  |  |  | Estimated using an emission factor | 85417
2019 | NC | Oxford Dam | 2729 | SRVC | SERC Virginia/Carolina | WAT | 36 |  | 131197 |  |  |  |  | NEI avg EF - PM, fuel type, firing type | 1168177
2019 | NC | Page Solar | 62018 | SRVC | SERC Virginia/Carolina | SUN | 1.6 |  | 2385 |  |  |  |  | Estimated using an emission factor | 21235
2019 | NC | Pamlico Partners Solar | 58799 | SRVC | SERC Virginia/Carolina | SUN | 5 |  | 8981 |  |  |  |  | Estimated using an emission factor | 79967
2019 | NC | Panda Solar NC 1, LLC | 62089 | SRVC | SERC Virginia/Carolina | SUN | 1 |  | 1226 |  |  |  |  | Estimated using an emission factor | 10916
2019 | NC | Panda Solar NC 10, LLC | 62128 | SRVC | SERC Virginia/Carolina | SUN | 2 |  | 1681 |  |  |  |  | Estimated using an emission factor | 14967
2019 | NC | Panda Solar NC 11, LLC | 62129 | SRVC | SERC Virginia/Carolina | SUN | 2 |  | 1629 |  |  |  |  | Estimated using an emission factor | 14506
2019 | NC | Panda Solar NC 2, LLC | 62120 | SRVC | SERC Virginia/Carolina | SUN | 2 |  | 2285 |  |  |  |  | Estimated using an emission factor | 20345
2019 | NC | Panda Solar NC 3, LLC | 62121 | SRVC | SERC Virginia/Carolina | SUN | 2 |  | 1679 |  |  |  |  | Estimated using an emission factor | 14949
2019 | NC | Panda Solar NC 4, LLC | 62122 | SRVC | SERC Virginia/Carolina | SUN | 2 |  | 1622 |  |  |  |  | Estimated using an emission factor | 14442
2019 | NC | Panda Solar NC 5, LLC | 62123 | SRVC | SERC Virginia/Carolina | SUN | 1 |  | 1074 |  |  |  |  | Estimated using an emission factor | 9562
2019 | NC | Panda Solar NC 6, LLC | 62124 | SRVC | SERC Virginia/Carolina | SUN | 1 |  | 1136 |  |  |  |  | Estimated using an emission factor | 10115
2019 | NC | Panda Solar NC 7, LLC | 62125 | SRVC | SERC Virginia/Carolina | SUN | 1.5 |  | 895 |  |  |  |  | Estimated using an emission factor | 7968
2019 | NC | Panda Solar NC 8, LLC | 62126 | SRVC | SERC Virginia/Carolina | SUN | 2 |  | 619 |  |  |  |  | Estimated using an emission factor | 5511
2019 | NC | Panda Solar NC 9, LLC | 62127 | SRVC | SERC Virginia/Carolina | SUN | 2 |  | 1911 |  |  |  |  | Estimated using an emission factor | 17015
2019 | NC | Partin Solar | 63827 | SRVC | SERC Virginia/Carolina | SUN | 50
2019 | NC | Pasquotank | 59530 | SRVC | SERC Virginia/Carolina | SUN | 20 |  | 35570 |  |  |  |  | Estimated using an emission factor | 316717
2019 | NC | Pate Farm | 58856 | SRVC | SERC Virginia/Carolina | SUN | 5 |  | 8530 |  |  |  |  | Estimated using an emission factor | 75951
2019 | NC | PCIP Solar | 58305 | SRVC | SERC Virginia/Carolina | SUN | 1 |  | 1749 |  |  |  |  | Estimated using an emission factor | 15572
2019 | NC | PCS Phosphate | 50509 | SRVC | SERC Virginia/Carolina | WH | 54 | 1 | 212862 |  |  |  |  | Estimated using an emission factor | 1895324
2019 | NC | PCSP3 Airport | 58538 | SRVC | SERC Virginia/Carolina | SUN | 2.5 |  | 3733 |  |  |  |  | Estimated using an emission factor | 33239
2019 | NC | Pecan Grove Solar, LLC | 62659 | SRVC | SERC Virginia/Carolina | SUN | 5 |  | 1123 |  |  |  |  | Estimated using an emission factor | 9999
2019 | NC | Pecan PV1 | 59157 | SRVC | SERC Virginia/Carolina | SUN | 5 |  | 8878 |  |  |  |  | Estimated using an emission factor | 79049
2019 | NC | Pecan Solar | 60030 | SRVC | SERC Virginia/Carolina | SUN | 74.9 |  | 142477 |  |  |  |  | Estimated using an emission factor | 1268614
2019 | NC | Penny Hill Solar | 63266 | SRVC | SERC Virginia/Carolina | SUN | 2 |  | 3664 |  |  |  |  | Estimated using an emission factor | 32623
2019 | NC | Perkins Solar, LLC | 60629 | SRVC | SERC Virginia/Carolina | SUN | 2 |  | 3795 |  |  |  |  | Estimated using an emission factor | 33791
2019 | NC | PG Solar, LLC | 63692 | SRVC | SERC Virginia/Carolina | SUN | 2
2019 | NC | Phelps 158 Solar Farm | 61134 | SRVC | SERC Virginia/Carolina | SUN | 5 |  | 9160 |  |  |  |  | Estimated using an emission factor | 81562
2019 | NC | Pike Road Solar | 60360 | SRVC | SERC Virginia/Carolina | SUN | 5
2019 | NC | Pikeville Farm | 61404 | SRVC | SERC Virginia/Carolina | SUN | 5 |  | 10258 |  |  |  |  | Estimated using an emission factor | 91336
2019 | NC | Pilot Mountain Solar, LLC | 63835 | SRVC | SERC Virginia/Carolina | SUN | 5
2019 | NC | Pine Valley Solar Farm, LLC | 60298 | SRVC | SERC Virginia/Carolina | SUN | 5
2019 | NC | Pinesage | 61978 | SRVC | SERC Virginia/Carolina | SUN | 5 |  | 5187 |  |  |  |  | Estimated using an emission factor | 46185
2019 | NC | Pineville Delivery 2 | 56345 | SRVC | SERC Virginia/Carolina | DFO | 1.8 |  | -37 | 37 | 0.005735 | 0 | 0.31 | Estimated using an emission factor | 37 | 0.005735
2019 | NC | Pinewood Solar Center LLC | 59160 | SRVC | SERC Virginia/Carolina | SUN | 5
2019 | NC | Plant Rowan County | 7826 | SRVC | SERC Virginia/Carolina | NG | 1192 |  | 4669856.999 | 34446313.125 | 76.1275 | 0.032604 | 0.0044201 | EPA/NEI | 34446313.125 | 76.1275
2019 | NC | Pleasant Hill PV1 | 63787 | SRVC | SERC Virginia/Carolina | SUN | 20
2019 | NC | Plott Hound Solar | 63015 | SRVC | SERC Virginia/Carolina | SUN | 5
2019 | NC | Plymouth Solar LLC | 58480 | SRVC | SERC Virginia/Carolina | SUN | 5 |  | 7459 |  |  |  |  | Estimated using an emission factor | 66415
2019 | NC | Pollocksville Solar | 59917 | SRVC | SERC Virginia/Carolina | SUN | 5 |  | 9767 |  |  |  |  | Estimated using an emission factor | 86966
2019 | NC | Porter Solar | 59504 | SRVC | SERC Virginia/Carolina | SUN | 5 |  | 8549 |  |  |  |  | Estimated using an emission factor | 76120
2019 | NC | Princeton | 59533 | SRVC | SERC Virginia/Carolina | SUN | 5 |  | 7319 |  |  |  |  | Estimated using an emission factor | 65169
2019 | NC | Progress Manis I | 58529 | SRVC | SERC Virginia/Carolina | SUN | 1 |  | 3159 |  |  |  |  | Estimated using an emission factor | 28127
2019 | NC | Progress Solar 1, LLC | 58493 | SRVC | SERC Virginia/Carolina | SUN | 4 |  | 5839 |  |  |  |  | Estimated using an emission factor | 51991
2019 | NC | Progress Solar II, LLC | 58494 | SRVC | SERC Virginia/Carolina | SUN | 3.5 |  | 5892 |  |  |  |  | Estimated using an emission factor | 52463
2019 | NC | Progress Solar III, LLC | 58495 | SRVC | SERC Virginia/Carolina | SUN | 3.5 |  | 6087 |  |  |  |  | Estimated using an emission factor | 54199
2019 | NC | Quail Holdings | 60434 | SRVC | SERC Virginia/Carolina | SUN | 25
2019 | NC | Quarter Horse Solar | 62095 | SRVC | SERC Virginia/Carolina | SUN | 4.5 |  | 9517 |  |  |  |  | Estimated using an emission factor | 84740
2019 | NC | Queens Creek | 6438 | SRVC | SERC Virginia/Carolina | WAT | 1.4 |  | 5847 |  |  |  |  | NEI avg EF - PM, fuel type, firing type | 52062
2019 | NC | Quincy Solar | 59506 | SRVC | SERC Virginia/Carolina | SUN | 4 |  | 5626 |  |  |  |  | Estimated using an emission factor | 50092
2019 | NC | QVC Inc | 56966 | SRVC | SERC Virginia/Carolina | SUN | 3.9 |  | 5198 |  |  |  |  | Estimated using an emission factor | 46282.998
2019 | NC | Raeford Farm | 58274 | SRVC | SERC Virginia/Carolina | SUN | 5 |  | 8932 |  |  |  |  | Estimated using an emission factor | 79532
2019 | NC | Railroad Farm | 58316 | SRVC | SERC Virginia/Carolina | SUN | 5 |  | 8495 |  |  |  |  | Estimated using an emission factor | 75640
2019 | NC | Railroad Farm 2 | 61095 | SRVC | SERC Virginia/Carolina | SUN | 5 |  | 9473 |  |  |  |  | Estimated using an emission factor | 84348
2019 | NC | Railroad Solar Farm, LLC | 63381 | SRVC | SERC Virginia/Carolina | SUN | 4.1 |  | 6479 |  |  |  |  | Estimated using an emission factor | 57690
2019 | NC | Rams Horn Solar Center LLC | 58810 | SRVC | SERC Virginia/Carolina | SUN | 5 |  | 8629 |  |  |  |  | Estimated using an emission factor | 76832
2019 | NC | Ranchland Solar, LLC | 61813 | SRVC | SERC Virginia/Carolina | SUN | 60 |  | 122450 |  |  |  |  | Estimated using an emission factor | 1090295
2019 | NC | Ray Wilson Solar | 63017 | SRVC | SERC Virginia/Carolina | SUN | 5
2019 | NC | Red Hill Solar Center, LLC | 59760 | SRVC | SERC Virginia/Carolina | SUN | 5 |  | 8558 |  |  |  |  | Estimated using an emission factor | 76200
2019 | NC | Red Oak Solar Farm, LLC | 60929 | SRVC | SERC Virginia/Carolina | SUN | 5 |  | 9868 |  |  |  |  | Estimated using an emission factor | 87866
2019 | NC | Red Toad 1425 A Powatan Road, LLC | 60129 | SRVC | SERC Virginia/Carolina | SUN | 2 |  | 4023 |  |  |  |  | Estimated using an emission factor | 35822
2019 | NC | Red Toad 4451 Buffalo Road, LLC | 62131 | SRVC | SERC Virginia/Carolina | SUN | 2 |  | 4168 |  |  |  |  | Estimated using an emission factor | 37111
2019 | NC | Red Toad 5840 Buffalo Road, LLC | 62204 | SRVC | SERC Virginia/Carolina | SUN | 2 |  | 4443 |  |  |  |  | Estimated using an emission factor | 39562
2019 | NC | Redmon Solar Farm LLC | 59114 | SRVC | SERC Virginia/Carolina | SUN | 2 |  | 4043 |  |  |  |  | Estimated using an emission factor | 35999
2019 | NC | Reidsville Energy Center | 61240 | SRVC | SERC Virginia/Carolina | NG | 543.9
2019 | NC | Reventure Park | 58865 | SRVC | SERC Virginia/Carolina | LFG | 3.5 | 0.47193 | 21920 | 108563.71 | 0.79794 | 0.072805 | 0.0147 | Estimated using an emission factor | 230042 | 1.6908
2019 | NC | Rhodhiss | 2730 | SRVC | SERC Virginia/Carolina | WAT | 25.5 |  | 95862.999 |  |  |  |  | NEI avg EF - PM, fuel type, firing type | 853564.969
2019 | NC | Rhubarb One | 59216 | SRVC | SERC Virginia/Carolina | SUN | 5
2019 | NC | Richmond County Plant | 7805 | SRVC | SERC Virginia/Carolina | NG | 2244.8 |  | 9392554 | 72700053.5 | 200.6443 | 0.042724 | 0.0055198 | EPA/NEI | 72700053.5 | 200.6443
2019 | NC | River Road Solar, LLC | 60487 | SRVC | SERC Virginia/Carolina | SUN | 5 |  | 5570 |  |  |  |  | Estimated using an emission factor | 49596
2019 | NC | Riverbend | 2732 | SRVC | SERC Virginia/Carolina |  | 601.2
2019 | NC | RJ Solar | 58743 | SRVC | SERC Virginia/Carolina | SUN | 5
2019 | NC | Roanoke Rapids | 2758 | SRVC | SERC Virginia/Carolina | WAT | 100 |  | 303134 |  |  |  |  | NEI avg EF - PM, fuel type, firing type | 2699106
2019 | NC | Robeson County LFG to Energy | 59763 | SRVC | SERC Virginia/Carolina | LFG | 2 |  | 0
2019 | NC | Robin Solar | 60165 | SRVC | SERC Virginia/Carolina | SUN | 5
2019 | NC | Rock Farm | 58347 | SRVC | SERC Virginia/Carolina | SUN | 5 |  | 9088 |  |  |  |  | Estimated using an emission factor | 80921
2019 | NC | Rockingham County Combustion Turbine | 55116 | SRVC | SERC Virginia/Carolina | NG | 977.5 |  | 959484 | 10039476.625 | 46.7795 | 0.09751 | 0.0093191 | EPA/NEI | 10039476.625 | 46.7795
2019 | NC | Rockingham Solar, LLC | 60106 | SRVC | SERC Virginia/Carolina | SUN | 5 |  | 9405 |  |  |  |  | Estimated using an emission factor | 83742
2019 | NC | Rockwell Solar LLC | 58668 | SRVC | SERC Virginia/Carolina | SUN | 3.5 |  | 5381 |  |  |  |  | Estimated using an emission factor | 47914
2019 | NC | Rocky Mount Mill | 50468 | SRVC | SERC Virginia/Carolina | WAT | 1.6 |  | 0
2019 | NC | Roman Solar | 60159 | SRVC | SERC Virginia/Carolina | SUN | 5
2019 | NC | Roper Farm, LLC | 60761 | SRVC | SERC Virginia/Carolina | SUN | 5 |  | 9604 |  |  |  |  | Estimated using an emission factor | 85513
2019 | NC | Rose Hill | 59375 | SRVC | SERC Virginia/Carolina | SUN | 2 |  | 3431 |  |  |  |  | Estimated using an emission factor | 30550
2019 | NC | Rosemary Power Station | 50555 | SRVC | SERC Virginia/Carolina | DFO | 180 | 1 | 2992 | 31243.405 | 0.15249 | 0.10193 | 0.0097617 | EPA/NEI; Estimated using an emission factor | 31243.405 | 0.15249
2019 | NC | Rosewood Solar | 61520 | SRVC | SERC Virginia/Carolina | SUN | 2 |  | 3986 |  |  |  |  | Estimated using an emission factor | 35492
2019 | NC | Round Hill PV1 | 59998 | SRVC | SERC Virginia/Carolina | SUN | 5
2019 | NC | Roxboro | 2712 | SRVC | SERC Virginia/Carolina | BIT | 2574.5 |  | 6947067 | 72607352.5 | 601.4526 | 0.17315 | 0.016567 | EPA/NEI | 72607352.5 | 601.4526
2019 | NC | Roxboro Farm | 58340 | SRVC | SERC Virginia/Carolina | SUN | 5 |  | 7901 |  |  |  |  | Estimated using an emission factor | 70351
2019 | NC | Roxboro Solar Farm, LLC | 61288 | SRVC | SERC Virginia/Carolina | SUN | 5 |  | 9239 |  |  |  |  | Estimated using an emission factor | 82265
2019 | NC | Royal Solar | 59831 | SRVC | SERC Virginia/Carolina | SUN | 4.9 |  | 8775 |  |  |  |  | Estimated using an emission factor | 78131
2019 | NC | Ruff Solar LLC | 62594 | SRVC | SERC Virginia/Carolina | SUN | 22
2019 | NC | Ruskin Solar | 60922 | SRVC | SERC Virginia/Carolina | SUN | 2 |  | 4006 |  |  |  |  | Estimated using an emission factor | 35671
2019 | NC | Rutherford Farm | 59589 | SRVC | SERC Virginia/Carolina | SUN | 74.8 |  | 137995 |  |  |  |  | Estimated using an emission factor | 1228707
2019 | NC | Sabattus Solar LLC | 62596 | SRVC | SERC Virginia/Carolina | SUN | 5 |  | 836 |  |  |  |  | Estimated using an emission factor | 7444
2019 | NC | Sadie Solar | 60168 | SRVC | SERC Virginia/Carolina | SUN | 5
2019 | NC | Sadiebrook NC Solar | 62102 | SRVC | SERC Virginia/Carolina | SUN | 5 |  | 8354 |  |  |  |  | Estimated using an emission factor | 74382
2019 | NC | Salem Energy Systems LLC | 54984 | SRVC | SERC Virginia/Carolina | LFG | 9 | 1 | 29818 | 461378 | 4.9829 | 0.33422 | 0.0216 | EPA/NEI; Estimated using an emission factor | 461378 | 4.9829
2019 | NC | Salisbury Solar | 61128 | SRVC | SERC Virginia/Carolina | SUN | 3.8 |  | 7833 |  |  |  |  | Estimated using an emission factor | 69745
2019 | NC | Samarcand Solar Farm, LLC | 58805 | SRVC | SERC Virginia/Carolina | SUN | 5 |  | 8428 |  |  |  |  | Estimated using an emission factor | 75045
2019 | NC | Sampson County Disposal | 57492 | SRVC | SERC Virginia/Carolina | LFG | 12.8 |  | 63325.998 | 646907.016 | 4.7548 | 0.15017 | 0.0147 | EPA/NEI; Estimated using an emission factor | 646907.016 | 4.7548
2019 | NC | Sampson Solar | 61096 | SRVC | SERC Virginia/Carolina | SUN | 2 |  | 3861 |  |  |  |  | Estimated using an emission factor | 34379
2019 | NC | Sandy Cross Solar, LLC | 58491 | SRVC | SERC Virginia/Carolina | SUN | 1.2 |  | 2076 |  |  |  |  | Estimated using an emission factor | 18484
2019 | NC | Sandy Solar | 62692 | SRVC | SERC Virginia/Carolina | SUN | 5 |  | 6509 |  |  |  |  | Estimated using an emission factor | 57956
2019 | NC | Santeetlah | 54898 | SRTV | SERC Tennessee Valley | WAT | 45 |  | 176036 |  |  |  |  | NEI avg EF - PM, fuel type, firing type | 1567424
2019 | NC | Sarah Solar | 59500 | SRVC | SERC Virginia/Carolina | SUN | 5 |  | 7779 |  |  |  |  | Estimated using an emission factor | 69264
2019 | NC | SAS Solar Farm | 56915 | SRVC | SERC Virginia/Carolina | SUN | 2 |  | 1837 |  |  |  |  | Estimated using an emission factor | 16357
2019 | NC | Scarlet Solar | 60921 | SRVC | SERC Virginia/Carolina | SUN | 2 |  | 3931 |  |  |  |  | Estimated using an emission factor | 35002
2019 | NC | Schell Solar Farm | 59591 | SRVC | SERC Virginia/Carolina | SUN | 5 |  | 9192 |  |  |  |  | Estimated using an emission factor | 81848
2019 | NC | Scotch Bonnet Solar, LLC | 63345 | SRVC | SERC Virginia/Carolina | SUN | 4.5
2019 | NC | Seaboard Solar LLC | 59643 | SRVC | SERC Virginia/Carolina | SUN | 5 |  | 9082 |  |  |  |  | Estimated using an emission factor | 80866
2019 | NC | Sedberry Farm | 59592 | SRVC | SERC Virginia/Carolina | SUN | 5 |  | 8997 |  |  |  |  | Estimated using an emission factor | 80111
2019 | NC | Sellers Farm Solar | 60439 | SRVC | SERC Virginia/Carolina | SUN | 5
2019 | NC | Selma Solar LLC | 58669 | SRVC | SERC Virginia/Carolina | SUN | 5 |  | 8966 |  |  |  |  | Estimated using an emission factor | 79833
2019 | NC | Shadow Solar | 58744 | SRVC | SERC Virginia/Carolina | SUN | 3
2019 | NC | Shakespeare Solar | 63014 | SRVC | SERC Virginia/Carolina | SUN | 5
2019 | NC | Shankle Solar Center LLC | 58956 | SRVC | SERC Virginia/Carolina | SUN | 4.8 |  | 7932 |  |  |  |  | Estimated using an emission factor | 70626
2019 | NC | Shannon Farm | 58323 | SRVC | SERC Virginia/Carolina | SUN | 5 |  | 8349 |  |  |  |  | Estimated using an emission factor | 74340
2019 | NC | Shawboro PV1 | 59155 | SRVC | SERC Virginia/Carolina | SUN | 20 |  | 33552 |  |  |  |  | Estimated using an emission factor | 298746
2019 | NC | Shelby Randolph Road Solar 1, LLC | 60101 | SRVC | SERC Virginia/Carolina | SUN | 2 |  | 3525 |  |  |  |  | Estimated using an emission factor | 31386
2019 | NC | Shelby Solar Energy Generation Facility | 57200 | SRVC | SERC Virginia/Carolina | SUN | 1 |  | 1332 |  |  |  |  | Estimated using an emission factor | 11859
2019 | NC | Shelby, NC | 54363 | SRVC | SERC Virginia/Carolina | DFO | 4.2 |  | 0
2019 | NC | Shelby, Toms Street | 56063 | SRVC | SERC Virginia/Carolina | DFO | 1.8 |  | -44 | 19 | 0.002945 | 0 | 0.31 | Estimated using an emission factor | 19 | 0.002945
2019 | NC | Shelter Solar | 60156 | SRVC | SERC Virginia/Carolina | SUN | 5 |  | 9109 |  |  |  |  | Estimated using an emission factor | 81107
2019 | NC | Shiloh Hwy Solar | 62691 | SRVC | SERC Virginia/Carolina | SUN | 5 |  | 9779 |  |  |  |  | Estimated using an emission factor | 87071
2019 | NC | Shoe Creek Solar, LLC | 60380 | SRVC | SERC Virginia/Carolina | SUN | 65 |  | 142241 |  |  |  |  | Estimated using an emission factor | 1266516
2019 | NC | SID Solar I, LLC | 60108 | SRVC | SERC Virginia/Carolina | SUN | 5 |  | 8454 |  |  |  |  | Estimated using an emission factor | 75275
2019 | NC | Sigmon Catawba Farm | 58861 | SRVC | SERC Virginia/Carolina | SUN | 5 |  | 8878 |  |  |  |  | Estimated using an emission factor | 79049
2019 | NC | Signature Solar | 60155 | SRVC | SERC Virginia/Carolina | SUN | 5
2019 | NC | Siler 421 Farm, LLC | 61019 | SRVC | SERC Virginia/Carolina | SUN | 5 |  | 10011 |  |  |  |  | Estimated using an emission factor | 89139
2019 | NC | Simons Farm | 59149 | SRVC | SERC Virginia/Carolina | SUN | 5 |  | 9492 |  |  |  |  | Estimated using an emission factor | 84518
2019 | NC | Smithfield Farmland Corp Bladen | 54823 | SRVC | SERC Virginia/Carolina | DFO | 28.5 | 1 | 87.001 | 1398.001 | 0.21669 | 4.9813 | 0.31 | Estimated using an emission factor | 1398.001 | 0.21669
2019 | NC | Smithfield Packaged Meats Corp. | 56035 | SRVC | SERC Virginia/Carolina | DFO | 2.8 | 0.87366 | 310 | 2532.744 | 0.39258 | 2.5327 | 0.31 | Estimated using an emission factor | 2899 | 0.44934
2019 | NC | Smithfield Packaged Meats Corp. | 58575 | SRVC | SERC Virginia/Carolina | DFO | 9.2 | 0.61466 | 1286 | 8551.773 | 1.3255 | 2.0615 | 0.31 | Estimated using an emission factor | 13913 | 2.1565
2019 | NC | Snow Camp Solar, LLC | 60367 | SRVC | SERC Virginia/Carolina | SUN | 5.2 |  | 11104 |  |  |  |  | Estimated using an emission factor | 98870
2019 | NC | Snow Hill Solar 2 LLC | 59106 | SRVC | SERC Virginia/Carolina | SUN | 2 |  | 3668 |  |  |  |  | Estimated using an emission factor | 32660
2019 | NC | SoINCPower5, LLC | 59857 | SRVC | SERC Virginia/Carolina | SUN | 5 |  | 10781 |  |  |  |  | Estimated using an emission factor | 95995
2019 | NC | SoINCPower6, LLC | 59856 | SRVC | SERC Virginia/Carolina | SUN | 5 |  | 7382 |  |  |  |  | Estimated using an emission factor | 65729
2019 | NC | Solar Star North Carolina II LLC | 57435 | SRVC | SERC Virginia/Carolina | SUN | 6.5 |  | 6723 |  |  |  |  | Estimated using an emission factor | 59862.002
2019 | NC | Soluga Farms 1 | 59191 | SRVC | SERC Virginia/Carolina | SUN | 5 |  | 8939 |  |  |  |  | Estimated using an emission factor | 79593
2019 | NC | Soluga Farms 2 LLC | 59192 | SRVC | SERC Virginia/Carolina | SUN | 5 |  | 8585 |  |  |  |  | Estimated using an emission factor | 76441
2019 | NC | Soluga Farms III | 60580 | SRVC | SERC Virginia/Carolina | SUN | 5 |  | 9585 |  |  |  |  | Estimated using an emission factor | 85344
2019 | NC | Soluga Farms IV | 59934 | SRVC | SERC Virginia/Carolina | SUN | 3.4 |  | 6039 |  |  |  |  | Estimated using an emission factor | 53771
2019 | NC | Sonne One | 58782 | SRVC | SERC Virginia/Carolina | SUN | 5 |  | 9523 |  |  |  |  | Estimated using an emission factor | 84793
2019 | NC | Sonne Two | 58829 | SRVC | SERC Virginia/Carolina | SUN | 5 |  | 9657 |  |  |  |  | Estimated using an emission factor | 85987
2019 | NC | Sophie Solar | 58745 | SRVC | SERC Virginia/Carolina | SUN | 4.5 |  | 8060 |  |  |  |  | Estimated using an emission factor | 71767
2019 | NC | Soul City Solar | 59606 | SRVC | SERC Virginia/Carolina | SUN | 3.5 |  | 5319 |  |  |  |  | Estimated using an emission factor | 47358
2019 | NC | South Atlantic Services Solar Farm I | 60798 | SRVC | SERC Virginia/Carolina | SUN | 1.6 |  | 3049 |  |  |  |  | Estimated using an emission factor | 27149
2019 | NC | South Louisburg Solar | 59825 | SRVC | SERC Virginia/Carolina | SUN | 5 |  | 9934 |  |  |  |  | Estimated using an emission factor | 88452
2019 | NC | South Robeson Farm | 58273 | SRVC | SERC Virginia/Carolina | SUN | 5 |  | 8364 |  |  |  |  | Estimated using an emission factor | 74471
2019 | NC | South Winston Farm, LLC | 60409 | SRVC | SERC Virginia/Carolina | SUN | 5.2 |  | 9276 |  |  |  |  | Estimated using an emission factor | 82593
2019 | NC | Southerland Farm Solar | 60553 | SRVC | SERC Virginia/Carolina | SUN | 5 |  | 9677 |  |  |  |  | Estimated using an emission factor | 86163
2019 | NC | Speedway Solar NC, LLC | 62821 | SRVC | SERC Virginia/Carolina | SUN | 22.6
2019 | NC | Spencer Farm, LLC | 61220 | SRVC | SERC Virginia/Carolina | SUN | 5 |  | 9023 |  |  |  |  | Estimated using an emission factor | 80342
2019 | NC | Spicewood Solar Farm LLC | 59109 | SRVC | SERC Virginia/Carolina | SUN | 5 |  | 8460 |  |  |  |  | Estimated using an emission factor | 75329
2019 | NC | Spring Hope Solar 3, LLC | 62997 | SRVC | SERC Virginia/Carolina | SUN | 4.9
2019 | NC | Spring Valley Farm 2, LLC | 59593 | SRVC | SERC Virginia/Carolina | SUN | 5 |  | 9457 |  |  |  |  | Estimated using an emission factor | 84204
2019 | NC | St. Pauls Solar 1, LLC | 60396 | SRVC | SERC Virginia/Carolina | SUN | 4.9 |  | 9076 |  |  |  |  | Estimated using an emission factor | 80812
2019 | NC | St. Pauls Solar 2 | 61156 | SRVC | SERC Virginia/Carolina | SUN | 5 |  | 9564 |  |  |  |  | Estimated using an emission factor | 85157
2019 | NC | Stagecoach Solar | 59604 | SRVC | SERC Virginia/Carolina | SUN | 5 |  | 8986 |  |  |  |  | Estimated using an emission factor | 80011
2019 | NC | Stainback Solar Farm | 60257 | SRVC | SERC Virginia/Carolina | SUN | 5 |  | 9730 |  |  |  |  | Estimated using an emission factor | 86635
2019 | NC | Star Solar | 58746 | SRVC | SERC Virginia/Carolina | SUN | 5 |  | 9403 |  |  |  |  | Estimated using an emission factor | 83723
2019 | NC | Starr | 62602 | SRVC | SERC Virginia/Carolina | SUN | 5 |  | 7039 |  |  |  |  | Estimated using an emission factor | 62676
2019 | NC | Statesville Delivery No 3 | 56552 | SRVC | SERC Virginia/Carolina | DFO | 2.2 |  | -46 | 37 | 0.005735 | 0 | 0.31 | Estimated using an emission factor | 37 | 0.005735
2019 | NC | Statesville Solar | 61535 | SRVC | SERC Virginia/Carolina | SUN | 5 |  | 9586 |  |  |  |  | Estimated using an emission factor | 85352
2019 | NC | Statesville, Highway 64 | 56062 | SRVC | SERC Virginia/Carolina | DFO | 1.8 |  | -40 | 62 | 0.00961 | 0 | 0.31 | Estimated using an emission factor | 62 | 0.00961
2019 | NC | Stikeleather Farm | 59595 | SRVC | SERC Virginia/Carolina | SUN | 5 |  | 9076 |  |  |  |  | Estimated using an emission factor | 80812
2019 | NC | Stone Solar | 61085 | SRVC | SERC Virginia/Carolina | SUN | 5 |  | 9492 |  |  |  |  | Estimated using an emission factor | 84518
2019 | NC | Stony Knoll Solar, LLC | 62820 | SRVC | SERC Virginia/Carolina | SUN | 22.6
2019 | NC | Stout Farm | 59581 | SRVC | SERC Virginia/Carolina | SUN | 5 |  | 8545 |  |  |  |  | Estimated using an emission factor | 76086
2019 | NC | Strider Solar, LLC | 63270 | SRVC | SERC Virginia/Carolina | SUN | 5 |  | 9492 |  |  |  |  | Estimated using an emission factor | 84518
2019 | NC | Sugar Run Solar | 60189 | SRVC | SERC Virginia/Carolina | SUN | 5 |  | 10326 |  |  |  |  | Estimated using an emission factor | 91943
2019 | NC | Sugar Solar, LLC | 63807 | SRVC | SERC Virginia/Carolina | SUN | 60
2019 | NC | Summit Farms Solar | 60611 | SRVC | SERC Virginia/Carolina | SUN | 60 |  | 122208 |  |  |  |  | Estimated using an emission factor | 1088141
2019 | NC | Sun Devil Solar | 59505 | SRVC | SERC Virginia/Carolina | SUN | 5 |  | 8746 |  |  |  |  | Estimated using an emission factor | 77876
2019 | NC | Sun Farm V, LLC | 61287 | SRVC | SERC Virginia/Carolina | SUN | 5 |  | 9224 |  |  |  |  | Estimated using an emission factor | 82129
2019 | NC | Sun Farm VI, LLC | 61842 | SRVC | SERC Virginia/Carolina | SUN | 5 |  | 10727 |  |  |  |  | Estimated using an emission factor | 95514
2019 | NC | SunEdison LV Sutton Plant Site | 56938 | SRVC | SERC Virginia/Carolina | SUN | 1.2 |  | 1736 |  |  |  |  | Estimated using an emission factor | 15456
2019 | NC | SunEnergy1-Scotland Neck, LLC | 59898 | SRVC | SERC Virginia/Carolina | SUN | 3 |  | 5896 |  |  |  |  | Estimated using an emission factor | 52498
2019 | NC | Sunfish Farm | 58864 | SRVC | SERC Virginia/Carolina | SUN | 5 |  | 9067 |  |  |  |  | Estimated using an emission factor | 80731
2019 | NC | Sunflower Solar | 60638 | SRVC | SERC Virginia/Carolina | SUN | 16 |  | 32950 |  |  |  |  | Estimated using an emission factor | 293388
2019 | NC | Sweetgum Solar | 59824 | SRVC | SERC Virginia/Carolina | SUN | 5 |  | 9384 |  |  |  |  | Estimated using an emission factor | 83557
2019 | NC | Tamworth Holdings | 60394 | SRVC | SERC Virginia/Carolina | SUN | 5 |  | 11746 |  |  |  |  | Estimated using an emission factor | 104586
2019 | NC | Tanager Holdings | 60691 | SRVC | SERC Virginia/Carolina | SUN | 5 |  | 11746 |  |  |  |  | Estimated using an emission factor | 104586
2019 | NC | Tarboro Solar | 59648 | SRVC | SERC Virginia/Carolina | SUN | 5 |  | 8208 |  |  |  |  | Estimated using an emission factor | 73082
2019 | NC | Tart Farm | 59583 | SRVC | SERC Virginia/Carolina | SUN | 5 |  | 8912 |  |  |  |  | Estimated using an emission factor | 79355
2019 | NC | Tate Solar | 60160 | SRVC | SERC Virginia/Carolina | SUN | 5
2019 | NC | Taylorsville Solar LLC | 57402 | SRVC | SERC Virginia/Carolina | SUN | 1.2 |  | 1645 |  |  |  |  | Estimated using an emission factor | 14647
2019 | NC | Tennessee Creek | 2749 | SRVC | SERC Virginia/Carolina | WAT | 10.8 |  | 15394 |  |  |  |  | NEI avg EF - PM, fuel type, firing type | 137068
2019 | NC | Thanksgiving Fire Solar Farm, LLC | 62786 | SRVC | SERC Virginia/Carolina | SUN | 2 |  | 115 |  |  |  |  | Estimated using an emission factor | 1024
2019 | NC | Thigpen Farms Solar, LLC | 60850 | SRVC | SERC Virginia/Carolina | SUN | 5
2019 | NC | Thornton PV1 | 59152 | SRVC | SERC Virginia/Carolina | SUN | 5 |  | 8427 |  |  |  |  | Estimated using an emission factor | 75035
2019 | NC | Thorpe | 2750 | SRVC | SERC Virginia/Carolina | WAT | 21.6 |  | 110067 |  |  |  |  | NEI avg EF - PM, fuel type, firing type | 980037
2019 | NC | Three Bridge | 62540 | SRVC | SERC Virginia/Carolina | SUN | 2 |  | 3289 |  |  |  |  | Estimated using an emission factor | 29285
2019 | NC | Tiburon Holdings | 59217 | SRVC | SERC Virginia/Carolina | SUN | 5 |  | 9467 |  |  |  |  | Estimated using an emission factor | 84295
2019 | NC | Tides Lane Farm | 60429 | SRVC | SERC Virginia/Carolina | SUN | 3.7 |  | 0
2019 | NC | Tillery | 2714 | SRVC | SERC Virginia/Carolina | WAT | 84 |  | 232719.999 |  |  |  |  | NEI avg EF - PM, fuel type, firing type | 2072137.031
2019 | NC | Tolson Solar | 61131 | SRVC | SERC Virginia/Carolina | SUN | 3 |  | 5551 |  |  |  |  | Estimated using an emission factor | 49426
2019 | NC | Tower Solar Center LLC | 59159 | SRVC | SERC Virginia/Carolina | SUN | 5
2019 | NC | Town of Cary | 59377 | SRVC | SERC Virginia/Carolina | SUN | 1.5 |  | 2382 |  |  |  |  | Estimated using an emission factor | 21209
2019 | NC | Tracy Solar | 59498 | SRVC | SERC Virginia/Carolina | SUN | 10 |  | 18549 |  |  |  |  | Estimated using an emission factor | 165160
2019 | NC | Trent River Solar, LLC | 63842 | SRVC | SERC Virginia/Carolina | SUN | 78.7
2019 | NC | Trinity Solar | 60291 | SRVC | SERC Virginia/Carolina | SUN | 5 |  | 2367 |  |  |  |  | Estimated using an emission factor | 21076
2019 | NC | Tripple State Farm | 61086 | SRVC | SERC Virginia/Carolina | SUN | 5 |  | 9628 |  |  |  |  | Estimated using an emission factor | 85728
2019 | NC | Tuckasegee | 2751 | SRVC | SERC Virginia/Carolina | WAT | 3 |  | 8306 |  |  |  |  | NEI avg EF - PM, fuel type, firing type | 73956
2019 | NC | Tuckertown Hydro | 54897 | SRVC | SERC Virginia/Carolina | WAT | 42 |  | 156951.999 |  |  |  |  | NEI avg EF - PM, fuel type, firing type | 1397500.031
2019 | NC | Turkey Branch Solar LLC | 58670 | SRVC | SERC Virginia/Carolina | SUN | 5 |  | 8804 |  |  |  |  | Estimated using an emission factor | 78390
2019 | NC | Turkey Creek PV1 | 60000 | SRVC | SERC Virginia/Carolina | SUN | 13.5 |  | 24587 |  |  |  |  | Estimated using an emission factor | 218922
2019 | NC | Turner Shoals | 2735 | SRVC | SERC Virginia/Carolina | WAT | 5.4 |  | 17960 |  |  |  |  | NEI avg EF - PM, fuel type, firing type | 159916
2019 | NC | Tuxedo | 2736 | SRVC | SERC Virginia/Carolina | WAT | 5 |  | 21884 |  |  |  |  | NEI avg EF - PM, fuel type, firing type | 194855
2019 | NC | TWE Chocowinity Solar, LLC | 60048 | SRVC | SERC Virginia/Carolina | SUN | 4.5 |  | 6958 |  |  |  |  | Estimated using an emission factor | 61953
2019 | NC | TWE New Bern Solar Project, LLC | 60191 | SRVC | SERC Virginia/Carolina | SUN | 4 |  | 6154 |  |  |  |  | Estimated using an emission factor | 54794
2019 | NC | Two Lines Farm | 58348 | SRVC | SERC Virginia/Carolina | SUN | 5 |  | 8651 |  |  |  |  | Estimated using an emission factor | 77029
2019 | NC | Two Mile Desert Project | 60510 | SRVC | SERC Virginia/Carolina | SUN | 16.2 |  | 16029 |  |  |  |  | Estimated using an emission factor | 142722
2019 | NC | Two Mile Solar | 59427 | SRVC | SERC Virginia/Carolina | SUN | 5 |  | 8387 |  |  |  |  | Estimated using an emission factor | 74676
2019 | NC | Tyler Solar | 60970 | SRVC | SERC Virginia/Carolina | SUN | 5
2019 | NC | UNC-CH LFG Facility | 58268 | SRVC | SERC Virginia/Carolina | LFG | 1 |  | 0
2019 | NC | Underwood PV2 | 60998 | SRVC | SERC Virginia/Carolina | SUN | 16
2019 | NC | University of NC Chapel Hill | 54276 | SRVC | SERC Virginia/Carolina | BIT | 56 | 0.13996 | 51408 | 316545.991 | 1.0342 | 0.040234 | 0.006534 | EPA/NEI | 2261692.109 | 7.389
2019 | NC | Upchurch Solar Center LLC | 58812 | SRVC | SERC Virginia/Carolina | SUN | 5 |  | 8697 |  |  |  |  | Estimated using an emission factor | 77437
2019 | NC | Uwharrie Mountain Renewable | 58526 | SRVC | SERC Virginia/Carolina | LFG | 9.6 |  | 60706.002 | 660048 | 4.8514 | 0.15983 | 0.0147 | Estimated using an emission factor | 660048 | 4.8514
2019 | NC | Van Slyke Solar Center, LLC | 59761 | SRVC | SERC Virginia/Carolina | SUN | 5 |  | 9346 |  |  |  |  | Estimated using an emission factor | 83216
2019 | NC | Vance Solar Farm, LLC | 59928 | SRVC | SERC Virginia/Carolina | SUN | 5 |  | 8836 |  |  |  |  | Estimated using an emission factor | 78678
2019 | NC | Vaughn Creek PV1 | 60001 | SRVC | SERC Virginia/Carolina | SUN | 20 |  | 42293 |  |  |  |  | Estimated using an emission factor | 376576
2019 | NC | Ventura Solar, LLC | 63734 | SRVC | SERC Virginia/Carolina | SUN | 5
2019 | NC | Vickers | 59190 | SRVC | SERC Virginia/Carolina | SUN | 2 |  | 3787 |  |  |  |  | Estimated using an emission factor | 33718
2019 | NC | Vicksburg Solar | 59605 | SRVC | SERC Virginia/Carolina | SUN | 5 |  | 8525 |  |  |  |  | Estimated using an emission factor | 75908
2019 | NC | Violet Solar | 60961 | SRVC | SERC Virginia/Carolina | SUN | 5 |  | 8790 |  |  |  |  | Estimated using an emission factor | 78267
2019 | NC | Viper Solar | 60920 | SRVC | SERC Virginia/Carolina | SUN | 2 |  | 3946 |  |  |  |  | Estimated using an emission factor | 35136
2019 | NC | W H Weatherspoon | 2716 | SRVC | SERC Virginia/Carolina | DFO | 328.5 |  | -118 | 24605.8 | 0.097126 | 0 | 0.0078946 | EPA/NEI | 24605.8 | 0.097126
2019 | NC | Waco Farm | 58863 | SRVC | SERC Virginia/Carolina | SUN | 5 |  | 8444 |  |  |  |  | Estimated using an emission factor | 75186
2019 | NC | Wadesboro 4 | 62627 | SRVC | SERC Virginia/Carolina | SUN | 2.2 |  | 3607 |  |  |  |  | Estimated using an emission factor | 32119
2019 | NC | Wadesboro Farm 1 | 61087 | SRVC | SERC Virginia/Carolina | SUN | 5 |  | 8905 |  |  |  |  | Estimated using an emission factor | 79290
2019 | NC | Wadesboro Farm 2 | 60575 | SRVC | SERC Virginia/Carolina | SUN | 5 |  | 9525 |  |  |  |  | Estimated using an emission factor | 84811
2019 | NC | Wadesboro Farm 3 | 60576 | SRVC | SERC Virginia/Carolina | SUN | 5 |  | 9603 |  |  |  |  | Estimated using an emission factor | 85505
2019 | NC | Wadesboro Solar | 61129 | SRVC | SERC Virginia/Carolina | SUN | 5 |  | 10103 |  |  |  |  | Estimated using an emission factor | 89956
2019 | NC | Wagstaff Farm 1 | 58862 | SRVC | SERC Virginia/Carolina | SUN | 5 |  | 8135 |  |  |  |  | Estimated using an emission factor | 72432
2019 | NC | Wake County LFG Facility | 59688 | SRVC | SERC Virginia/Carolina | LFG | 9 |  | 49572.99 | 574224.023 | 4.2205 | 0.17028 | 0.0147 | EPA/NEI; Estimated using an emission factor | 574224.023 | 4.2205
2019 | NC | Wakefield Solar | 61536 | SRVC | SERC Virginia/Carolina | SUN | 5 |  | 10083 |  |  |  |  | Estimated using an emission factor | 89778
2019 | NC | Wallace | 59050 | SRVC | SERC Virginia/Carolina | SUN | 2 |  | 3366 |  |  |  |  | Estimated using an emission factor | 29970
2019 | NC | Walters | 2715 | SRVC | SERC Virginia/Carolina | WAT | 108 |  | 441426 |  |  |  |  | NEI avg EF - PM, fuel type, firing type | 3930457.875
2019 | NC | Walters Solar (FLS 260) | 59603 | SRVC | SERC Virginia/Carolina | SUN | 5 |  | 8745 |  |  |  |  | Estimated using an emission factor | 77866
2019 | NC | Warbler Holdings | 60393 | SRVC | SERC Virginia/Carolina | SUN | 4
2019 | NC | Ward WTP | 57607 | SRVC | SERC Virginia/Carolina | DFO | 2 |  | 107 | 1149 | 0.1781 | 3.3289 | 0.31 | Estimated using an emission factor | 1149 | 0.1781
2019 | NC | Warren Solar Farm LLC | 62223 | SRVC | SERC Virginia/Carolina | SUN | 5 |  | 4323 |  |  |  |  | Estimated using an emission factor | 38492
2019 | NC | Warrenton Farm | 58312 | SRVC | SERC Virginia/Carolina | SUN | 4 |  | 8232 |  |  |  |  | Estimated using an emission factor | 73296
2019 | NC | Warrenton I Solar | 62100 | SRVC | SERC Virginia/Carolina | SUN | 4.9 |  | 7432 |  |  |  |  | Estimated using an emission factor | 66175
2019 | NC | Warsaw Farm | 58848 | SRVC | SERC Virginia/Carolina | SUN | 65 |  | 118516 |  |  |  |  | Estimated using an emission factor | 1055266
2019 | NC | Warsaw I | 59119 | SRVC | SERC Virginia/Carolina | SUN | 2 |  | 3493 |  |  |  |  | Estimated using an emission factor | 31103
2019 | NC | Warsaw II | 59120 | SRVC | SERC Virginia/Carolina | SUN | 2 |  | 3528 |  |  |  |  | Estimated using an emission factor | 31412
2019 | NC | Washington Airport Solar LLC | 58845 | SRVC | SERC Virginia/Carolina | SUN | 5 |  | 9077 |  |  |  |  | Estimated using an emission factor | 80822
2019 | NC | Washington Millfield Solar, LLC | 58846 | SRVC | SERC Virginia/Carolina | SUN | 5 |  | 6018 |  |  |  |  | Estimated using an emission factor | 53584
2019 | NC | Washington Solar | 60948 | SRVC | SERC Virginia/Carolina | SUN | 5
2019 | NC | Washington White Post Solar LLC | 58135 | SRVC | SERC Virginia/Carolina | SUN | 12.4 |  | 20075 |  |  |  |  | Estimated using an emission factor | 178749
2019 | NC | Waste Management Piedmont LFGTE Project | 57169 | SRVC | SERC Virginia/Carolina | LFG | 2.4 |  | 13503 | 163161.996 | 1.1992 | 0.17763 | 0.0147 | Estimated using an emission factor | 163161.996 | 1.1992
2019 | NC | Water Filter Plant #2 | 55534 | SRVC | SERC Virginia/Carolina | DFO | 3.4 |  | 38 | 929 | 0.144 | 7.5787 | 0.31 | EPA/NEI; Estimated using an emission factor | 929 | 0.144
2019 | NC | Watson Seed Farm PV1 | 59153 | SRVC | SERC Virginia/Carolina | SUN | 20 |  | 34365 |  |  |  |  | Estimated using an emission factor | 305987
2019 | NC | Watts Farm | 58317 | SRVC | SERC Virginia/Carolina | SUN | 5 |  | 8060 |  |  |  |  | Estimated using an emission factor | 71767
2019 | NC | Wayne Solar I LLC | 60602 | SRVC | SERC Virginia/Carolina | SUN | 5 |  | 6330 |  |  |  |  | Estimated using an emission factor | 56363
2019 | NC | Wayne Solar II LLC | 60598 | SRVC | SERC Virginia/Carolina | SUN | 5 |  | 8649 |  |  |  |  | Estimated using an emission factor | 77010
2019 | NC | Wayne Solar III LLC | 60597 | SRVC | SERC Virginia/Carolina | SUN | 5 |  | 8434 |  |  |  |  | Estimated using an emission factor | 75098
2019 | NC | Wellons Farm | 59584 | SRVC | SERC Virginia/Carolina | SUN | 5 |  | 9502 |  |  |  |  | Estimated using an emission factor | 84607
2019 | NC | Wendell Solar Farm LLC | 62595 | SRVC | SERC Virginia/Carolina | SUN | 5 |  | 1745 |  |  |  |  | Estimated using an emission factor | 15537
2019 | NC | West River Solar, LLC | 63806 | SRVC | SERC Virginia/Carolina | SUN | 40
2019 | NC | West Salisbury Farm LLC | 59111 | SRVC | SERC Virginia/Carolina | SUN | 5 |  | 6008 |  |  |  |  | Estimated using an emission factor | 53496
2019 | NC | West Siler Farm LLC | 59112 | SRVC | SERC Virginia/Carolina | SUN | 5 |  | 9244 |  |  |  |  | Estimated using an emission factor | 82308
2019 | NC | Westminister NC | 63567 | SRVC | SERC Virginia/Carolina | SUN | 75
2019 | NC | Westside WWTP | 57608 | SRVC | SERC Virginia/Carolina | DFO | 1.8 |  | 104 | 850 | 0.13175 | 2.5337 | 0.31 | Estimated using an emission factor | 850 | 0.13175
2019 | NC | Whitakers | 59526 | SRVC | SERC Virginia/Carolina | SUN | 12 |  | 26886 |  |  |  |  | Estimated using an emission factor | 239395
2019 | NC | Whitakers Farm (Fisher Rd) | 60438 | SRVC | SERC Virginia/Carolina | SUN | 3.4 |  | 6076 |  |  |  |  | Estimated using an emission factor | 54100
2019 | NC | White Cross Farm | 58341 | SRVC | SERC Virginia/Carolina | SUN | 5 |  | 8184 |  |  |  |  | Estimated using an emission factor | 72871
2019 | NC | White Farm Solar, LLC | 60363 | SRVC | SERC Virginia/Carolina | SUN | 5.2 |  | 9978 |  |  |  |  | Estimated using an emission factor | 88845
2019 | NC | White Street Renewables | 60364 | SRVC | SERC Virginia/Carolina | LFG | 5 |  | 6745 | 71932 | 0.5287 | 0.15677 | 0.0147 | EPA/NEI; Estimated using an emission factor | 71932 | 0.5287
2019 | NC | Whiteville Solar 2 | 60292 | SRVC | SERC Virginia/Carolina | SUN | 5
2019 | NC | Wilfork Solar | 60162 | SRVC | SERC Virginia/Carolina | SUN | 5
2019 | NC | Wilkinson Solar LLC | 62544 | SRVC | SERC Virginia/Carolina | SUN | 80.6 |  | 3435 |  |  |  |  | Estimated using an emission factor | 30585
2019 | NC | Willard Solar | 60287 | SRVC | SERC Virginia/Carolina | SUN | 5
2019 | NC | Williamston Solar | 59176 | SRVC | SERC Virginia/Carolina | SUN | 5 |  | 8030 |  |  |  |  | Estimated using an emission factor | 71499
2019 | NC | Williamston Speight Solar, LLC | 60787 | SRVC | SERC Virginia/Carolina | SUN | 15 |  | 32294 |  |  |  |  | Estimated using an emission factor | 287546
2019 | NC | Williamston West Farm, LLC | 60484 | SRVC | SERC Virginia/Carolina | SUN | 4.9 |  | 9063 |  |  |  |  | Estimated using an emission factor | 80696
2019 | NC | Willoughby PV1 | 60003 | SRVC | SERC Virginia/Carolina | SUN | 20
2019 | NC | Wilson Farm 1 | 58342 | SRVC | SERC Virginia/Carolina | SUN | 5 |  | 7823 |  |  |  |  | Estimated using an emission factor | 69655
2019 | NC | Wilson Solar Farm 1 | 61274 | SRVC | SERC Virginia/Carolina | SUN | 3.4 |  | 5951 |  |  |  |  | Estimated using an emission factor | 52988
2019 | NC | Wilson Solar Farm 2 | 61275 | SRVC | SERC Virginia/Carolina | SUN | 5 |  | 8567 |  |  |  |  | Estimated using an emission factor | 76280
2019 | NC | Wilson Solar Farm 3 | 61276 | SRVC | SERC Virginia/Carolina | SUN | 10 |  | 16116 |  |  |  |  | Estimated using an emission factor | 143499
2019 | NC | Wilson Solar Farm 4 | 61277 | SRVC | SERC Virginia/Carolina | SUN | 10 |  | 16888 |  |  |  |  | Estimated using an emission factor | 150370
2019 | NC | Wilson Solar Farm 5 | 61278 | SRVC | SERC Virginia/Carolina | SUN | 10 |  | 17001 |  |  |  |  | Estimated using an emission factor | 151378
2019 | NC | Wilson Solar Farm 6 | 61279 | SRVC | SERC Virginia/Carolina | SUN | 10 |  | 18520 |  |  |  |  | Estimated using an emission factor | 164903
2019 | NC | Wilson Solar Farm 7 | 61280 | SRVC | SERC Virginia/Carolina | SUN | 10 |  | 17290 |  |  |  |  | Estimated using an emission factor | 153951
2019 | NC | Windsor Cooper HIill Solar, LLC | 58847 | SRVC | SERC Virginia/Carolina | SUN | 5 |  | 9959 |  |  |  |  | Estimated using an emission factor | 88674
2019 | NC | Windsor Solar | 59171 | SRVC | SERC Virginia/Carolina | SUN | 5 |  | 9564 |  |  |  |  | Estimated using an emission factor | 85157
2019 | NC | Winton Solar | 59177 | SRVC | SERC Virginia/Carolina | SUN | 5 |  | 8682 |  |  |  |  | Estimated using an emission factor | 77305
2019 | NC | Woodfin | 56849 | SRVC | SERC Virginia/Carolina | NG | 45.5
2019 | NC | Woodland Church Farm | 59586 | SRVC | SERC Virginia/Carolina | SUN | 5 |  | 8795 |  |  |  |  | Estimated using an emission factor | 78309
2019 | NC | Woodland Solar | 59175 | SRVC | SERC Virginia/Carolina | SUN | 5 |  | 9583 |  |  |  |  | Estimated using an emission factor | 85328
2019 | NC | Woodleaf Solar Facility | 62304 | SRVC | SERC Virginia/Carolina | SUN | 6 |  | 7574 |  |  |  |  | Estimated using an emission factor | 67439
2019 | NC | Woodsdale Farm, LLC | 63272 | SRVC | SERC Virginia/Carolina | SUN | 2 |  | 2874 |  |  |  |  | Estimated using an emission factor | 25592
2019 | NC | Works 53 | 58046 | SRVC | SERC Virginia/Carolina | DFO | 3 |  | 16 | 333 | 0.051615 | 6.4519 | 0.31 | Estimated using an emission factor | 333 | 0.051615
2019 | NC | Wortham Solar Farm | 60361 | SRVC | SERC Virginia/Carolina | SUN | 5 |  | 9116 |  |  |  |  | Estimated using an emission factor | 81170
2019 | NC | XPF Solar Field | 59146 | SRVC | SERC Virginia/Carolina | SUN | 3 |  | 4804 |  |  |  |  | Estimated using an emission factor | 42774
2019 | NC | Yadkin 601 Farm | 59587 | SRVC | SERC Virginia/Carolina | SUN | 3 |  | 5318 |  |  |  |  | Estimated using an emission factor | 47352
2019 | NC | Yadkinville Solar | 59950 | SRVC | SERC Virginia/Carolina | SUN | 3.5 |  | 4093 |  |  |  |  | Estimated using an emission factor | 36445
2019 | NC | Yanceyville Farm | 58343 | SRVC | SERC Virginia/Carolina | SUN | 5 |  | 7963 |  |  |  |  | Estimated using an emission factor | 70904
2019 | NC | Yanceyville Farm 2 LLC | 59113 | SRVC | SERC Virginia/Carolina | SUN | 5 |  | 6551 |  |  |  |  | Estimated using an emission factor | 58330
2019 | NC | Yanceyville Farm 3, LLC | 60240 | SRVC | SERC Virginia/Carolina | SUN | 4.9 |  | 8693 |  |  |  |  | Estimated using an emission factor | 77402
2019 | NC | York Road Solar I, LLC | 60107 | SRVC | SERC Virginia/Carolina | SUN | 2 |  | 3597 |  |  |  |  | Estimated using an emission factor | 32027
2019 | NC | ZV Solar 1 | 60980 | SRVC | SERC Virginia/Carolina | SUN | 5 |  | 9791 |  |  |  |  | Estimated using an emission factor | 87179
2019 | NC | ZV Solar 2, LLC | 61257 | SRVC | SERC Virginia/Carolina | SUN | 4.9 |  | 9575 |  |  |  |  | Estimated using an emission factor | 85255
2019 | NC | ZV Solar 3, LLC | 60549 | SRVC | SERC Virginia/Carolina | SUN | 5 |  | 9364 |  |  |  |  | Estimated using an emission factor | 83378
2019 | ND | American Crystal Sugar Drayton | 54213 | MROW | MRO West | SUB | 6 | 0 | 0
2019 | ND | American Crystal Sugar Hillsboro | 54210 | MROW | MRO West | SUB | 13.3 | 0 | 0 | 0 | 0 |  |  | NEI avg EF - PM, fuel type | 2978302.5 | 25.5899
2019 | ND | Antelope Valley | 6469 | MROW | MRO West | RC | 954 |  | 6097829 | 67582200 | 1176.7939 | 0.38597 | 0.034826 | NEI avg EF - PM, fuel type, firing type | 67582200 | 1176.7939
2019 | ND | Ashtabula Wind Energy Center | 57032 | MROW | MRO West | WND | 48 |  | 139342 |  |  |  |  | Estimated using an emission factor | 1240700
2019 | ND | Ashtabula Wind II LLC | 57121 | MROW | MRO West | WND | 120 |  | 353744 |  |  |  |  | Estimated using an emission factor | 3149737
2019 | ND | Ashtabula Wind III LLC | 57387 | MROW | MRO West | WND | 62.4 |  | 198904 |  |  |  |  | Estimated using an emission factor | 1771042
2019 | ND | Aurora Wind Project | 63258 | MROW | MRO West | WND | 298.8
2019 | ND | Baldwin Wind LLC | 57347 | MROW | MRO West | WND | 102.4 |  | 353866 |  |  |  |  | Estimated using an emission factor | 3150823
2019 | ND | Bison 2 Wind Energy Center | 57800 | MROW | MRO West | WND | 105 |  | 284922 |  |  |  |  | Estimated using an emission factor | 2536947
2019 | ND | Bison 3 Wind Energy Center | 57801 | MROW | MRO West | WND | 105 |  | 290829 |  |  |  |  | Estimated using an emission factor | 2589542
2019 | ND | Bison 4 Wind Energy Center | 58872 | MROW | MRO West | WND | 205 |  | 750939 |  |  |  |  | Estimated using an emission factor | 6686362
2019 | ND | Bison I Wind Energy Center | 57038 | MROW | MRO West | WND | 81.8 |  | 244356 |  |  |  |  | Estimated using an emission factor | 2175747.062
2019 | ND | Border Winds Wind Farm | 59200 | MROW | MRO West | WND | 150 |  | 612374 |  |  |  |  | Estimated using an emission factor | 5452579
2019 | ND | Brady II Wind Energy Center | 60354 | MROW | MRO West | WND | 150 |  | 642203 |  |  |  |  | Estimated using an emission factor | 5718177
2019 | ND | Brady Wind Energy Center | 60355 | MROW | MRO West | WND | 150 |  | 651123 |  |  |  |  | Estimated using an emission factor | 5797598
2019 | ND | Burke Wind, LLC | 61100 | MROW | MRO West | WND | 199.4
2019 | ND | Cedar Hills Wind Farm | 57171 | MROW | MRO West | WND | 19.5 |  | 51692 |  |  |  |  | Estimated using an emission factor | 460266
2019 | ND | Coal Creek | 6030 | MROW | MRO West | RC | 1217.6 | 0.86106 | 8192593 | 74893984.876 | 805.1099 | 0.19655 | 0.0215 | EPA/NEI | 86979076 | 935.0251
2019 | ND | Courtenay Wind Farm | 58658 | MROW | MRO West | WND | 200 |  | 709772 |  |  |  |  | Estimated using an emission factor | 6319811
2019 | ND | Coyote | 8222 | MROW | MRO West | LIG | 450 |  | 2061731 | 23245878 | 265.2355 | 0.25729 | 0.02282 | EPA/NEI | 23245878 | 265.2355
2019 | ND | Dakota Magic | 7884 | MROW | MRO West | DFO | 1.5 |  | 0
2019 | ND | Emmons-Logan Wind, LLC | 62380 | MROW | MRO West | WND | 200 |  | 27725 |  |  |  |  | Estimated using an emission factor | 246863
2019 | ND | Enderlin | 54908 | MROW | MRO West | AB | 9.8 | 0.021827 | 185 | 1053.185 | 0.52764 | 5.7042 | 1.002 | EPA/NEI; Estimated using an emission factor | 48251 | 24.1738
2019 | ND | Foxtail Wind, LLC | 61747 | MROW | MRO West | WND | 150
2019 | ND | FPL Energy Ashtabula Wind LLC | 56919 | MROW | MRO West | WND | 148.5 |  | 427455 |  |  |  |  | Estimated using an emission factor | 3806060
2019 | ND | FPL Energy Burleigh County Wind | 56357 | MROW | MRO West | WND | 49.5 |  | 130402 |  |  |  |  | Estimated using an emission factor | 1161098.031
2019 | ND | FPL Energy North Dakota Wind I/II | 56099 | MROW | MRO West | WND | 61.5 |  | 135510 |  |  |  |  | Estimated using an emission factor | 1206581
2019 | ND | FPL Energy Oliver Wind I LLC | 56392 | MROW | MRO West | WND | 50.6 |  | 146919 |  |  |  |  | Estimated using an emission factor | 1308168
2019 | ND | FPL Energy Oliver Wind II LLC | 56573 | MROW | MRO West | WND | 48 |  | 146841 |  |  |  |  | Estimated using an emission factor | 1307472
2019 | ND | Garrison | 2815 | MROW | MRO West | WAT | 583.4 |  | 3179292.001 |  |  |  |  | NEI avg EF - PM, fuel type, firing type | 28308415
2019 | ND | Garrison Butte Wind, LLC | 60066 | MROW | MRO West | WND | 150
2019 | ND | Glen Ullin Energy Center | 62938 | MROW | MRO West | WND | 106.7 |  | 28697 |  |  |  |  | Estimated using an emission factor | 255518
2019 | ND | Glen Ullin Station 6 | 57172 | MROW | MRO West | WH | 5.3 |  | 42254 |  |  |  |  | Estimated using an emission factor | 376228
2019 | ND | Grafton | 2811 | MROW | MRO West | DFO | 4 |  | 0
2019 | ND | Grand Forks | 2821 | MROW | MRO West | DFO | 10.6
2019 | ND | Harwood | 2822 | MROW | MRO West | DFO | 4.8
2019 | ND | Hillsboro | 56098 | MROW | MRO West | DFO | 4 |  | 16 | 148 | 0.02294 | 2.8675 | 0.31 | Estimated using an emission factor | 148 | 0.02294
2019 | ND | Jamestown | 2801 | MROW | MRO West | DFO | 48.2 |  | 457 | 14778 | 0.12753 | 0.55811 | 0.017259 | NEI avg EF - PM, fuel type, firing type | 14778 | 0.12753
2019 | ND | Kindred School | 56242 | MROW | MRO West | DFO | 2 |  | 78 | 336 | 0.05208 | 1.3354 | 0.31 | Estimated using an emission factor | 336 | 0.05208
2019 | ND | Langdon Renewables, LLC | 56605 | MROW | MRO West | WND | 118.5 |  | 462960 |  |  |  |  | Estimated using an emission factor | 4122194
2019 | ND | Langdon Wind Energy Center | 57033 | MROW | MRO West | WND | 40.5 |  | 137190 |  |  |  |  | Estimated using an emission factor | 1221540
2019 | ND | Langdon Wind II LLC | 56912 | MROW | MRO West | WND | 40.5 |  | 162703 |  |  |  |  | Estimated using an emission factor | 1448707
2019 | ND | Leland Olds | 2817 | MROW | MRO West | RC | 656 |  | 3605405 | 41686882 | 1292.861 | 0.71718 | 0.062027 | EPA/NEI | 41686882 | 1292.861
2019 | ND | Lindahl Wind Project, LLC | 59684 | MROW | MRO West | WND | 150 |  | 587816 |  |  |  |  | Estimated using an emission factor | 5233910
2019 | ND | Lonesome Creek Station | 57943 | MROW | MRO West | NG | 302.5 |  | 861914 | 9173612.75 | 10.5952 | 0.024585 | 0.0023099 | EPA/NEI | 9173612.75 | 10.5952
2019 | ND | Luverne Wind Energy Center | 57031 | MROW | MRO West | WND | 49.5 |  | 165726 |  |  |  |  | Estimated using an emission factor | 1475624
2019 | ND | Merricourt Wind Energy Center | 57048 | MROW | MRO West | WND | 150
2019 | ND | Milton R Young | 2823 | MROW | MRO West | RC | 734 |  | 4705187 | 51521308 | 1147.4895 | 0.48776 | 0.044544 | EPA/NEI | 51521308 | 1147.4895
2019 | ND | Minot Wind Project | 55995 | MROW | MRO West | WND | 7.1 |  | 17518 |  |  |  |  | Estimated using an emission factor | 155981
2019 | ND | New Frontier Wind | 59903 | MROW | MRO West | WND | 100 |  | 384407 |  |  |  |  | Estimated using an emission factor | 3422760
2019 | ND | Oliver Wind III, LLC | 60905 | MROW | MRO West | WND | 99.3 |  | 429884 |  |  |  |  | Estimated using an emission factor | 3827688
2019 | ND | Pembina Land Port of Entry Wind Turbine | 62782 | MROW | MRO West | WND | 1 |  | 0
2019 | ND | Pioneer Generating Station | 57881 | MROW | MRO West | NG | 293.1 |  | 506924.004 | 2987185.188 | 11.6731 | 0.046055 | 0.0078154 | NEI avg EF - PM, fuel type, firing type | 2987185.188 | 11.6731
2019 | ND | Portable Generator 1 | 59196 | MROW | MRO West | DFO | 1.8
2019 | ND | Portable Generator 2 | 59194 | MROW | MRO West | DFO | 2 |  | 2 | 29 | 0.004495 | 4.495 | 0.31 | Estimated using an emission factor | 29 | 0.004495
2019 | ND | Portable Generator 3 | 59195 | MROW | MRO West | DFO | 2 |  | 2 | 29 | 0.004495 | 4.495 | 0.31 | Estimated using an emission factor | 29 | 0.004495
2019 | ND | Prairie Winds ND1 | 56607 | MROW | MRO West | WND | 115.5 |  | 364782 |  |  |  |  | Estimated using an emission factor | 3248020
2019 | ND | R M Heskett | 2790 | MROW | MRO West | LIG | 291 |  | 439440 | 4726619.418 | 117.0701 | 0.53282 | 0.049537 | EPA/NEI | 4726619.418 | 117.0701
2019 | ND | Rugby Wind Power Project | 57097 | MROW | MRO West | WND | 149 |  | 393213 |  |  |  |  | Estimated using an emission factor | 3501170
2019 | ND | Spiritwood Station | 56786 | MROW | MRO West | LIG | 106.2 | 0.25264 | 181335 | 1209130.902 | 10.6527 | 0.11749 | 0.01762 | EPA/NEI | 4785971 | 42.1652
2019 | ND | Stanton | 2824 | MROW | MRO West |  | 191.2
2019 | ND | Sunflower Wind Project | 60088 | MROW | MRO West | WND | 104 |  | 438251 |  |  |  |  | Estimated using an emission factor | 3902187
2019 | ND | Tatanka Wind Power LLC | 56669 | MROW | MRO West | WND | 180 |  | 602534 |  |  |  |  | Estimated using an emission factor | 5364964
2019 | ND | Tesoro Mandan Cogeneration Plant | 52133 | MROW | MRO West | PRG | 7.5 | 0.05244 | 59655 | 364327.62 | 10.4816 | 0.35141 | 0.05754 | NEI avg EF - PM, fuel type | 6947576.25 | 199.8784
2019 | ND | Thunder Spirit Wind, LLC | 58965 | MROW | MRO West | WND | 155.5 |  | 547596 |  |  |  |  | Estimated using an emission factor | 4875796.125
2019 | ND | Velva Windfarm LLC | 56670 | MROW | MRO West | WND | 11.9 |  | 27448 |  |  |  |  | Estimated using an emission factor | 244397
2019 | ND | Walhalla | 55638 | MROW | MRO West | SUB | 2
2019 | ND | Williston | 2791 | MROW | MRO West | NG | 10
2019 | ND | Wilton Wind II LLC | 57120 | MROW | MRO West | WND | 49.5 |  | 163382 |  |  |  |  | Estimated using an emission factor | 1454753
2019 | NE | Ainsworth Wind | 56162 | MROW | MRO West | WND | 59.4 |  | 127261 |  |  |  |  | Estimated using an emission factor | 1133133
2019 | NE | Ansley | 2214 | MROW | MRO West | NG | 1.5 |  | 12 | 154 | 0.0095675 | 1.5946 | 0.12425 | Estimated using an emission factor | 154 | 0.0095675
2019 | NE | Archer Daniels Midland Columbus | 57046 | MROW | MRO West | SUB | 71.4 | 0.21091 | 292861 | 2210579.556 | 18.9935 | 0.12971 | 0.017184 | NEI avg EF - PM, fuel type | 10480897.5 | 90.0531
2019 | NE | Archer Daniels Midland Lincoln | 10862 | MROW | MRO West | SUB | 7.9 | 0.11838 | 26882 | 154904.157 | 1.331 | 0.099022 | 0.017184 | NEI avg EF - PM, fuel type | 1308513 | 11.2429
2019 | NE | Arnold | 2216 | MROW | MRO West | DFO | 1.1 |  | 0
2019 | NE | Auburn | 2215 | MROW | MRO West | NG | 18.7 |  | 160 | 1607.999 | 0.00033929 | 0.0042411 | 0.000422 | Estimated using an emission factor | 1607.999 | 0.00033929
2019 | NE | Beatrice | 8000 | MROW | MRO West | NG | 247.1 |  | 637374 | 5749957.5 | 4.6852 | 0.014701 | 0.0016296 | EPA/NEI | 5749957.5 | 4.6852
2019 | NE | Beaver City | 2217 | MROW | MRO West | NG | 2 |  | 0
2019 | NE | Broken Bow | 2221 | MROW | MRO West | NG | 8.7 |  | 55.999 | 356120.994 | 8.312 | 296.8626 | 0.046681 | Estimated using an emission factor | 356120.994 | 8.312
2019 | NE | Broken Bow Wind II, LLC | 58981 | MROW | MRO West | WND | 73.1 |  | 293375 |  |  |  |  | Estimated using an emission factor | 2612211
2019 | NE | Broken Bow Wind LLC | 57593 | MROW | MRO West | WND | 79.9 |  | 277163 |  |  |  |  | Estimated using an emission factor | 2467859
2019 | NE | Burt County Wind | 61511 | MROW | MRO West | WND | 75
2019 | NE | Burwell | 2222 | MROW | MRO West | DFO | 3.9 |  | 26 | 330 | 0.05115 | 3.9346 | 0.31 | Estimated using an emission factor | 330 | 0.05115
2019 | NE | C W Burdick | 2241 | MROW | MRO West | NG | 240.8 |  | 7063.001 | 89909.281 | 0.11564 | 0.032744 | 0.0025723 | EPA/NEI | 89909.281 | 0.11564
2019 | NE | Cambridge | 2223 | MROW | MRO West | DFO | 6.9 |  | 4 | 58 | 0.00899 | 4.495 | 0.31 | EPA/NEI; Estimated using an emission factor | 58 | 0.00899
2019 | NE | Campbell Village | 2225 | MROW | MRO West | DFO | 1.3 |  | 0
2019 | NE | Canaday | 2226 | MROW | MRO West | NG | 108.8 |  | 892 | 12080 | 0.056761 | 0.12727 | 0.0093976 | NEI avg EF - PM, fuel type, firing type | 12080 | 0.056761
2019 | NE | Cass County Station | 55972 | MROW | MRO West | NG | 345 |  | 195085 | 2268799.75 | 3.9228 | 0.040216 | 0.003458 | EPA/NEI | 2268799.75 | 3.9228
2019 | NE | CCC Hastings Wind Turbine | 60931 | MROW | MRO West | WND | 1.7 |  | 7315 |  |  |  |  | Estimated using an emission factor | 65134
2019 | NE | Chappell | 2230 | MROW | MRO West | DFO | 1.3 |  | 7 | 96 | 0.01488 | 4.2514 | 0.31 | EPA/NEI; Estimated using an emission factor | 96 | 0.01488
2019 | NE | City Light & Water | 7481 | MROW | MRO West | DFO | 1.3 |  | 7 | 93 | 0.014415 | 4.1186 | 0.31 | Estimated using an emission factor | 93 | 0.014415
2019 | NE | City of Lexington | 61467 | MROW | MRO West | SUN | 3.5 | 1 | 6482 |  |  |  |  | Estimated using an emission factor | 57715
2019 | NE | Columbus | 2260 | MROW | MRO West | WAT | 45.6 |  | 77397.999 |  |  |  |  | NEI avg EF - PM, fuel type, firing type | 689151.984
2019 | NE | Cooper Nuclear Station | 8036 | MROW | MRO West | NUC | 801 |  | 6951600 |  |  |  |  | Estimated using an emission factor | 72585888
2019 | NE | Cottonwood Wind Energy Center | 61407 | MROW | MRO West | WND | 89.7 |  | 423755 |  |  |  |  | Estimated using an emission factor | 3773114
2019 | NE | Creston Ridge II, LLC | 61668 | MROW | MRO West | WND | 6.9 |  | 28829.001 |  |  |  |  | Estimated using an emission factor | 256693.992
2019 | NE | Creston Ridge Wind Farm | 60932 | MROW | MRO West | WND | 6.8 |  | 27593 |  |  |  |  | Estimated using an emission factor | 245687
2019 | NE | Crete | 2231 | MROW | MRO West | NG | 15.5 |  | 46 | 607 | 0.00012808 | 0.0055686 | 0.000422 | EPA/NEI; Estimated using an emission factor | 607 | 0.00012808
2019 | NE | Crofton Bluffs Wind LLC | 57278 | MROW | MRO West | WND | 40 |  | 157326 |  |  |  |  | Estimated using an emission factor | 1400830
2019 | NE | Cuming County Renewables, LLC | 63393 | MROW | MRO West | WND | 2.5 |  | 465 |  |  |  |  | Estimated using an emission factor | 4140
2019 | NE | Curtis | 2232 | MROW | MRO West | NG | 3.4 |  | 38 | 490 | 0.00010339 | 0.0054416 | 0.000422 | Estimated using an emission factor | 490 | 0.00010339
2019 | NE | David City | 2233 | MROW | MRO West | NG | 10.6 |  | 22 | 168.998 | 0.014349 | 1.3045 | 0.16981 | Estimated using an emission factor | 168.998 | 0.014349
2019 | NE | Deshler | 2234 | MROW | MRO West | DFO | 2.3 |  | 0
2019 | NE | Don Henry | 2243 | MROW | MRO West | NG | 22 |  | -466 | 632 | 0.0017328 | 0 | 0.0054834 | NEI avg EF - PM, fuel type, firing type | 632 | 0.0017328
2019 | NE | Elk City Station | 7955 | MROW | MRO West | LFG | 6.4 |  | 45681 | 553878 | 4.071 | 0.17824 | 0.0147 | Estimated using an emission factor | 553878 | 4.071
2019 | NE | Elkhorn Ridge Wind LLC | 56947 | MROW | MRO West | WND | 81 |  | 206759 |  |  |  |  | Estimated using an emission factor | 1840981
2019 | NE | Emerson | 2235 | MROW | MRO West | NG | 1.6 |  | 6 | 79 | 0.00078102 | 0.26034 | 0.019773 | Estimated using an emission factor | 79 | 0.00078102
2019 | NE | Falls City | 2237 | MROW | MRO West | NG | 31.3 |  | 163 | 1794.999 | 0.013694 | 0.16802 | 0.015258 | Estimated using an emission factor | 1794.999 | 0.013694
2019 | NE | Flat Water Wind Farm LLC | 57283 | MROW | MRO West | WND | 66.9 |  | 202167 |  |  |  |  | EPA/NEI; Estimated using an emission factor | 1800095
2019 | NE | Fort Calhoun | 2289 | MROW | MRO West | NUC | 502
2019 | NE | Fort Calhoun Community Solar | 63844 | MROW | MRO West | SUN | 5 |  | 99 |  |  |  |  | Estimated using an emission factor | 881
2019 | NE | Franklin (NE) | 2238 | MROW | MRO West | NG | 3.9 |  | 9 | 157 | 3.3127e-05 | 0.0073616 | 0.000422 | Estimated using an emission factor | 157 | 3.3127e-05
2019 | NE | Gavins Point | 6624 | MROW | MRO West | WAT | 132.3 |  | 638130.999 |  |  |  |  | NEI avg EF - PM, fuel type, firing type | 5681917.875
2019 | NE | Gerald Gentleman Station | 6077 | MROW | MRO West | SUB | 1362.6 |  | 8400555 | 83290048 | 118.0397 | 0.028103 | 0.0028344 | EPA/NEI | 83290048 | 118.0397
2019 | NE | Gerald Whelan Energy Center | 60 | MROW | MRO West | SUB | 324.3 |  | 1417609 | 16184533 | 31.6779 | 0.044692 | 0.0039146 | EPA/NEI | 16184533 | 31.6779
2019 | NE | Grande Prairie Wind Farm | 58695 | MROW | MRO West | WND | 400 |  | 1434129 |  |  |  |  | Estimated using an emission factor | 12769484
2019 | NE | Hallam Peaking | 2265 | MROW | MRO West | NG | 56.7 |  | 5041 | 72404.902 | 0.28294 | 0.11225 | 0.0078154 | NEI avg EF - PM, fuel type, firing type | 72404.902 | 0.28294
2019 | NE | Hastings Community Solar Farm | 62833 | MROW | MRO West | SUN | 1.5 |  | 686 |  |  |  |  | Estimated using an emission factor | 6109
2019 | NE | Hebron Peaking | 2266 | MROW | MRO West | DFO | 56.7 |  | 925 | 12869.9 | 0.15374 | 0.33242 | 0.023892 | EPA/NEI | 12869.9 | 0.15374
2019 | NE | Holdrege Solar Center | 59713 | MROW | MRO West | SUN | 4 |  | 6523 |  |  |  |  | Estimated using an emission factor | 58080
2019 | NE | J Street | 2250 | MROW | MRO West | NG | 27 |  | 1416 | 38694.5 | 0.15121 | 0.21357 | 0.0078154 | NEI avg EF - PM, fuel type, firing type | 38694.5 | 0.15121
2019 | NE | Jeffrey | 2227 | MROW | MRO West | WAT | 21.6 |  | 132518 |  |  |  |  | NEI avg EF - PM, fuel type, firing type | 1179939
2019 | NE | Johnson 1 | 2228 | MROW | MRO West | WAT | 21.6 |  | 112204 |  |  |  |  | NEI avg EF - PM, fuel type, firing type | 999064
2019 | NE | Johnson 2 | 2229 | MROW | MRO West | WAT | 22.5 |  | 141424 |  |  |  |  | NEI avg EF - PM, fuel type, firing type | 1259239
2019 | NE | Jones Street | 2290 | MROW | MRO West | DFO | 130 |  | 3066 | 129054.598 | 0.33551 | 0.21886 | 0.0051995 | EPA/NEI | 129054.598 | 0.33551
2019 | NE | Kearney | 2268 | MROW | MRO West | WAT | 1.5 |  | 404 |  |  |  |  | NEI avg EF - PM, fuel type, firing type | 3596
2019 | NE | Kearney NPPD Solar Project | 61884 | MROW | MRO West | SUN | 5.8 |  | 10596 |  |  |  |  | Estimated using an emission factor | 94346
2019 | NE | Kimball | 2248 | RMPA | WECC Rockies | DFO | 9.6 |  | 48.999 | 583.999 | 0.09052 | 3.6948 | 0.31 | Estimated using an emission factor | 583.999 | 0.09052
2019 | NE | Kimball Wind | 56106 | RMPA | WECC Rockies | WND | 40.5 |  | 116156 |  |  |  |  | EPA/NEI; Estimated using an emission factor | 1034251
2019 | NE | Kingsley | 785 | MROW | MRO West | WAT | 50 |  | 104622 |  |  |  |  | NEI avg EF - PM, fuel type, firing type | 931554
2019 | NE | Laredo Ridge Wind LLC | 57262 | MROW | MRO West | WND | 79.9 |  | 257405 |  |  |  |  | Estimated using an emission factor | 2291935
2019 | NE | Laurel | 2249 | MROW | MRO West | NG | 4.7 |  | 6.001 | 25.001 | 5.2752e-06 | 0.0017581 | 0.000422 | EPA/NEI; Estimated using an emission factor | 25.001 | 5.2752e-06
2019 | NE | Lon D Wright Power Plant | 2240 | MROW | MRO West | SUB | 213.2 |  | 649105 | 4248755 | 21.513 | 0.066285 | 0.010127 | EPA/NEI; Estimated using an emission factor | 6015736.999 | 21.513
2019 | NE | Lyons | 2253 | MROW | MRO West | DFO | 2.8 |  | 0
2019 | NE | Madison Utilities | 7469 | MROW | MRO West | DFO | 6.4 |  | 10 | 79 | 0.012245 | 2.449 | 0.31 | EPA/NEI; Estimated using an emission factor | 79 | 0.012245
2019 | NE | McCook Peaking | 2271 | MROW | MRO West | DFO | 56.7 |  | 717 | 9639.5 | 0.11432 | 0.31888 | 0.023718 | NEI avg EF - PM, fuel type, firing type | 9639.5 | 0.11432
2019 | NE | Milligan III Wind Farm | 61159 | MROW | MRO West | WND | 73.4
2019 | NE | Missouri River Wastewater Treatment | 55033 | MROW | MRO West | OBG | 3 | 0.69755 | 10695.999 | 103257.848 | 0.75895 | 0.14191 | 0.0147 | Estimated using an emission factor | 148029.996 | 1.088
2019 | NE | Mobile | 6229 | MROW | MRO West | DFO | 4.1 |  | 66 | 777 | 0.12044 | 3.6495 | 0.31 | EPA/NEI; Estimated using an emission factor | 777 | 0.12044
2019 | NE | Monroe (NE) | 2273 | MROW | MRO West | WAT | 8.4 |  | 15398.001 |  |  |  |  | NEI avg EF - PM, fuel type, firing type | 137103.996
2019 | NE | Monument Road | 61033 | MROW | MRO West | WND | 66
2019 | NE | Nebraska City # 1 | 2255 | MROW | MRO West | NG | 26.1 |  | -254.002 | 8329 | 0.075852 | 0 | 0.018214 | Estimated using an emission factor | 8329 | 0.075852
2019 | NE | Nebraska City # 2 | 7555 | MROW | MRO West | NG | 13.5 |  | -777.999 | 1146 | 0.059371 | 0 | 0.10361 | Estimated using an emission factor | 1146 | 0.059371
2019 | NE | Nebraska City Station | 6096 | MROW | MRO West | SUB | 1389.6 |  | 6812457 | 71213330 | 126.8838 | 0.037251 | 0.0035635 | EPA/NEI | 71213330 | 126.8838
2019 | NE | North Denver | 2244 | MROW | MRO West | NG | 39 |  | -155 | 7752.245 | 0.031212 | 0 | 0.0080524 | NEI avg EF - PM, fuel type | 7752.245 | 0.031212
2019 | NE | North Omaha Station | 2291 | MROW | MRO West | SUB | 644.7 |  | 1873296 | 22610484.719 | 79.2856 | 0.084648 | 0.0070132 | EPA/NEI | 22610484.719 | 79.2856
2019 | NE | North Platte | 2274 | MROW | MRO West | WAT | 26.2 |  | 114977 |  |  |  |  | NEI avg EF - PM, fuel type, firing type | 1023755
2019 | NE | Ord | 2294 | MROW | MRO West | DFO | 12 |  | 105 | 1033 | 0.16011 | 3.0498 | 0.31 | Estimated using an emission factor | 1033 | 0.16011
2019 | NE | Oxford (NE) | 2295 | MROW | MRO West | NG | 3.4 |  | 53 | 650 | 0.00013715 | 0.0051755 | 0.000422 | Estimated using an emission factor | 650 | 0.00013715
2019 | NE | Papillion Creek Wastewater | 55027 | MROW | MRO West | OBG | 1.5 | 0.64349 | 6824.001 | 50381.819 | 0.37031 | 0.10853 | 0.0147 | Estimated using an emission factor | 78295.002 | 0.57547
2019 | NE | Pender | 2296 | MROW | MRO West | NG | 5.1 |  | 236.001 | 390.001 | 8.229e-05 | 0.00069737 | 0.000422 | EPA/NEI; Estimated using an emission factor | 390.001 | 8.229e-05
2019 | NE | Perennial Windfarm | 61677 | MROW | MRO West | WND | 6.9 |  | 30857.001 |  |  |  |  | Estimated using an emission factor | 274750.992
2019 | NE | Plainview Muncipal Power | 2297 | MROW | MRO West | DFO | 5 |  | 3 | 23 | 0.003565 | 2.3767 | 0.31 | Estimated using an emission factor | 23 | 0.003565
2019 | NE | Platte | 59 | MROW | MRO West | SUB | 109.8 |  | 505226 | 6448207.5 | 0.011079 | 4.3857e-05 | 3.4362e-06 | EPA/NEI | 6448207.5 | 0.011079
2019 | NE | Plum Creek Wind Project (NE) | 62711 | MROW | MRO West | WND | 230
2019 | NE | Polk County Renewables, LLC | 62333 | MROW | MRO West | WND | 2.5 |  | 10094 |  |  |  |  | Estimated using an emission factor | 89878
2019 | NE | Prairie Breeze | 58322 | MROW | MRO West | WND | 206.5 |  | 645033 |  |  |  |  | Estimated using an emission factor | 5743375
2019 | NE | Prairie Breeze II | 60262 | MROW | MRO West | WND | 73.4 |  | 272698 |  |  |  |  | Estimated using an emission factor | 2428103
2019 | NE | Prairie Breeze III | 60314 | MROW | MRO West | WND | 35.8 |  | 129194 |  |  |  |  | Estimated using an emission factor | 1150344
2019 | NE | Rattlesnake Creek Wind Project | 59292 | MROW | MRO West | WND | 318.1 |  | 1027001 |  |  |  |  | Estimated using an emission factor | 9144421
2019 | NE | Red Cloud | 2299 | MROW | MRO West | DFO | 6.2 |  | 88 | 1054 | 0.16337 | 3.713 | 0.31 | EPA/NEI; Estimated using an emission factor | 1054 | 0.16337
2019 | NE | Rokeby | 6373 | MROW | MRO West | NG | 266.1 |  | 12717.999 | 215099.203 | 0.84055 | 0.13218 | 0.0078154 | EPA/NEI; Estimated using an emission factor | 215099.203 | 0.84055
2019 | NE | Salt Valley Wind Plant | 7965 | MROW | MRO West | WND | 1.2 |  | 2363 |  |  |  |  | Estimated using an emission factor | 21041
2019 | NE | Sargent | 2300 | MROW | MRO West | DFO | 2.4 |  | 1 | 18 | 0.00279 | 5.58 | 0.31 | Estimated using an emission factor | 18 | 0.00279
2019 | NE | Sarpy County Station | 2292 | MROW | MRO West | NG | 338.4 |  | 92784.999 | 1253474.781 | 3.817 | 0.082277 | 0.0060903 | EPA/NEI; Estimated using an emission factor | 1253474.781 | 3.817
2019 | NE | Seward Wind Farm | 61056 | MROW | MRO West | WND | 1.7 |  | 7232 |  |  |  |  | Estimated using an emission factor | 64395
2019 | NE | Sheldon | 2277 | MROW | MRO West | SUB | 228.7 |  | 738508 | 8599817.5 | 0.96693 | 0.0026186 | 0.00022487 | EPA/NEI | 8599817.5 | 0.96693
2019 | NE | Sholes Wind Energy Center | 61889 | MROW | MRO West | WND | 160 |  | 115378 |  |  |  |  | Estimated using an emission factor | 1027326
2019 | NE | Sidney (NE) | 2302 | MROW | MRO West | NG | 8.3 |  | 2.001 | 36 | 0.00088169 | 0.88125 | 0.048983 | EPA/NEI; Estimated using an emission factor | 36 | 0.00088169
2019 | NE | South Sioux City Solar | 60823 | MROW | MRO West | SUN | 2.3 |  | 2913 |  |  |  |  | Estimated using an emission factor | 25938
2019 | NE | Spalding | 2303 | MROW | MRO West | DFO | 2.1 |  | 13 | 153 | 0.023715 | 3.6485 | 0.31 | EPA/NEI; Estimated using an emission factor | 153 | 0.023715
2019 | NE | Spencer Hydro | 2278 | MROW | MRO West | WAT | 2.4 |  | 3176 | [5 empty] | 28278.999
2019 | NE | Springview | 7771 | MROW | MRO West | WND | 4.4 |  | 7568 |  |  |  |  | EPA/NEI; Estimated using an emission factor | 67383
2019 | NE | Steele Flats Wind Project LLC | 58594 | MROW | MRO West | WND | 74.8 |  | 307621 |  |  |  |  | Estimated using an emission factor | 2739056
2019 | NE | Stuart (NE) | 2305 | MROW | MRO West | DFO | 1.9 |  | 8.999 | 148 | 0.02294 | 5.0983 | 0.31 | Estimated using an emission factor | 148 | 0.02294
2019 | NE | Syracuse # 2 | 2256 | MROW | MRO West | NG | 4 |  | -341 | 327 | 6.8997e-05 | 0 | 0.000422 | Estimated using an emission factor | 327 | 6.8997e-05
2019 | NE | Tecumseh | 2308 | MROW | MRO West | DFO | 7 |  | 57 | 642 | 0.09951 | 3.4916 | 0.31 | Estimated using an emission factor | 642 | 0.09951
2019 | NE | Terry Bundy Generating Station | 7887 | MROW | MRO West | NG | 216.3 |  | 197384.001 | 1763915.438 | 5.6823 | 0.057577 | 0.0064429 | NEI avg EF - PM, fuel type, firing type | 1763915.438 | 5.6823
2019 | NE | Thunderhead Wind Energy LLC | 62956 | MROW | MRO West | WND | 300
2019 | NE | TPW Petersburg | 57755 | MROW | MRO West | WND | 40.5 |  | 150704 |  |  |  |  | Estimated using an emission factor | 1341868
2019 | NE | Upstream Wind Energy LLC | 61784 | MROW | MRO West | WND | 202.5 |  | 745803 |  |  |  |  | Estimated using an emission factor | 6640628
2019 | NE | Valentine Wind, LLC | 59736 | MROW | MRO West | WND | 1.9 |  | 5807 |  |  |  |  | Estimated using an emission factor | 51704
2019 | NE | Wahoo | 2310 | MROW | MRO West | NG | 14.2 |  | 17.001 | 173.999 | 0.00098511 | 0.11589 | 0.011323 | Estimated using an emission factor | 173.999 | 0.00098511
2019 | NE | Wakefield | 2311 | MROW | MRO West | NG | 4.1 |  | 5 | 5.999 | 1.2658e-06 | 0.00050632 | 0.000422 | Estimated using an emission factor | 5.999 | 1.2658e-06
2019 | NE | Wayne IC | 2312 | MROW | MRO West | DFO | 21.8 |  | 55 | 539.999 | 0.0837 | 3.0436 | 0.31 | Estimated using an emission factor | 539.999 | 0.0837
2019 | NE | West Point Municipal | 2313 | MROW | MRO West | NG | 8.5 |  | 60.001 | 643.999 | 0.00013588 | 0.0045294 | 0.000422 | EPA/NEI; Estimated using an emission factor | 643.999 | 0.00013588
2019 | NE | Western Sugar Coop - Scottsbluff | 57937 | MROW | MRO West | SUB | 5 | 1 | 27820 | 2043137 | 17.5549 | 1.262 | 0.017184 | NEI avg EF - PM, fuel type | 2043137 | 17.5549
2019 | NE | Wilber | 2315 | MROW | MRO West | DFO | 3.6 |  | 7 | 84 | 0.01302 | 3.72 | 0.31 | Estimated using an emission factor | 84 | 0.01302
2019 | NE | Wisner | 2316 | MROW | MRO West | DFO | 4.8 | 1 | 23 | 305.999 | 0.04743 | 4.1243 | 0.31 | EPA/NEI; Estimated using an emission factor | 305.999 | 0.04743
2019 | NH | Amoskeag | 2354 | NEWE | NPCC New England | WAT | 16 |  | 90764.999 |  |  |  |  | NEI avg EF - PM, fuel type, firing type | 808172
2019 | NH | Antrim Wind | 59953 | NEWE | NPCC New England | WND | 28.8 |  | 6040 |  |  |  |  | Estimated using an emission factor | 53780
2019 | NH | Ayers Island | 2355 | NEWE | NPCC New England | WAT | 8.4 |  | 49550.001 |  |  |  |  | NEI avg EF - PM, fuel type, firing type | 441192.984
2019 | NH | Berlin Gorham | 54639 | NEWE | NPCC New England | WAT | 30.3 |  | 127551.001 |  |  |  |  | NEI avg EF - PM, fuel type, firing type | 1135715.016
2019 | NH | Bridgewater Power LP | 10290 | NEWE | NPCC New England | WDS | 20 |  | 81646 | 1306875.25 | 14.9063 | 0.36515 | 0.022812 | NEI avg EF - PM, fuel type | 1306875.25 | 14.9063
2019 | NH | Burgess BioPower | 58054 | NEWE | NPCC New England | WDS | 75 |  | 538914 | 8526292 | 29.6242 | 0.10994 | 0.0069489 | EPA/NEI | 8526292 | 29.6242
2019 | NH | China Mill Hydro | 50103 | NEWE | NPCC New England | WAT | 1.7 |  | 3294 |  |  |  |  | NEI avg EF - PM, fuel type, firing type | 29330
2019 | NH | Clement Dam Hydro LLC | 10276 | NEWE | NPCC New England | WAT | 2.4 |  | 10725 |  |  |  |  | NEI avg EF - PM, fuel type, firing type | 95494
2019 | NH | Comerford | 2349 | NEWE | NPCC New England | WAT | 167.8 |  | 417403.999 |  |  |  |  | NEI avg EF - PM, fuel type, firing type | 3716565.875
2019 | NH | Crotched Mountain Rehabilitation Center | 54515 | NEWE | NPCC New England | DFO | 2.1 | 0.49698 | 33 | 164.002 | 0.02542 | 1.5406 | 0.31 | Estimated using an emission factor | 330 | 0.05115
2019 | NH | Dartmouth College Heating Plant | 54409 | NEWE | NPCC New England | RFO | 7 | 0.13787 | 12647.83 | 72786.891 | 0.33297 | 0.052653 | 0.0091493 | NEI avg EF - PM, fuel type | 527940.984 | 2.4151
2019 | NH | DG Whitefield LLC | 10839 | NEWE | NPCC New England | WDS | 19.9 |  | 22347 | 311368 | 3.5515 | 0.31785 | 0.022812 | NEI avg EF - PM, fuel type | 311368 | 3.5515
2019 | NH | Dodge Falls Associates | 10526 | NEWE | NPCC New England | WAT | 5 |  | 28029 |  |  |  |  | NEI avg EF - PM, fuel type, firing type | 249570
2019 | NH | Dunbarton Energy Partners LP | 55779 | NEWE | NPCC New England | LFG | 1.4
2019 | NH | Eastman Falls | 2356 | NEWE | NPCC New England | WAT | 6.4 |  | 30815 |  |  |  |  | NEI avg EF - PM, fuel type, firing type | 274378
2019 | NH | EHC West Hopkinton | 54384 | NEWE | NPCC New England | WAT | 1 |  | 3781 |  |  |  |  | NEI avg EF - PM, fuel type, firing type | 33665
2019 | NH | Errol Hydroelectric Project | 10570 | NEWE | NPCC New England | WAT | 3 |  | 12511 |  |  |  |  | NEI avg EF - PM, fuel type, firing type | 111397
2019 | NH | Garvins Falls | 2357 | NEWE | NPCC New England | WAT | 12.4 |  | 38801 |  |  |  |  | NEI avg EF - PM, fuel type, firing type | 345485
2019 | NH | General Electric Great Falls Upper Hydro | 10059 | NEWE | NPCC New England | WAT | 2.1
2019 | NH | Gorham | 2358 | NEWE | NPCC New England | WAT | 2.2 |  | 10626 |  |  |  |  | NEI avg EF - PM, fuel type, firing type | 94613
2019 | NH | Granite Reliable Power | 58004 | NEWE | NPCC New England | WND | 99 |  | 233010 |  |  |  |  | Estimated using an emission factor | 2074722
2019 | NH | Granite Ridge Energy | 55170 | NEWE | NPCC New England | NG | 790 |  | 3025595 | 21611818 | 2.0531 | 0.0013572 | 0.00019 | EPA/NEI | 21611818 | 2.0531
2019 | NH | Gregg Falls | 50384 | NEWE | NPCC New England | WAT | 3.5 |  | 10279 |  |  |  |  | NEI avg EF - PM, fuel type, firing type | 91524
2019 | NH | Groton Wind LLC | 58141 | NEWE | NPCC New England | WND | 48 |  | 107744 |  |  |  |  | Estimated using an emission factor | 959352
2019 | NH | Hampton Facility | 10108 | NEWE | NPCC New England | NG | 8.8 | 0.50784 | 29838 | 181084.085 | 0.49648 | 0.033278 | 0.0054834 | EPA/NEI; Estimated using an emission factor | 356576 | 0.97762
2019 | NH | Hillsborough Hosiery | 10036 | NEWE | NPCC New England | WAT | 1.2 |  | 4212 |  |  |  |  | NEI avg EF - PM, fuel type, firing type | 37503
2019 | NH | Hooksett | 2359 | NEWE | NPCC New England | WAT | 1.6 |  | 7556 |  |  |  |  | NEI avg EF - PM, fuel type, firing type | 67278
2019 | NH | Indeck Energy-Alexandria | 58595 | NEWE | NPCC New England | WDS | 16 |  | 0 | 0 | 0 |  |  | NEI avg EF - PM, fuel type, firing type | 0 | 0
2019 | NH | Jackman | 2360 | NEWE | NPCC New England | WAT | 3.2 |  | 11234 |  |  |  |  | NEI avg EF - PM, fuel type, firing type | 100026
2019 | NH | Jericho Power | 59070 | NEWE | NPCC New England | WND | 14.3 |  | 20092 |  |  |  |  | Estimated using an emission factor | 178899
2019 | NH | Lempster Wind LLC | 56399 | NEWE | NPCC New England | WND | 24 |  | 66519 |  |  |  |  | Estimated using an emission factor | 592285
2019 | NH | Lochmere Hydroelectric Plant | 54572 | NEWE | NPCC New England | WAT | 1.2 |  | 3345 |  |  |  |  | NEI avg EF - PM, fuel type, firing type | 29784
2019 | NH | Lost Nation | 2362 | NEWE | NPCC New England | DFO | 18 |  | 239 | 7672 | 0.030568 | 0.2558 | 0.0079687 | EPA/NEI | 7672 | 0.030568
2019 | NH | Lower Village Water Power Project | 50285 | NEWE | NPCC New England | WAT | 1.2 |  | 5695 |  |  |  |  | NEI avg EF - PM, fuel type, firing type | 50707
2019 | NH | Mascoma Hydro | 54471 | NEWE | NPCC New England | WAT | 1.5 |  | 3849.999 |  |  |  |  | NEI avg EF - PM, fuel type, firing type | 34278.999
2019 | NH | Merrimack | 2364 | NEWE | NPCC New England | BIT | 496.4 |  | 301655 | 3537283.188 | 169.1093 | 1.1212 | 0.095615 | EPA/NEI | 3537283.188 | 169.1093
2019 | NH | Milton Hydro | 10519 | NEWE | NPCC New England | WAT | 1.4 |  | 6901 |  |  |  |  | NEI avg EF - PM, fuel type, firing type | 61448.002
2019 | NH | Mine Falls Generating Station | 10183 | NEWE | NPCC New England | WAT | 3 |  | 9727 |  |  |  |  | NEI avg EF - PM, fuel type, firing type | 86609
2019 | NH | Nashua Plant | 55006 | NEWE | NPCC New England | LFG | 4.6 |  | 14935 | 160161 | 1.1772 | 0.15764 | 0.0147 | EPA/NEI; Estimated using an emission factor | 160161 | 1.1772
2019 | NH | Newfound Hydroelectric | 50324 | NEWE | NPCC New England | WAT | 1.4 |  | 2116 |  |  |  |  | NEI avg EF - PM, fuel type, firing type | 18840
2019 | NH | Newington | 8002 | NEWE | NPCC New England | RFO | 414 |  | 5780 | 100698.078 | 0.14526 | 0.050264 | 0.0028851 | EPA/NEI | 100698.078 | 0.14526
2019 | NH | Newington Energy | 55661 | NEWE | NPCC New England | NG | 605.5 |  | 517809 | 3879070.25 | 0.36851 | 0.0014233 | 0.00019 | EPA/NEI | 3879070.25 | 0.36851
2019 | NH | Pembroke Hydro | 50312 | NEWE | NPCC New England | WAT | 2.7 |  | 9705 |  |  |  |  | NEI avg EF - PM, fuel type, firing type | 86412
2019 | NH | Penacook Lower Falls | 50353 | NEWE | NPCC New England | WAT | 4.6 |  | 19010 |  |  |  |  | NEI avg EF - PM, fuel type, firing type | 169265
2019 | NH | Penacook Upper Falls Hydro | 50414 | NEWE | NPCC New England | WAT | 3.4 |  | 13014 |  |  |  |  | NEI avg EF - PM, fuel type, firing type | 115879
2019 | NH | Pinetree Power | 50208 | NEWE | NPCC New England | WDS | 17.5 |  | 80337 | 1303543 | 14.8683 | 0.37015 | 0.022812 | NEI avg EF - PM, fuel type | 1303543 | 14.8683
2019 | NH | Pinetree Power Tamworth | 50739 | NEWE | NPCC New England | WDS | 25 |  | 113672 | 1956879 | 22.3204 | 0.39272 | 0.022812 | NEI avg EF - PM, fuel type | 1956879 | 22.3204
2019 | NH | Plymouth State College Cogeneration | 54803 | NEWE | NPCC New England | DFO | 2.8 | 1 | 0
2019 | NH | Pontook Hydro Facility | 50741 | NEWE | NPCC New England | WAT | 10.5 |  | 50916 |  |  |  |  | NEI avg EF - PM, fuel type, firing type | 453356.016
2019 | NH | Rolfe Canal Hydro | 50351 | NEWE | NPCC New England | WAT | 4.3 |  | 21084 |  |  |  |  | NEI avg EF - PM, fuel type, firing type | 187733
2019 | NH | Rollinsford | 54418 | NEWE | NPCC New England | WAT | 1.4 |  | 6408 |  |  |  |  | NEI avg EF - PM, fuel type, firing type | 57057
2019 | NH | S C Moore | 2351 | NEWE | NPCC New England | WAT | 195.4 |  | 336232 |  |  |  |  | EPA/NEI; Estimated using an emission factor | 2993808
2019 | NH | Schiller | 2367 | NEWE | NPCC New England | WDS | 171.2 |  | 263875 | 4892580.481 | 38.7993 | 0.29407 | 0.01586 | EPA/NEI | 4892580.481 | 38.7993
2019 | NH | Seabrook | 6115 | NEWE | NPCC New England | NUC | 1242 |  | 10906923 |  |  |  |  | Estimated using an emission factor | 113885824
2019 | NH | Smith (NH) | 2368 | NEWE | NPCC New England | WAT | 15 |  | 106476 |  |  |  |  | NEI avg EF - PM, fuel type, firing type | 948064
2019 | NH | Somersworth Lower Great Dam | 50704 | NEWE | NPCC New England | WAT | 1.3 |  | 3397 |  |  |  |  | NEI avg EF - PM, fuel type, firing type | 30246
2019 | NH | Springfield Power LLC | 10838 | NEWE | NPCC New England | WDS | 20 |  | 30129 | 422509.5 | 4.8192 | 0.3199 | 0.022812 | NEI avg EF - PM, fuel type | 422509.5 | 4.8192
2019 | NH | Stevens Mills Dam | 10109 | NEWE | NPCC New England | WAT | 2.1 |  | 7034 |  |  |  |  | EPA/NEI; Estimated using an emission factor | 62628.999
2019 | NH | Turnkey Landfill Gas Recovery | 54663 | NEWE | NPCC New England | LFG | 9.2 |  | 33621 | 662154 | 6.8276 | 0.40615 | 0.020622 | Estimated using an emission factor | 662154 | 6.8276
2019 | NH | UNH 7.9 MW Plant | 58180 | NEWE | NPCC New England | LFG | 7.9 | 0.39841 | 51648 | 261545.814 | 2.8247 | 0.10938 | 0.0216 | Estimated using an emission factor | 656468 | 7.0899
2019 | NH | Wheelabrator Claremont Facility | 50872 | NEWE | NPCC New England | MSW | 4.5
2019 | NH | Wheelabrator Concord Facility | 50873 | NEWE | NPCC New England | MSW | 14 |  | 99344 | 1978210.125 | 0.1543 | 0.0031064 | 0.000156 | Estimated using an emission factor | 1978210.125 | 0.1543
2019 | NH | White Lake | 2369 | NEWE | NPCC New England | JF | 18.6 |  | 159 | 3093.4 | 0.0099243 | 0.12483 | 0.0064164 | EPA/NEI | 3093.4 | 0.0099243
2019 | NJ | 12 Applegate Solar LLC | 59371 | RFCE | RFC East | SUN | 1.9 |  | 2349 |  |  |  |  | Estimated using an emission factor | 20917
2019 | NJ | 145 Talmadge Solar | 57458 | RFCE | RFC East | SUN | 3.8 |  | 5010 |  |  |  |  | Estimated using an emission factor | 44608
2019 | NJ | 180 Raritan Solar | 58187 | RFCE | RFC East | SUN | 1.9 |  | 2659 |  |  |  |  | Estimated using an emission factor | 23676
2019 | NJ | 24 Applegate Solar LLC | 59365 | RFCE | RFC East | SUN | 4.9 |  | 866 |  |  |  |  | Estimated using an emission factor | 7711
2019 | NJ | 350 Clark Solar, NG, LLC | 61224 | RFCE | RFC East | SUN | 1.8 |  | 1980 |  |  |  |  | Estimated using an emission factor | 17631
2019 | NJ | 4 Applegate Solar LLC | 59370 | RFCE | RFC East | SUN | 1.8 |  | 2056 |  |  |  |  | Estimated using an emission factor | 18307
2019 | NJ | 435A Bergen Avenue | 63366 | RFCE | RFC East | SUN | 1.4 |  | 1194 |  |  |  |  | Estimated using an emission factor | 10631
2019 | NJ | 46 Meadowlands Parkway | 62325 | RFCE | RFC East | SUN | 1.5 |  | 2261 |  |  |  |  | Estimated using an emission factor | 20132
2019 | NJ | 77 Metro Way | 62326 | RFCE | RFC East | SUN | 1 |  | 1537 |  |  |  |  | Estimated using an emission factor | 13685
2019 | NJ | AC Criminal Courts Complex SPE2, LLC | 58798 | RFCE | RFC East | SUN | 1.3 |  | 1898 |  |  |  |  | Estimated using an emission factor | 16899
2019 | NJ | AC Landfill Energy LLC | 57845 | RFCE | RFC East | LFG | 5.4 |  | 14131 | 171491 | 1.2605 | 0.1784 | 0.0147 | EPA/NEI; Estimated using an emission factor | 171491 | 1.2605
2019 | NJ | AC Power | 63260 | RFCE | RFC East | SUN | 1.3 |  | 899 |  |  |  |  | Estimated using an emission factor | 8005
2019 | NJ | AC Power 2 | 63196 | RFCE | RFC East | SUN | 3.8
2019 | NJ | ACB Energy Parntners LLC - MTF Cogen | 62492 | RFCE | RFC East | NG | 7.5 |  | 61758 | 745090 | 2.0428 | 0.066155 | 0.0054834 | NEI avg EF - PM, fuel type, firing type | 745090 | 2.0428
2019 | NJ | ACCC Mays Landing | 60802 | RFCE | RFC East | SUN | 1.4 |  | 1979 |  |  |  |  | Estimated using an emission factor | 17622
2019 | NJ | ACCP NJ 1 | 63198 | RFCE | RFC East | SUN | 1.2
2019 | NJ | ACM - Midtown Thermal | 63483 | RFCE | RFC East | NG | 5.5 | 0.52631 | 46920 | 407284.025 | 1.1166 | 0.047598 | 0.0054834 | NEI avg EF - PM, fuel type, firing type | 773855 | 2.1217
2019 | NJ | ACUA | 61923 | RFCE | RFC East | MWH | 1 |  | -141 | 0 |  |  |  |  | 0
2019 | NJ | Adams Ave MS and HS | 60772 | RFCE | RFC East | SUN | 3.1 |  | 4673 |  |  |  |  | Estimated using an emission factor | 41609
2019 | NJ | Aero Haven Solar | 63195 | RFCE | RFC East | SUN | 5
2019 | NJ | Alethea I | 58519 | RFCE | RFC East | SUN | 2.8 |  | 3860 |  |  |  |  | Estimated using an emission factor | 34370
2019 | NJ | Allied Beverages Elizabeth | 63353 | RFCE | RFC East | SUN | 3.2 |  | 2910 |  |  |  |  | Estimated using an emission factor | 25911
2019 | NJ | Amazon | 58357 | RFCE | RFC East | SUN | 4.2 |  | 5671 |  |  |  |  | Estimated using an emission factor | 50492
2019 | NJ | Anheuser-Busch Newark Brewery | 54913 | RFCE | RFC East | NG | 13
2019 | NJ | Atlantic City Convention Center | 56900 | RFCE | RFC East | SUN | 2 |  | 3117 |  |  |  |  | Estimated using an emission factor | 27752
2019 | NJ | Atlantic Coast Freezers Solar Facility | 58360 | RFCE | RFC East | SUN | 2.2 |  | 3238 |  |  |  |  | Estimated using an emission factor | 28832
2019 | NJ | Augusta Solar Farm | 62906 | RFCE | RFC East | SUN | 2.9 |  | 4425 |  |  |  |  | Estimated using an emission factor | 39400
2019 | NJ | B L England | 2378 | RFCE | RFC East | RFO | 804.6 |  | 0
2019 | NJ | Barrette Outdoor Living, Inc. | 63298 | RFCE | RFC East | SUN | 1.5 |  | 2105 |  |  |  |  | Estimated using an emission factor | 18743
2019 | NJ | Bayonne Energy Center | 56964 | NYCW | NPCC NYC/Westchester | NG | 644 |  | 656742.002 | 6423329.062 | 180.4171 | 0.54943 | 0.056176 | EPA/NEI; Estimated using an emission factor | 6423329.062 | 180.4171
2019 | NJ | Bayonne MUA- Leitner-Poma Wind Turbine | 59797 | RFCE | RFC East | WND | 1.5 |  | 1060 |  |  |  |  | Estimated using an emission factor | 9439
2019 | NJ | Bayonne Plant Holding, LLC | 50497 | RFCE | RFC East | NG | 191.6
2019 | NJ | Bayville Central Facility | 54569 | RFCE | RFC East | DFO | 7.7 | 0.45011 | 7039.998 | 38523.212 | 5.2292 | 1.4856 | 0.27148 | EPA/NEI; Estimated using an emission factor | 86397.999 | 11.6177
2019 | NJ | Bayway Refinery | 56294 | RFCE | RFC East | WH | 11.2 |  | 59634 |  |  |  |  | Estimated using an emission factor | 530983
2019 | NJ | BBB Corporate Headquarters | 58093 | RFCE | RFC East | SUN | 1 |  | 1393 |  |  |  |  | Estimated using an emission factor | 12402
2019 | NJ | BC Landfill Energy LLC | 57847 | RFCE | RFC East | LFG | 7.5 |  | 40455 | 431566.992 | 3.172 | 0.15682 | 0.0147 | Estimated using an emission factor | 431566.992 | 3.172
2019 | NJ | Beaver Run | 60805 | RFCE | RFC East | SUN | 7.4 |  | 10884 |  |  |  |  | Estimated using an emission factor | 96911
2019 | NJ | Bed Bath & Beyond DC Port Reading NJ | 58096 | RFCE | RFC East | SUN | 1.8 |  | 2457 |  |  |  |  | Estimated using an emission factor | 21876
2019 | NJ | Ben Moreell Solar Farm | 63786 | RFCE | RFC East | SUN | 20
2019 | NJ | Benjamin Moore & Co. Solar | 57733 | RFCE | RFC East | SUN | 1.4 |  | 1963 |  |  |  |  | Estimated using an emission factor | 17478
2019 | NJ | Bergen Generating Station | 2398 | RFCE | RFC East | NG | 1419.4 | 1 | 2915380 | 22766664.125 | 351.5514 | 0.24117 | 0.030883 | EPA/NEI | 22766664.125 | 351.5514
2019 | NJ | Bergenmand Solar Partners, LLC Mahwah | 63200 |  |  | SUN | 1 |  | 0
2019 | NJ | Bernards Solar | 60437 | RFCE | RFC East | SUN | 2.6 |  | 4603 |  |  |  |  | Estimated using an emission factor | 40987
2019 | NJ | Berry Plastics Solar | 59097 | RFCE | RFC East | SUN | 10.1 |  | 15728 |  |  |  |  | Estimated using an emission factor | 140042
2019 | NJ | BJ's Wholesale Club Inc Dist Center | 60227 | RFCE | RFC East | SUN | 1.4 |  | 1114 |  |  |  |  | Estimated using an emission factor | 9920
2019 | NJ | BlackRock-Matrix | 57727 | RFCE | RFC East | SUN | 2.5 |  | 3383 |  |  |  |  | Estimated using an emission factor | 30124
2019 | NJ | BNB Camden Solar | 61893 | RFCE | RFC East | SUN | 3.7 |  | 5527 |  |  |  |  | Estimated using an emission factor | 49212
2019 | NJ | Bordentown Solar | 60734 | RFCE | RFC East | SUN | 6.8 |  | 10709 |  |  |  |  | Estimated using an emission factor | 95352
2019 | NJ | Brickyard Solar | 60733 | RFCE | RFC East | SUN | 1.5 |  | 2170 |  |  |  |  | Estimated using an emission factor | 19321
2019 | NJ | Bridgeport Disposal Solar Farm | 59166 | RFCE | RFC East | SUN | 1.2 |  | 1847 |  |  |  |  | Estimated using an emission factor | 16447
2019 | NJ | Bristol Myers Squibb Lawrenceville | 58947 | RFCE | RFC East | NG | 10.9 | 1 | 31554 | 424888 | 1.1836 | 0.075023 | 0.0055715 | EPA/NEI; Estimated using an emission factor | 424888 | 1.1836
2019 | NJ | Bristol Myers Squibb New Brunswick | 54829 | RFCE | RFC East | NG | 10.5 | 0.37449 | 44639 | 240186.076 | 0.65865 | 0.02951 | 0.0054845 | EPA/NEI; Estimated using an emission factor | 641365 | 1.7588
2019 | NJ | Burlington Coat Factory Solar | 62712 | RFCE | RFC East | SUN | 2.6 |  | 4568 |  |  |  |  | Estimated using an emission factor | 40672
2019 | NJ | Burlington Generating Station | 2399 | RFCE | RFC East | NG | 819 |  | 13068 | 136995.873 | 3.018 | 0.4619 | 0.04406 | EPA/NEI | 136995.873 | 3.018
2019 | NJ | Caldwell Wastewater Treatment Plant Hybrid | 62027 | RFCE | RFC East | SUN | 1.9 |  | 867 | 0 |  |  |  | EPA/NEI; Estimated using an emission factor | 8246
2019 | NJ | Calpine Vineland Solar LLC | 57081 | RFCE | RFC East | SUN | 4.1 |  | 5214 |  |  |  |  | Estimated using an emission factor | 46425
2019 | NJ | Camden Plant Holding, LLC | 10751 | RFCE | RFC East | NG | 172.9 | 1 | 59215 | 573839.375 | 1.1676 | 0.039435 | 0.0040693 | EPA/NEI | 573839.375 | 1.1676
2019 | NJ | Camden Resource Recovery Facility | 10435 | RFCE | RFC East | MSW | 35 | 1 | 150138 | 3401523.125 | 2.6532 | 0.035343 | 0.00156 | Estimated using an emission factor | 3401523.125 | 2.6532
2019 | NJ | Campus Drive Solar | 63334 | RFCE | RFC East | SUN | 3.7
2019 | NJ | Carlls Corner Energy Center | 2379 | RFCE | RFC East | NG | 83.8 |  | 5911 | 158658.305 | 1.1609 | 0.39278 | 0.014633 | EPA/NEI | 158658.305 | 1.1609
2019 | NJ | Carneys Point | 10566 | RFCE | RFC East | BIT | 285 | 0.62531 | 564872 | 6005175.788 | 16.5083 | 0.05845 | 0.005498 | EPA/NEI | 9603519 | 26.4002
2019 | NJ | Carrier Clinic | 59297 | RFCE | RFC East | SUN | 1.5 |  | 1938 |  |  |  |  | Estimated using an emission factor | 17256
2019 | NJ | CCG Marketing | 62616 | RFCE | RFC East | SUN | 1.5 |  | 2289 |  |  |  |  | Estimated using an emission factor | 20381
2019 | NJ | CCMUA | 59248 | RFCE | RFC East | SUN | 1.5 |  | 1804 |  |  |  |  | Estimated using an emission factor | 16063
2019 | NJ | Cedar Branch | 60266 | RFCE | RFC East | SUN | 5.9 |  | 10198 |  |  |  |  | Estimated using an emission factor | 90804
2019 | NJ | Cedar Station | 2380 | RFCE | RFC East | KER | 67.2
2019 | NJ | CentraState Medical Center PV Facility | 59630 | RFCE | RFC East | SUN | 5.2 |  | 7991 |  |  |  |  | Estimated using an emission factor | 71152
2019 | NJ | CES Cherry Hill Solar | 60201 | RFCE | RFC East | SUN | 1.2 |  | 1835 |  |  |  |  | Estimated using an emission factor | 16338
2019 | NJ | Chanel Piscataway Rooftop | 63355 | RFCE | RFC East | SUN | 1.4 |  | 264 |  |  |  |  | Estimated using an emission factor | 2352
2019 | NJ | Cherry Hill | 57734 | RFCE | RFC East | SUN | 1.1 |  | 1506 |  |  |  |  | Estimated using an emission factor | 13410
2019 | NJ | Christmas Tree Shops DC Burlington NJ | 58094 | RFCE | RFC East | SUN | 2.1 |  | 3142 |  |  |  |  | Estimated using an emission factor | 27975
2019 | NJ | Cinnamon Bay Edgeboro Landfill | 58208 | RFCE | RFC East | LFG | 9.6
2019 | NJ | CIP II/AR Bridgewater Holdings - NJCOE | 10122 | RFCE | RFC East | NG | 8.7 | 0.32129 | 22663 | 119997.796 | 0.329 | 0.029034 | 0.0054834 | EPA/NEI; Estimated using an emission factor | 373491 | 1.024
2019 | NJ | Clayville | 58235 | RFCE | RFC East | NG | 73 |  | 78859 | 791042.938 | 3.0912 | 0.078398 | 0.0078154 | NEI avg EF - PM, fuel type, firing type | 791042.938 | 3.0912
2019 | NJ | College of New Jersey | 58165 | RFCE | RFC East | NG | 6.2 | 0.44689 | 37093 | 194182.413 | 0.040973 | 0.0022092 | 0.000422 | Estimated using an emission factor | 434517 | 0.091683
2019 | NJ | Colonial Pipeline Allentown Chesterfield | 63356 | RFCE | RFC East | SUN | 1.9 |  | 1070 |  |  |  |  | Estimated using an emission factor | 9527
2019 | NJ | Colonial Pipeline Woodbury West Deptford | 63357 | RFCE | RFC East | SUN | 3.7 |  | 3933 |  |  |  |  | Estimated using an emission factor | 35020
2019 | NJ | Community Foodbank of NJ | 60776 | RFCE | RFC East | SUN | 1.1 |  | 1092 |  |  |  |  | Estimated using an emission factor | 9725
2019 | NJ | Connell East LLC | 62598 | RFCE | RFC East | SUN | 1.4 |  | 1500 |  |  |  |  | Estimated using an emission factor | 13356
2019 | NJ | Constellation New Energy Inc | 58029 | RFCE | RFC East | SUN | 3.9 |  | 6299 |  |  |  |  | Estimated using an emission factor | 56088
2019 | NJ | Cornerstone Power Holmdel LLC | 58536 | RFCE | RFC East | SUN | 3 |  | 3904 |  |  |  |  | Estimated using an emission factor | 34761
2019 | NJ | Cornerstone Power Vineland I LLC | 58512 | RFCE | RFC East | SUN | 3.1 |  | 5282 |  |  |  |  | Estimated using an emission factor | 47031
2019 | NJ | Corning Pharmaceutical Glass | 58359 | RFCE | RFC East | SUN | 2.3 |  | 3492 |  |  |  |  | Estimated using an emission factor | 31092
2019 | NJ | County College of Morris | 58881 | RFCE | RFC East | SUN | 2.9 |  | 3842 |  |  |  |  | Estimated using an emission factor | 34206
2019 | NJ | Covanta Essex Company | 10643 | RFCE | RFC East | MSW | 69.8 | 1 | 497162 | 9854970.25 | 0.76869 | 0.0030923 | 0.000156 | Estimated using an emission factor | 9854970.25 | 0.76869
2019 | NJ | Covanta Warren Energy | 10012 | RFCE | RFC East |  | 13.5 |  | 8054 | [5 empty] | 175083.414
2019 | NJ | Cranbury | 59446 | RFCE | RFC East | SUN | 5 |  | 6710 |  |  |  |  | Estimated using an emission factor | 59745
2019 | NJ | Cumberland County Solid Waste Complex | 56884 | RFCE | RFC East | LFG | 4.8 |  | 16449 | 209014.992 | 1.5363 | 0.18679 | 0.0147 | Estimated using an emission factor | 209014.992 | 1.5363
2019 | NJ | Cumberland Energy Center | 5083 | RFCE | RFC East | NG | 231.2 |  | 95695 | 842339.812 | 4.7535 | 0.099346 | 0.011286 | EPA/NEI | 842339.812 | 4.7535
2019 | NJ | Day Four Solar LLC | 62905 | RFCE | RFC East | SUN | 4.5 |  | 7946 |  |  |  |  | Estimated using an emission factor | 70752
2019 | NJ | DCO Burlington | 63492 | RFCE | RFC East | NG | 3.5 | 0.45699 | 18130 | 158106.036 | 0.43348 | 0.047819 | 0.0054834 | NEI avg EF - PM, fuel type, firing type | 345970 | 0.94854
2019 | NJ | Deepwater | 2384 | RFCE | RFC East |  | 682.7
2019 | NJ | Delilah Road Landfill | 58951 | RFCE | RFC East | SUN | 8.5 |  | 14890 |  |  |  |  | Estimated using an emission factor | 132581
2019 | NJ | Deutsche Bank- Piscataway Solar | 60803 | RFCE | RFC East | SUN | 1 |  | 1332 |  |  |  |  | Estimated using an emission factor | 11857
2019 | NJ | DG Amaze ACY1 | 63286 | RFCE | RFC East | SUN | 3.8 |  | 3441 |  |  |  |  | Estimated using an emission factor | 30640
2019 | NJ | DG Camden LLC Holtec | 61515 | RFCE | RFC East | SUN | 2.2 |  | 4014 |  |  |  |  | Estimated using an emission factor | 35740
2019 | NJ | DG Florham Park Solar LLC | 62586 | RFCE | RFC East | SUN | 2 |  | 230 |  |  |  |  | Estimated using an emission factor | 2048
2019 | NJ | DG Infineum | 62958 | RFCW | RFC West | SUN | 2
2019 | NJ | DG Iron Mountain | 62957 | RFCE | RFC East | SUN | 5.4
2019 | NJ | DG New Jersey Solar RLS Logistics | 61507 | RFCE | RFC East | SUN | 4 |  | 5491 |  |  |  |  | Estimated using an emission factor | 48893
2019 | NJ | Dix Solar, L.L.C | 61864 | RFCE | RFC East | SUN | 13 |  | 20681 |  |  |  |  | Estimated using an emission factor | 184144
2019 | NJ | Dow Jones South Brunswick Solar | 57397 | RFCE | RFC East | SUN | 4.1 |  | 4818 |  |  |  |  | Estimated using an emission factor | 42900
2019 | NJ | DSM Nutritional Products Solar | 62713 | RFCE | RFC East | SUN | 10 |  | 11392 |  |  |  |  | Estimated using an emission factor | 101435
2019 | NJ | DSM Solar | 60739 | RFCE | RFC East | SUN | 4.5 |  | 6252 |  |  |  |  | Estimated using an emission factor | 55668
2019 | NJ | E F Kenilworth, Inc. | 10805 | RFCE | RFC East | NG | 28.8 | 0.71134 | 151060.04 | 1120415.081 | 3.6981 | 0.048962 | 0.0066014 | EPA/NEI | 1575072 | 5.1988
2019 | NJ | Eagle Point Power Generation | 50561 | RFCE | RFC East | NG | 251.8 |  | 654405 | 5485455.75 | 8.3811 | 0.025614 | 0.0030557 | EPA/NEI | 5485455.75 | 8.3811
2019 | NJ | East Amwell | 60327 | RFCE | RFC East | SUN | 1.8 |  | 2825 |  |  |  |  | Estimated using an emission factor | 25155
2019 | NJ | East Orange Solar | 60727 | RFCE | RFC East | SUN | 4.5 |  | 6194 |  |  |  |  | Estimated using an emission factor | 55152
2019 | NJ | EFS Parlin Holdings, LLC | 50799 | RFCE | RFC East | NG | 135 | 1 | 8059 | 81545.18 | 0.59321 | 0.14722 | 0.014549 | EPA/NEI | 81545.18 | 0.59321
2019 | NJ | Elmwood Park Power - LLC | 50852 | RFCE | RFC East | NG | 89.5 |  | 1323 | 13183.256 | 0.026842 | 0.040577 | 0.0040721 | EPA/NEI | 13183.256 | 0.026842
2019 | NJ | Engelhard Solar LLC | 59367 | RFCE | RFC East | SUN | 1.1 |  | 910 |  |  |  |  | Estimated using an emission factor | 8103
2019 | NJ | EQX002 Secaucus Rd Fuel Cell | 63702 | RFCE | RFC East | NG | 1.5 |  | 6636 | 39075 | 0 | 0 | 0 | Estimated using an emission factor | 39075 | 0
2019 | NJ | EQX003 Secaucus Rd Fuel Cell | 63703 | RFCE | RFC East | NG | 2 |  | 16941 | 110869 | 0 | 0 | 0 | Estimated using an emission factor | 110869 | 0
2019 | NJ | EQX012 Harz Fuel Cell | 63706 | RFCE | RFC East | NG | 2.5 |  | 20067 | 137179 | 0 | 0 | 0 | Estimated using an emission factor | 137179 | 0
2019 | NJ | Essex | 2401 | RFCE | RFC East | NG | 595.2 |  | 1158 | 24404.299 | 0.042122 | 0.072749 | 0.003452 | EPA/NEI | 24404.299 | 0.042122
2019 | NJ | Essex County Correctional Facility Cogen | 63540 | RFCE | RFC East | NG | 6.2 | 1 | 23616 | 259168 | 0.054671 | 0.00463 | 0.0004219 | NEI avg EF - PM, fuel type, firing type | 259168 | 0.054671
2019 | NJ | ETS Ewing Solar Facility | 57574 | RFCE | RFC East | SUN | 1.3 |  | 2237 |  |  |  |  | Estimated using an emission factor | 19919
2019 | NJ | FedEx Woodbridge | 57776 | RFCE | RFC East | SUN | 2.4 |  | 2275 |  |  |  |  | Estimated using an emission factor | 20256
2019 | NJ | Flemington Solar | 57485 | RFCE | RFC East | SUN | 8 |  | 12314 |  |  |  |  | Estimated using an emission factor | 109644
2019 | NJ | Florence Solar W3-080, LLC | 60990 | RFCE | RFC East | SUN | 7.9 |  | 12288 |  |  |  |  | Estimated using an emission factor | 109414
2019 | NJ | Forked River Power | 7138 | RFCE | RFC East | DFO | 76.8 |  | 6293 | 82773.801 | 0.26859 | 0.085361 | 0.0064897 | EPA/NEI | 82773.801 | 0.26859
2019 | NJ | Frankford Solar | 60732 | RFCE | RFC East | SUN | 8.2 |  | 10165 |  |  |  |  | Estimated using an emission factor | 90510
2019 | NJ | Franklin Solar | 63149 | RFCE | RFC East | SUN | 8.8
2019 | NJ | Freeze Solar | 60759 | RFCE | RFC East | SUN | 1.5 |  | 1871 |  |  |  |  | Estimated using an emission factor | 16660
2019 | NJ | French's Landfill PV | 60994 | RFCE | RFC East | SUN | 6.1 |  | 5085 |  |  |  |  | Estimated using an emission factor | 45276
2019 | NJ | Frenchtown I Solar | 57486 | RFCE | RFC East | SUN | 3 |  | 4440 |  |  |  |  | Estimated using an emission factor | 39534
2019 | NJ | Frenchtown II Solar | 57487 | RFCE | RFC East | SUN | 3 |  | 4285 |  |  |  |  | Estimated using an emission factor | 38154
2019 | NJ | Frenchtown III Solar | 58564 | RFCE | RFC East | SUN | 7.9 |  | 12372 |  |  |  |  | Estimated using an emission factor | 110161
2019 | NJ | G&S Wantage Solar LLC | 59366 | RFCE | RFC East | SUN | 8.5 |  | 9305 |  |  |  |  | Estimated using an emission factor | 82852
2019 | NJ | Galloway Landfill | 63698 | RFCE | RFC East | SUN | 2.3
2019 | NJ | Garfield Solar | 62680 | RFCE | RFC East | SUN | 4.2 |  | 877 |  |  |  |  | Estimated using an emission factor | 7809
2019 | NJ | Gemini Technologies Services, Inc. Solar | 60804 | RFCE | RFC East | SUN | 1.3 |  | 1650 |  |  |  |  | Estimated using an emission factor | 14694
2019 | NJ | Gilbert Generating Station | 2393 | RFCE | RFC East | NG | 608 |  | 4196 | 184068.956 | 0.45991 | 0.21921 | 0.0049971 | EPA/NEI | 184068.956 | 0.45991
2019 | NJ | Glen Gardner | 8227 | RFCE | RFC East | NG | 159.6
2019 | NJ | Glopak Solar PV Power Plant | 61248 | RFCE | RFC East | SUN | 1 |  | 1173 |  |  |  |  | Estimated using an emission factor | 10443
2019 | NJ | Gloucester Community College Solar | 60752 | RFCE | RFC East | SUN | 2.3 |  | 3378 |  |  |  |  | Estimated using an emission factor | 30078
2019 | NJ | Goya Foods, Inc- Jersey City Solar | 60839 | RFCE | RFC East | SUN | 2.5 |  | 4057 |  |  |  |  | Estimated using an emission factor | 36124
2019 | NJ | Goya Foods, Inc- Secaucus Solar | 60840 | RFCE | RFC East | SUN | 1.6 |  | 2546 |  |  |  |  | Estimated using an emission factor | 22670
2019 | NJ | Great Falls Hydro Project | 52068 | RFCE | RFC East | WAT | 12.3 |  | 26468.001 |  |  |  |  | NEI avg EF - PM, fuel type, firing type | 235671
2019 | NJ | Hall's Warehouse Solar Project | 56877 | RFCE | RFC East | SUN | 1.6 |  | 1557 |  |  |  |  | Estimated using an emission factor | 13865
2019 | NJ | Hamilton Solar-Crosswicks | 60489 | RFCE | RFC East | SUN | 7.5 |  | 10285 |  |  |  |  | Estimated using an emission factor | 91577
2019 | NJ | Hanover | 59628 | RFCE | RFC East | SUN | 5 |  | 7883 |  |  |  |  | Estimated using an emission factor | 70192
2019 | NJ | Harmon DC Totowa NJ | 58095 | RFCE | RFC East | SUN | 1.5 |  | 1884 |  |  |  |  | Estimated using an emission factor | 16776
2019 | NJ | Harmony | 59627 | RFCE | RFC East | SUN | 3.3 |  | 4431 |  |  |  |  | Estimated using an emission factor | 39454
2019 | NJ | Hartz Way | 60501 | RFCE | RFC East | SUN | 1 |  | 1226 |  |  |  |  | Estimated using an emission factor | 10916
2019 | NJ | Haworth Water Treatment Plant | 56701 | RFCE | RFC East | DFO | 16 |  | 17797 | 205075 | 15.9149 | 1.7885 | 0.15521 | Estimated using an emission factor | 205075 | 15.9149
2019 | NJ | Heller 400M | 62438 | RFCE | RFC East | SUN | 1.2 |  | 1435.001 |  |  |  |  | Estimated using an emission factor | 12778.001
2019 | NJ | Heller Industrial Parks | 57869 | RFCE | RFC East | SUN | 4.6 |  | 6081 |  |  |  |  | Estimated using an emission factor | 54145
2019 | NJ | Hoffmann LaRoche | 10123 | RFCE | RFC East | NG | 22.6 | 0.35604 | 32854 | 167859.007 | 0.46022 | 0.028016 | 0.0054834 | EPA/NEI; Estimated using an emission factor | 471462 | 1.2926
2019 | NJ | Holland Solar | 60763 | RFCE | RFC East | SUN | 3 |  | 3657 |  |  |  |  | Estimated using an emission factor | 32562
2019 | NJ | Hopewell Cogeneration NJ | 60933 | RFCE | RFC East | NG | 4 | 1 | 4751 | 51079 | 0.010778 | 0.004537 | 0.000422 | Estimated using an emission factor | 51079 | 0.010778
2019 | NJ | Hopewell Valley High School Hybrid | 61473 | RFCE | RFC East | SUN | 1.9 |  | 705 | 0 |  |  |  | EPA/NEI; Estimated using an emission factor | 7122
2019 | NJ | Howard M Down | 2434 | RFCE | RFC East | NG | 138.7 |  | 80373 | 802776.688 | 2.7355 | 0.068069 | 0.006815 | EPA/NEI | 802776.688 | 2.7355
2019 | NJ | Howell Solar | 60728 | RFCE | RFC East | SUN | 7 |  | 11825 |  |  |  |  | Estimated using an emission factor | 105290
2019 | NJ | Hunterdon Health System Solar Project | 62225 | RFCE | RFC East | SUN | 1.5 |  | 1772 |  |  |  |  | Estimated using an emission factor | 15778
2019 | NJ | IFF Hazlet | 60709 | RFCE | RFC East | SUN | 3.6 |  | 4704 |  |  |  |  | EPA/NEI; Estimated using an emission factor | 41885
2019 | NJ | IFF Union Beach Project | 62306 | RFCE | RFC East | SUN | 5.5 |  | 3020 |  |  |  |  | Estimated using an emission factor | 26890
2019 | NJ | IGS FE Trenton, LLC | 63626 | RFCE | RFC East | SUN | 1.5
2019 | NJ | IGS Solar I - EWR5 | 61359 | RFCE | RFC East | SUN | 1.9 |  | 3661 |  |  |  |  | Estimated using an emission factor | 32597
2019 | NJ | IGS Solar I - EWR6 | 61360 | RFCE | RFC East | SUN | 1.9 |  | 3302 |  |  |  |  | Estimated using an emission factor | 29402
2019 | NJ | IIV000 Mt Bethel Fuel Cell | 63713 | RFCE | RFC East | NG | 2.6 |  | 19429 | 127578 | 0 | 0 | 0 | Estimated using an emission factor | 127578 | 0
2019 | NJ | IKEA Westhampton 061 | 58016 | RFCE | RFC East | SUN | 1.8 |  | 2349 |  |  |  |  | Estimated using an emission factor | 20917
2019 | NJ | ILR Landfill | 60375 | RFCE | RFC East | SUN | 7.7 |  | 9628 |  |  |  |  | Estimated using an emission factor | 85728
2019 | NJ | Imclone Solar Electric Facility | 59631 | RFCE | RFC East | SUN | 8 |  | 12342 |  |  |  |  | Estimated using an emission factor | 109894
2019 | NJ | IOS - ERW9 | 61466 | RFCE | RFC East | SUN | 5.3 |  | 8842 |  |  |  |  | Estimated using an emission factor | 78731
2019 | NJ | ISH Solar Central, LLC | 57799 | RFCE | RFC East | SUN | 1.4 |  | 1443 |  |  |  |  | Estimated using an emission factor | 12848
2019 | NJ | Jackson Board of Education-Liberty HS | 60113 | RFCE | RFC East | SUN | 1.2 |  | 1800 |  |  |  |  | Estimated using an emission factor | 16029
2019 | NJ | Jacobstown | 59185 | RFCE | RFC East | SUN | 5 |  | 8026 |  |  |  |  | Estimated using an emission factor | 71465
2019 | NJ | Jefferson Avenue | 60499 | RFCE | RFC East | SUN | 1.7 |  | 2039 |  |  |  |  | Estimated using an emission factor | 18156
2019 | NJ | Jersey City DWP | 63530 | RFCE | RFC East | SUN | 1 |  | 16 |  |  |  |  | Estimated using an emission factor | 142
2019 | NJ | Jersey Gardens Phase 1 | 58653 | RFCE | RFC East | SUN | 1.7 |  | 3102 |  |  |  |  | Estimated using an emission factor | 27620
2019 | NJ | Jersey Gardens Phase 2 | 58654 | RFCE | RFC East | SUN | 2.3 |  | 3060 |  |  |  |  | Estimated using an emission factor | 27246
2019 | NJ | Jersey-Atlantic Wind Farm | 56300 | RFCE | RFC East | WND | 7.5 |  | 20936 |  |  |  |  | Estimated using an emission factor | 186414
2019 | NJ | JMB Mcguire-Dix-Lakehurst Solar Project | 58793 | RFCE | RFC East | SUN | 11.4 |  | 13033 |  |  |  |  | Estimated using an emission factor | 116045
2019 | NJ | Johnson Matthey, Inc. Solar | 57723 | RFCE | RFC East | SUN | 4 |  | 7214 |  |  |  |  | Estimated using an emission factor | 64234
2019 | NJ | Jordache Enterprises Solar | 58049 | RFCE | RFC East | SUN | 1.3 |  | 130 |  |  |  |  | Estimated using an emission factor | 1158
2019 | NJ | Junction Road | 60265 | RFCE | RFC East | SUN | 4.4 |  | 7364 |  |  |  |  | Estimated using an emission factor | 65570
2019 | NJ | KDC Solar ASGM | 62739 | RFCE | RFC East | SUN | 3.8 |  | 3820 |  |  |  |  | Estimated using an emission factor | 34012
2019 | NJ | KDC Solar CSCP LLC | 62746 | RFCE | RFC East | SUN | 3.4 |  | 1030 |  |  |  |  | Estimated using an emission factor | 9171
2019 | NJ | KDC Solar PR1, LLC | 59910 | RFCE | RFC East | SUN | 17 |  | 15491 |  |  |  |  | Estimated using an emission factor | 137932
2019 | NJ | Kearny Generating Station | 2404 | RFCE | RFC East | NG | 1425.9 |  | 89159 | 1053089.707 | 8.4202 | 0.18888 | 0.015991 | EPA/NEI | 1053089.707 | 8.4202
2019 | NJ | Kinsley Landfill Solar | 58877 | RFCE | RFC East | SUN | 8.6 |  | 14363 |  |  |  |  | Estimated using an emission factor | 127888
2019 | NJ | L&D Landfill Solar | 59601 | RFCE | RFC East | SUN | 10 |  | 16708 |  |  |  |  | Estimated using an emission factor | 148769
2019 | NJ | Lafayette Energy Partners LP | 50788 | RFCE | RFC East | LFG | 1.2
2019 | NJ | Lakehurst Solar | 63503 | RFCE | RFC East | SUN | 9.6
2019 | NJ | Lakewood | 54640 | RFCE | RFC East | NG | 236.8 |  | 352989 | 2987714 | 7.5141 | 0.042574 | 0.00503 | EPA/NEI | 2987714 | 7.5141
2019 | NJ | Lakewood Cheddar School | 62454 | RFCE | RFC East | SUN | 1 |  | 1367 |  |  |  |  | Estimated using an emission factor | 12173
2019 | NJ | Lakewood Seven Solar LLC | 59369 | RFCE | RFC East | SUN | 1 |  | 1076 |  |  |  |  | Estimated using an emission factor | 9581
2019 | NJ | Lebanon Solar | 57488 | RFCE | RFC East | SUN | 2 |  | 2791 |  |  |  |  | Estimated using an emission factor | 24853
2019 | NJ | Linden Cogeneration Facility | 50006 | NYCW | NPCC NYC/Westchester | NG | 974.1 | 0.62291 | 5500027 | 31906683.287 | 56.3361 | 0.020486 | 0.0035313 | EPA/NEI | 51221582.5 | 90.4394
2019 | NJ | Linden Generating Station | 2406 | RFCE | RFC East | NG | 2121.3 |  | 5310201 | 39256288.812 | 219.0225 | 0.082491 | 0.011159 | EPA/NEI | 39256288.812 | 219.0225
2019 | NJ | Linden Solar Farm | 57381 | RFCE | RFC East | SUN | 2.7 |  | 3797 |  |  |  |  | Estimated using an emission factor | 33808
2019 | NJ | Livingston Solar Canopies | 58505 | RFCE | RFC East | SUN | 6.6 |  | 7424 |  |  |  |  | Estimated using an emission factor | 66104
2019 | NJ | Livingston Solar Farm | 58504 | RFCE | RFC East | SUN | 1.2 |  | 1097 |  |  |  |  | Estimated using an emission factor | 9768
2019 | NJ | Logan Generating Plant | 10043 | RFCE | RFC East | BIT | 242.3 | 0.87214 | 482265 | 5788730.55 | 12.0928 | 0.05015 | 0.0041781 | EPA/NEI | 6637376.5 | 13.8657
2019 | NJ | L'Oreal Franklin | 60765 | RFCE | RFC East | SUN | 1 |  | 1931 |  |  |  |  | Estimated using an emission factor | 17194
2019 | NJ | L'Oreal Monmouth | 60766 | RFCE | RFC East | SUN | 2 |  | 2229 |  |  |  |  | Estimated using an emission factor | 19847
2019 | NJ | L'Oreal Piscataway | 57868 | RFCE | RFC East | SUN | 2.3 |  | 2226 |  |  |  |  | Estimated using an emission factor | 19819.999
2019 | NJ | Lower Cape May HS | 60769 | RFCE | RFC East | SUN | 1.5 |  | 2496 |  |  |  |  | Estimated using an emission factor | 22224
2019 | NJ | LTMUA | 63413 | RFCE | RFC East | SUN | 1 |  | 1663 |  |  |  |  | Estimated using an emission factor | 14809
2019 | NJ | Manalapan Village Solar | 57661 | RFCE | RFC East | SUN | 3.5 |  | 4218 |  |  |  |  | Estimated using an emission factor | 37557
2019 | NJ | Manheim New Jersey | 63229 | RFCE | RFC East | SUN | 2.2 |  | 2638 |  |  |  |  | Estimated using an emission factor | 23488
2019 | NJ | Maple Solar | 57750 | RFCE | RFC East | SUN | 2.4 |  | 4103 |  |  |  |  | Estimated using an emission factor | 36533.001
2019 | NJ | Mars Wrigley Confectionery US, LLC | 10061 | RFCE | RFC East |  | 12.3 | 0.46926 | 57470 | [5 empty] | 822077.375
2019 | NJ | Matrix Buildings A&B (Perth Amboy) Solar | 57384 | RFCE | RFC East | SUN | 2.5 |  | 2537 |  |  |  |  | Estimated using an emission factor | 22589
2019 | NJ | Matrix Stults Road Solar Facility | 57588 | RFCE | RFC East | SUN | 2.6 |  | 3404 |  |  |  |  | Estimated using an emission factor | 30309
2019 | NJ | McCullough Road Solar Farm | 62638 | RFCE | RFC East | SUN | 7.6 |  | 6297 |  |  |  |  | Estimated using an emission factor | 56068
2019 | NJ | McGraw Hill Solar | 57662 | RFCE | RFC East | SUN | 12 |  | 18055 |  |  |  |  | Estimated using an emission factor | 160761
2019 | NJ | McKee City Solar Phase 2 | 57863 | RFCE | RFC East | SUN | 2.4 |  | 3106 |  |  |  |  | Estimated using an emission factor | 27655
2019 | NJ | Medford WWTP | 59277 | RFCE | RFC East | SUN | 1.3 |  | 2009 |  |  |  |  | Estimated using an emission factor | 17888
2019 | NJ | Mercer County Community College | 58882 | RFCE | RFC East | SUN | 7.5 |  | 10828 |  |  |  |  | Estimated using an emission factor | 96412
2019 | NJ | Mercer Mall | 58070 | RFCE | RFC East | SUN | 1.1 |  | 1422 |  |  |  |  | Estimated using an emission factor | 12658
2019 | NJ | Merck Rahway Power Plant | 10224 | RFCE | RFC East | NG | 24.8 | 0.14371 | 43277.06 | 238420.663 | 0.95993 | 0.044362 | 0.0080524 | EPA/NEI; Estimated using an emission factor | 1663133.125 | 6.6799
2019 | NJ | Mickleton Energy Center | 8008 | RFCE | RFC East | NG | 71.2 |  | 59 | 4368 | 0.0088893 | 0.30133 | 0.0040702 | EPA/NEI | 4368 | 0.0088893
2019 | NJ | Middle Station | 2382 | RFCE | RFC East | KER | 79.6
2019 | NJ | Middlesex Apple Orchard Solar | 58090 | RFCE | RFC East | SUN | 4.7 |  | 7541 |  |  |  |  | Estimated using an emission factor | 67143.998
2019 | NJ | Middlesex Energy Center LLC | 59909 | RFCE | RFC East | NG | 570
2019 | NJ | Middlesex Generating Facility | 56119 | RFCE | RFC East | LFG | 22.5 | 0.45668 | 71473 | 423382.679 | 4.5725 | 0.12795 | 0.0216 | EPA/NEI; Estimated using an emission factor | 927090.312 | 10.0126
2019 | NJ | Milford Solar Farm (NJ) LLC | 62637 | RFCE | RFC East | SUN | 7.5 |  | 2102 |  |  |  |  | Estimated using an emission factor | 18715
2019 | NJ | Milhurst Solar | 62904 | RFCE | RFC East | SUN | 1.3 |  | 2284 |  |  |  |  | Estimated using an emission factor | 20337
2019 | NJ | Mill Creek Solar | 57728 | RFCE | RFC East | SUN | 3.5 |  | 5005 |  |  |  |  | Estimated using an emission factor | 44563
2019 | NJ | Millville City Sewer Auth WTP | 58822 | RFCE | RFC East | SUN | 1.3 |  | 1669 |  |  |  |  | Estimated using an emission factor | 14860
2019 | NJ | Missouri Avenue | 2383 | RFCE | RFC East | KER | 55.8
2019 | NJ | Monmouth Landfill Gas to Energy | 55618 | RFCE | RFC East | LFG | 9.8 |  | 18317 | 340969 | 3.6825 | 0.40208 | 0.0216 | Estimated using an emission factor | 340969 | 3.6825
2019 | NJ | Monroe Solar Farm, LLC | 63451 | RFCE | RFC East | SUN | 13.1
2019 | NJ | Montclair State University Cogen | 63501 | RFCE | RFC East | NG | 11.8 | 0.50573 | 1895 | 16227.455 | 0.0034232 | 0.0036128 | 0.0004219 | EPA/NEI; Estimated using an emission factor | 32087 | 0.0067687
2019 | NJ | Munich Re Plaza | 59844 | RFCE | RFC East | SUN | 2.4 |  | 2652 |  |  |  |  | Estimated using an emission factor | 23613
2019 | NJ | Murray Hill Solar | 57471 | RFCE | RFC East | SUN | 1 |  | 1662 |  |  |  |  | Estimated using an emission factor | 14799
2019 | NJ | NES Rutgers Solar | 60857 | RFCE | RFC East | SUN | 1 |  | 1197 |  |  |  |  | Estimated using an emission factor | 10657
2019 | NJ | New Road Solar, LLC | 61599 | RFCE | RFC East | SUN | 10 |  | 16732 |  |  |  |  | Estimated using an emission factor | 148982
2019 | NJ | Newark Bay Cogen | 50385 | RFCE | RFC East | NG | 152 |  | 19771 | 191416.703 | 1.3254 | 0.13407 | 0.013848 | EPA/NEI | 191416.703 | 1.3254
2019 | NJ | Newark Energy Center | 58079 | RFCE | RFC East | NG | 735 |  | 5007215 | 33303342 | 56.2847 | 0.022481 | 0.0033801 | EPA/NEI | 33303342 | 56.2847
2019 | NJ | NHA at Mansfield NJ | 60378 | RFCE | RFC East | SUN | 5 |  | 7552 |  |  |  |  | Estimated using an emission factor | 67243
2019 | NJ | NJ Oak Solar Plant | 57948 | RFCE | RFC East | SUN | 10 |  | 14626 |  |  |  |  | Estimated using an emission factor | 130229
2019 | NJ | NJ TRANSITGRID | 63631 | RFCE | RFC East |  | 136.1
2019 | NJ | NJMC Landfill | 57724 | RFCE | RFC East | SUN | 2.5 |  | 3690 |  |  |  |  | Estimated using an emission factor | 32857
2019 | NJ | North Bergen Solar | 60806 | RFCE | RFC East | SUN | 1.6 |  | 2442 |  |  |  |  | Estimated using an emission factor | 21744
2019 | NJ | North Jersey Energy Associates | 10308 | RFCE | RFC East | NG | 430.2 | 1 | 392036 | 3494214.5 | 9.8634 | 0.050319 | 0.0056456 | EPA/NEI | 3494214.5 | 9.8634
2019 | NJ | North Jersey Media Group Solar Facility | 58358 | RFCE | RFC East | SUN | 4.1 |  | 5406 |  |  |  |  | Estimated using an emission factor | 48134
2019 | NJ | North Run | 59318 | RFCE | RFC East | SUN | 5.2 |  | 7938 |  |  |  |  | Estimated using an emission factor | 70681
2019 | NJ | NorthPark Solar | 62903 | RFCE | RFC East | SUN | 10.6 |  | 16415 |  |  |  |  | Estimated using an emission factor | 146159
2019 | NJ | Ocean County Landfill | 54980 | RFCE | RFC East | LFG | 14.4 |  | 99303 | 1133332.031 | 8.33 | 0.16777 | 0.0147 | Estimated using an emission factor | 1133332.031 | 8.33
2019 | NJ | Ocean Peaking Power | 55938 | RFCE | RFC East | NG | 574.5 |  | 71727.999 | 752620.844 | 1.2993 | 0.036229 | 0.0034528 | EPA/NEI | 752620.844 | 1.2993
2019 | NJ | Old Bridge Solar Farm | 61600 | RFCE | RFC East | SUN | 8.8 |  | 13837 |  |  |  |  | Estimated using an emission factor | 123204
2019 | NJ | Overlook Medical Center | 62622 | RFCE | RFC East | DFO | 4 | 1 | 10976 | 102654 | 7.9516 | 1.4489 | 0.15492 | NEI avg EF - PM, fuel type, firing type | 102654 | 7.9516
2019 | NJ | Owens Corning | 62439 | RFCE | RFC East | SUN | 2.8 |  | 4725 |  |  |  |  | Estimated using an emission factor | 42072
2019 | NJ | Oyster Creek | 2388 | RFCE | RFC East | NUC | 550
2019 | NJ | Paradise Solar Energy Center | 58569 | RFCE | RFC East | SUN | 5 |  | 7997 |  |  |  |  | Estimated using an emission factor | 71206
2019 | NJ | Parkland Landfill Solar | 59001 | RFCE | RFC East | SUN | 7.8 |  | 12751 |  |  |  |  | Estimated using an emission factor | 113536
2019 | NJ | Parlin Solar LLC | 59544 | RFCE | RFC East | SUN | 1.3 |  | 1130 |  |  |  |  | Estimated using an emission factor | 10062
2019 | NJ | Passaic Valley Water Commission | 50311 | RFCE | RFC East | WAT | 2.4
2019 | NJ | Patriots Stadium | 58896 | RFCE | RFC East | SUN | 1 |  | 658 |  |  |  |  | Estimated using an emission factor | 5859
2019 | NJ | Paulsboro Refinery | 50628 | RFCE | RFC East | OG | 78.5 | 0.1959 | 517352.04 | 2860147.574 | 21.4714 | 0.083005 | 0.015014 | EPA/NEI; Estimated using an emission factor | 14599968.875 | 109.6033
2019 | NJ | Pedricktown Cogeneration Plant | 10099 | RFCE | RFC East | NG | 140.2 | 1 | 4849 | 47465.727 | 0.28485 | 0.11749 | 0.012002 | EPA/NEI | 47465.727 | 0.28485
2019 | NJ | Pemberton Road I | 61073 | RFCE | RFC East | SUN | 8.6 |  | 13428 |  |  |  |  | Estimated using an emission factor | 119563
2019 | NJ | Pemberton Road II | 61074 | RFCE | RFC East | SUN | 8.6 |  | 13399 |  |  |  |  | Estimated using an emission factor | 119306
2019 | NJ | Pennsauken Landfill | 56511 | RFCE | RFC East | LFG | 2.7 |  | 5383 | 61466 | 0.45178 | 0.16785 | 0.0147 | EPA/NEI; Estimated using an emission factor | 61466 | 0.45178
2019 | NJ | Pennsauken Solar | 56883 | RFCE | RFC East | SUN | 3.9 |  | 2291.997 |  |  |  |  | Estimated using an emission factor | 20407
2019 | NJ | Pettinos Solar | 63197 | RFCE | RFC East | SUN | 1.2
2019 | NJ | Pfizer Peapack Solar | 60762 | RFCE | RFC East | SUN | 6.2 |  | 10165 |  |  |  |  | Estimated using an emission factor | 90510
2019 | NJ | Pilesgrove | 57448 | RFCE | RFC East | SUN | 18 |  | 26446 |  |  |  |  | Estimated using an emission factor | 235476
2019 | NJ | Pittsgrove Solar | 60740 | RFCE | RFC East | SUN | 2 |  | 3024 |  |  |  |  | Estimated using an emission factor | 26927
2019 | NJ | Plainfield One Solar LLC | 59364 | RFCE | RFC East | SUN | 1.3 |  | 1338 |  |  |  |  | Estimated using an emission factor | 11912
2019 | NJ | Plumsted 537 LLC | 61892 | RFCE | RFC East | MWH | 19.8 |  | -5599 | 0 |  |  |  |  | 0
2019 | NJ | Pohatcong Solar Farm | 63150 | RFCE | RFC East | SUN | 8
2019 | NJ | PPL Renewable Energy Merck Solar | 56889 | RFCE | RFC East | SUN | 1.7 |  | 1500 |  |  |  |  | Estimated using an emission factor | 13357
2019 | NJ | Princeton Energy Center, LLC | 61822 | RFCE | RFC East | NG | 10.8 | 0.74567 | 21415 | 217914.355 | 0.59746 | 0.055798 | 0.0054834 | EPA/NEI; Estimated using an emission factor | 294279 | 0.80123
2019 | NJ | Princeton Solar Project | 61354 | RFCE | RFC East | SUN | 2.5 |  | 3568 |  |  |  |  | Estimated using an emission factor | 31769
2019 | NJ | Princeton University Cogeneration | 58584 | RFCE | RFC East | NG | 20 | 0.44637 | 59133 | 293619.246 | 0.80502 | 0.027227 | 0.0054834 | EPA/NEI; Estimated using an emission factor | 723769 | 1.8035
2019 | NJ | Prudential 55 Livingston Roseland Solar | 60841 | RFCE | RFC East | SUN | 1.2 |  | 2038 |  |  |  |  | Estimated using an emission factor | 18144
2019 | NJ | Prudential 80 Livingston Roseland Solar | 60842 | RFCE | RFC East | SUN | 1.7 |  | 2910 |  |  |  |  | Estimated using an emission factor | 25911
2019 | NJ | PSEG Bayonne Generating Station | 2397 | RFCE | RFC East | KER | 42.2
2019 | NJ | PSEG Edison Generating Station | 2400 | RFCE | RFC East | NG | 501.6
2019 | NJ | PSEG Hackettstown | 57204 | RFCE | RFC East | SUN | 2.2 |  | 2391 |  |  |  |  | Estimated using an emission factor | 21290
2019 | NJ | PSEG Hope Creek Generating Station | 6118 | RFCE | RFC East | NUC | 1290.7 |  | 8726946 |  |  |  |  | Estimated using an emission factor | 91123352
2019 | NJ | PSEG Hudson Generating Station | 2403 | RFCE | RFC East |  | 1229.6
2019 | NJ | PSEG Mercer Generating Station | 2408 | RFCE | RFC East |  | 768
2019 | NJ | PSEG National Park Generating Station | 2409 | RFCE | RFC East | KER | 18.5
2019 | NJ | Quakertown Solar Farm, LLC | 61965 | RFCE | RFC East | SUN | 8.8 |  | 13457 |  |  |  |  | Estimated using an emission factor | 119821
2019 | NJ | Raritan ITS | 59059 | RFCE | RFC East | SUN | 2 |  | 2128 |  |  |  |  | Estimated using an emission factor | 18946
2019 | NJ | Raritan Solar | 60729 | RFCE | RFC East | SUN | 7.5 |  | 12565 |  |  |  |  | Estimated using an emission factor | 111879
2019 | NJ | Raritan Solar - 53 Highway | 61601 | RFCE | RFC East | SUN | 8.4 |  | 12238 |  |  |  |  | Estimated using an emission factor | 108969
2019 | NJ | Rariton OMP | 59055 | RFCE | RFC East | SUN | 5.4 |  | 1473 | 4120 | 0.00086911 | 0.0011801 | 0.0004219 | EPA/NEI; Estimated using an emission factor | 15507 | 0.00086911
2019 | NJ | RB Manufacturing LLC Belle Mead NJ | 61162 | RFCE | RFC East | SUN | 1.5 |  | 1203 |  |  |  |  | Estimated using an emission factor | 10712
2019 | NJ | Red Oak Power, LLC | 55239 | RFCE | RFC East | NG | 821.1 |  | 5092128 | 36267589 | 153.7678 | 0.060394 | 0.0084796 | EPA/NEI | 36267589 | 153.7678
2019 | NJ | Reeves South | 59278 | RFCE | RFC East | SUN | 1 |  | 1798 |  |  |  |  | Estimated using an emission factor | 16008
2019 | NJ | Reeves Station Rd East | 58030 | RFCE | RFC East | SUN | 5.4 |  | 8650 |  |  |  |  | Estimated using an emission factor | 77017
2019 | NJ | River Terminal Development Solar | 60843 | RFCE | RFC East | SUN | 2.9 |  | 3363 |  |  |  |  | EPA/NEI; Estimated using an emission factor | 29946
2019 | NJ | Riverside Renewable Energy LLC | 58036 | RFCE | RFC East | SUN | 7.5 |  | 10375 |  |  |  |  | Estimated using an emission factor | 92380
2019 | NJ | Rock Solid | 59319 | RFCE | RFC East | SUN | 8.2 |  | 13364 |  |  |  |  | Estimated using an emission factor | 118992
2019 | NJ | Rotor Clip | 61751 | RFCE | RFC East | SUN | 2.8 |  | 4574 |  |  |  |  | Estimated using an emission factor | 40726
2019 | NJ | Royal Wine Corp Solar Power Plant | 60781 | RFCE | RFC East | SUN | 1 |  | 1353 |  |  |  |  | Estimated using an emission factor | 12048
2019 | NJ | Rutgers Biomedical and Health Cogen | 50411 | RFCE | RFC East | NG | 10.5 | 0.33756 | 55079.001 | 312997.255 | 0.85814 | 0.03116 | 0.0054834 | NEI avg EF - PM, fuel type, firing type | 927228 | 2.5422
2019 | NJ | Sabert Solar | 60810 | RFCE | RFC East | SUN | 1.8 |  | 1862 |  |  |  |  | Estimated using an emission factor | 16580
2019 | NJ | Salem Generating Station | 2410 | RFCE | RFC East | NUC | 2381.8 |  | 17910262 | 861 | 0.07541 | 8.4209e-06 | 0.17517 | EPA/NEI; Estimated using an emission factor | 187128965 | 0.07541
2019 | NJ | Sayreville | 2390 | RFCE | RFC East | NG | 462 |  | -916 | 21453.1 | 0.33514 | 0 | 0.031244 | EPA/NEI | 21453.1 | 0.33514
2019 | NJ | Sayreville Solar Project | 63185 | RFCE | RFC East | SUN | 3.1 |  | 1227 |  |  |  |  | Estimated using an emission factor | 10925
2019 | NJ | SC Landfill Energy LLC | 57843 | RFCE | RFC East | LFG | 1.9 |  | 4901 | 54296 | 0.39908 | 0.16285 | 0.0147 | Estimated using an emission factor | 54296 | 0.39908
2019 | NJ | Seabrook Solar Plant | 57667 | RFCE | RFC East | SUN | 6.8 |  | 9020 |  |  |  |  | Estimated using an emission factor | 80314.003
2019 | NJ | Seabrook Village | 60747 | RFCE | RFC East | SUN | 3.1 |  | 4967 |  |  |  |  | Estimated using an emission factor | 44226
2019 | NJ | Seaside Heights Power Plant | 58172 | RFCE | RFC East | DFO | 6 |  | 0
2019 | NJ | Selective Insurance | 63459 | RFCE | RFC East | SUN | 2.2 |  | 147 |  |  |  |  | Estimated using an emission factor | 1309
2019 | NJ | Sewaren Generating Station | 2411 | RFCE | RFC East | NG | 1176.9 |  | 3308721 | 22679368 | 61.3983 | 0.037113 | 0.0054145 | EPA/NEI | 22679368 | 61.3983
2019 | NJ | Sharon Station | 60267 | RFCE | RFC East | SUN | 2.7 |  | 4563 |  |  |  |  | Estimated using an emission factor | 40629
2019 | NJ | Sherman Avenue | 7288 | RFCE | RFC East | DFO | 112.8 |  | 24263 | 304108.625 | 2.1561 | 0.17773 | 0.01418 | EPA/NEI | 304108.625 | 2.1561
2019 | NJ | Shore Point Solar | 57951 | RFCE | RFC East | SUN | 1 |  | 1684 |  |  |  |  | Estimated using an emission factor | 14994
2019 | NJ | Short Hills Mall | 63257 | RFCE | RFC East | SUN | 2.7 |  | 3505 |  |  |  |  | Estimated using an emission factor | 31205
2019 | NJ | Silver Lake Solar Farm | 57341 | RFCE | RFC East | SUN | 1.7 | 1 | 2343 |  |  |  |  | Estimated using an emission factor | 20864
2019 | NJ | Silvi Gibraltar Rock | 60746 | RFCE | RFC East | SUN | 2.5 |  | 3940 |  |  |  |  | Estimated using an emission factor | 35083
2019 | NJ | Skillman | 59057 | RFCE | RFC East | SUN | 2.7 |  | 1049 |  |  |  |  | Estimated using an emission factor | 9340
2019 | NJ | Solar Star New Jersey NJ LLC | 58402 | RFCE | RFC East | SUN | 1.5 |  | 2501 |  |  |  |  | Estimated using an emission factor | 22267
2019 | NJ | Solvay Solar | 63452 | RFCE | RFC East | SUN | 6.5
2019 | NJ | Spartan | 60755 | RFCE | RFC East | SUN | 8.3 |  | 13810 |  |  |  |  | Estimated using an emission factor | 122965
2019 | NJ | Springfield Solar Project | 61907 | RFCE | RFC East | SUN | 7.5 |  | 8989 |  |  |  |  | Estimated using an emission factor | 80037
2019 | NJ | St.Joseph's Regional Medical Center | 63645 | RFCE | RFC East | DFO | 6.1
2019 | NJ | Stockton Athletic Center | 57864 | RFCE | RFC East | SUN | 1.4 |  | 1299.999 |  |  |  |  | Estimated using an emission factor | 11575
2019 | NJ | Stryker 22, L.L.C. | 61891 | RFCE | RFC East | MWH | 19.8 |  | -5761 | 0 |  |  |  |  | 0
2019 | NJ | Summit Associates | 57726 | RFCE | RFC East | SUN | 1.9 |  | 2488 |  |  |  |  | Estimated using an emission factor | 22154
2019 | NJ | Summit Water Nexus Mt. Holly, LLC Solar | 60809 | RFCE | RFC East | SUN | 1 |  | 1552 |  |  |  |  | Estimated using an emission factor | 13819
2019 | NJ | SX Landfill Energy LLC | 57846 | RFCE | RFC East | LFG | 3.2 |  | 17820 | 217101 | 1.5957 | 0.17909 | 0.0147 | Estimated using an emission factor | 217101 | 1.5957
2019 | NJ | The City of Vineland at North Vineland | 57746 | RFCE | RFC East | SUN | 2.3 |  | 6121 |  |  |  |  | Estimated using an emission factor | 54502
2019 | NJ | The City of Vineland at West Vineland | 57745 | RFCE | RFC East | SUN | 3.7 |  | 3891 |  |  |  |  | Estimated using an emission factor | 34646
2019 | NJ | The Lawrenceville School Solar Facility | 58356 | RFCE | RFC East | SUN | 5.2 |  | 8724 |  |  |  |  | Estimated using an emission factor | 77678
2019 | NJ | Thermo Fisher | 63404 | RFCE | RFC East | SUN | 1.5 |  | 1810 |  |  |  |  | Estimated using an emission factor | 16115
2019 | NJ | Timber Creek HS | 60771 | RFCE | RFC East | SUN | 1.3 |  | 1651 |  |  |  |  | Estimated using an emission factor | 14700
2019 | NJ | Tinton Falls Solar Farm | 58483 | RFCE | RFC East | SUN | 16 |  | 22813 |  |  |  |  | Estimated using an emission factor | 203128
2019 | NJ | Tioga Solar Morris County 1 LLC | 58917 | RFCE | RFC East | SUN | 1 |  | 1449 |  |  |  |  | Estimated using an emission factor | 12902
2019 | NJ | Tissington Solar | 58364 | RFCE | RFC East | SUN | 3 |  | 702 |  |  |  |  | Estimated using an emission factor | 6251
2019 | NJ | Titusville Solar | 57815 | RFCE | RFC East | SUN | 4.1 |  | 6916 |  |  |  |  | Estimated using an emission factor | 61580
2019 | NJ | Toys R Us- DE, Inc. at Mt. Olive, NJ | 57647 | RFCE | RFC East | SUN | 4.1 |  | 5169 |  |  |  |  | Estimated using an emission factor | 46023
2019 | NJ | Trenton Solar Farm | 57352 | RFCE | RFC East | SUN | 1 |  | 1582 |  |  |  |  | Estimated using an emission factor | 14086
2019 | NJ | Union County Resource Recovery | 50960 | RFCE | RFC East | MSW | 45 | 1 | 294400 | 5209990.25 | 2.0319 | 0.013804 | 0.00078 | Estimated using an emission factor | 5209990.25 | 2.0319
2019 | NJ | United Stationers Supply Solar Electric | 58040 | RFCE | RFC East | SUN | 2.8 |  | 4120 |  |  |  |  | Estimated using an emission factor | 36685.001
2019 | NJ | US Foods Solar | 60808 | RFCE | RFC East | SUN | 6 |  | 8659 |  |  |  |  | Estimated using an emission factor | 77102
2019 | NJ | USAA Black Bear Energy | 62612 | RFCE | RFC East | SUN | 1.9 |  | 3135 |  |  |  |  | Estimated using an emission factor | 27914
2019 | NJ | Vicinity Energy Trenton, L.P. | 50094 | RFCE | RFC East | NG | 21.2 | 0.49335 | 224.42 | 1222.023 | 0.00025785 | 0.0022979 | 0.000422 | EPA/NEI; Estimated using an emission factor | 2477 | 0.00052265
2019 | NJ | Vineland Headquarters | 57742 | RFCE | RFC East | SUN | 1.1 |  | 1564 |  |  |  |  | Estimated using an emission factor | 13929
2019 | NJ | Vineland Mays Landing Solar | 57660 | RFCE | RFC East | SUN | 4.3 |  | 6706 |  |  |  |  | Estimated using an emission factor | 59710
2019 | NJ | Wakefern Food Corp | 58123 | RFCE | RFC East | SUN | 2 |  | 2832 |  |  |  |  | Estimated using an emission factor | 25215
2019 | NJ | Warren County Solar | 56888 | RFCE | RFC East | SUN | 5 |  | 2868 |  |  |  |  | EPA/NEI; Estimated using an emission factor | 25536
2019 | NJ | WC Landfill Energy LLC | 57848 | RFCE | RFC East | SUN | 3 |  | 1328 |  |  |  |  | EPA/NEI; Estimated using an emission factor | 11823
2019 | NJ | WEA Texas Bayonne | 57383 | RFCE | RFC East | SUN | 1.5 |  | 1147 |  |  |  |  | Estimated using an emission factor | 10213
2019 | NJ | Werner | 2385 | RFCE | RFC East | DFO | 212
2019 | NJ | West Deptford Energy Station | 56963 | RFCE | RFC East | NG | 754.6 |  | 4682299 | 33812546 | 61.5575 | 0.026294 | 0.0036411 | EPA/NEI | 33812546 | 61.5575
2019 | NJ | West Pemberton | 59186 | RFCE | RFC East | SUN | 7 |  | 10955 |  |  |  |  | Estimated using an emission factor | 97544
2019 | NJ | West Station | 6776 | RFCE | RFC East | DFO | 27 |  | 274 | 4982.1 | 0.054833 | 0.40024 | 0.022012 | EPA/NEI | 4982.1 | 0.054833
2019 | NJ | Westside Avenue | 60500 | RFCE | RFC East | SUN | 1 |  | 1285 |  |  |  |  | Estimated using an emission factor | 11442
2019 | NJ | Wheelabrator Gloucester LP | 50885 | RFCE | RFC East | MSW | 14 |  | 82810 | 1908676.062 | 16.3764 | 0.39552 | 0.01716 | Estimated using an emission factor | 1908676.062 | 16.3764
2019 | NJ | William G Mennen Sports Solar | 61630 | RFCE | RFC East | SUN | 1.3 |  | 1449 |  |  |  |  | Estimated using an emission factor | 12902
2019 | NJ | William Paterson University | 57805 | RFCE | RFC East | SUN | 1.4 |  | 2729 |  |  |  |  | Estimated using an emission factor | 24298
2019 | NJ | Williams-Sonoma Solar Facility | 58361 | RFCE | RFC East | SUN | 3 |  | 4485 |  |  |  |  | Estimated using an emission factor | 39934
2019 | NJ | Wilzig Associates, LLC | 59751 | RFCE | RFC East | SUN | 1.2 |  | 1489 |  |  |  |  | Estimated using an emission factor | 13258
2019 | NJ | Woodbine Landfill Plant | 59116 | RFCE | RFC East | LFG | 3.2 |  | 7844 | 100491 | 0.73861 | 0.18832 | 0.0147 | Estimated using an emission factor | 100491 | 0.73861
2019 | NJ | Woodbridge Energy Center | 57839 | RFCE | RFC East | NG | 772.9 |  | 5050594.1 | 31888391 | 48.2728 | 0.019116 | 0.0030276 | EPA/NEI | 31888391 | 48.2728
2019 | NJ | Yards Creek | 6522 | RFCE | RFC East | WAT | 453 |  | -93828.999 | [5 empty] | 0
2019 | NJ | Yardville Solar Farm | 57382 | RFCE | RFC East | SUN | 3.6 |  | 5121 |  |  |  |  | Estimated using an emission factor | 45597
2019 | NM | Abiquiu Dam | 7789 | AZNM | WECC Southwest | WAT | 15.6 |  | 19700 |  |  |  |  | NEI avg EF - PM, fuel type, firing type | 175407.996
2019 | NM | Afton Generating Station | 55210 | AZNM | WECC Southwest | NG | 464 |  | 878017 | 7110075.5 | 27.8439 | 0.063424 | 0.0078322 | EPA/NEI | 7110075.5 | 27.8439
2019 | NM | Alamogordo Solar Energy Center | 57577 | AZNM | WECC Southwest | SUN | 5 |  | 11031 |  |  |  |  | Estimated using an emission factor | 98222
2019 | NM | Albuquerque Solar Energy Center | 57567 | AZNM | WECC Southwest | SUN | 2 |  | 4173 |  |  |  |  | Estimated using an emission factor | 37155
2019 | NM | Alcalde Solar Array | 63477 | AZNM | WECC Southwest | SUN | 2.4
2019 | NM | Algodones | 2475 | AZNM | WECC Southwest | NG | 45
2019 | NM | Alta Luna | 60258 | AZNM | WECC Southwest | SUN | 28.1 |  | 69391 |  |  |  |  | Estimated using an emission factor | 617857
2019 | NM | Anderson Wind I | 58939 | SPSO | SPP South | WND | 5 |  | 18220 |  |  |  |  | Estimated using an emission factor | 162232
2019 | NM | Anderson Wind II | 58940 | SPSO | SPP South | WND | 10 |  | 44302 |  |  |  |  | Estimated using an emission factor | 394466
2019 | NM | Animas | 2465 | AZNM | WECC Southwest | NG | 50.3 |  | 1421 | 26637 | 0.073031 | 0.10279 | 0.0054834 | EPA/NEI; Estimated using an emission factor | 26637 | 0.073031
2019 | NM | Aragonne Mesa Phase II | 56656 | AZNM | WECC Southwest | WND | 110.4
2019 | NM | Aragonne Wind LLC | 56336 | AZNM | WECC Southwest | WND | 90 |  | 282408 |  |  |  |  | Estimated using an emission factor | 2514561
2019 | NM | Arroyo Solar Energy Storage Hybrid | 63172 | AZNM | WECC Southwest |  | 340
2019 | NM | Blanco Compressor Station | 54221 | AZNM | WECC Southwest | NG | 3
2019 | NM | Blue Sky One | 58689 | AZNM | WECC Southwest | SUN | 1.3 |  | 2841 |  |  |  |  | Estimated using an emission factor | 25296
2019 | NM | Bluewater CDEC 1 | 62994 | AZNM | WECC Southwest | SUN | 2.4 |  | 11 |  |  |  |  | Estimated using an emission factor | 98
2019 | NM | Bluffview Power Plant | 55977 | AZNM | WECC Southwest | NG | 67 |  | 398748 | 3148896.75 | 1.9843 | 0.0099526 | 0.0012603 | EPA/NEI | 3148896.75 | 1.9843
2019 | NM | Britton Solar Energy Center | 63579 | AZNM | WECC Southwest | SUN | 50 |  | 6865 |  |  |  |  | Estimated using an emission factor | 61126
2019 | NM | Broadview Energy JN, LLC | 60145 | SPSO | SPP South | WND | 181.7 |  | 690977 |  |  |  |  | Estimated using an emission factor | 6152460
2019 | NM | Broadview Energy KW, LLC | 60152 | SPSO | SPP South | WND | 142.6 |  | 552354 |  |  |  |  | Estimated using an emission factor | 4918159
2019 | NM | Broadview Energy Prime 2 LLC | 58465 | SPSO | SPP South | WND | 9.9 |  | 37961 |  |  |  |  | Estimated using an emission factor | 338005
2019 | NM | Broadview Energy Prime LLC | 58464 | SPSO | SPP South | WND | 9.9 |  | 38170 |  |  |  |  | Estimated using an emission factor | 339865
2019 | NM | Caprock Solar 1 LLC | 59251 | SPSO | SPP South | SUN | 25 |  | 64316 |  |  |  |  | Estimated using an emission factor | 572669
2019 | NM | Caprock Solar 2 LLC | 59846 | SPSO | SPP South | SUN | 30
2019 | NM | Caprock Wind Farm | 56293 | SPSO | SPP South | WND | 80 |  | 320798 |  |  |  |  | Estimated using an emission factor | 2856384
2019 | NM | Carlsbad | 2453 | SPSO | SPP South | NG | 16.3
2019 | NM | Carrizozo Solar | 61662 | AZNM | WECC Southwest | SUN | 3 |  | 6666 |  |  |  |  | Estimated using an emission factor | 59354
2019 | NM | Casa Mesa Wind Energy Center Hybrid | 61925 | AZNM | WECC Southwest | WND | 51.9 |  | 188021 | 0 |  |  |  | EPA/NEI; Estimated using an emission factor | 1675049
2019 | NM | Chaves Solar, LLC | 60405 | SPSO | SPP South | SUN | 70 |  | 165830 |  |  |  |  | Estimated using an emission factor | 1476551
2019 | NM | Chino Mines | 54667 | AZNM | WECC Southwest | NG | 101.5 | 1 | 4383 | 55683.551 | 0.011749 | 0.0053613 | 0.000422 | EPA/NEI; Estimated using an emission factor | 55683.551 | 0.011749
2019 | NM | Cibola | 59619 | AZNM | WECC Southwest | SUN | 7.6 |  | 19768 |  |  |  |  | Estimated using an emission factor | 176013
2019 | NM | Cimarron Solar Facility | 57243 | AZNM | WECC Southwest | SUN | 30.6 |  | 61710 |  |  |  |  | Estimated using an emission factor | 549467
2019 | NM | City of Gallup Solar | 62406 | AZNM | WECC Southwest | SUN | 8 |  | 17362 |  |  |  |  | Estimated using an emission factor | 154591
2019 | NM | City of Rio Rancho WWTP | 63391 | AZNM | WECC Southwest | SUN | 1.2 |  | 618 |  |  |  |  | Estimated using an emission factor | 5503
2019 | NM | City of Truth or Consequences PV | 59653 | AZNM | WECC Southwest | SUN | 1.9 |  | 3556 |  |  |  |  | Estimated using an emission factor | 31663
2019 | NM | Clean Path Energy Center | 60289 | NWPP | WECC Northwest |  | 735
2019 | NM | CNMEC Solar Energy Center | 62191 | AZNM | WECC Southwest | SUN | 2 |  | 5217 |  |  |  |  | Estimated using an emission factor | 46452
2019 | NM | Columbus Solar Project | 61165 | AZNM | WECC Southwest | SUN | 1.9 |  | 5127 |  |  |  |  | Estimated using an emission factor | 45651
2019 | NM | Cornillie 2 Community (CSG) | 63899 | MROW | MRO West | SUN | 1.4
2019 | NM | Cunningham | 2454 | SPSO | SPP South | NG | 519.2 |  | 1707645 | 18630800 | 57.1668 | 0.066954 | 0.0061368 | EPA/NEI | 18630800 | 57.1668
2019 | NM | Deming Solar Energy Center | 57575 | AZNM | WECC Southwest | SUN | 9 |  | 18781 |  |  |  |  | Estimated using an emission factor | 167227
2019 | NM | Eddy County Generating Station | 55252 | AZNM | WECC Southwest | NG | 44
2019 | NM | El Cabo Wind | 58098 | AZNM | WECC Southwest | WND | 298 |  | 1132857 |  |  |  |  | Estimated using an emission factor | 10086959
2019 | NM | El Vado Dam | 7593 | AZNM | WECC Southwest | WAT | 8 |  | 33062 |  |  |  |  | NEI avg EF - PM, fuel type, firing type | 294384
2019 | NM | Elephant Butte | 6402 | AZNM | WECC Southwest | WAT | 27.9 |  | 47702.001 |  |  |  |  | NEI avg EF - PM, fuel type, firing type | 424737
2019 | NM | Encino Solar Energy Center | 63860 | AZNM | WECC Southwest | SUN | 55
2019 | NM | Escalante | 87 | AZNM | WECC Southwest | SUB | 257 |  | 1209251 | 12838220 | 3.2082 | 0.005306 | 0.00049978 | EPA/NEI | 12838220 | 3.2082
2019 | NM | Eubank Landfill Solar Array | 59393 | AZNM | WECC Southwest | SUN | 2 |  | 3293 |  |  |  |  | Estimated using an emission factor | 29321
2019 | NM | Facebook 1 Solar Energy Center | 61556 | AZNM | WECC Southwest | SUN | 10 |  | 23609 |  |  |  |  | Estimated using an emission factor | 210215
2019 | NM | Facebook 2 Solar Energy Center | 61557 | AZNM | WECC Southwest | SUN | 10 |  | 24181 |  |  |  |  | Estimated using an emission factor | 215308
2019 | NM | Facebook 3 Solar Energy Center | 61558 | AZNM | WECC Southwest | SUN | 10 |  | 24649 |  |  |  |  | Estimated using an emission factor | 219476
2019 | NM | Ford Utilities Center | 50906 | AZNM | WECC Southwest | NG | 16.3 | 0.45688 | 69932 | 358516.208 | 0.98294 | 0.028111 | 0.0054834 | EPA/NEI; Estimated using an emission factor | 784709 | 2.1514
2019 | NM | Four Corners Steam Elec Station | 2442 | AZNM | WECC Southwest | SUB | 2269.6 |  | 8917348 | 94223976 | 1198.0578 | 0.2687 | 0.02543 | EPA/NEI | 94223976 | 1198.0578
2019 | NM | Four Peaks Camino Real | 60696 | AZNM | WECC Southwest | LFG | 3.2 |  | 15669 | 193608 | 1.423 | 0.18163 | 0.0147 | Estimated using an emission factor | 193608 | 1.423
2019 | NM | Freeport McMoRan | 54734 | AZNM | WECC Southwest | DFO | 45.4 |  | 0
2019 | NM | Gallegos Wind Farm, Phase 1 | 59047 | AZNM | WECC Southwest | WND | 180
2019 | NM | Grady Wind Energy Center, LLC | 60317 | AZNM | WECC Southwest | WND | 220.5 |  | 402635 |  |  |  |  | Estimated using an emission factor | 3585062
2019 | NM | Grants CDEC 2 | 62995 | AZNM | WECC Southwest | SUN | 4.5 |  | 92 |  |  |  |  | Estimated using an emission factor | 819
2019 | NM | GSE NM1 | 58576 | SPSO | SPP South | SUN | 2.3 |  | 3578 |  |  |  |  | Estimated using an emission factor | 31861
2019 | NM | Hatch Solar Energy Center I, LLC | 57591 | AZNM | WECC Southwest | SUN | 5 |  | 11959 |  |  |  |  | Estimated using an emission factor | 106482
2019 | NM | High Lonesome Mesa LLC | 56945 | AZNM | WECC Southwest | WND | 100 |  | 253908 |  |  |  |  | Estimated using an emission factor | 2260796
2019 | NM | Hobbs Generating Station | 56458 | SPSO | SPP South | NG | 665.6 |  | 3364279 | 27456737 | 59.2215 | 0.035206 | 0.0043138 | EPA/NEI | 27456737 | 59.2215
2019 | NM | Holloman Solar Facility | 60301 | AZNM | WECC Southwest | SUN | 5 |  | 12261 |  |  |  |  | Estimated using an emission factor | 109172
2019 | NM | Kit Carson | 58240 | AZNM | WECC Southwest | SUN | 1.3 |  | 2843 |  |  |  |  | Estimated using an emission factor | 25315
2019 | NM | La Joya NM | 61044 | AZNM | WECC Southwest | WND | 166
2019 | NM | La Luz Energy Center | 58284 | AZNM | WECC Southwest | NG | 84.6 |  | 19460 | 202376.766 | 0.30144 | 0.03098 | 0.002979 | EPA/NEI | 202376.766 | 0.30144
2019 | NM | Las Vegas | 2447 | AZNM | WECC Southwest | DFO | 20
2019 | NM | Las Vegas Solar Energy Center | 57576 | AZNM | WECC Southwest | SUN | 5 |  | 9864 |  |  |  |  | Estimated using an emission factor | 87829
2019 | NM | LCEC Generation LLVC | 57872 | SPSO | SPP South | NG | 46.5 |  | 48095 | 461191.992 | 0.097312 | 0.0040466 | 0.000422 | Estimated using an emission factor | 461191.992 | 0.097312
2019 | NM | Lightning Dock Geothermal HI-01, LLC | 58629 | AZNM | WECC Southwest | GEO | 19.2 |  | 58102.001 |  |  |  |  | Estimated using an emission factor | 517338
2019 | NM | Lordsburg Generating Station | 7967 | AZNM | WECC Southwest | NG | 88 |  | 19816 | 219703.164 | 0.7232 | 0.072992 | 0.0065835 | EPA/NEI | 219703.164 | 0.7232
2019 | NM | Los Alamos PV Site | 58256 | AZNM | WECC Southwest | SUN | 3.8 |  | 804 | 0 |  |  |  | EPA/NEI; Estimated using an emission factor | 13375
2019 | NM | Los Lunas Solar Energy Center | 57571 | AZNM | WECC Southwest | SUN | 7 |  | 15075 |  |  |  |  | Estimated using an emission factor | 134227.996
2019 | NM | Luna Energy Facility | 55343 | AZNM | WECC Southwest | NG | 650 |  | 2638042 | 19607568 | 30.3601 | 0.023017 | 0.0030968 | EPA/NEI | 19607568 | 30.3601
2019 | NM | Macho Springs | 59010 | AZNM | WECC Southwest | SUN | 55 |  | 138876 |  |  |  |  | Estimated using an emission factor | 1236552
2019 | NM | Macho Springs Power I | 57947 | AZNM | WECC Southwest | WND | 50.4 |  | 132292 |  |  |  |  | Estimated using an emission factor | 1177929
2019 | NM | Maddox | 2446 | SPSO | SPP South | NG | 212 |  | 888606 | 6217467.5 | 22.9284 | 0.051605 | 0.0073755 | EPA/NEI | 6217467.5 | 22.9284
2019 | NM | Manzano Solar | 58521 | AZNM | WECC Southwest | SUN | 8.4 |  | 18061 |  |  |  |  | Estimated using an emission factor | 160815
2019 | NM | Meadow Lake Solar Energy Center | 59618 | AZNM | WECC Southwest | SUN | 9.1 |  | 23748 |  |  |  |  | Estimated using an emission factor | 211451
2019 | NM | Mesalands Comm College Wind Turbine | 57106 | SPSO | SPP South | WND | 1.5 |  | 2899 |  |  |  |  | Estimated using an emission factor | 25812
2019 | NM | Middle Daisy | 61681 | SPSO | SPP South | SUN | 5 |  | 13060 |  |  |  |  | Estimated using an emission factor | 116286
2019 | NM | Milagro Cogeneration Plant | 54814 | AZNM | WECC Southwest | NG | 121.6
2019 | NM | Milo Wind Project LLC | 59838 | SPSO | SPP South | WND | 50 |  | 220788 |  |  |  |  | Estimated using an emission factor | 1965895
2019 | NM | Navajo Dam | 584 | AZNM | WECC Southwest | WAT | 30 |  | 57716 |  |  |  |  | NEI avg EF - PM, fuel type, firing type | 513902
2019 | NM | New Mexico Community Solar Facility | 61783 | AZNM | WECC Southwest | SUN | 2
2019 | NM | New Mexico State University | 54975 | AZNM | WECC Southwest | NG | 4.7 | 0.45622 | 36228 | 220508.519 | 0.60457 | 0.033376 | 0.0054834 | NEI avg EF - PM, fuel type, firing type | 483340 | 1.3252
2019 | NM | New Mexico Wind Energy Center | 56097 | AZNM | WECC Southwest | WND | 204 |  | 610060 |  |  |  |  | Estimated using an emission factor | 5431974
2019 | NM | Oso Grande Wind Farm | 63502 | AZNM | WECC Southwest | WND | 249.8
2019 | NM | Otero Solar | 58520 | AZNM | WECC Southwest | SUN | 8 |  | 17236 |  |  |  |  | Estimated using an emission factor | 153470
2019 | NM | Pinon Energy Center | 63281 | AZNM | WECC Southwest | NG | 292.6
2019 | NM | Prosperity Energy Storage Facility Hybrid | 58899 | AZNM | WECC Southwest | SUN | 1.3 |  | 578 |  |  |  |  | EPA/NEI; Estimated using an emission factor | 5146
2019 | NM | Pyramid Generating Station | 7975 | AZNM | WECC Southwest | NG | 186 |  | 273786 | 2740947.219 | 8.911 | 0.065095 | 0.0065021 | EPA/NEI | 2740947.219 | 8.911
2019 | NM | Quay County | 58125 | SPSO | SPP South | DFO | 27 |  | 231 | 4407 | 0.038031 | 0.32927 | 0.017259 | NEI avg EF - PM, fuel type, firing type | 4407 | 0.038031
2019 | NM | Questa Solar Facility | 57369 | AZNM | WECC Southwest | SUN | 1 |  | 1695 |  |  |  |  | Estimated using an emission factor | 15092
2019 | NM | RC Energy AA LLC Solar Facility | 62756 | AZNM | WECC Southwest | SUN | 1 |  | 1959 |  |  |  |  | Estimated using an emission factor | 17442
2019 | NM | Red Mesa Wind LLC | 57357 | AZNM | WECC Southwest | WND | 102.4 |  | 219898 |  |  |  |  | Estimated using an emission factor | 1957971
2019 | NM | Reeves Generating Station | 2450 | AZNM | WECC Southwest | NG | 154 |  | 187436 | 2427912.5 | 8.8862 | 0.094818 | 0.00732 | EPA/NEI | 2427912.5 | 8.8862
2019 | NM | Rio Bravo Generating Station | 55039 | AZNM | WECC Southwest | NG | 150 |  | 269483 | 3158112.75 | 12.341 | 0.09159 | 0.0078154 | NEI avg EF - PM, fuel type, firing type | 3158112.75 | 12.341
2019 | NM | Rio Communities Solar Energy Center | 60198 | AZNM | WECC Southwest | SUN | 10 |  | 24138 |  |  |  |  | Estimated using an emission factor | 214924
2019 | NM | Rio De Oro Solar Energy Center | 62597 | AZNM | WECC Southwest | SUN | 10 |  | 12083 |  |  |  |  | Estimated using an emission factor | 107587
2019 | NM | Rio Grande | 2444 | AZNM | WECC Southwest | NG | 398.3 |  | 927185 | 10578927.625 | 25.6371 | 0.055301 | 0.0048468 | EPA/NEI; Estimated using an emission factor | 10578927.625 | 25.6371
2019 | NM | Rio Rancho High School | 58589 | AZNM | WECC Southwest | SUN | 1 |  | 2286 |  |  |  |  | Estimated using an emission factor | 20354
2019 | NM | Rio Rancho Solar Energy Center | 63184 | AZNM | WECC Southwest | SUN | 10 |  | 1346 |  |  |  |  | Estimated using an emission factor | 11988
2019 | NM | Roadrunner Solar | 57338 | AZNM | WECC Southwest | SUN | 20.2 |  | 51221 |  |  |  |  | Estimated using an emission factor | 456072
2019 | NM | Roosevelt County | 58771 | SPSO | SPP South | WND | 250 |  | 1112754 |  |  |  |  | Estimated using an emission factor | 9907961
2019 | NM | Roswell Solar, LLC | 60406 | SPSO | SPP South | SUN | 70 |  | 164512 |  |  |  |  | Estimated using an emission factor | 1464815
2019 | NM | Sagamore Wind | 63578 |  |  | WND | 522
2019 | NM | San Juan | 2451 | AZNM | WECC Southwest | RC | 1848 |  | 4715981 | 57412152 | 26.9372 | 0.011424 | 0.00093838 | EPA/NEI | 57412152 | 26.9372
2019 | NM | San Juan Mesa Wind Project LLC | 56304 | SPSO | SPP South | WND | 120 |  | 403830 |  |  |  |  | Estimated using an emission factor | 3595704
2019 | NM | San Miguel I Solar Energy Center | 63081 | AZNM | WECC Southwest | SUN | 10 |  | 8872 |  |  |  |  | Estimated using an emission factor | 78998
2019 | NM | San Miguel II Solar Energy Center | 63082 | AZNM | WECC Southwest | SUN | 10 |  | 4833 |  |  |  |  | Estimated using an emission factor | 43032
2019 | NM | Sandoval Solar Energy Center | 59558 | AZNM | WECC Southwest | SUN | 6.1 |  | 15325 |  |  |  |  | Estimated using an emission factor | 136454
2019 | NM | Santa Fe Solar Energy Center | 60196 | AZNM | WECC Southwest | SUN | 9.5 |  | 23882 |  |  |  |  | Estimated using an emission factor | 212645
2019 | NM | Santolina Solar Energy Center | 60197 | AZNM | WECC Southwest | SUN | 10.5 |  | 24706 |  |  |  |  | Estimated using an emission factor | 219981
2019 | NM | SEV NM Phase 2 | 58479 | SPSO | SPP South | SUN | 2 |  | 2971 |  |  |  |  | Estimated using an emission factor | 26455
2019 | NM | Silver City WWTP PV Project | 58540 | AZNM | WECC Southwest | SUN | 1 |  | 1941 |  |  |  |  | Estimated using an emission factor | 17283
2019 | NM | South Valley Solar Energy Center | 60195 | AZNM | WECC Southwest | SUN | 10 |  | 24170 |  |  |  |  | Estimated using an emission factor | 215210
2019 | NM | Southside Water Reclamation Plant | 10339 | AZNM | WECC Southwest | NG | 6.6 | 1 | 29766 | 406977.984 | 1.0543 | 0.070842 | 0.0051813 | Estimated using an emission factor | 406977.984 | 1.0543
2019 | NM | Springer Solar 1 | 59560 | AZNM | WECC Southwest | SUN | 1 |  | 2455 |  |  |  |  | Estimated using an emission factor | 21860
2019 | NM | SPS1 Dollarhide | 57736 | SPSO | SPP South | SUN | 10 |  | 19030 |  |  |  |  | Estimated using an emission factor | 169442
2019 | NM | SPS2 Jal | 57737 | SPSO | SPP South | SUN | 10 |  | 19834 |  |  |  |  | Estimated using an emission factor | 176603
2019 | NM | SPS3 Lea | 57738 | SPSO | SPP South | SUN | 10 |  | 18209 |  |  |  |  | Estimated using an emission factor | 162133
2019 | NM | SPS4 Monument | 57739 | SPSO | SPP South | SUN | 10.1 |  | 20615 |  |  |  |  | Estimated using an emission factor | 183554
2019 | NM | SPS5 Hopi | 57740 | SPSO | SPP South | SUN | 10.1 |  | 18591 |  |  |  |  | Estimated using an emission factor | 165535
2019 | NM | Sterling I Wind Farm | 60991 | SPSO | SPP South | WND | 29.9 |  | 132852 |  |  |  |  | Estimated using an emission factor | 1182914
2019 | NM | Storrie Lake Solar Project | 58794 | AZNM | WECC Southwest | SUN | 1.9 |  | 3176 |  |  |  |  | Estimated using an emission factor | 28281
2019 | NM | Sue Cleveland High School | 58588 | AZNM | WECC Southwest | SUN | 1 |  | 2207 |  |  |  |  | Estimated using an emission factor | 19652
2019 | NM | SunE EPE1 LLC | 57986 | AZNM | WECC Southwest | SUN | 10 |  | 25416 |  |  |  |  | Estimated using an emission factor | 226305
2019 | NM | SunE EPE2 LLC | 57985 | AZNM | WECC Southwest | SUN | 12 |  | 29120 |  |  |  |  | Estimated using an emission factor | 259283
2019 | NM | Syncarpha Eagle Nest | 62149 | AZNM | WECC Southwest | SUN | 1 |  | 2348 |  |  |  |  | Estimated using an emission factor | 20905
2019 | NM | Syncarpha El Rito | 63124 | AZNM | WECC Southwest | SUN | 1.6 |  | 61 |  |  |  |  | Estimated using an emission factor | 543
2019 | NM | Syncarpha Questa | 63125 | AZNM | WECC Southwest | SUN | 1.6
2019 | NM | Syncarpha Taos | 63123 | AZNM | WECC Southwest | SUN | 3.1
2019 | NM | Taos Mesa Energy Facility Hybrid | 63728 | AZNM | WECC Southwest |  | 27
2019 | NM | Texico Wind Ranch LP | 57258 | SPSO | SPP South | WND | 1.9 |  | 1356.999 |  |  |  |  | Estimated using an emission factor | 12084
2019 | NM | Tip Top Solar Energy Center LLC | 63028 | SPSO | SPP South | SUN | 220
2019 | NM | TSGT Mobile Generator #15 | 57476 | AZNM | WECC Southwest | DFO | 2
2019 | NM | Tucumcari | 2469 | SPSO | SPP South | DFO | 16.1
2019 | NM | Univ New Mexico Cogen Plant | 50905 | AZNM | WECC Southwest | NG | 2.5
2019 | NM | Valencia Power Plant | 55802 | AZNM | WECC Southwest | NG | 656.1 |  | 80233 | 935279.188 | 7.5355 | 0.18784 | 0.016114 | EPA/NEI | 935279.188 | 7.5355
2019 | NM | Vista Solar Energy Center | 62467 | AZNM | WECC Southwest | SUN | 10 |  | 22967 |  |  |  |  | Estimated using an emission factor | 204498
2019 | NM | Wal-Mart Truth or Consequences PV | 60341 | AZNM | WECC Southwest | SUN | 1 |  | 1797 |  |  |  |  | Estimated using an emission factor | 16000
2019 | NM | Wildcat Wind | 57887 | SPSO | SPP South | WND | 27.3 |  | 92644 |  |  |  |  | Estimated using an emission factor | 824902
2019 | NM | WSMR I | 58010 | AZNM | WECC Southwest | SUN | 4.6 |  | 6406 |  |  |  |  | Estimated using an emission factor | 57040
2019 | NV | Aiya Solar Project | 59869 | AZNM | WECC Southwest | SUN | 100
2019 | NV | Apex Generating Station | 55514 | AZNM | WECC Southwest | NG | 600.6 |  | 2109062 | 14816599.5 | 55.2928 | 0.052434 | 0.0074636 | EPA/NEI | 14816599.5 | 55.2928
2019 | NV | Apex Solar PV Power Project | 58489 | AZNM | WECC Southwest | SUN | 20 |  | 51306 |  |  |  |  | Estimated using an emission factor | 456829
2019 | NV | Arida Solar | 63841 | CAMX | WECC California | SUN | 370
2019 | NV | Arrow Canyon Solar Hybrid | 62248 | AZNM | WECC Southwest |  | 275
2019 | NV | Battle Mountain | 6509 | NWPP | WECC Northwest | DFO | 8
2019 | NV | Battle Mountain Solar Project | 61098 | NWPP | WECC Northwest | SUN | 101
2019 | NV | Beowawe Power | 10287 | NWPP | WECC Northwest | GEO | 20.6 |  | 99112 |  |  |  |  | Estimated using an emission factor | 882494
2019 | NV | Boulder Solar II, LLC | 60885 | AZNM | WECC Southwest | SUN | 50 |  | 131190 |  |  |  |  | Estimated using an emission factor | 1168116
2019 | NV | Boulder Solar Power, LLC | 60352 | AZNM | WECC Southwest | SUN | 100 |  | 268134 |  |  |  |  | Estimated using an emission factor | 2387465
2019 | NV | Brady | 55991 | NWPP | WECC Northwest | GEO | 47.9 |  | 105122 |  |  |  |  | EPA/NEI; Estimated using an emission factor | 936006
2019 | NV | Brunswick | 6510 | NWPP | WECC Northwest | DFO | 6
2019 | NV | CC Landfill Energy, LLC | 60792 | AZNM | WECC Southwest | LFG | 12 |  | 30789 | 646635 | 6.9837 | 0.45365 | 0.0216 | Estimated using an emission factor | 646635 | 6.9837
2019 | NV | Chuck Lenzie Generating Station | 55322 | AZNM | WECC Southwest | NG | 1465.6 |  | 6578979 | 49456345 | 196.3011 | 0.059675 | 0.0079384 | EPA/NEI | 49456345 | 196.3011
2019 | NV | CityCenter Central Plant Cogen Units | 57348 | AZNM | WECC Southwest | NG | 8.6 | 0.46405 | 63130 | 325987.444 | 0.89376 | 0.028315 | 0.0054834 | NEI avg EF - PM, fuel type, firing type | 702476 | 1.926
2019 | NV | Clark | 2322 | AZNM | WECC Southwest | NG | 1565.6 |  | 669988.995 | 2480952.199 | 18.0152 | 0.053778 | 0.014523 | EPA/NEI | 2480952.199 | 18.0152
2019 | NV | CM10 | 56944 | CAMX | WECC California | SUN | 10 |  | 22562 |  |  |  |  | Estimated using an emission factor | 200890
2019 | NV | CM48 | 57205 | CAMX | WECC California | SUN | 48 |  | 97974 |  |  |  |  | Estimated using an emission factor | 872360.016
2019 | NV | Copper Mountain Solar 2 | 58017 | CAMX | WECC California | SUN | 154 |  | 357955.002 |  |  |  |  | Estimated using an emission factor | 3187228.938
2019 | NV | Copper Mountain Solar 3 | 58915 | CAMX | WECC California | SUN | 255 |  | 592150.998 |  |  |  |  | Estimated using an emission factor | 5272513
2019 | NV | Copper Mountain Solar 4, LLC | 59814 | CAMX | WECC California | SUN | 93.6 |  | 265977 |  |  |  |  | Estimated using an emission factor | 2368259
2019 | NV | Copper Mountain Solar 5, LLC | 63504 | AZNM | WECC Southwest | SUN | 252
2019 | NV | Crescent Dunes Solar Energy | 57275 | NWPP | WECC Northwest | SUN | 125 |  | 50168 |  |  |  |  | Estimated using an emission factor | 446697
2019 | NV | Crescent Valley Solar | 62888 | NWPP | WECC Northwest | SUN | 149
2019 | NV | Desert Peak Power Plant | 10018 | NWPP | WECC Northwest | GEO | 37 |  | 93385 |  |  |  |  | EPA/NEI; Estimated using an emission factor | 831500
2019 | NV | Desert Star Energy Center | 55077 | CAMX | WECC California | NG | 536 |  | 1314502 | 10095654.5 | 23.3563 | 0.035536 | 0.004627 | EPA/NEI | 10095654.5 | 23.3563
2019 | NV | Dignity - San Martin | 61862 | AZNM | WECC Southwest | SUN | 1.7 |  | 3482 |  |  |  |  | Estimated using an emission factor | 31004
2019 | NV | Dignity - Siena Campus | 61825 | AZNM | WECC Southwest | SUN | 1.4 |  | 2240 |  |  |  |  | Estimated using an emission factor | 19946
2019 | NV | Dixie Valley Power Partnership | 10681 | NWPP | WECC Northwest | GEO | 28
2019 | NV | Dodge Flat | 63913 | AZNM | WECC Southwest | SUN | 200
2019 | NV | Don A Campbell 1 Geothermal | 58533 | AZNM | WECC Southwest | GEO | 22.5 |  | 146325 |  |  |  |  | Estimated using an emission factor | 1302877
2019 | NV | Don A Campbell 2 Geothermal | 60419 | AZNM | WECC Southwest | GEO | 25 |  | 130680 |  |  |  |  | Estimated using an emission factor | 1163574
2019 | NV | Dry Lake Solar Energy Center | 63933 | AZNM | WECC Southwest |  | 250
2019 | NV | Eagle Shadow Mountain Solar Farm | 61852 | AZNM | WECC Southwest | SUN | 300
2019 | NV | EGP Stillwater Solar PV II, LLC | 61809 | NWPP | WECC Northwest | SUN | 20 |  | 27005 |  |  |  |  | Estimated using an emission factor | 240452
2019 | NV | Ely Energy Center | 56642 | AZNM | WECC Southwest | SUB | 1500
2019 | NV | Empire | 50760 | NWPP | WECC Northwest | GEO | 4.8
2019 | NV | ENEL Salt Wells LLC | 57213 | AZNM | WECC Southwest | GEO | 23.6 |  | 103773 |  |  |  |  | Estimated using an emission factor | 923995
2019 | NV | Fallon | 6511 | NWPP | WECC Northwest | DFO | 2
2019 | NV | Fleish | 6513 | NWPP | WECC Northwest | WAT | 2 |  | 11623 |  |  |  |  | NEI avg EF - PM, fuel type, firing type | 103492
2019 | NV | Fort Churchill | 2330 | NWPP | WECC Northwest | NG | 230 |  | 642022 | 7622618.75 | 27.1672 | 0.08463 | 0.0071281 | EPA/NEI | 7622618.75 | 27.1672
2019 | NV | Ft. Churchill PV | 59472 | AZNM | WECC Southwest | SUN | 19.9 |  | 36412 |  |  |  |  | Estimated using an emission factor | 324214
2019 | NV | Gabbs | 6514 | NWPP | WECC Northwest | DFO | 5.4
2019 | NV | Galena 2 Geothermal Power Plant | 56540 | NWPP | WECC Northwest | GEO | 13.5 |  | 33974 |  |  |  |  | Estimated using an emission factor | 302505
2019 | NV | Galena 3 Geothermal Power Plant | 56541 | NWPP | WECC Northwest | GEO | 30 |  | 126728 |  |  |  |  | Estimated using an emission factor | 1128385
2019 | NV | Gemini Solar | 63352 | AZNM | WECC Southwest |  | 1070
2019 | NV | Goodsprings Waste Heat Recovery | 57684 | AZNM | WECC Southwest | WH | 7.5 |  | 21519 |  |  |  |  | Estimated using an emission factor | 191605
2019 | NV | Harry Allen | 7082 | AZNM | WECC Southwest | NG | 745 |  | 3378358 | 24535652.75 | 80.6319 | 0.047734 | 0.0065726 | EPA/NEI | 24535652.75 | 80.6319
2019 | NV | Harry Allen Solar Energy LLC | 63080 | AZNM | WECC Southwest | SUN | 118.8
2019 | NV | Hoover Dam (NV) | 154 | AZNM | WECC Southwest | WAT | 1039.4 |  | 2175714.999 |  |  |  |  | NEI avg EF - PM, fuel type, firing type | 19372565.227
2019 | NV | IKEA Las Vegas 462 | 61193 | AZNM | WECC Southwest | SUN | 1 |  | 1585 |  |  |  |  | Estimated using an emission factor | 14113
2019 | NV | Jersey Valley Geothermal Power Plant | 57376 | AZNM | WECC Southwest | GEO | 23.5 |  | 71254 |  |  |  |  | Estimated using an emission factor | 634445.984
2019 | NV | Lahontan | 6521 | NWPP | WECC Northwest | WAT | 3.8 |  | 8277.999 |  |  |  |  | EPA/NEI; Estimated using an emission factor | 73707
2019 | NV | Las Vegas Generating Station | 10761 | AZNM | WECC Southwest | NG | 358.9 |  | 196104 | 1766103.281 | 4.3404 | 0.044266 | 0.0049152 | EPA/NEI | 1766103.281 | 4.3404
2019 | NV | Las Vegas WPCF Solar Plant | 58477 | AZNM | WECC Southwest | SUN | 3.3 |  | 6513 |  |  |  |  | Estimated using an emission factor | 57995
2019 | NV | Lovelock Solar | 62934 | NWPP | WECC Northwest | SUN | 190
2019 | NV | Luning Energy | 61084 | NWPP | WECC Northwest | SUN | 50 |  | 129679 |  |  |  |  | Estimated using an emission factor | 1154662
2019 | NV | McGinness Hills | 57446 | AZNM | WECC Southwest | GEO | 100 |  | 758187 |  |  |  |  | Estimated using an emission factor | 6750898
2019 | NV | McGinness Hills 3 | 61912 | AZNM | WECC Southwest | GEO | 74 |  | 441753 |  |  |  |  | Estimated using an emission factor | 3933368
2019 | NV | Moapa Paiute Energy Center | 55642 | CAMX | WECC California | NG | 1210
2019 | NV | Moapa Southern Paiute | 57859 | AZNM | WECC Southwest | SUN | 250 |  | 599720 |  |  |  |  | Estimated using an emission factor | 5339907
2019 | NV | Mohave | 2341 | CAMX | WECC California | SUB | 1636.2
2019 | NV | Mountain View Solar | 58544 | AZNM | WECC Southwest | SUN | 20 |  | 53154 |  |  |  |  | Estimated using an emission factor | 473284
2019 | NV | Nellis Air Force Base Solar Array | 56568 | AZNM | WECC Southwest | SUN | 14 |  | 26474 |  |  |  |  | Estimated using an emission factor | 235723
2019 | NV | Nellis Solar PV II | 59919 | AZNM | WECC Southwest | SUN | 15 |  | 39444 |  |  |  |  | Estimated using an emission factor | 351210
2019 | NV | Nevada Cogen Assoc#1 GarnetVly | 54350 | AZNM | WECC Southwest | NG | 94.8 | 0.77785 | 709630 | 5095055.068 | 12.9126 | 0.036392 | 0.0050687 | EPA/NEI; Estimated using an emission factor | 6550202.312 | 16.6004
2019 | NV | Nevada Cogen Associates 2 Black Mountain | 54349 | AZNM | WECC Southwest | NG | 96.3 | 0.69338 | 706855 | 4859911.891 | 11.8644 | 0.03357 | 0.0048826 | EPA/NEI; Estimated using an emission factor | 7008987.125 | 17.111
2019 | NV | Nevada Solar One | 56405 | AZNM | WECC Southwest | NG | 75.7 |  | 112548 | 29087.012 | 0.11711 | 0.0020811 | 0.0080524 | NEI avg EF - PM, fuel type | 29087.012 | 0.11711
2019 | NV | New Lahontan | 50261 | NWPP | WECC Northwest | WAT | 4 |  | 15631 |  |  |  |  | NEI avg EF - PM, fuel type, firing type | 139178
2019 | NV | NGP Blue Mountain I LLC | 56982 | AZNM | WECC Southwest | GEO | 63.9 |  | 221804.001 |  |  |  |  | Estimated using an emission factor | 1974942.938
2019 | NV | North Valley | 63491 | AZNM | WECC Southwest | GEO | 37
2019 | NV | North Valmy | 8224 | NWPP | WECC Northwest | SUB | 567 |  | 1698721 | 17735190.5 | 33.761 | 0.039749 | 0.0038072 | EPA/NEI | 17735190.5 | 33.761
2019 | NV | NVSS-II | 62636 | NWPP | WECC Northwest | SUN | 15 |  | 3059 |  |  |  |  | Estimated using an emission factor | 27239
2019 | NV | Patua Acquisition Project, LLC | 58319 | NWPP | WECC Northwest | GEO | 58.6 |  | 150711.999 |  |  |  |  | Estimated using an emission factor | 1341939
2019 | NV | Playa Solar 1, LLC | 59827 | AZNM | WECC Southwest | SUN | 79 |  | 208122 |  |  |  |  | Estimated using an emission factor | 1853118
2019 | NV | Playa Solar 2 | 60261 | AZNM | WECC Southwest | SUN | 100 |  | 289341 |  |  |  |  | Estimated using an emission factor | 2576292
2019 | NV | Reid Gardner | 2324 | AZNM | WECC Southwest | BIT | 636.8
2019 | NV | Richard Burdette Geothermal | 56321 | NWPP | WECC Northwest | GEO | 30 |  | 135616 |  |  |  |  | Estimated using an emission factor | 1207526
2019 | NV | River Mountains Solar | 59747 | AZNM | WECC Southwest | SUN | 14.4 |  | 33790 |  |  |  |  | Estimated using an emission factor | 300867
2019 | NV | Rough Hat | 63782 | CAMX | WECC California | SUN | 400
2019 | NV | Rough Hat 2 | 63783 | CAMX | WECC California | SUN | 400
2019 | NV | Saguaro Power | 54271 | AZNM | WECC Southwest | NG | 127.2 | 0.70718 | 756676 | 4911932.346 | 14.1376 | 0.037368 | 0.0057564 | EPA/NEI; Estimated using an emission factor | 6945752.75 | 19.9914
2019 | NV | San Emidio | 57456 | AZNM | WECC Southwest | GEO | 11.8 |  | 73380 |  |  |  |  | Estimated using an emission factor | 653375
2019 | NV | Searchlight Solar | 59404 | AZNM | WECC Southwest | SUN | 17.5 |  | 47991 |  |  |  |  | Estimated using an emission factor | 427312
2019 | NV | Silver State Solar Power North | 57442 | AZNM | WECC Southwest | SUN | 52 |  | 113676 |  |  |  |  | Estimated using an emission factor | 1012171
2019 | NV | Silver State Solar Power South | 58644 | CAMX | WECC California | SUN | 260.1 |  | 654772.001 |  |  |  |  | Estimated using an emission factor | 5830090.875
2019 | NV | Silverhawk | 55841 | AZNM | WECC Southwest | NG | 664.7 |  | 1795018 | 13860065.5 | 60.5175 | 0.067428 | 0.0087326 | EPA/NEI | 13860065.5 | 60.5175
2019 | NV | Snow Mountain Solar, LLC | 59935 | AZNM | WECC Southwest | SUN | 100
2019 | NV | Soda Lake 3 | 63365 | NWPP | WECC Northwest | GEO | 26 |  | 23973
2019 | NV | Soda Lake Geothermal No I II | 52174 | NWPP | WECC Northwest | GEO | 26.1 |  | 37214.001 |  |  |  |  | EPA/NEI; Estimated using an emission factor | 331354.007
2019 | NV | Solar Las Vegas MB 2, LLC | 60350 | AZNM | WECC Southwest | SUN | 1.9 |  | 2498 |  |  |  |  | Estimated using an emission factor | 22243
2019 | NV | Solar Las Vegas MB-1 | 59430 | AZNM | WECC Southwest | SUN | 5 |  | 9985 |  |  |  |  | Estimated using an emission factor | 88907
2019 | NV | Southern Bighorn Solar Hybrid | 63113 | AZNM | WECC Southwest |  | 435
2019 | NV | Spectrum Solar PV Power Project | 58490 | AZNM | WECC Southwest | SUN | 30.2 |  | 81863 |  |  |  |  | Estimated using an emission factor | 728907
2019 | NV | Spring Valley Wind Project | 57192 | NWPP | WECC Northwest | WND | 150 |  | 329399 |  |  |  |  | Estimated using an emission factor | 2932969
2019 | NV | Steamboat 1 | 50763 | NWPP | WECC Northwest | GEO | 8.4
2019 | NV | Steamboat 1A Power Plant | 52138 | NWPP | WECC Northwest | GEO | 2.4
2019 | NV | Steamboat Hills LP | 50654 | NWPP | WECC Northwest | GEO | 21.8 |  | 83852 |  |  |  |  | Estimated using an emission factor | 746621
2019 | NV | Steamboat II | 54665 | NWPP | WECC Northwest | GEO | 18.2 |  | 53257 |  |  |  |  | Estimated using an emission factor | 474198
2019 | NV | Steamboat III | 54666 | NWPP | WECC Northwest | GEO | 18.2 |  | 61883 |  |  |  |  | Estimated using an emission factor | 551007
2019 | NV | Stillwater Facility | 50765 | NWPP | WECC Northwest | SUN | 90.2 |  | 150354 |  |  |  |  | EPA/NEI; Estimated using an emission factor | 1338753
2019 | NV | Sun Peak Generating Station | 54854 | AZNM | WECC Southwest | NG | 222 |  | 53892 | 705949.594 | 1.8799 | 0.069766 | 0.0053259 | EPA/NEI | 705949.594 | 1.8799
2019 | NV | Sunrise | 2326 | AZNM | WECC Southwest | NG | 166.6
2019 | NV | Sunshine Valley Solar | 59826 | CAMX | WECC California | SUN | 103.5 |  | 7967 |  |  |  |  | Estimated using an emission factor | 70938
2019 | NV | Techren Solar I LLC | 61611 | AZNM | WECC Southwest | SUN | 100 |  | 232044 |  |  |  |  | Estimated using an emission factor | 2066118
2019 | NV | Techren Solar II LLC | 61930 | AZNM | WECC Southwest | SUN | 200 |  | 175258 |  |  |  |  | Estimated using an emission factor | 1560497
2019 | NV | Techren Solar III LLC | 61931 | AZNM | WECC Southwest | SUN | 25
2019 | NV | Techren Solar IV LLC | 61932 | AZNM | WECC Southwest | SUN | 25
2019 | NV | Techren Solar V | 62440 | AZNM | WECC Southwest | SUN | 50
2019 | NV | Terra-Gen Dixie Valley | 52015 | CAMX | WECC California | GEO | 70.9 |  | 491707 |  |  |  |  | Estimated using an emission factor | 4378160
2019 | NV | Townsite Solar Project Hybrid | 60654 | AZNM | WECC Southwest |  | 200
2019 | NV | Tracy | 2336 | NWPP | WECC Northwest | NG | 1182.9 |  | 4248303 | 34999248.625 | 60.9614 | 0.028699 | 0.0034836 | EPA/NEI | 34999248.625 | 60.9614
2019 | NV | TS Power Plant | 56224 | NWPP | WECC Northwest | SUB | 409.6 |  | 1049081 | 11310877 | 9.2339 | 0.017604 | 0.0016327 | EPA/NEI | 11310877 | 9.2339
2019 | NV | Tungsten Mountain | 60785 | AZNM | WECC Southwest | GEO | 44.3 |  | 249836 |  |  |  |  | Estimated using an emission factor | 2224540
2019 | NV | Turquoise Liberty Solar | 62980 | NWPP | WECC Northwest | SUN | 10 |  | 1348 |  |  |  |  | Estimated using an emission factor | 12002
2019 | NV | Turquoise Nevada, LLC | 63906 | NWPP | WECC Northwest | SUN | 60
2019 | NV | Tuscarora Geothermal Power Plant | 57451 | AZNM | WECC Southwest | GEO | 32 |  | 124101 |  |  |  |  | Estimated using an emission factor | 1104994
2019 | NV | Valley Road | 6530 | NWPP | WECC Northwest | DFO | 6
2019 | NV | Verdi | 6531 | NWPP | WECC Northwest | WAT | 2.4 |  | 17364 |  |  |  |  | NEI avg EF - PM, fuel type, firing type | 154609
2019 | NV | Walter M. Higgins III Generating Station | 55687 | AZNM | WECC Southwest | NG | 688.4 |  | 2240346 | 17092843.5 | 70.481 | 0.06292 | 0.0082468 | EPA/NEI | 17092843.5 | 70.481
2019 | NV | Washoe | 6532 | NWPP | WECC Northwest | WAT | 2.6 |  | 13446 |  |  |  |  | NEI avg EF - PM, fuel type, firing type | 119723
2019 | NV | Waste Management Lockwood LFGTE | 57166 | AZNM | WECC Southwest | LFG | 3.2 |  | 23493 | 257541 | 1.8929 | 0.16115 | 0.0147 | Estimated using an emission factor | 257541 | 1.8929
2019 | NV | Western 102 Power Plant | 56500 | AZNM | WECC Southwest | NG | 118.6 |  | 312235.994 | 2750023.938 | 0.58026 | 0.0037168 | 0.000422 | Estimated using an emission factor | 2771776.938 | 0.58026
2019 | NV | Whitegrass No. 1 | 63001 | AZNM | WECC Southwest | GEO | 6.4 |  | 14130 |  |  |  |  | Estimated using an emission factor | 125812
2019 | NV | Winnemucca | 6533 | NWPP | WECC Northwest | NG | 14.9
2019 | NY | 100 Brook Hill Drive Solar | 63292 | NYUP | NPCC Upstate NY | SUN | 2 |  | 2467 |  |  |  |  | Estimated using an emission factor | 21968
2019 | NY | 23rd and 3rd | 7910 | NYCW | NPCC NYC/Westchester | NG | 94 |  | 72966 | 826352.625 | 4.1447 | 0.11361 | 0.010031 | EPA/NEI | 826352.625 | 4.1447
2019 | NY | 25 Ashdown Road Solar, LLC | 62998 | NYUP | NPCC Upstate NY | SUN | 4 |  | 0
2019 | NY | 59th Street | 2503 | NYCW | NPCC NYC/Westchester | NG | 17.1 |  | 119 | 1898 | 0.0074169 | 0.12465 | 0.0078154 | NEI avg EF - PM, fuel type, firing type | 1898 | 0.0074169
2019 | NY | 74th Street | 2504 | NYCW | NPCC NYC/Westchester | KER | 37 |  | 316 | 9536 | 0.22479 | 1.4227 | 0.047145 | EPA/NEI | 9536 | 0.22479
2019 | NY | 98th Street Battery Storage Station | 62839 | NYCW | NPCC NYC/Westchester | MWH | 2
2019 | NY | Adirondack Solar | 63772 | NYUP | NPCC Upstate NY | SUN | 1.1 |  | 1724 |  |  |  |  | Estimated using an emission factor | 15351
2019 | NY | Aegis CSG | 63059 | NYUP | NPCC Upstate NY | SUN | 2 |  | 2799 |  |  |  |  | Estimated using an emission factor | 24923
2019 | NY | AES Tonawanda Solar LLC | 63161 | NYUP | NPCC Upstate NY | SUN | 2
2019 | NY | AG - Energy | 10803 | NYUP | NPCC Upstate NY | NG | 99.3
2019 | NY | Al Turi | 10549 | NYUP | NPCC Upstate NY | LFG | 2.4 |  | 278.001 | 2880 | 0.021168 | 0.15229 | 0.0147 | Estimated using an emission factor | 2880 | 0.021168
2019 | NY | Alabama Ledge Wind Farm LLC | 62261 | NYUP | NPCC Upstate NY | WND | 79.8
2019 | NY | Albany Medical Ctr Cogen Plant | 59453 | NYUP | NPCC Upstate NY | NG | 4.6 | 0.3367 | 27594 | 159384.431 | 0.43698 | 0.031672 | 0.0054834 | NEI avg EF - PM, fuel type, firing type | 473376 | 1.2979
2019 | NY | Albert Einstein College of Medicine | 62398 | NYCW | NPCC NYC/Westchester | DFO | 8.6 |  | 61.002 | 589.998 | 0.089326 | 2.9286 | 0.3028 | Estimated using an emission factor | 589.998 | 0.089326
2019 | NY | Alice Falls Hydro Project | 54391 | NYUP | NPCC Upstate NY | WAT | 2.1 |  | 5732 |  |  |  |  | NEI avg EF - PM, fuel type, firing type | 51037
2019 | NY | Alle-Catt Wind Energy LLC | 62954 | NYUP | NPCC Upstate NY | WND | 340
2019 | NY | Allegany Station No. 133 | 10619 | NYUP | NPCC Upstate NY | NG | 67 |  | 17817 | 142364.469 | 0.42854 | 0.048104 | 0.0060203 | EPA/NEI | 142364.469 | 0.42854
2019 | NY | Allegany Wind Farm | 58779 | NYUP | NPCC Upstate NY | WND | 72.5
2019 | NY | Allens Falls | 2540 | NYUP | NPCC Upstate NY | WAT | 4 |  | 27274 |  |  |  |  | NEI avg EF - PM, fuel type, firing type | 242848
2019 | NY | Allis Medina Solar LLC CSG | 63129 | NYUP | NPCC Upstate NY | SUN | 5
2019 | NY | Amsterdam North | 61904 | NYUP | NPCC Upstate NY | SUN | 2 |  | 3179 |  |  |  |  | Estimated using an emission factor | 28307
2019 | NY | Amsterdam South | 61905 | NYUP | NPCC Upstate NY | SUN | 2 |  | 3164 |  |  |  |  | Estimated using an emission factor | 28173
2019 | NY | Anheuser-Busch Baldwinsville | 61575 | NYUP | NPCC Upstate NY | SUN | 2 |  | 2508 |  |  |  |  | Estimated using an emission factor | 22333
2019 | NY | Arkwright Summit Wind Farm LLC | 61673 | NYUP | NPCC Upstate NY | WND | 79.8 |  | 256397 |  |  |  |  | Estimated using an emission factor | 2282960
2019 | NY | Arthur Kill | 2490 | NYCW | NPCC NYC/Westchester | NG | 895.5 |  | 903336 | 10379033.5 | 78.6859 | 0.17421 | 0.015162 | EPA/NEI | 10379033.5 | 78.6859
2019 | NY | Ashokan | 88 | NYUP | NPCC Upstate NY | WAT | 4.6 |  | 10437 |  |  |  |  | NEI avg EF - PM, fuel type, firing type | 92932
2019 | NY | Astoria Energy | 55375 | NYCW | NPCC NYC/Westchester | NG | 1245 |  | 5989392 | 45181771 | 400.3659 | 0.13369 | 0.017722 | EPA/NEI | 45181771 | 400.3659
2019 | NY | Astoria Gas Turbine Power | 55243 | NYCW | NPCC NYC/Westchester | NG | 666.1 |  | 17046.997 | 255766.202 | 20.1771 | 2.3672 | 0.15778 | EPA/NEI; Estimated using an emission factor | 255766.202 | 20.1771
2019 | NY | Astoria Generating Station | 8906 | NYCW | NPCC NYC/Westchester | NG | 1345 |  | 664808 | 8247332.609 | 53.4343 | 0.16075 | 0.012958 | EPA/NEI; Estimated using an emission factor | 8247332.609 | 53.4343
2019 | NY | Athens Generating Company | 55405 | NYUP | NPCC Upstate NY | NG | 1221.6 |  | 2917147 | 20960032.25 | 41.5392 | 0.028479 | 0.0039637 | EPA/NEI | 20960032.25 | 41.5392
2019 | NY | ATT Jericho | 62572 | NYLI | NPCC Long Island | NG | 1 |  | 7703 | 55624 | 0 | 0 | 0 | Estimated using an emission factor | 55624 | 0
2019 | NY | Auburn LFG Energy Facility | 57636 | NYUP | NPCC Upstate NY | LFG | 3.3
2019 | NY | Auburn State Street | 8009 | NYUP | NPCC Upstate NY | NG | 7 |  | 29 | 285 | 0.00078138 | 0.053889 | 0.0054834 | NEI avg EF - PM, fuel type, firing type | 285 | 0.00078138
2019 | NY | Baer Road CSG | 62034 | NYUP | NPCC Upstate NY | SUN | 2 |  | 3050 |  |  |  |  | Estimated using an emission factor | 27158
2019 | NY | Bakerstand Solar (NY) | 62811 | NYUP | NPCC Upstate NY | SUN | 20
2019 | NY | Barneveld Solar | 63279 | NYUP | NPCC Upstate NY | SUN | 1 |  | 725 |  |  |  |  | Estimated using an emission factor | 6456
2019 | NY | Baron Winds Farm | 60596 | NYUP | NPCC Upstate NY | WND | 272
2019 | NY | Bassett Medical Center | 54863 | NYUP | NPCC Upstate NY | DFO | 5.6 |  | 38.001 | 390 | 0.06045 | 3.1815 | 0.31 | Estimated using an emission factor | 390 | 0.06045
2019 | NY | Batavia Energy | 54593 | NYUP | NPCC Upstate NY | NG | 67.3 | 1 | 9325 | 85591.609 | 0.15958 | 0.034226 | 0.0037288 | EPA/NEI | 85591.609 | 0.15958
2019 | NY | Bayswater Peaking Facility | 55699 | NYLI | NPCC Long Island | NG | 60.5 |  | 118939 | 1453526.914 | 4.2092 | 0.07078 | 0.0057917 | EPA/NEI | 1453526.914 | 4.2092
2019 | NY | Beals Medina Solar LLC CSG | 63130 | NYUP | NPCC Upstate NY | SUN | 3.5
2019 | NY | Beardslee | 2543 | NYUP | NPCC Upstate NY | WAT | 20 |  | 64144 |  |  |  |  | NEI avg EF - PM, fuel type, firing type | 571139
2019 | NY | Beaver Falls, LLC | 10617 | NYUP | NPCC Upstate NY | NG | 107.8 | 0.6313 | 1912 | 11588.897 | 0.030064 | 0.031448 | 0.0051884 | EPA/NEI | 18357.197 | 0.047622
2019 | NY | Beebee Island Hydro Plant | 10531 | NYUP | NPCC Upstate NY | WAT | 9 |  | 50626 |  |  |  |  | NEI avg EF - PM, fuel type, firing type | 450773
2019 | NY | Belfort | 2544 | NYUP | NPCC Upstate NY | WAT | 2 |  | 14489 |  |  |  |  | NEI avg EF - PM, fuel type, firing type | 129010
2019 | NY | Bennett | 63410 | NYUP | NPCC Upstate NY | SUN | 1.4 |  | 2447 |  |  |  |  | Estimated using an emission factor | 21789
2019 | NY | Bennetts Bridge | 2545 | NYUP | NPCC Upstate NY | WAT | 36 |  | 104742 |  |  |  |  | NEI avg EF - PM, fuel type, firing type | 932622
2019 | NY | Bethlehem - East | 60477 | NYUP | NPCC Upstate NY | SUN | 1.7 |  | 2355 |  |  |  |  | Estimated using an emission factor | 20970
2019 | NY | Bethlehem - West | 60478 | NYUP | NPCC Upstate NY | SUN | 1 |  | 1414 |  |  |  |  | Estimated using an emission factor | 12592
2019 | NY | Bethlehem Energy Center (Albany) | 2539 | NYUP | NPCC Upstate NY | NG | 1293.1 |  | 4544459 | 31541487 | 148.3957 | 0.065308 | 0.0094096 | EPA/NEI | 31541487 | 148.3957
2019 | NY | Bethlehem Solar | 63079 | NYUP | NPCC Upstate NY | SUN | 1.7 |  | 1396 |  |  |  |  | Estimated using an emission factor | 12430
2019 | NY | Bethpage Energy Center | 50292 | NYLI | NPCC Long Island | NG | 240 | 1 | 352971 | 3028103.531 | 0.019081 | 0.00010812 | 1.2602e-05 | EPA/NEI | 3028103.531 | 0.019081
2019 | NY | Big Tree Community Solar Farm | 62476 | NYUP | NPCC Upstate NY | SUN | 2
2019 | NY | Binghamton Cogen | 55600 | NYUP | NPCC Upstate NY | NG | 47.7 | 1 | 0
2019 | NY | Black River | 2546 | NYUP | NPCC Upstate NY | WAT | 6 |  | 38732.001 |  |  |  |  | NEI avg EF - PM, fuel type, firing type | 344869.992
2019 | NY | Black River Generation, LLC | 10464 | NYUP | NPCC Upstate NY | WDS | 55.5 |  | 295590 | 5122423.375 | 44.7912 | 0.30306 | 0.017488 | EPA/NEI | 5122423.375 | 44.7912
2019 | NY | Black River Hydro Associates | 10687 | NYUP | NPCC Upstate NY | WAT | 5.7 |  | 4847 |  |  |  |  | NEI avg EF - PM, fuel type, firing type | 43157.001
2019 | NY | Blake | 2547 | NYUP | NPCC Upstate NY | WAT | 15 |  | 75090 |  |  |  |  | NEI avg EF - PM, fuel type, firing type | 668601
2019 | NY | Blenheim Gilboa | 2691 | NYUP | NPCC Upstate NY | WAT | 1000 |  | -120509 | [5 empty] | 0
2019 | NY | Bluestone | 63750 | NYUP | NPCC Upstate NY | SUN | 2 |  | 2287 |  |  |  |  | Estimated using an emission factor | 20363
2019 | NY | Blydenburgh Solar Project | 61900 | NYLI | NPCC Long Island | SUN | 1.5 |  | 2591 |  |  |  |  | Estimated using an emission factor | 23069
2019 | NY | Boas Rd #1 Community Solar Farm | 62530 | NYUP | NPCC Upstate NY | SUN | 2 |  | 1153 |  |  |  |  | Estimated using an emission factor | 10267
2019 | NY | Boas Rd #2 Community Solar Farm | 62531 | NYUP | NPCC Upstate NY | SUN | 2 |  | 1178 |  |  |  |  | Estimated using an emission factor | 10490
2019 | NY | Boas Rd #3 Community Solar Farm | 62532 | NYUP | NPCC Upstate NY | SUN | 2 |  | 1184 |  |  |  |  | Estimated using an emission factor | 10541
2019 | NY | Boas Rd #4 Community Solar Farm | 62533 | NYUP | NPCC Upstate NY | SUN | 2
2019 | NY | Bowline Generating Station | 2625 | NYUP | NPCC Upstate NY | NG | 1992 |  | 286744.06 | 3273939.875 | 10.9259 | 0.076207 | 0.0066745 | EPA/NEI | 3273939.875 | 10.9259
2019 | NY | Breesport Road Community Solar Farm | 62157 | NYUP | NPCC Upstate NY | SUN | 2 |  | 344 |  |  |  |  | Estimated using an emission factor | 3063
2019 | NY | Brentwood | 7912 | NYLI | NPCC Long Island | NG | 47 |  | 50423 | 541649.25 | 1.4824 | 0.0588 | 0.0054738 | EPA/NEI | 541649.25 | 1.4824
2019 | NY | Brentwood Solar | 58785 | NYLI | NPCC Long Island | SUN | 1 |  | 751 |  |  |  |  | Estimated using an emission factor | 6687
2019 | NY | Broadalbin | 61847 | NYUP | NPCC Upstate NY | SUN | 2 |  | 3208 |  |  |  |  | Estimated using an emission factor | 28564
2019 | NY | Broadalbin-Perth Solar | 61958 | NYUP | NPCC Upstate NY | SUN | 1.5 |  | 2077 |  |  |  |  | Estimated using an emission factor | 18493
2019 | NY | Bronx Zoo | 50427 | NYCW | NPCC NYC/Westchester | NG | 3.6 | 0.46332 | 21594.001 | 126881.077 | 0.026772 | 0.0024796 | 0.000422 | Estimated using an emission factor | 273849 | 0.057782
2019 | NY | Brookfield Power Glen Falls Hydro | 56936 | NYUP | NPCC Upstate NY | WAT | 11.8 |  | 51578 |  |  |  |  | NEI avg EF - PM, fuel type, firing type | 459250.008
2019 | NY | Brooklyn Hospital Center | 62002 | NYCW | NPCC NYC/Westchester | DFO | 1.4 |  | 5.001 | 34 | 0.00527 | 2.1076 | 0.31 | Estimated using an emission factor | 34 | 0.00527
2019 | NY | Brooklyn Navy Yard Cogeneration | 54914 | NYCW | NPCC NYC/Westchester | NG | 322 | 0.60781 | 1892243 | 11060610.757 | 0.0088917 | 9.398e-06 | 1.6078e-06 | EPA/NEI | 18197408 | 0.014629
2019 | NY | Broome County | 60507 | NYUP | NPCC Upstate NY | SUN | 4 |  | 2483 |  |  |  |  | Estimated using an emission factor | 22109
2019 | NY | Browns Falls | 2548 | NYUP | NPCC Upstate NY | WAT | 16 |  | 65318 |  |  |  |  | NEI avg EF - PM, fuel type, firing type | 581592
2019 | NY | Burritt Rd Community Solar Farm | 62480 | NYUP | NPCC Upstate NY | SUN | 2
2019 | NY | Burrstone Energy Center | 62920 | NYUP | NPCC Upstate NY | NG | 3.6 | 1 | 14963.001 | 155464.005 | 0.032795 | 0.0043835 | 0.0004219 | NEI avg EF - PM, fuel type, firing type | 155464.005 | 0.032795
2019 | NY | Cadyville | 2522 | NYUP | NPCC Upstate NY | WAT | 5.5 |  | 22278.001 |  |  |  |  | NEI avg EF - PM, fuel type, firing type | 198365
2019 | NY | Caithness Long Island Energy Center | 56234 | NYLI | NPCC Long Island | NG | 348.9 |  | 2186105 | 15102023 | 11.5775 | 0.010592 | 0.0015332 | EPA/NEI | 15102023 | 11.5775
2019 | NY | Calabro Airport North Solar Project | 63497 | NYLI | NPCC Long Island | SUN | 1.3 |  | 0
2019 | NY | Calabro Airport South Solar Project | 63498 | NYLI | NPCC Long Island | SUN | 1.2 |  | 0
2019 | NY | Call Farms 1 | 61470 | NYUP | NPCC Upstate NY | SUN | 2 |  | 3224 |  |  |  |  | Estimated using an emission factor | 28706
2019 | NY | Call Farms 3 | 61471 | NYUP | NPCC Upstate NY | SUN | 2 |  | 2934 |  |  |  |  | Estimated using an emission factor | 26123
2019 | NY | Calverton | 60452 | NYLI | NPCC Long Island | SUN | 3.9 |  | 2625 |  |  |  |  | Estimated using an emission factor | 23373
2019 | NY | Camden CSD Solar Array | 61604 | NYUP | NPCC Upstate NY | SUN | 1.8 |  | 2255 |  |  |  |  | Estimated using an emission factor | 20079
2019 | NY | Canandaigua Solar Array | 61043 | NYUP | NPCC Upstate NY | SUN | 2 |  | 2566 |  |  |  |  | Estimated using an emission factor | 22848
2019 | NY | Canandaigua Westbrook Solar Array | 61042 | NYUP | NPCC Upstate NY | SUN | 2 |  | 1763 |  |  |  |  | Estimated using an emission factor | 15697
2019 | NY | Canisteo Wind Farm | 62947 | NYUP | NPCC Upstate NY | WND | 290.7
2019 | NY | Carr Street Generating Station | 50978 | NYUP | NPCC Upstate NY | NG | 122.6 | 1 | 50152 | 491439.422 | 1.6364 | 0.065259 | 0.0066597 | EPA/NEI | 491439.422 | 1.6364
2019 | NY | Carthage Energy | 10620 | NYUP | NPCC Upstate NY | NG | 62.9 |  | 3163 | 29396.529 | 0.0073478 | 0.0046461 | 0.00049991 | EPA/NEI | 29396.529 | 0.0073478
2019 | NY | Carver Falls | 6456 | NEWE | NPCC New England | WAT | 1.9 |  | 7861 |  |  |  |  | NEI avg EF - PM, fuel type, firing type | 69993.002
2019 | NY | Cassadaga Wind Farm | 58777 | NYUP | NPCC Upstate NY | WND | 126
2019 | NY | Castleton Power, LLC | 10190 | NYUP | NPCC Upstate NY | NG | 72 |  | 129475 | 1216663.5 | 1.0217 | 0.015782 | 0.0016795 | EPA/NEI | 1216663.5 | 1.0217
2019 | NY | Catlin Solar 1 LLC | 63372 | NYUP | NPCC Upstate NY | SUN | 4 |  | 0
2019 | NY | Cayuga Operating Company, LLC | 2535 | NYUP | NPCC Upstate NY | BIT | 322.5 |  | 82107 | 1052001.5 | 0.026889 | 0.00065496 | 5.1119e-05 | EPA/NEI; Estimated using an emission factor | 1052001.5 | 0.026889
2019 | NY | CBP Solar | 62613 | NYCW | NPCC NYC/Westchester | SUN | 1.8 |  | 2150 |  |  |  |  | Estimated using an emission factor | 19144
2019 | NY | Cedar Creek PV | 61376 | NYLI | NPCC Long Island | SUN | 1.8 |  | 3041 |  |  |  |  | Estimated using an emission factor | 27077
2019 | NY | Center Falls | 10853 | NYUP | NPCC Upstate NY | WAT | 1.1 |  | 1698.001 |  |  |  |  | NEI avg EF - PM, fuel type, firing type | 15118.001
2019 | NY | Central Hudson High Falls | 579 | NYUP | NPCC Upstate NY | WAT | 3.2 |  | 8002 |  |  |  |  | NEI avg EF - PM, fuel type, firing type | 71251
2019 | NY | CES Marbletown Solar | 63729 | NYUP | NPCC Upstate NY | SUN | 3
2019 | NY | Chaffee Gas Recovery | 56526 | NYUP | NPCC Upstate NY | LFG | 6.4 |  | 41689 | 491407 | 3.6118 | 0.17328 | 0.0147 | Estimated using an emission factor | 491407 | 3.6118
2019 | NY | Chambers Road Solar | 62860 | NYUP | NPCC Upstate NY | SUN | 4
2019 | NY | Charles P Keller | 2695 | NYLI | NPCC Long Island | NG | 33.8 |  | -965.999 | 13940 | 0.0029413 | 0 | 0.000422 | EPA/NEI; Estimated using an emission factor | 13940 | 0.0029413
2019 | NY | Charles Poletti | 2491 | NYCW | NPCC NYC/Westchester | RFO | 883
2019 | NY | Chasm | 2550 | NYUP | NPCC Upstate NY | WAT | 3 |  | 23750.001 |  |  |  |  | NEI avg EF - PM, fuel type, firing type | 211470
2019 | NY | Chasm Hydro Partnership | 50315 | NYUP | NPCC Upstate NY | WAT | 1.6 |  | 0
2019 | NY | Chateaugay High Falls Hydro | 50093 | NYUP | NPCC Upstate NY | WAT | 1.7 |  | 7149 |  |  |  |  | NEI avg EF - PM, fuel type, firing type | 63654
2019 | NY | Chautauqua LFGTE Facility | 57186 | NYUP | NPCC Upstate NY | LFG | 9.6 |  | 39103.002 | 494184 | 3.6323 | 0.18578 | 0.0147 | Estimated using an emission factor | 494184 | 3.6323
2019 | NY | Chenango Solar | 63450 | NYUP | NPCC Upstate NY | SUN | 4.9 |  | 0
2019 | NY | Chester CSG | 62761 | NYUP | NPCC Upstate NY | SUN | 2 |  | 1214 |  |  |  |  | Estimated using an emission factor | 10808
2019 | NY | City of Rochester Solar | 61804 | NYUP | NPCC Upstate NY | SUN | 1.8 |  | 2538 |  |  |  |  | Estimated using an emission factor | 22599
2019 | NY | CJ Solar I, LLC | 61719 | NYUP | NPCC Upstate NY | SUN | 2 |  | 2547 |  |  |  |  | Estimated using an emission factor | 22678
2019 | NY | Clarkson Solar | 59623 | NYUP | NPCC Upstate NY | SUN | 2 |  | 2479 |  |  |  |  | Estimated using an emission factor | 22072
2019 | NY | Clarkstown Landfill Solar Facility | 60004 | NYUP | NPCC Upstate NY | SUN | 2 |  | 2535 |  |  |  |  | Estimated using an emission factor | 22570
2019 | NY | Clinton LFGTE Facility | 56986 | NYUP | NPCC Upstate NY | LFG | 6.4 |  | 37071 | 387966 | 2.8516 | 0.15384 | 0.0147 | Estimated using an emission factor | 387966 | 2.8516
2019 | NY | CMR Solar LLC | 62486 | NYUP | NPCC Upstate NY | SUN | 2 |  | 2260 |  |  |  |  | Estimated using an emission factor | 20122
2019 | NY | Cody Road Wind Farm | 61592 | NYUP | NPCC Upstate NY | WND | 12
2019 | NY | Cohalan | 58790 | NYLI | NPCC Long Island | SUN | 4 |  | 4059 |  |  |  |  | Estimated using an emission factor | 36141
2019 | NY | Cohocton Wind Project | 56634 | NYUP | NPCC Upstate NY | WND | 87.5 |  | 135139 |  |  |  |  | Estimated using an emission factor | 1203278
2019 | NY | Colonie LFGTE Facility | 56324 | NYUP | NPCC Upstate NY | LFG | 6.4 |  | 25901 | 353176 | 2.5958 | 0.20044 | 0.0147 | Estimated using an emission factor | 353176 | 2.5958
2019 | NY | Colton | 2551 | NYUP | NPCC Upstate NY | WAT | 36 |  | 195677 |  |  |  |  | NEI avg EF - PM, fuel type, firing type | 1742309
2019 | NY | Columbia University - Johnson Farms | 61576 | NYUP | NPCC Upstate NY | SUN | 2 |  | 3037 |  |  |  |  | Estimated using an emission factor | 27042
2019 | NY | Columbia University - Minisink | 61578 | NYUP | NPCC Upstate NY | SUN | 2 |  | 3513 |  |  |  |  | Estimated using an emission factor | 31279
2019 | NY | Copenhagen Plant | 10545 | NYUP | NPCC Upstate NY | WAT | 3.3 |  | 7770 |  |  |  |  | NEI avg EF - PM, fuel type, firing type | 69186
2019 | NY | Copenhagen Wind Farm | 58979 | NYUP | NPCC Upstate NY | WND | 79.9 |  | 264640 |  |  |  |  | Estimated using an emission factor | 2356354
2019 | NY | Cornell Geneva Solar Farm | 60150 | NYUP | NPCC Upstate NY | SUN | 2 |  | 3082 |  |  |  |  | Estimated using an emission factor | 27442
2019 | NY | Cornell Hydro | 10286 | NYUP | NPCC Upstate NY | WAT | 1.9 |  | 6476 |  |  |  |  | NEI avg EF - PM, fuel type, firing type | 57663.002
2019 | NY | Cornell Snyder Road Solar Array | 59470 | NYUP | NPCC Upstate NY | SUN | 1.8 |  | 2018 |  |  |  |  | Estimated using an emission factor | 17968
2019 | NY | Cornell University Ithaca Campus | 50368 | NYUP | NPCC Upstate NY | NG | 39.5 | 0.44879 | 242624 | 1022036.233 | 2.9416 | 0.024249 | 0.0057564 | NEI avg EF - PM, fuel type, firing type | 2277332.25 | 6.5547
2019 | NY | COU Solar I, LLC | 61720 | NYUP | NPCC Upstate NY | SUN | 1.5 |  | 1699 |  |  |  |  | Estimated using an emission factor | 15126
2019 | NY | County Route 11 Community Solar Farm | 62507 | NYUP | NPCC Upstate NY | SUN | 4.1
2019 | NY | Covanta Babylon Inc | 50649 | NYLI | NPCC Long Island | MSW | 17 | 1 | 115297 | 2459641.125 | 0.19185 | 0.003328 | 0.000156 | Estimated using an emission factor | 2459641.125 | 0.19185
2019 | NY | Covanta Hempstead | 10642 | NYLI | NPCC Long Island | MSW | 78.6 | 1 | 542424 | 10016184.25 | 2.3438 | 0.0086419 | 0.000468 | Estimated using an emission factor | 10016184.25 | 2.3438
2019 | NY | Covanta Niagara | 50472 | NYUP | NPCC Upstate NY | NG | 50 | 0.10883 | 162841 | 946576.799 | 2.2906 | 0.028133 | 0.0048398 | EPA/NEI; Estimated using an emission factor | 8697971.938 | 21.0482
2019 | NY | Crescent | 2685 | NYUP | NPCC Upstate NY | WAT | 11.6 |  | 72712 |  |  |  |  | NEI avg EF - PM, fuel type, firing type | 647430
2019 | NY | Cricket Valley Energy | 57185 | NYCW | NPCC NYC/Westchester | NG | 1312.5
2019 | NY | Cummins, Inc | 60453 | NYUP | NPCC Upstate NY | SUN | 2 |  | 1848 |  |  |  |  | Estimated using an emission factor | 16455
2019 | NY | Curtis Palmer Hydroelectric | 54580 | NYUP | NPCC Upstate NY | WAT | 59 |  | 410439.998 |  |  |  |  | NEI avg EF - PM, fuel type, firing type | 3654558.938
2019 | NY | Czub CSG | 63057 | NYUP | NPCC Upstate NY | SUN | 2 |  | 3079 |  |  |  |  | Estimated using an emission factor | 27416
2019 | NY | Dahowa Hydro | 50280 | NYUP | NPCC Upstate NY | WAT | 10.5 |  | 28936 |  |  |  |  | NEI avg EF - PM, fuel type, firing type | 257646
2019 | NY | DANC LFGTE Facility | 56958 | NYUP | NPCC Upstate NY | LFG | 6.4 |  | 35548 | 416839 | 3.0638 | 0.17237 | 0.0147 | Estimated using an emission factor | 416839 | 3.0638
2019 | NY | Danskammer Generating Station | 2480 | NYUP | NPCC Upstate NY | NG | 537.4 |  | 9205 | 108529.545 | 0.10361 | 0.022511 | 0.0019093 | EPA/NEI | 108529.545 | 0.10361
2019 | NY | Dashville | 2481 | NYUP | NPCC Upstate NY | WAT | 4.8 |  | 13187 |  |  |  |  | NEI avg EF - PM, fuel type, firing type | 117417
2019 | NY | Daum Solar | 62412 | NYUP | NPCC Upstate NY | SUN | 4 |  | 0
2019 | NY | Deer Park | 58786 | NYLI | NPCC Long Island | SUN | 2.5 |  | 3291 |  |  |  |  | Estimated using an emission factor | 29302
2019 | NY | Deferiet | 2552 | NYUP | NPCC Upstate NY | WAT | 12 |  | 70224.999 |  |  |  |  | NEI avg EF - PM, fuel type, firing type | 625284
2019 | NY | Deiter-STEU | 63226 | NYUP | NPCC Upstate NY | SUN | 2.2
2019 | NY | Dennison | 58787 | NYLI | NPCC Long Island | SUN | 2 |  | 2239 |  |  |  |  | Estimated using an emission factor | 19938
2019 | NY | Dexter Plant | 10538 | NYUP | NPCC Upstate NY | WAT | 4.2 |  | 14761.998 |  |  |  |  | NEI avg EF - PM, fuel type, firing type | 131442.003
2019 | NY | Diamond Island Plant | 10540 | NYUP | NPCC Upstate NY | WAT | 1.2 |  | 4515 |  |  |  |  | NEI avg EF - PM, fuel type, firing type | 40202.001
2019 | NY | Diana Hydroelectric | 10237 | NYUP | NPCC Upstate NY | WAT | 1.8 |  | 7968 |  |  |  |  | NEI avg EF - PM, fuel type, firing type | 70946
2019 | NY | Dolgeville Hydro | 10238 | NYUP | NPCC Upstate NY | WAT | 5 |  | 478 |  |  |  |  | NEI avg EF - PM, fuel type, firing type | 4256
2019 | NY | Dover CSG | 63106 | NYUP | NPCC Upstate NY | SUN | 2 |  | 533 |  |  |  |  | Estimated using an emission factor | 4747
2019 | NY | Dryden Rd #2 Community Solar Farm CSG | 62477 | NYUP | NPCC Upstate NY | SUN | 2 |  | 0
2019 | NY | Duanesburg | 61863 | NYUP | NPCC Upstate NY | SUN | 2 |  | 3159 |  |  |  |  | Estimated using an emission factor | 28129
2019 | NY | Dunn Paper | 54878 | NYUP | NPCC Upstate NY | WAT | 1 |  | 6165 |  |  |  |  | NEI avg EF - PM, fuel type, firing type | 54892
2019 | NY | Dutch Hill Wind Project | 56633 | NYUP | NPCC Upstate NY | WND | 37.5 |  | 63638 |  |  |  |  | Estimated using an emission factor | 566631
2019 | NY | Dutchess Cnty Resource Recovery Facility | 10305 | NYUP | NPCC Upstate NY | MSW | 9.2 | 0.9971 | 42299 | 1370699.276 | 106.9145 | 5.0552 | 0.156 | Estimated using an emission factor | 1374687 | 107.2256
2019 | NY | E F Barrett | 2511 | NYLI | NPCC Long Island | NG | 687.2 |  | 1423779.999 | 16330355.012 | 23.2885 | 0.032714 | 0.0028522 | EPA/NEI; Estimated using an emission factor | 16330355.012 | 23.2885
2019 | NY | E J West | 6527 | NYUP | NPCC Upstate NY | WAT | 22 |  | 101467 |  |  |  |  | NEI avg EF - PM, fuel type, firing type | 903459
2019 | NY | Eagle | 2555 | NYUP | NPCC Upstate NY | WAT | 6 |  | 39182 |  |  |  |  | NEI avg EF - PM, fuel type, firing type | 348879
2019 | NY | East Hampton Energy Storage Center | 62733 | NYLI | NPCC Long Island | MWH | 5 |  | -477 | 0 |  |  |  |  | 0
2019 | NY | East Hampton Facility | 2512 | NYLI | NPCC Long Island | DFO | 27.3 |  | 14462.999 | 165505.109 | 0.53416 | 0.073866 | 0.0064549 | EPA/NEI | 165505.109 | 0.53416
2019 | NY | East Norfolk | 2561 | NYUP | NPCC Upstate NY | WAT | 4 |  | 22531 |  |  |  |  | NEI avg EF - PM, fuel type, firing type | 200616
2019 | NY | East Pulaski BESS | 62981 | NYUP | NPCC Upstate NY | MWH | 2 |  | -284 | 0 |  |  |  |  | 0
2019 | NY | East River | 2493 | NYCW | NPCC NYC/Westchester | NG | 716.2 | 0.62633 | 2818767 | 21972476.826 | 98.6965 | 0.070028 | 0.0089836 | EPA/NEI | 35081417 | 157.5796
2019 | NY | Ecogen Wind | 56370 | NYUP | NPCC Upstate NY | WND | 79.5
2019 | NY | Edgewood Energy | 55786 | NYLI | NPCC Long Island | NG | 100 |  | 60588 | 636577.688 | 2.776 | 0.091635 | 0.0087216 | EPA/NEI | 636577.688 | 2.776
2019 | NY | Eel Weir | 2556 | NYUP | NPCC Upstate NY | WAT | 2.5 |  | 8767 |  |  |  |  | NEI avg EF - PM, fuel type, firing type | 78062.002
2019 | NY | Effley | 2557 | NYUP | NPCC Upstate NY | WAT | 3 |  | 19683.999 |  |  |  |  | NEI avg EF - PM, fuel type, firing type | 175267
2019 | NY | Ellis Solar | 62413 | NYUP | NPCC Upstate NY | SUN | 18 |  | 0
2019 | NY | Ellsworth I CSG | 63112 | NYUP | NPCC Upstate NY | SUN | 2 |  | 598 |  |  |  |  | Estimated using an emission factor | 5324
2019 | NY | Elmer | 2559 | NYUP | NPCC Upstate NY | WAT | 2 |  | 13604 |  |  |  |  | NEI avg EF - PM, fuel type, firing type | 121129
2019 | NY | Empire Generating Co, LLC | 56259 | NYUP | NPCC Upstate NY | NG | 653.7 | 1 | 2463914 | 18111443 | 63.4002 | 0.051463 | 0.0070011 | EPA/NEI | 18111443 | 63.4002
2019 | NY | Enfield Community Solar | 62029 | NYUP | NPCC Upstate NY | SUN | 1.8 |  | 2325 |  |  |  |  | Estimated using an emission factor | 20703
2019 | NY | Ephratah | 2560 | NYUP | NPCC Upstate NY | WAT | 4 |  | 16493 |  |  |  |  | NEI avg EF - PM, fuel type, firing type | 146854
2019 | NY | Equus Power I | 56032 | NYLI | NPCC Long Island | NG | 120 |  | 39915 | 416554.781 | 1.159 | 0.058071 | 0.0055645 | EPA/NEI | 416554.781 | 1.159
2019 | NY | Far Rockaway | 2513 | NYLI | NPCC Long Island | NG | 100
2019 | NY | Feeder Dam Hydro Plant | 10530 | NYUP | NPCC Upstate NY | WAT | 5 |  | 24792 |  |  |  |  | NEI avg EF - PM, fuel type, firing type | 220745.996
2019 | NY | Fenner Wind | 55790 | NYUP | NPCC Upstate NY | WND | 30 |  | 79129 |  |  |  |  | Estimated using an emission factor | 704565
2019 | NY | Finch Paper | 10511 | NYUP | NPCC Upstate NY | WDS | 29 | 0.11898 | 131040.62 | 736998.547 | 3 | 0.045787 | 0.008141 | EPA/NEI; Estimated using an emission factor | 6194166.094 | 25.2134
2019 | NY | Finchville Solar, LLC Hybrid | 62999 | NYUP | NPCC Upstate NY | SUN | 8 |  | 0
2019 | NY | Finger Lakes Solar I | 61210 | NYUP | NPCC Upstate NY | SUN | 1.9 |  | 3222 |  |  |  |  | Estimated using an emission factor | 28687
2019 | NY | Fishers Island 1 | 57600 | NEWE | NPCC New England | DFO | 2.6 |  | 153 | 1618 | 0.25079 | 3.2783 | 0.31 | Estimated using an emission factor | 1618 | 0.25079
2019 | NY | Five Falls | 2562 | NYUP | NPCC Upstate NY | WAT | 24 |  | 123329 |  |  |  |  | NEI avg EF - PM, fuel type, firing type | 1098122
2019 | NY | Flat Rock | 2563 | NYUP | NPCC Upstate NY | WAT | 5 |  | 22133 |  |  |  |  | NEI avg EF - PM, fuel type, firing type | 197072
2019 | NY | Fogarty | 63747 | NYUP | NPCC Upstate NY | SUN | 2
2019 | NY | Fordham University | 63544 | NYCW | NPCC NYC/Westchester | DFO | 1.5
2019 | NY | Forestport | 50768 | NYUP | NPCC Upstate NY | WAT | 3.4 |  | 5000 |  |  |  |  | NEI avg EF - PM, fuel type, firing type | 44519
2019 | NY | Fort Miller Hydroelectric Facility | 50514 | NYUP | NPCC Upstate NY | WAT | 5 |  | 16912 |  |  |  |  | NEI avg EF - PM, fuel type, firing type | 150587
2019 | NY | Fortistar North Tonawanda Inc | 54131 | NYUP | NPCC Upstate NY | NG | 65.7 | 0.84482 | 17791 | 131433.272 | 0.20946 | 0.023547 | 0.0031874 | EPA/NEI | 155575.422 | 0.24794
2019 | NY | Fourth Branch Hydroelectric Facility | 10467 | NYUP | NPCC Upstate NY | WAT | 3.3 |  | 15610 |  |  |  |  | NEI avg EF - PM, fuel type, firing type | 138990
2019 | NY | Franklin (NY) | 2564 | NYUP | NPCC Upstate NY | WAT | 2 |  | 12286 |  |  |  |  | NEI avg EF - PM, fuel type, firing type | 109394
2019 | NY | Franklin Solar Site | 62784 | NYUP | NPCC Upstate NY | SUN | 1.6 |  | 2069 |  |  |  |  | Estimated using an emission factor | 18422
2019 | NY | Freeport Power Plant No. 2 | 2679 | NYLI | NPCC Long Island | NG | 97.8 |  | 13823 | 140612 | 0.10993 | 0.015905 | 0.0015635 | EPA/NEI | 140612 | 0.10993
2019 | NY | Frey Rd #1 Community Solar Farm | 62504 | NYUP | NPCC Upstate NY | SUN | 2
2019 | NY | Frey Rd #2 Community Solar Farm | 62521 | NYUP | NPCC Upstate NY | SUN | 1.4
2019 | NY | Frog Hollow CSG | 63086 | NYUP | NPCC Upstate NY | SUN | 2 |  | 262 |  |  |  |  | Estimated using an emission factor | 2333
2019 | NY | Fulton Hydro | 2566 | NYUP | NPCC Upstate NY | WAT | 1.3 |  | 8042 |  |  |  |  | NEI avg EF - PM, fuel type, firing type | 71605.002
2019 | NY | Fulton LFGTE Facility | 57003 | NYUP | NPCC Upstate NY | LFG | 3.2 |  | 12899 | 147608 | 1.0849 | 0.16822 | 0.0147 | Estimated using an emission factor | 147608 | 1.0849
2019 | NY | Furnace Rd Community Solar Farm | 62508 | NYUP | NPCC Upstate NY | SUN | 3
2019 | NY | Garnet Solar (NY) | 62843 | NYUP | NPCC Upstate NY | SUN | 1.9 |  | 2806 |  |  |  |  | Estimated using an emission factor | 24984
2019 | NY | Gaskill Rd Community Solar Farm CSG | 62474 | NYUP | NPCC Upstate NY | SUN | 5 |  | 0
2019 | NY | General Mills Inc | 54564 | NYUP | NPCC Upstate NY | NG | 3.8 | 1 | 0
2019 | NY | Gibson-STEU | 63227 | NYUP | NPCC Upstate NY | SUN | 11.5
2019 | NY | Gifford CSG | 63056 | NYUP | NPCC Upstate NY | SUN | 2 |  | 3169 |  |  |  |  | Estimated using an emission factor | 28219
2019 | NY | Glen Park Hydroelectric Project | 50512 | NYUP | NPCC Upstate NY | WAT | 32.6 |  | 185103 |  |  |  |  | NEI avg EF - PM, fuel type, firing type | 1648158.047
2019 | NY | Glenwood | 2514 | NYLI | NPCC Long Island | DFO | 338 |  | 598 | 14609 | 0.021885 | 0.073195 | 0.0029961 | EPA/NEI | 14609 | 0.021885
2019 | NY | Glenwood Hydro | 2568 | NYUP | NPCC Upstate NY | WAT | 1.5 |  | 7236.999 |  |  |  |  | NEI avg EF - PM, fuel type, firing type | 64437
2019 | NY | Glenwood Landing Energy Center | 7869 | NYLI | NPCC Long Island | NG | 122 |  | 80093 | 842456.656 | 6.7614 | 0.16884 | 0.016052 | EPA/NEI; Estimated using an emission factor | 842456.656 | 6.7614
2019 | NY | Gloversville Landfill Solar | 62357 | NYUP | NPCC Upstate NY | SUN | 5
2019 | NY | Good Samaritan Hospital | 61551 | NYUP | NPCC Upstate NY | DFO | 1.9 |  | 22 | 215.001 | 0.029822 | 2.7111 | 0.27741 | Estimated using an emission factor | 215.001 | 0.029822
2019 | NY | Goodyear Lake Plant | 50079 | NYUP | NPCC Upstate NY | WAT | 1.4 |  | 4769 |  |  |  |  | NEI avg EF - PM, fuel type, firing type | 42462
2019 | NY | Gore Mountain Solar II | 61764 | NYUP | NPCC Upstate NY | SUN | 2 |  | 2893 |  |  |  |  | Estimated using an emission factor | 25759
2019 | NY | Gouldtown | 56704 | NYUP | NPCC Upstate NY | WAT | 2 |  | 1839 |  |  |  |  | NEI avg EF - PM, fuel type, firing type | 16375
2019 | NY | Gowanus Generating Station | 2494 | NYCW | NPCC NYC/Westchester | DFO | 733 |  | 7468 | 156489.098 | 13.3419 | 3.5731 | 0.17052 | EPA/NEI | 156489.098 | 13.3419
2019 | NY | Grabinski | 63752 | NYUP | NPCC Upstate NY | SUN | 2 |  | 913 |  |  |  |  | Estimated using an emission factor | 8130
2019 | NY | Grahamsville | 2627 | NYUP | NPCC Upstate NY | WAT | 18 |  | 81374 |  |  |  |  | NEI avg EF - PM, fuel type, firing type | 724554
2019 | NY | Granby | 2569 | NYUP | NPCC Upstate NY | WAT | 10 |  | 50291 |  |  |  |  | NEI avg EF - PM, fuel type, firing type | 447793
2019 | NY | Grand Prix Solar | 63291 | NYCW | NPCC NYC/Westchester | SUN | 1.6 |  | 750 |  |  |  |  | Estimated using an emission factor | 6679
2019 | NY | Green Island Hydroelectric Station | 61207 | NYUP | NPCC Upstate NY | WAT | 6 |  | 40147 |  |  |  |  | NEI avg EF - PM, fuel type, firing type | 357468
2019 | NY | Greene County Meter #1 | 60463 | NEWE | NPCC New England | SUN | 1.6 |  | 385 |  |  |  |  | Estimated using an emission factor | 3428
2019 | NY | Greenidge Generation LLC | 2527 | NYUP | NPCC Upstate NY | NG | 162 |  | 55675 | 664721.5 | 2.156 | 0.077451 | 0.0064871 | EPA/NEI | 664721.5 | 2.156
2019 | NY | Greenport | 2681 | NYLI | NPCC Long Island | DFO | 10.1 |  | 29 | 445.999 | 0.06913 | 4.7676 | 0.31 | Estimated using an emission factor | 445.999 | 0.06913
2019 | NY | Greenville CSG | 62759 | NYUP | NPCC Upstate NY | SUN | 2 |  | 736 |  |  |  |  | Estimated using an emission factor | 6554
2019 | NY | Greenwich Solar 1, LLC | 63411 | NYUP | NPCC Upstate NY | SUN | 5
2019 | NY | Guildlerland CSG | 63052 | NYUP | NPCC Upstate NY | SUN | 2 |  | 3172 |  |  |  |  | Estimated using an emission factor | 28243
2019 | NY | Hailesboro 4 Plant | 10544 | NYUP | NPCC Upstate NY | WAT | 1.4 |  | 11754 |  |  |  |  | NEI avg EF - PM, fuel type, firing type | 104659
2019 | NY | Hales Mills Solar, LLC | 63339 | NYUP | NPCC Upstate NY | SUN | 5
2019 | NY | Hamilton College | 61103 | NYUP | NPCC Upstate NY | SUN | 2
2019 | NY | Hampshire Paper | 10116 | NYUP | NPCC Upstate NY | WAT | 3.4 |  | 17678 |  |  |  |  | NEI avg EF - PM, fuel type, firing type | 157406
2019 | NY | Hannawa | 2571 | NYUP | NPCC Upstate NY | WAT | 7.2 |  | 52908 |  |  |  |  | NEI avg EF - PM, fuel type, firing type | 471094
2019 | NY | Harbec Energy | 62736 | NYUP | NPCC Upstate NY | NG | 1.7 | 0.57932 | 505 | 3592.927 | 0.0098507 | 0.039013 | 0.0054834 | EPA/NEI; Estimated using an emission factor | 7475 | 0.017004
2019 | NY | Hardscrabble Wind Power LLC | 57287 | NYUP | NPCC Upstate NY | WND | 74 |  | 183854 |  |  |  |  | Estimated using an emission factor | 1637035
2019 | NY | Harford Solar Farm | 61030 | NYUP | NPCC Upstate NY | SUN | 2 |  | 2986 |  |  |  |  | Estimated using an emission factor | 26586
2019 | NY | Harlem Hospital Center | 63671 | NYCW | NPCC NYC/Westchester | DFO | 4.4
2019 | NY | Harlem River Yard | 7914 | NYCW | NPCC NYC/Westchester | NG | 94 |  | 25345 | 313973.914 | 0.887 | 0.069994 | 0.0056502 | EPA/NEI | 313973.914 | 0.887
2019 | NY | Harris Lake | 2528 | NYUP | NPCC Upstate NY | DFO | 4.2 |  | 1 | 3458.999 | 0.53614 | 1072.2897 | 0.31 | Estimated using an emission factor | 3458.999 | 0.53614
2019 | NY | Hawkeye Energy Greenport, LLC | 55969 | NYLI | NPCC Long Island | DFO | 54 |  | 30547 | 313598.5 | 0.27651 | 0.018104 | 0.0017634 | EPA/NEI | 313598.5 | 0.27651
2019 | NY | Hecate Energy Columbia County Solar | 62273 | NYUP | NPCC Upstate NY | SUN | 60
2019 | NY | Hecate Energy Gedney Hill | 63815 | NYUP | NPCC Upstate NY | SUN | 20
2019 | NY | Hell Gate | 7913 | NYCW | NPCC NYC/Westchester | NG | 94 |  | 24911 | 314242.773 | 1.5709 | 0.12612 | 0.009998 | EPA/NEI | 314242.773 | 1.5709
2019 | NY | Herkimer | 52057 | NYUP | NPCC Upstate NY | WAT | 2
2019 | NY | Herrings | 2572 | NYUP | NPCC Upstate NY | WAT | 5.4 |  | 28740.999 |  |  |  |  | NEI avg EF - PM, fuel type, firing type | 255907.992
2019 | NY | Heuvelton | 2573 | NYUP | NPCC Upstate NY | WAT | 1 |  | 4070 |  |  |  |  | NEI avg EF - PM, fuel type, firing type | 36238
2019 | NY | Hewittville Hydroelectric | 50268 | NYUP | NPCC Upstate NY | WAT | 3 |  | 15573 |  |  |  |  | NEI avg EF - PM, fuel type, firing type | 138662
2019 | NY | HGS Solar I | 61765 | NYUP | NPCC Upstate NY | SUN | 2 |  | 3166 |  |  |  |  | Estimated using an emission factor | 28188
2019 | NY | Hickory Grove #1 | 62831 | NYUP | NPCC Upstate NY | SUN | 2
2019 | NY | Hickory Grove #2 | 62832 | NYUP | NPCC Upstate NY | SUN | 1.7
2019 | NY | High Acres Gas Recovery | 50568 | NYUP | NPCC Upstate NY | LFG | 9.6 |  | 65666 | 721002.984 | 5.2994 | 0.1614 | 0.0147 | Estimated using an emission factor | 721002.984 | 5.2994
2019 | NY | High Bridge Wind Project | 62894 | NYUP | NPCC Upstate NY | WND | 100
2019 | NY | High Dam | 2574 | NYUP | NPCC Upstate NY | WAT | 11.9 |  | 43617.001 |  |  |  |  | NEI avg EF - PM, fuel type, firing type | 388365
2019 | NY | High Falls - Croghan NY | 2575 | NYUP | NPCC Upstate NY | WAT | 6 |  | 37802.001 |  |  |  |  | NEI avg EF - PM, fuel type, firing type | 336586.992
2019 | NY | High Falls - Saranac NY | 2530 | NYUP | NPCC Upstate NY | WAT | 15 |  | 42921 |  |  |  |  | NEI avg EF - PM, fuel type, firing type | 382169
2019 | NY | High Sheldon Wind Farm | 56953 | NYUP | NPCC Upstate NY | WND | 112 |  | 255092 |  |  |  |  | Estimated using an emission factor | 2271339
2019 | NY | Higley | 2576 | NYUP | NPCC Upstate NY | WAT | 12 |  | 39337 |  |  |  |  | EPA/NEI; Estimated using an emission factor | 350256
2019 | NY | Hillburn | 2628 | NYUP | NPCC Upstate NY | NG | 46.5 |  | 305 | 5493.266 | 0.022311 | 0.1463 | 0.0081231 | EPA/NEI | 5493.266 | 0.022311
2019 | NY | Hilton NY Co Gen Plant | 58815 | NYCW | NPCC NYC/Westchester | NG | 1.8 | 0.57407 | 10404 | 70411.659 | 0.014857 | 0.002856 | 0.000422 | Estimated using an emission factor | 122654 | 0.02588
2019 | NY | Hobart & William Smith College Gates Rd. | 63297 | NYUP | NPCC Upstate NY | SUN | 1.9 |  | 2869 |  |  |  |  | Estimated using an emission factor | 25544
2019 | NY | Hofstra University | 51035 | NYLI | NPCC Long Island | NG | 2.2 | 1 | 0
2019 | NY | Hollow Dam Power Partnership | 10124 | NYUP | NPCC Upstate NY | WAT | 1 |  | 1600 |  |  |  |  | NEI avg EF - PM, fuel type, firing type | 14245
2019 | NY | Hollygrove CSG | 63051 | NYUP | NPCC Upstate NY | SUN | 2 |  | 2908 |  |  |  |  | Estimated using an emission factor | 25893
2019 | NY | Holtsville Facility | 8007 | NYLI | NPCC Long Island | DFO | 567 |  | 19721 | 323425.298 | 64.3425 | 6.5253 | 0.39788 | EPA/NEI | 323425.298 | 64.3425
2019 | NY | Holtsville Solar Project | 61902 | NYLI | NPCC Long Island | SUN | 1.2 |  | 2056 |  |  |  |  | Estimated using an emission factor | 18307
2019 | NY | Homer Street East | 62725 | NYUP | NPCC Upstate NY | SUN | 1.6 |  | 1555 |  |  |  |  | Estimated using an emission factor | 13846
2019 | NY | Homer Street West | 62724 | NYUP | NPCC Upstate NY | SUN | 1.6 |  | 1534 |  |  |  |  | Estimated using an emission factor | 13659
2019 | NY | Hope Solar Farm LLC | 63371 | NYUP | NPCC Upstate NY | SUN | 2 |  | 0
2019 | NY | Horseshoe Solar Energy | 63096 | NYUP | NPCC Upstate NY | SUN | 180
2019 | NY | Hospital Rd Community Solar Farm CSG | 62155 | NYUP | NPCC Upstate NY | SUN | 1.4 |  | 45 |  |  |  |  | Estimated using an emission factor | 401
2019 | NY | Houghton | 60454 | NYUP | NPCC Upstate NY | SUN | 2.6 |  | 2880 |  |  |  |  | Estimated using an emission factor | 25644
2019 | NY | Howard Wind Farm | 57867 | NYUP | NPCC Upstate NY | WND | 59.5 |  | 129123 |  |  |  |  | Estimated using an emission factor | 1149711.977
2019 | NY | Howell CSG | 63107 | NYUP | NPCC Upstate NY | SUN | 2
2019 | NY | Howland CSG | 63055 | NYUP | NPCC Upstate NY | SUN | 2 |  | 2021 |  |  |  |  | Estimated using an emission factor | 17994
2019 | NY | Hudson Avenue | 2496 | NYCW | NPCC NYC/Westchester | KER | 108.9 |  | 648 | 21344.001 | 0.64664 | 1.9958 | 0.060592 | EPA/NEI; Estimated using an emission factor | 21344.001 | 0.64664
2019 | NY | Hudson Falls Hydroelectric Project | 54953 | NYUP | NPCC Upstate NY | WAT | 44 |  | 256984 |  |  |  |  | NEI avg EF - PM, fuel type, firing type | 2288188
2019 | NY | Huntington Resource Recovery Facility | 50656 | NYLI | NPCC Long Island | MSW | 28 |  | 184119 | 3476881.375 | 0.81359 | 0.0088377 | 0.000468 | Estimated using an emission factor | 3476881.375 | 0.81359
2019 | NY | HVCC Cogen Plant | 58186 | NYUP | NPCC Upstate NY | DFO | 8.1 | 0.84246 | 12508.002 | 138248.514 | 5.5772 | 0.89177 | 0.080683 | Estimated using an emission factor | 164101.004 | 6.6201
2019 | NY | Hydraulic Race | 2578 | NYUP | NPCC Upstate NY | WAT | 3 |  | 7699 |  |  |  |  | NEI avg EF - PM, fuel type, firing type | 68552
2019 | NY | Hyland LFGTE Facility | 56987 | NYUP | NPCC Upstate NY | LFG | 6.4 |  | 37071 | 387966 | 2.8516 | 0.15384 | 0.0147 | EPA/NEI; Estimated using an emission factor | 387966 | 2.8516
2019 | NY | Indeck-Corinth Energy Center | 50458 | NYUP | NPCC Upstate NY | NG | 147 | 0.94864 | 582878 | 4504176.99 | 1.9116 | 0.0065592 | 0.00084882 | EPA/NEI | 4748013 | 2.0151
2019 | NY | Indeck-Olean Energy Center | 54076 | NYUP | NPCC Upstate NY | NG | 90.6 | 0.99091 | 116588 | 1037940.318 | 1.3547 | 0.02324 | 0.0026104 | EPA/NEI | 1047455.938 | 1.3672
2019 | NY | Indeck-Oswego Energy Center | 50450 | NYUP | NPCC Upstate NY | NG | 57.4 | 0.97569 | 24724 | 227205.114 | 0.74636 | 0.060376 | 0.0065699 | EPA/NEI | 232865.922 | 0.76496
2019 | NY | Indeck-Silver Springs Energy Center | 50449 | NYUP | NPCC Upstate NY | NG | 56.6 | 0.99969 | 43110.68 | 420410.712 | 0.10826 | 0.0050226 | 0.00051504 | EPA/NEI | 420542.719 | 0.1083
2019 | NY | Indeck-Yerkes Energy Center | 50451 | NYUP | NPCC Upstate NY | NG | 59.9 | 1 | 25264 | 260800.5 | 2.4314 | 0.19248 | 0.018645 | EPA/NEI | 260800.5 | 2.4314
2019 | NY | Independence | 54547 | NYUP | NPCC Upstate NY | NG | 1086.1 | 0.89449 | 4780068.82 | 32240901.252 | 89.1656 | 0.037307 | 0.0055312 | EPA/NEI | 36044058 | 99.6836
2019 | NY | Indian Point 2 | 2497 | NYCW | NPCC NYC/Westchester | NUC | 1299 |  | 8351945 |  |  |  |  | Estimated using an emission factor | 87207744
2019 | NY | Indian Point 3 | 8907 | NYCW | NPCC NYC/Westchester | NUC | 1012 |  | 8342898 |  |  |  |  | Estimated using an emission factor | 87113280
2019 | NY | Inghams | 2579 | NYUP | NPCC Upstate NY | WAT | 6 |  | 31273 |  |  |  |  | NEI avg EF - PM, fuel type, firing type | 278455
2019 | NY | Iola Powerhouse & Cogeneration Facility | 62424 | NYUP | NPCC Upstate NY | NG | 4.2 | 0.61632 | 9653.001 | 99442.626 | 0.020982 | 0.0043473 | 0.000422 | Estimated using an emission factor | 161349 | 0.034045
2019 | NY | IRE Solar I, LLC | 61717 | NYUP | NPCC Upstate NY | SUN | 1 |  | 1303 |  |  |  |  | Estimated using an emission factor | 11604
2019 | NY | Jacobi Medical Center | 63646 | NYCW | NPCC NYC/Westchester | DFO | 9.4
2019 | NY | Jamaica Bay Peaking | 56141 | NYLI | NPCC Long Island | KER | 60.5 |  | 8289 | 89180 | 1.2122 | 0.29248 | 0.027185 | NEI avg EF - PM, fuel type | 89180 | 1.2122
2019 | NY | James A Fitzpatrick | 6110 | NYUP | NPCC Upstate NY | NUC | 883.3 |  | 7355106 |  |  |  |  | Estimated using an emission factor | 76799136
2019 | NY | Jarvis (Hinckley) | 808 | NYUP | NPCC Upstate NY | WAT | 9 |  | 40652 |  |  |  |  | NEI avg EF - PM, fuel type, firing type | 361965
2019 | NY | Jefferson-Lewis BOCES Solar | 60819 | NYUP | NPCC Upstate NY | SUN | 2 |  | 2669 |  |  |  |  | Estimated using an emission factor | 23763
2019 | NY | Jericho Rise Wind Farm LLC | 59629 | NYUP | NPCC Upstate NY | WND | 77.7 |  | 227468 |  |  |  |  | Estimated using an emission factor | 2025376
2019 | NY | JLL-One Rockwood Road | 62446 | NYCW | NPCC NYC/Westchester | DFO | 3 |  | 17 | 172 | 0.02661 | 3.1306 | 0.30942 | NEI avg EF - PM, fuel type, firing type | 172 | 0.02661
2019 | NY | Johnsonville Dam | 2580 | NYUP | NPCC Upstate NY | WAT | 4 |  | 6090 |  |  |  |  | NEI avg EF - PM, fuel type, firing type | 54227
2019 | NY | Johnstown | 61888 | NYUP | NPCC Upstate NY | SUN | 2 |  | 3406 |  |  |  |  | Estimated using an emission factor | 30328
2019 | NY | Johnstown Solar 1, LLC | 63013 | NYUP | NPCC Upstate NY | SUN | 4 |  | 0
2019 | NY | Jordanville Wind Farm | 56398 | NYUP | NPCC Upstate NY | WND | 80
2019 | NY | Kamargo | 2581 | NYUP | NPCC Upstate NY | WAT | 6 |  | 23084.001 |  |  |  |  | NEI avg EF - PM, fuel type, firing type | 205537.992
2019 | NY | KCE NY 1 | 62147 | NYUP | NPCC Upstate NY | MWH | 20 |  | -1834 | 0 |  |  |  |  | 0
2019 | NY | Kearsarge Johnstown 1 CSG | 62549 | NYUP | NPCC Upstate NY | SUN | 1.5 |  | 2310 |  |  |  |  | Estimated using an emission factor | 20569
2019 | NY | Kearsarge Johnstown 2 CSG | 62556 | NYUP | NPCC Upstate NY | SUN | 2 |  | 3256 |  |  |  |  | Estimated using an emission factor | 28990
2019 | NY | Kearsarge Oppenheim CSG | 61917 | NYUP | NPCC Upstate NY | SUN | 1.4 |  | 2194 |  |  |  |  | Estimated using an emission factor | 19537
2019 | NY | Kelly Bridge Road Community Solar Farm | 62154 | NYUP | NPCC Upstate NY | SUN | 2
2019 | NY | Kensico | 650 | NYCW | NPCC NYC/Westchester | WAT | 3
2019 | NY | Kent Falls | 2532 | NYUP | NPCC Upstate NY | WAT | 12.4 |  | 17890 |  |  |  |  | NEI avg EF - PM, fuel type, firing type | 159293
2019 | NY | Keuka | 2533 | NYUP | NPCC Upstate NY | WAT | 2
2019 | NY | KIAC Cogeneration | 54114 | NYCW | NPCC NYC/Westchester | NG | 171.2 | 0.98323 | 480049 | 4460336.759 | 17.8478 | 0.074358 | 0.0080029 | EPA/NEI | 4536408.25 | 18.1521
2019 | NY | Kinder Morgan Fordham | 62614 | NYCW | NPCC NYC/Westchester | SUN | 1.7 |  | 3863 |  |  |  |  | Estimated using an emission factor | 34396
2019 | NY | Kings Falls Hydroelectric | 10872 | NYUP | NPCC Upstate NY | WAT | 1.6 |  | 2698 |  |  |  |  | NEI avg EF - PM, fuel type, firing type | 24022
2019 | NY | Kings Park Solar I | 59880 | NYLI | NPCC Long Island | SUN | 2 |  | 2930 |  |  |  |  | Estimated using an emission factor | 26090
2019 | NY | Kings Park Solar II | 59881 | NYLI | NPCC Long Island | SUN | 2 |  | 2723 |  |  |  |  | Estimated using an emission factor | 24245
2019 | NY | Kings Plaza Total Energy Plant (TEP) | 63236 | NYCW | NPCC NYC/Westchester | NG | 12.8 | 1 | 20983 | 216670 | 0.045706 | 0.0043565 | 0.0004219 | NEI avg EF - PM, fuel type, firing type | 216670 | 0.045706
2019 | NY | Kingsbrook Jewish Medical Center | 62050 | NYCW | NPCC NYC/Westchester | DFO | 1.7 |  | 5 | 314.001 | 0.04867 | 19.4681 | 0.31 | Estimated using an emission factor | 314.001 | 0.04867
2019 | NY | Knaggs Brothers Farm | 63230 | NYUP | NPCC Upstate NY | SUN | 3.9 |  | 6316 |  |  |  |  | Estimated using an emission factor | 56238
2019 | NY | Kosterville | 56705 | NYUP | NPCC Upstate NY | WAT | 1 |  | 2170 |  |  |  |  | NEI avg EF - PM, fuel type, firing type | 19322
2019 | NY | Lachute Hydro Lower | 10752 | NYUP | NPCC Upstate NY | WAT | 3.8 |  | 21655 |  |  |  |  | NEI avg EF - PM, fuel type, firing type | 192816
2019 | NY | Lachute Hydro Upper | 10753 | NYUP | NPCC Upstate NY | WAT | 5.2 |  | 21655 |  |  |  |  | NEI avg EF - PM, fuel type, firing type | 192816
2019 | NY | Lansing Renewables, LLC | 63337 | NYUP | NPCC Upstate NY | SUN | 5
2019 | NY | Leavenworth Greenworks LLC | 59276 | NYLI | NPCC Long Island | SUN | 9.5 |  | 17434 |  |  |  |  | Estimated using an emission factor | 155233
2019 | NY | Lederle Laboratories | 10521 | NYUP | NPCC Upstate NY | NG | 23.4 | 0.26452 | 118800.75 | 680341.084 | 2.4314 | 0.040933 | 0.0071477 | EPA/NEI; Estimated using an emission factor | 2572024.969 | 9.1921
2019 | NY | Letchworth Solar Project | 61389 | NYUP | NPCC Upstate NY | SUN | 1.2 |  | 1847 |  |  |  |  | Estimated using an emission factor | 16447
2019 | NY | Lewiston Niagara | 2692 | NYUP | NPCC Upstate NY | WAT | 240 |  | -195080.004 | [5 empty] | 0
2019 | NY | Lichtenthal | 61469 | NYUP | NPCC Upstate NY | SUN | 2 |  | 2461 |  |  |  |  | Estimated using an emission factor | 21913
2019 | NY | Lighthouse Hill | 2582 | NYUP | NPCC Upstate NY | WAT | 8 |  | 25340 |  |  |  |  | NEI avg EF - PM, fuel type, firing type | 225628
2019 | NY | Lincoln Ave Solar Project | 61899 | NYLI | NPCC Long Island | SUN | 2 |  | 3531 |  |  |  |  | Estimated using an emission factor | 31439
2019 | NY | Little Falls Hydro | 51034 | NYUP | NPCC Upstate NY | WAT | 13 |  | 68094 |  |  |  |  | NEI avg EF - PM, fuel type, firing type | 606309
2019 | NY | Lockheed Martin RMS Syracuse | 61739 | NYUP | NPCC Upstate NY | MWH | 1 |  | 0
2019 | NY | Lockport | 54041 | NYUP | NPCC Upstate NY | NG | 221.3 | 1 | 207519.86 | 1918203.562 | 5.9054 | 0.056914 | 0.0061572 | EPA/NEI | 1918203.562 | 5.9054
2019 | NY | Long Island Solar Farm LLC | 57589 | NYLI | NPCC Long Island | SUN | 31.5 |  | 50626 |  |  |  |  | Estimated using an emission factor | 450773
2019 | NY | Longfalls Facility | 54548 | NYUP | NPCC Upstate NY | WAT | 3.3 |  | 989 |  |  |  |  | NEI avg EF - PM, fuel type, firing type | 8807
2019 | NY | Lovett | 2629 | NYUP | NPCC Upstate NY |  | 449.1
2019 | NY | Lower Beaver Falls Project | 54691 | NYUP | NPCC Upstate NY | WAT | 1 |  | 6245 |  |  |  |  | NEI avg EF - PM, fuel type, firing type | 55606
2019 | NY | Lower Saranac Hydroelectric Facility | 10214 | NYUP | NPCC Upstate NY | WAT | 6.7 |  | 33018 |  |  |  |  | NEI avg EF - PM, fuel type, firing type | 293992.99
2019 | NY | Lyons Falls Hydroelectric | 56703 | NYUP | NPCC Upstate NY | WAT | 5.6 |  | 29196 |  |  |  |  | NEI avg EF - PM, fuel type, firing type | 259960
2019 | NY | Lyonsdale Associates | 50652 | NYUP | NPCC Upstate NY | WAT | 3 |  | 10649 |  |  |  |  | NEI avg EF - PM, fuel type, firing type | 94819
2019 | NY | MacArthur Waste to Energy Facility | 51038 | NYLI | NPCC Long Island | MSW | 12.5 | 1 | 50399 | 1546398.875 | 0.12062 | 0.0047866 | 0.000156 | Estimated using an emission factor | 1546398.875 | 0.12062
2019 | NY | Macedon | 63407 | NYUP | NPCC Upstate NY | SUN | 2 |  | 3185 |  |  |  |  | Estimated using an emission factor | 28358
2019 | NY | Macomb | 2583 | NYUP | NPCC Upstate NY | WAT | 1 |  | 6443 |  |  |  |  | NEI avg EF - PM, fuel type, firing type | 57369
2019 | NY | Madison County | 61725 | NYUP | NPCC Upstate NY | SUN | 1.8 |  | 2671 |  |  |  |  | Estimated using an emission factor | 23783
2019 | NY | Madison Windpower LLC | 55769 | NYUP | NPCC Upstate NY | WND | 11.5 |  | 18829 |  |  |  |  | Estimated using an emission factor | 167653
2019 | NY | Maimonides Medical Center | 62174 | NYCW | NPCC NYC/Westchester | DFO | 3.9 |  | 30 | 314 | 0.04867 | 3.2447 | 0.31 | Estimated using an emission factor | 314 | 0.04867
2019 | NY | Malone Solar Site | 62785 | NYUP | NPCC Upstate NY | SUN | 1.1 |  | 1422 |  |  |  |  | Estimated using an emission factor | 12662
2019 | NY | Maple Ridge Wind Farm | 56290 | NYUP | NPCC Upstate NY | WND | 322 |  | 736955 |  |  |  |  | Estimated using an emission factor | 6561847.062
2019 | NY | Marble River Wind Farm | 56857 | NYUP | NPCC Upstate NY | WND | 215 |  | 519815 |  |  |  |  | Estimated using an emission factor | 4628433
2019 | NY | Marsh Hill Wind Farm | 58768 | NYUP | NPCC Upstate NY | WND | 16.2 |  | 50358 |  |  |  |  | Estimated using an emission factor | 448388
2019 | NY | Massena Energy Facility | 54592 | NYUP | NPCC Upstate NY | NG | 104.1 | 1 | 1481 | 13519.895 | 0.099934 | 0.13495 | 0.014783 | EPA/NEI | 13519.895 | 0.099934
2019 | NY | Mattas Farms | 62303 | NYUP | NPCC Upstate NY | SUN | 2 |  | 3239 |  |  |  |  | Estimated using an emission factor | 28840
2019 | NY | Mechanicville Hydroelectric Station | 62322 | NYUP | NPCC Upstate NY | WAT | 4 |  | 24195 |  |  |  |  | NEI avg EF - PM, fuel type, firing type | 215434
2019 | NY | Medusa NY 1 | 63854 | NYUP | NPCC Upstate NY | SUN | 2
2019 | NY | MER Queens | 62576 | NYCW | NPCC NYC/Westchester | NG | 1.2 |  | 8555 | 76577 | 0 | 0 | 0 | Estimated using an emission factor | 76577 | 0
2019 | NY | Mercy Medical Center | 58163 | NYLI | NPCC Long Island | DFO | 3 |  | 9 | 93.999 | 0.01457 | 3.2377 | 0.31 | EPA/NEI; Estimated using an emission factor | 93.999 | 0.01457
2019 | NY | Mereand CSG | 63058 | NYUP | NPCC Upstate NY | SUN | 2 |  | 3172 |  |  |  |  | Estimated using an emission factor | 28243
2019 | NY | Middle Falls Hydro | 10219 | NYUP | NPCC Upstate NY | WAT | 2.2 |  | 13209 |  |  |  |  | NEI avg EF - PM, fuel type, firing type | 117612
2019 | NY | Middletown NY 1 | 63857 | NYUP | NPCC Upstate NY | SUN | 2
2019 | NY | Middletown Solar 1, LLC Hybrid | 63415 | NYUP | NPCC Upstate NY |  | 3.2
2019 | NY | Mill C | 6486 | NYUP | NPCC Upstate NY | WAT | 6 |  | 26774 |  |  |  |  | NEI avg EF - PM, fuel type, firing type | 238395
2019 | NY | Mill Seat Renewable Energy Facility | 61012 | NYUP | NPCC Upstate NY | LFG | 6.4 |  | 52127 | 642530 | 4.7226 | 0.1812 | 0.0147 | Estimated using an emission factor | 642530 | 4.7226
2019 | NY | Millbrook School | 59789 | NYUP | NPCC Upstate NY | SUN | 1.4 |  | 1936 |  |  |  |  | Estimated using an emission factor | 17239
2019 | NY | Minetto | 2586 | NYUP | NPCC Upstate NY | WAT | 10 |  | 37821 |  |  |  |  | NEI avg EF - PM, fuel type, firing type | 336758.984
2019 | NY | Minisink Community Solar 2 LLC | 62146 | NYUP | NPCC Upstate NY | SUN | 2.8 |  | 3443 |  |  |  |  | Estimated using an emission factor | 30657
2019 | NY | Minisink Solar 1 LLC | 62145 | NYUP | NPCC Upstate NY | SUN | 1.8 |  | 3103 |  |  |  |  | Estimated using an emission factor | 27628
2019 | NY | MM Albany Energy | 55155 | NYUP | NPCC Upstate NY | LFG | 5.9 |  | 11921.002 | 132849.996 | 0.97645 | 0.16382 | 0.0147 | Estimated using an emission factor | 132849.996 | 0.97645
2019 | NY | Model City Energy Facility | 55757 | NYUP | NPCC Upstate NY | LFG | 5.6 | 1 | 39257.001 | 567097.016 | 4.1682 | 0.21235 | 0.0147 | Estimated using an emission factor | 567097.016 | 4.1682
2019 | NY | Modern Innovative Energy LLC | 56323 | NYUP | NPCC Upstate NY | LFG | 12.8 |  | 30887 | 364772 | 2.6811 | 0.17361 | 0.0147 | EPA/NEI; Estimated using an emission factor | 364772 | 2.6811
2019 | NY | Mohonasen Central School District | 63511 | NYUP | NPCC Upstate NY | SUN | 1.1 |  | 353 |  |  |  |  | Estimated using an emission factor | 3144
2019 | NY | Mongaup | 2630 | NYUP | NPCC Upstate NY | WAT | 7.3 |  | 13043.999 |  |  |  |  | NEI avg EF - PM, fuel type, firing type | 116143
2019 | NY | Monroe Community College Plant | 58201 | NYUP | NPCC Upstate NY | NG | 5.6 | 0.44271 | 10938 | 64603.451 | 0.013631 | 0.0024925 | 0.000422 | Estimated using an emission factor | 145926 | 0.03079
2019 | NY | Monroe County Sites A & B | 61509 | NYUP | NPCC Upstate NY | SUN | 3.4 |  | 4779 |  |  |  |  | Estimated using an emission factor | 42554
2019 | NY | Monroe County Sites C, D, & E | 61510 | NYUP | NPCC Upstate NY | SUN | 6 |  | 8933.001 |  |  |  |  | Estimated using an emission factor | 79539
2019 | NY | Monroe Livingston Gas Recovery | 50565 | NYUP | NPCC Upstate NY | LFG | 2.4 |  | 4623 | 65929 | 0.48458 | 0.20964 | 0.0147 | EPA/NEI; Estimated using an emission factor | 65929 | 0.48458
2019 | NY | Montauk | 2515 | NYLI | NPCC Long Island | DFO | 6
2019 | NY | Montauk Energy Storage Center | 62734 | NYLI | NPCC Long Island | MWH | 5 |  | -716 | 0 |  |  |  |  | 0
2019 | NY | Montefieor Medical Center Moses Division | 58507 | NYCW | NPCC NYC/Westchester | NG | 18 | 0.39927 | 29899.998 | 250019.604 | 7.4957 | 0.50138 | 0.059961 | EPA/NEI; Estimated using an emission factor | 626196.004 | 18.7737
2019 | NY | Montefiore - Westchester Square | 61025 | NYCW | NPCC NYC/Westchester | DFO | 1 |  | 7 | 45 | 0.0069619 | 1.9891 | 0.30942 | NEI avg EF - PM, fuel type, firing type | 45 | 0.0069619
2019 | NY | Montefiore Mount Vernon Hospital | 62589 | NYCW | NPCC NYC/Westchester | DFO | 1.1 |  | 11 | 199 | 0.030787 | 5.5976 | 0.30942 | NEI avg EF - PM, fuel type, firing type | 199 | 0.030787
2019 | NY | Montefiore Nyack Hospital | 63662 | NYCW | NPCC NYC/Westchester | DFO | 1.1
2019 | NY | Montefiore Weiler (Einstein) Hospital | 63539 | NYCW | NPCC NYC/Westchester | DFO | 1.5
2019 | NY | Montefiore-New Rochelle | 63602 | NYCW | NPCC NYC/Westchester | DFO | 1.4
2019 | NY | Moose River | 10196 | NYUP | NPCC Upstate NY | WAT | 12.6 |  | 60411 |  |  |  |  | NEI avg EF - PM, fuel type, firing type | 537899
2019 | NY | Moshier | 2588 | NYUP | NPCC Upstate NY | WAT | 8 |  | 46217 |  |  |  |  | NEI avg EF - PM, fuel type, firing type | 411515
2019 | NY | Mount Hope East | 63749 | NYUP | NPCC Upstate NY | SUN | 1.9 |  | 0
2019 | NY | Mount Hope West | 63748 | NYUP | NPCC Upstate NY | SUN | 2
2019 | NY | Mount Kisco Landfill Solar & Storage | 63774 | NYCW | NPCC NYC/Westchester |  | 1.5
2019 | NY | Mount Sinai - Brooklyn | 63581 | NYCW | NPCC NYC/Westchester | DFO | 1.5
2019 | NY | Mount Sinai Beth Israel | 61569 | NYCW | NPCC NYC/Westchester | DFO | 4.8 |  | 46.997 | 474 | 0.07347 | 3.1266 | 0.31 | Estimated using an emission factor | 474 | 0.07347
2019 | NY | Mount Sinai Hospital | 61416 | NYCW | NPCC NYC/Westchester | DFO | 18.7 |  | 138.004 | 1267.001 | 0.19633 | 2.8452 | 0.30991 | EPA/NEI; Estimated using an emission factor | 1267.001 | 0.19633
2019 | NY | Mount Sinai South Nassau | 62447 | NYLI | NPCC Long Island | DFO | 2.9 |  | 0
2019 | NY | MSAP 13 | 63675 | NYUP | NPCC Upstate NY | SUN | 2
2019 | NY | Mt Ida Hydroelectric | 50031 | NYUP | NPCC Upstate NY | WAT | 3 |  | 9274 |  |  |  |  | NEI avg EF - PM, fuel type, firing type | 82575
2019 | NY | Mt.Sinai-St.Lukes Roosevelt Hosp. Center | 62453 | NYCW | NPCC NYC/Westchester | DFO | 6.6 |  | 62 | 607 | 0.093908 | 3.0293 | 0.30942 | NEI avg EF - PM, fuel type, firing type | 607 | 0.093908
2019 | NY | Munnsville Wind Farm LLC | 56594 | NYUP | NPCC Upstate NY | WND | 34.5 |  | 33227 |  |  |  |  | Estimated using an emission factor | 295855
2019 | NY | Musgrave East Solar Farm | 61003 | NYUP | NPCC Upstate NY | SUN | 2 |  | 3141 |  |  |  |  | Estimated using an emission factor | 27968
2019 | NY | Musgrave West Solar Farm | 61015 | NYUP | NPCC Upstate NY | SUN | 2 |  | 3125 |  |  |  |  | Estimated using an emission factor | 27825
2019 | NY | Nanticoke LFG | 59816 | NYUP | NPCC Upstate NY | LFG | 4 |  | 26147 | 254340 | 1.8694 | 0.14299 | 0.0147 | Estimated using an emission factor | 254340 | 1.8694
2019 | NY | Narrows Generating Station | 2499 | NYCW | NPCC NYC/Westchester | NG | 352 |  | 37090 | 930077.816 | 7.1539 | 0.38576 | 0.015383 | EPA/NEI | 930077.816 | 7.1539
2019 | NY | Nassau Energy Corporation | 52056 | NYLI | NPCC Long Island | NG | 55 | 0.52111 | 351844.22 | 1861083.158 | 0.1768 | 0.001005 | 0.00019 | EPA/NEI | 3571380.25 | 0.33928
2019 | NY | Neversink | 2483 | NYUP | NPCC Upstate NY | WAT | 25 |  | 17632 |  |  |  |  | NEI avg EF - PM, fuel type, firing type | 156995
2019 | NY | New York Methodist Hospital | 52091 | NYCW | NPCC NYC/Westchester | DFO | 7.7 | 1 | 25 | 237.001 | 0.036735 | 2.9388 | 0.31 | EPA/NEI; Estimated using an emission factor | 237.001 | 0.036735
2019 | NY | New York Presbyterian Hospital-168th St | 61026 | NYCW | NPCC NYC/Westchester | DFO | 11.9 |  | 64.998 | 864.001 | 0.13392 | 4.1207 | 0.31 | Estimated using an emission factor | 864.001 | 0.13392
2019 | NY | New York State Dam Hydro | 10221 | NYUP | NPCC Upstate NY | WAT | 11.4 |  | 53012 |  |  |  |  | NEI avg EF - PM, fuel type, firing type | 472020
2019 | NY | New York University Central Plant | 54808 | NYCW | NPCC NYC/Westchester | NG | 19 | 1 | 92787 | 935255 | 2.6919 | 0.058022 | 0.0057564 | EPA/NEI; Estimated using an emission factor | 935255 | 2.6919
2019 | NY | Newfield Community Solar LLC | 62582 | NYUP | NPCC Upstate NY | SUN | 6 |  | 7714 |  |  |  |  | Estimated using an emission factor | 68684
2019 | NY | Newport Hydro | 50354 | NYUP | NPCC Upstate NY | WAT | 1.7 |  | 6657.999 |  |  |  |  | NEI avg EF - PM, fuel type, firing type | 59281.001
2019 | NY | NHH003 Clarkson Fuel Cell | 63648 | NYCW | NPCC NYC/Westchester | NG | 1.1 |  | 9364 | 61231 | 0 | 0 | 0 | Estimated using an emission factor | 61231 | 0
2019 | NY | NHH004 Winthrop Fuel Cell | 63649 | NYCW | NPCC NYC/Westchester | NG | 1 |  | 8579 | 55342 | 0 | 0 | 0 | Estimated using an emission factor | 55342 | 0
2019 | NY | Nine Mile Point Nuclear Station | 2589 | NYUP | NPCC Upstate NY | NUC | 1901.1 |  | 15821376 |  |  |  |  | Estimated using an emission factor | 165200612
2019 | NY | NISA Electric Generation Project | 61331 | NYCW | NPCC NYC/Westchester | NG | 92.5
2019 | NY | Nissequogue Energy Center | 54149 | NYLI | NPCC Long Island | NG | 47 | 0.5405 | 288649 | 1793805.75 | 0.17041 | 0.0011808 | 0.00019 | EPA/NEI | 3318798.5 | 0.31529
2019 | NY | Noble Altona Windpark LLC | 56901 | NYUP | NPCC Upstate NY | WND | 97.5 |  | 171503 |  |  |  |  | Estimated using an emission factor | 1527064
2019 | NY | Noble Bellmont Windpark LLC | 56903 | NYUP | NPCC Upstate NY | WND | 21
2019 | NY | Noble Bliss Windpark LLC | 56620 | NYUP | NPCC Upstate NY | WND | 100.5 |  | 206373 |  |  |  |  | Estimated using an emission factor | 1837545
2019 | NY | Noble Chateaugay Windpark LLC | 56904 | NYUP | NPCC Upstate NY | WND | 106.5 |  | 197103 |  |  |  |  | Estimated using an emission factor | 1755006
2019 | NY | Noble Clinton Windpark LLC | 56618 | NYUP | NPCC Upstate NY | WND | 100.5 |  | 167892 |  |  |  |  | Estimated using an emission factor | 1494910
2019 | NY | Noble Ellenburg Windpark LLC | 56619 | NYUP | NPCC Upstate NY | WND | 81 |  | 158121 |  |  |  |  | Estimated using an emission factor | 1407909
2019 | NY | Noble Wethersfield Windpark LLC | 56902 | NYUP | NPCC Upstate NY | WND | 126 |  | 266649 |  |  |  |  | Estimated using an emission factor | 2374242
2019 | NY | Norfolk | 2590 | NYUP | NPCC Upstate NY | WAT | 5 |  | 26950 |  |  |  |  | NEI avg EF - PM, fuel type, firing type | 239963
2019 | NY | Normanskill Hydro Project | 50123 | NYUP | NPCC Upstate NY | WAT | 1.2 |  | 2510 |  |  |  |  | NEI avg EF - PM, fuel type, firing type | 22349
2019 | NY | North 1st | 7915 | NYCW | NPCC NYC/Westchester | NG | 47 |  | 29372 | 341197.438 | 0.81744 | 0.055661 | 0.0047916 | EPA/NEI | 341197.438 | 0.81744
2019 | NY | North Central Bronx Hospital | 63643 | NYCW | NPCC NYC/Westchester | DFO | 1.6
2019 | NY | North County | 58788 | NYLI | NPCC Long Island | SUN | 1 |  | 1252 |  |  |  |  | Estimated using an emission factor | 11148
2019 | NY | North Slope, LLC | 60420 | NYUP | NPCC Upstate NY | WND | 200
2019 | NY | Northern Westchester Hospital | 61378 | NYUP | NPCC Upstate NY | DFO | 5.6 |  | 0
2019 | NY | Northport | 2516 | NYLI | NPCC Long Island | NG | 1564 |  | 2029121 | 22554492.5 | 95.2843 | 0.093917 | 0.0084493 | EPA/NEI | 22554492.5 | 95.2843
2019 | NY | Norwood | 2591 | NYUP | NPCC Upstate NY | WAT | 2 |  | 10393 |  |  |  |  | NEI avg EF - PM, fuel type, firing type | 92539
2019 | NY | NRG Dunkirk Power | 2554 | NYUP | NPCC Upstate NY | SUB | 627.2
2019 | NY | NY - CSG - Ellsworth II | 63800 | NYUP | NPCC Upstate NY | SUN | 2 |  | 430 |  |  |  |  | Estimated using an emission factor | 3828
2019 | NY | NY - Presbyt. Hospital - 525 E 68TH St | 61238 | NYUP | NPCC Upstate NY | NG | 22.9 | 0.88222 | 46669.001 | 524174.837 | 1.7345 | 0.074332 | 0.006618 | EPA/NEI; Estimated using an emission factor | 594152.001 | 1.966
2019 | NY | NY 26 Carthage CSG | 63224 | NYUP | NPCC Upstate NY | SUN | 5
2019 | NY | NY- CSG- Johnstown 2 | 63780 | NYUP | NPCC Upstate NY | SUN | 2
2019 | NY | NY- CSG- Livingston 4 | 63781 | NYUP | NPCC Upstate NY | SUN | 2
2019 | NY | NY Times Daily Production Facility | 61414 | NYCW | NPCC NYC/Westchester | DFO | 12 |  | 63 | 694.998 | 0.10772 | 3.4198 | 0.31 | Estimated using an emission factor | 694.998 | 0.10772
2019 | NY | NY2 Battery | 63584 | NYUP | NPCC Upstate NY | MWH | 200
2019 | NY | NY3 Battery | 63585 | NYUP | NPCC Upstate NY | MWH | 3
2019 | NY | NYC-HH - CONEY ISLAND HOSPITAL | 61413 | NYCW | NPCC NYC/Westchester | DFO | 2.8 |  | 280 | 2750 | 0.42625 | 3.0446 | 0.31 | Estimated using an emission factor | 2750 | 0.42625
2019 | NY | NYC-HH-New Bellevue Hospital | 62250 | NYCW | NPCC NYC/Westchester | DFO | 6 |  | 90 | 854.001 | 0.13237 | 2.9416 | 0.31 | Estimated using an emission factor | 854.001 | 0.13237
2019 | NY | NYPH - Lawrence | 63580 | NYCW | NPCC NYC/Westchester | DFO | 1
2019 | NY | NYPH-Queens | 62271 | NYCW | NPCC NYC/Westchester | DFO | 4.5 |  | 58 | 573 | 0.088815 | 3.0626 | 0.31 | Estimated using an emission factor | 573 | 0.088815
2019 | NY | NYP-Hudson Valley Hospital Center | 62421 | NYCW | NPCC NYC/Westchester | DFO | 2.9 |  | 32.001 | 254.001 | 0.039355 | 2.4596 | 0.30988 | EPA/NEI; Estimated using an emission factor | 254.001 | 0.039355
2019 | NY | NYP-Lower Manhattan Hospital | 62366 | NYCW | NPCC NYC/Westchester | DFO | 1.5 |  | 19 | 254 | 0.03937 | 4.1442 | 0.31 | Estimated using an emission factor | 254 | 0.03937
2019 | NY | NYU Langone - Orthopedic | 63625 | NYCW | NPCC NYC/Westchester | DFO | 1.6
2019 | NY | NYU LANGONE HEALTH | 61488 | NYCW | NPCC NYC/Westchester | NG | 26.5 |  | 51145.999 | 1085505 | 3.1152 | 0.12182 | 0.0057396 | NEI avg EF - PM, fuel type, firing type | 1085505 | 3.1152
2019 | NY | NYU Luthern Medical Center | 54769 | NYCW | NPCC NYC/Westchester | DFO | 4.6 | 0.25257 | 18 | 99.008 | 0.010016 | 1.1129 | 0.20232 | Estimated using an emission factor | 392 | 0.039655
2019 | NY | OBP Cogen | 57798 | NYCW | NPCC NYC/Westchester | NG | 4.6 | 0.4418 | 29422 | 167402.284 | 0.45897 | 0.031199 | 0.0054834 | NEI avg EF - PM, fuel type, firing type | 378911 | 1.0389
2019 | NY | Oceanside Energy | 50348 | NYLI | NPCC Long Island | LFG | 4.2
2019 | NY | Ogdensburg | 52058 | NYUP | NPCC Upstate NY | WAT | 3.5 |  | 8610 |  |  |  |  | NEI avg EF - PM, fuel type, firing type | 76663.999
2019 | NY | Oneida - South | 60455 | NYUP | NPCC Upstate NY | SUN | 1.9 |  | 2678 |  |  |  |  | Estimated using an emission factor | 23844
2019 | NY | Oneida - West | 60456 | NYUP | NPCC Upstate NY | SUN | 1.9 |  | 2557 |  |  |  |  | Estimated using an emission factor | 22768
2019 | NY | Oneida County- DPW | 60114 | NEWE | NPCC New England | SUN | 1.5 |  | 1023 |  |  |  |  | Estimated using an emission factor | 9110
2019 | NY | Oneida Herkimer | 57404 | NYUP | NPCC Upstate NY | LFG | 3.2 |  | 26290 | 281878 | 2.0718 | 0.15761 | 0.0147 | Estimated using an emission factor | 281878 | 2.0718
2019 | NY | Onondaga County - Metro Water Board | 60097 | NYUP | NPCC Upstate NY | SUN | 1 |  | 905 |  |  |  |  | Estimated using an emission factor | 8058
2019 | NY | Onondaga County - Oak Orchard WWTP | 60098 | NYUP | NPCC Upstate NY | SUN | 2 |  | 2430 |  |  |  |  | Estimated using an emission factor | 21637
2019 | NY | Onondaga County- Clearwater | 60462 | NEWE | NPCC New England | SUN | 2 |  | 2573 |  |  |  |  | Estimated using an emission factor | 22910
2019 | NY | Onondaga County- Jamesville | 60232 | NYUP | NPCC Upstate NY | SUN | 2 |  | 1886 |  |  |  |  | Estimated using an emission factor | 16793
2019 | NY | Onondaga County Resource Recovery | 50662 | NYUP | NPCC Upstate NY | MSW | 39.5 |  | 222825 | 3952168 | 1.2331 | 0.011068 | 0.000624 | Estimated using an emission factor | 3952168 | 1.2331
2019 | NY | Onondaga Energy Partners LP | 50346 | NYUP | NPCC Upstate NY | LFG | 0.7
2019 | NY | Ontario LFGTE | 56250 | NYUP | NPCC Upstate NY | LFG | 11.2 |  | 79069.998 | 984318.016 | 7.2347 | 0.183 | 0.0147 | Estimated using an emission factor | 984318.016 | 7.2347
2019 | NY | Onyx - Lamphear Road CSG | 60967 | NYUP | NPCC Upstate NY | SUN | 2 |  | 2596 |  |  |  |  | Estimated using an emission factor | 23117
2019 | NY | Onyx - Saratoga Springs Landfill Solar CSG | 61724 | NYUP | NPCC Upstate NY | SUN | 2 |  | 2842 |  |  |  |  | Estimated using an emission factor | 25304
2019 | NY | Orange County Solar Farm (NY) | 60229 | NEWE | NPCC New England | SUN | 1.5 |  | 2210 |  |  |  |  | Estimated using an emission factor | 19678
2019 | NY | Oswegatchie | 58678 | NYUP | NPCC Upstate NY | WAT | 1.8 |  | 7927 |  |  |  |  | NEI avg EF - PM, fuel type, firing type | 70582
2019 | NY | Oswego County - Fulton Solar | 60818 | NYUP | NPCC Upstate NY | SUN | 2 |  | 1785 |  |  |  |  | Estimated using an emission factor | 15893
2019 | NY | Oswego County Energy Recovery | 50907 | NYUP | NPCC Upstate NY | MSW | 3.6 | 0.078373 | 8852.22 | 50615.721 | 3.9481 | 0.89199 | 0.156 | Estimated using an emission factor | 645835 | 50.3751
2019 | NY | Oswego Falls East | 2595 | NYUP | NPCC Upstate NY | WAT | 6 |  | 32781 |  |  |  |  | NEI avg EF - PM, fuel type, firing type | 291880.992
2019 | NY | Oswego Falls West | 2596 | NYUP | NPCC Upstate NY | WAT | 4 |  | 9927 |  |  |  |  | EPA/NEI; Estimated using an emission factor | 88389
2019 | NY | Oswego Harbor Power | 2594 | NYUP | NPCC Upstate NY | RFO | 1895.6 |  | 16813 | 465215.891 | 2.3726 | 0.28223 | 0.0102 | EPA/NEI | 465215.891 | 2.3726
2019 | NY | Owens Corning at Bethlehem | 58550 | NYUP | NPCC Upstate NY | SUN | 2 |  | 3352 |  |  |  |  | Estimated using an emission factor | 29848
2019 | NY | Owlville Creek Solar 2, LLC | 63340 | NYUP | NPCC Upstate NY | SUN | 5
2019 | NY | Owlville Creek Solar, LLC | 63341 | NYUP | NPCC Upstate NY | SUN | 5
2019 | NY | Oyster Bay Energy Partners LP | 50345 | NYLI | NPCC Long Island | LFG | 1.4
2019 | NY | Parishville | 2597 | NYUP | NPCC Upstate NY | WAT | 3 |  | 20317 |  |  |  |  | NEI avg EF - PM, fuel type, firing type | 180904
2019 | NY | Pasto Solar | 62389 | NYUP | NPCC Upstate NY | SUN | 16 |  | 3386 |  |  |  |  | Estimated using an emission factor | 30149
2019 | NY | Peak Power 1 Cogen | 57789 | NYCW | NPCC NYC/Westchester | NG | 6.3 | 0.49198 | 11769.999 | 66006.256 | 0.013927 | 0.0023666 | 0.000422 | Estimated using an emission factor | 134165.004 | 0.028309
2019 | NY | Pearl CSG | 63060 | NYUP | NPCC Upstate NY | SUN | 4 |  | 5671 |  |  |  |  | Estimated using an emission factor | 50492
2019 | NY | Pearl II | 63405 | NYUP | NPCC Upstate NY | SUN | 2 |  | 2589 |  |  |  |  | Estimated using an emission factor | 23051
2019 | NY | Philadlephia | 10197 | NYUP | NPCC Upstate NY | WAT | 3.6 |  | 14769 |  |  |  |  | NEI avg EF - PM, fuel type, firing type | 131504
2019 | NY | Phoenix Hydro Project | 54865 | NYUP | NPCC Upstate NY | WAT | 3.2 |  | 11816 |  |  |  |  | NEI avg EF - PM, fuel type, firing type | 105210
2019 | NY | Piercefield | 2598 | NYUP | NPCC Upstate NY | WAT | 2.7 |  | 15285.001 |  |  |  |  | NEI avg EF - PM, fuel type, firing type | 136098
2019 | NY | Pinelawn Power | 56188 | NYLI | NPCC Long Island | NG | 82 |  | 68947 | 597748.375 | 2.6369 | 0.07649 | 0.0088227 | EPA/NEI | 597748.375 | 2.6369
2019 | NY | Plant No 1 Freeport | 2678 | NYLI | NPCC Long Island | DFO | 16.2 |  | 65 | 750 | 0.11625 | 3.5769 | 0.31 | EPA/NEI; Estimated using an emission factor | 750 | 0.11625
2019 | NY | Podunk Road CSG | 62834 | NYUP | NPCC Upstate NY | SUN | 2.2 |  | 1095 |  |  |  |  | Estimated using an emission factor | 9751
2019 | NY | Poletti 500 MW CC | 56196 | NYCW | NPCC NYC/Westchester | NG | 528 |  | 2446465 | 18189755 | 26.8734 | 0.021969 | 0.0029548 | EPA/NEI | 18189755 | 26.8734
2019 | NY | Pool Brook Rd Community Solar Farm | 62156 | NYUP | NPCC Upstate NY | SUN | 2 |  | 0
2019 | NY | Port Jefferson Energy Center | 2517 | NYLI | NPCC Long Island | NG | 590 |  | 300379 | 3786067.053 | 16.2825 | 0.10841 | 0.0086013 | EPA/NEI | 3786067.053 | 16.2825
2019 | NY | Port Leyden Hydroelectric Project | 10817 | NYUP | NPCC Upstate NY | WAT | 1 |  | 5377 |  |  |  |  | NEI avg EF - PM, fuel type, firing type | 47876
2019 | NY | Port Richmond WWT Solar | 58647 | NYCW | NPCC NYC/Westchester | SUN | 1 |  | 1565 |  |  |  |  | Estimated using an emission factor | 13933
2019 | NY | Pouch Terminal | 8053 | NYCW | NPCC NYC/Westchester | NG | 47 |  | 47443 | 537918.875 | 1.3298 | 0.056058 | 0.0049442 | EPA/NEI | 537918.875 | 1.3298
2019 | NY | Prospect | 2599 | NYUP | NPCC Upstate NY | WAT | 19 |  | 95043 |  |  |  |  | NEI avg EF - PM, fuel type, firing type | 846265
2019 | NY | Pyrites Plant | 10547 | NYUP | NPCC Upstate NY | WAT | 8.2 |  | 29915.001 |  |  |  |  | NEI avg EF - PM, fuel type, firing type | 266363
2019 | NY | R E Ginna Nuclear Power Plant | 6122 | NYUP | NPCC Upstate NY | NUC | 614 |  | 4993693 |  |  |  |  | Estimated using an emission factor | 52142188
2019 | NY | Rainbow Falls Auscble | 6526 | NYUP | NPCC Upstate NY | WAT | 2.6 |  | 1113 |  |  |  |  | NEI avg EF - PM, fuel type, firing type | 9910
2019 | NY | Rainbow Falls Hydro | 2600 | NYUP | NPCC Upstate NY | WAT | 25 |  | 126092 |  |  |  |  | NEI avg EF - PM, fuel type, firing type | 1122723
2019 | NY | Ransomville Solar 1, LLC | 63012 | NYUP | NPCC Upstate NY | SUN | 5 |  | 0
2019 | NY | Ravenswood Generating Station | 2500 | NYCW | NPCC NYC/Westchester | NG | 2956.9 | 1 | 2298704 | 20943873.475 | 87.8079 | 0.076398 | 0.0083851 | EPA/NEI; Estimated using an emission factor | 20943873.475 | 87.8079
2019 | NY | Raymondville | 2601 | NYUP | NPCC Upstate NY | WAT | 2 |  | 8876 |  |  |  |  | NEI avg EF - PM, fuel type, firing type | 79033
2019 | NY | RED-Rochester, LLC-Eastman Business Park | 10025 | NYUP | NPCC Upstate NY | NG | 209.8 | 0.25775 | 316292 | 867740.472 | 6.959 | 0.044004 | 0.016039 | EPA/NEI; Estimated using an emission factor | 3366656 | 26.9996
2019 | NY | ReEnergy Lyonsdale Biomass | 54526 | NYUP | NPCC Upstate NY | WDS | 21.1 | 1 | 0 | 0 |  |  |  |  | 0
2019 | NY | Regeneron Pharmaceuticals Inc. | 62423 | NYCW | NPCC NYC/Westchester | DFO | 15.4 |  | 488.999 | 3061.999 | 0.43152 | 1.7649 | 0.28186 | Estimated using an emission factor | 3061.999 | 0.43152
2019 | NY | Regeneron Tarrytown | 62456 | NYCW | NPCC NYC/Westchester | NG | 1.5 |  | 12150 | 80975 | 0 | 0 | 0 | Estimated using an emission factor | 80975 | 0
2019 | NY | Rensselaer Cogen | 54034 | NYUP | NPCC Upstate NY | NG | 88.2 |  | 3478 | 30699.643 | 0.11599 | 0.066699 | 0.0075565 | EPA/NEI | 30699.643 | 0.11599
2019 | NY | Richard M Flynn (Holtsville) | 7314 | NYLI | NPCC Long Island | NG | 164 |  | 386055 | 3307903.75 | 0.31425 | 0.001628 | 0.00019 | EPA/NEI | 3307903.75 | 0.31425
2019 | NY | Richmond University Medical Center | 63553 | NYCW | NPCC NYC/Westchester | DFO | 1.6
2019 | NY | Riley Road LLC | 63369 | NYUP | NPCC Upstate NY | SUN | 4 |  | 1465 |  |  |  |  | Estimated using an emission factor | 13044
2019 | NY | Rio | 2631 | NYUP | NPCC Upstate NY | WAT | 10.8 |  | 33918 |  |  |  |  | NEI avg EF - PM, fuel type, firing type | 302006.002
2019 | NY | Ripley Westfield Wind LLC | 57193 | NYUP | NPCC Upstate NY | WND | 75
2019 | NY | RIT Henrietta Solar 1, LLC | 62810 | NYUP | NPCC Upstate NY | SUN | 1.6 |  | 2436 |  |  |  |  | Estimated using an emission factor | 21690
2019 | NY | Riverbay Corp. - Co-Op City | 52168 | NYCW | NPCC NYC/Westchester | NG | 49.5 | 0.23524 | 161285.2 | 506523.392 | 1.6908 | 0.020966 | 0.006676 | NEI avg EF - PM, fuel type, firing type | 2153189.875 | 7.1874
2019 | NY | Riverhead | 58789 | NYLI | NPCC Long Island | SUN | 1.5 |  | 1638 |  |  |  |  | Estimated using an emission factor | 14585
2019 | NY | Riverhead Solar Farm | 62017 | NYLI | NPCC Long Island | SUN | 20 |  | 15879 |  |  |  |  | Estimated using an emission factor | 141386
2019 | NY | Roaring Brook, LLC | 61041 | NYUP | NPCC Upstate NY | WND | 78
2019 | NY | Robert Moses Niagara | 2693 | NYUP | NPCC Upstate NY | WAT | 2429.1 |  | 16909301.999 |  |  |  |  | NEI avg EF - PM, fuel type, firing type | 150560425
2019 | NY | Robert Moses Power Dam | 2694 | NYUP | NPCC Upstate NY | WAT | 912 |  | 7683314 |  |  |  |  | NEI avg EF - PM, fuel type, firing type | 68412232
2019 | NY | Rochester 2 | 2639 | NYUP | NPCC Upstate NY | WAT | 8.5 |  | 18094 |  |  |  |  | NEI avg EF - PM, fuel type, firing type | 161110
2019 | NY | Rochester 26 | 2638 | NYUP | NPCC Upstate NY | WAT | 3 |  | 7961 |  |  |  |  | NEI avg EF - PM, fuel type, firing type | 70885
2019 | NY | Rochester 3 | 2640 | NYUP | NPCC Upstate NY | DFO | 19
2019 | NY | Rochester 5 | 2641 | NYUP | NPCC Upstate NY | WAT | 43.6 |  | 438 |  |  |  |  | NEI avg EF - PM, fuel type, firing type | 3901.001
2019 | NY | Rochester 7 | 2642 | NYUP | NPCC Upstate NY | BIT | 252.6
2019 | NY | Rochester 9 | 2644 | NYUP | NPCC Upstate NY | NG | 19
2019 | NY | Rockland Bakery Inc. | 62619 | NYCW | NPCC NYC/Westchester | DFO | 1.6 |  | 38 | 538 | 0.036478 | 1.9199 | 0.13561 | NEI avg EF - PM, fuel type, firing type | 538 | 0.036478
2019 | NY | Rolling Upland Wind Farm LLC | 62262 | NYUP | NPCC Upstate NY | WND | 60
2019 | NY | Roseton Generating LLC | 8006 | NYUP | NPCC Upstate NY | RFO | 1242 |  | 143675 | 1683374.812 | 1.6601 | 0.023109 | 0.0019723 | EPA/NEI | 1683374.812 | 1.6601
2019 | NY | Route 14A CDG Solar North and South LLC | 62580 | NYUP | NPCC Upstate NY | SUN | 4 |  | 5630 |  |  |  |  | Estimated using an emission factor | 50130
2019 | NY | Route 19 #1 Community Solar Farm | 62500 | NYUP | NPCC Upstate NY | SUN | 2
2019 | NY | Route 19 #2 Community Solar Farm | 62502 | NYUP | NPCC Upstate NY | SUN | 5
2019 | NY | Route 22 Community Solar Farm | 62524 | NYUP | NPCC Upstate NY | SUN | 3.7
2019 | NY | Route 5 & 20 Community Solar Farm | 62523 | NYUP | NPCC Upstate NY | SUN | 2.3
2019 | NY | RT 52 Walden Solar 1, LLC Hybrid | 63000 | NYUP | NPCC Upstate NY | SUN | 9 |  | 0
2019 | NY | S A Carlson | 2682 | NYUP | NPCC Upstate NY | NG | 96.3 | 1 | 162608 | 1471205.3 | 0.47553 | 0.0058488 | 0.00064645 | EPA/NEI | 1471205.3 | 0.47553
2019 | NY | Sacket Lake Rd #1 Community Solar Farm | 62158 | NYUP | NPCC Upstate NY | SUN | 2
2019 | NY | Sacket Lake Rd #2 Community Solar Farm | 62159 | NYUP | NPCC Upstate NY | SUN | 1.7 |  | 3078 |  |  |  |  | Estimated using an emission factor | 27405
2019 | NY | Saint Catherine of Siena Medical Center | 62003 | NYCW | NPCC NYC/Westchester | DFO | 2.2 |  | 15 | 215 | 0.033325 | 4.4433 | 0.31 | Estimated using an emission factor | 215 | 0.033325
2019 | NY | Saranac Power Partners, LP | 54574 | NYUP | NPCC Upstate NY | NG | 285.6 | 1 | 81189 | 769802.75 | 0.073131 | 0.0018015 | 0.00019 | EPA/NEI | 769802.75 | 0.073131
2019 | NY | Saratoga Solar LLC | 63373 | NYUP | NPCC Upstate NY | SUN | 5 |  | 0
2019 | NY | Schaghticoke | 2606 | NYUP | NPCC Upstate NY | WAT | 16 |  | 67214 |  |  |  |  | NEI avg EF - PM, fuel type, firing type | 598474
2019 | NY | School Street | 2605 | NYUP | NPCC Upstate NY | WAT | 42 |  | 168634.001 |  |  |  |  | NEI avg EF - PM, fuel type, firing type | 1501515
2019 | NY | Schuylerville | 2607 | NYUP | NPCC Upstate NY | WAT | 2 |  | 8599 |  |  |  |  | NEI avg EF - PM, fuel type, firing type | 76565
2019 | NY | SDM000 Clarkson Fuel Cell | 63647 | NYCW | NPCC NYC/Westchester | NG | 1.8 |  | 14692 | 97899 | 0 | 0 | 0 | Estimated using an emission factor | 97899 | 0
2019 | NY | Selkirk Cogen Partners | 10725 | NYUP | NPCC Upstate NY | NG | 446 | 0.75989 | 118649 | 904879.293 | 1.268 | 0.021374 | 0.0028026 | EPA/NEI | 1190799.484 | 1.6687
2019 | NY | Seneca Energy | 54782 | NYUP | NPCC Upstate NY | LFG | 24 | 1 | 103400 | 1265543.984 | 9.3017 | 0.17992 | 0.0147 | EPA/NEI; Estimated using an emission factor | 1265543.984 | 9.3017
2019 | NY | Seneca Falls Hydroelectric Project | 61641 | NYUP | NPCC Upstate NY | WAT | 5.1 |  | 17133.999 |  |  |  |  | NEI avg EF - PM, fuel type, firing type | 152561.004
2019 | NY | Seneca Nation Cattaraugus Wind Turbine | 61734 | NYUP | NPCC Upstate NY | WND | 1.5 |  | 2850 |  |  |  |  | Estimated using an emission factor | 25375
2019 | NY | Sewalls | 2608 | NYUP | NPCC Upstate NY | WAT | 2 |  | 14964 |  |  |  |  | NEI avg EF - PM, fuel type, firing type | 133238
2019 | NY | Sharon Springs | 61903 | NYUP | NPCC Upstate NY | SUN | 2 |  | 3039 |  |  |  |  | Estimated using an emission factor | 27059
2019 | NY | Sherman Island | 2609 | NYUP | NPCC Upstate NY | WAT | 36.3 |  | 229584.002 |  |  |  |  | NEI avg EF - PM, fuel type, firing type | 2044217.969
2019 | NY | Shoemaker | 2632 | NYUP | NPCC Upstate NY | NG | 41.9 |  | 1117 | 19563.076 | 0.074652 | 0.13367 | 0.007632 | EPA/NEI | 19563.076 | 0.074652
2019 | NY | Shoreham | 2518 | NYLI | NPCC Long Island | DFO | 71.5 |  | 944 | 17644.001 | 0.15226 | 0.32259 | 0.017259 | NEI avg EF - PM, fuel type, firing type | 17644.001 | 0.15226
2019 | NY | Shoreham Energy | 55787 | NYLI | NPCC Long Island | DFO | 100 |  | 4757 | 45485.668 | 0.19459 | 0.081812 | 0.0085561 | EPA/NEI | 45485.668 | 0.19459
2019 | NY | Shoreham Solar Commons | 60045 | NYLI | NPCC Long Island | SUN | 24.9 |  | 46561 |  |  |  |  | Estimated using an emission factor | 414579
2019 | NY | Sissonville Hydro | 10220 | NYUP | NPCC Upstate NY | WAT | 3 |  | 17022 |  |  |  |  | NEI avg EF - PM, fuel type, firing type | 151563
2019 | NY | Skidmore College | 60425 | NYUP | NPCC Upstate NY | SUN | 2 |  | 2400 |  |  |  |  | Estimated using an emission factor | 21370
2019 | NY | SL Babylon | 61487 | NYLI | NPCC Long Island | SUN | 9 |  | 13949 |  |  |  |  | Estimated using an emission factor | 124201
2019 | NY | Smithtown Energy Partners LP | 50344 | NYLI | NPCC Long Island | LFG | 1.4
2019 | NY | Soft Maple | 2610 | NYUP | NPCC Upstate NY | WAT | 16 |  | 52217 |  |  |  |  | NEI avg EF - PM, fuel type, firing type | 464942
2019 | NY | Solean Solar Project | 61898 | NYUP | NPCC Upstate NY | SUN | 4 |  | 8116 |  |  |  |  | Estimated using an emission factor | 72266
2019 | NY | Somerset Operating Company (Kintigh) | 6082 | NYUP | NPCC Upstate NY | BIT | 655.1 |  | 345276 | 3548075.25 | 49.2295 | 0.28516 | 0.02775 | EPA/NEI | 3548075.25 | 49.2295
2019 | NY | South Cairo | 2485 | NYUP | NPCC Upstate NY | KER | 21.6 |  | 140 | 2263 | 0.03076 | 0.43943 | 0.027185 | NEI avg EF - PM, fuel type | 2263 | 0.03076
2019 | NY | South Colton | 2611 | NYUP | NPCC Upstate NY | WAT | 21 |  | 104491 |  |  |  |  | NEI avg EF - PM, fuel type, firing type | 930388
2019 | NY | South Edwards | 2604 | NYUP | NPCC Upstate NY | WAT | 4 |  | 23051 |  |  |  |  | NEI avg EF - PM, fuel type, firing type | 205246
2019 | NY | South Glens Falls Hydroelectric | 54772 | NYUP | NPCC Upstate NY | WAT | 13.8 |  | 97676 |  |  |  |  | NEI avg EF - PM, fuel type, firing type | 869706
2019 | NY | South Hampton | 2519 | NYLI | NPCC Long Island | DFO | 11.5 |  | 2104 | 52287 | 0.45122 | 0.42892 | 0.017259 | NEI avg EF - PM, fuel type, firing type | 52287 | 0.45122
2019 | NY | South Oaks Hospital | 50136 | NYLI | NPCC Long Island | NG | 2.2 | 0.36471 | 5948 | 30557.977 | 0.0064477 | 0.002168 | 0.000422 | EPA/NEI; Estimated using an emission factor | 83787.998 | 0.017679
2019 | NY | Southold | 2520 | NYLI | NPCC Long Island | DFO | 14 |  | 1725 | 38218 | 0.32981 | 0.38239 | 0.017259 | NEI avg EF - PM, fuel type, firing type | 38218 | 0.32981
2019 | NY | Spier Falls | 2612 | NYUP | NPCC Upstate NY | WAT | 56 |  | 308237 |  |  |  |  | NEI avg EF - PM, fuel type, firing type | 2744540.938
2019 | NY | SREC Bath LFGTE | 58295 | NYUP | NPCC Upstate NY | LFG | 3.2 |  | 3807 | 39445 | 0.28992 | 0.15231 | 0.0147 | Estimated using an emission factor | 39445 | 0.28992
2019 | NY | St Johns Riverside Hospital | 62051 | NYCW | NPCC NYC/Westchester | DFO | 2.4 |  | 29 | 287 | 0.044471 | 3.067 | 0.3099 | EPA/NEI; Estimated using an emission factor | 287 | 0.044471
2019 | NY | St. Johns Episcopal Hospital | 62450 | NYCW | NPCC NYC/Westchester | DFO | 1.2 |  | 15 | 149 | 0.023052 | 3.0735 | 0.30942 | NEI avg EF - PM, fuel type, firing type | 149 | 0.023052
2019 | NY | St. Joseph Hospital | 62452 | NYCW | NPCC NYC/Westchester | DFO | 1.1 |  | 8 | 83 | 0.012841 | 3.2102 | 0.30942 | NEI avg EF - PM, fuel type, firing type | 83 | 0.012841
2019 | NY | St. Lawerence University - Sutton | 61579 | NYUP | NPCC Upstate NY | SUN | 2 |  | 2805 |  |  |  |  | Estimated using an emission factor | 24975
2019 | NY | St. Luke's Cornwall Hospital | 63546 | NYCW | NPCC NYC/Westchester | DFO | 1.7
2019 | NY | St. Mary's Hospital For Children | 63669 | NYCW | NPCC NYC/Westchester | DFO | 1.5
2019 | NY | Stark | 2613 | NYUP | NPCC Upstate NY | WAT | 26 |  | 123538 |  |  |  |  | NEI avg EF - PM, fuel type, firing type | 1099983
2019 | NY | State Route 64N Community Solar Farm | 62520 | NYUP | NPCC Upstate NY | SUN | 1.2
2019 | NY | Steel Sun | 59705 | NYUP | NPCC Upstate NY | SUN | 2 |  | 4520 |  |  |  |  | Estimated using an emission factor | 40245
2019 | NY | Steel Sun 2: 2303-III-2 Hamburg Tpke | 62723 | NYUP | NPCC Upstate NY | SUN | 2 |  | 1948 |  |  |  |  | Estimated using an emission factor | 17344
2019 | NY | Steel Sun 2: 2303-III-4 Hamburg Tpke | 62722 | NYUP | NPCC Upstate NY | SUN | 2 |  | 1979 |  |  |  |  | Estimated using an emission factor | 17620
2019 | NY | Steel Sun 2: 2303-III-9 Hamburg Tpke | 62721 | NYUP | NPCC Upstate NY | SUN | 2 |  | 1269 |  |  |  |  | Estimated using an emission factor | 11298
2019 | NY | Steel Winds II | 57078 | NYUP | NPCC Upstate NY | WND | 15 |  | 26365 |  |  |  |  | Estimated using an emission factor | 234754
2019 | NY | Steel Winds Wind Farm | 56575 | NYUP | NPCC Upstate NY | WND | 20 |  | 26365 |  |  |  |  | Estimated using an emission factor | 234754
2019 | NY | Stephentown Spindle | 57710 | NYUP | NPCC Upstate NY | MWH | 20 |  | -11412 | 0 |  |  |  |  | 0
2019 | NY | Sterling Power Plant | 50744 | NYUP | NPCC Upstate NY | NG | 65.3 | 1 | 7411 | 63452.527 | 0.24507 | 0.066137 | 0.0077245 | EPA/NEI | 63452.527 | 0.24507
2019 | NY | Sterlington Greenworks LLC | 59275 | NYLI | NPCC Long Island | SUN | 1.3 |  | 2233 |  |  |  |  | Estimated using an emission factor | 19883
2019 | NY | Stewarts Bridge | 2614 | NYUP | NPCC Upstate NY | WAT | 38.5 |  | 186533 |  |  |  |  | NEI avg EF - PM, fuel type, firing type | 1660889.062
2019 | NY | Stillwater Hydro Electric Project | 54395 | NYUP | NPCC Upstate NY | WAT | 3.4 |  | 13926 |  |  |  |  | NEI avg EF - PM, fuel type, firing type | 123999
2019 | NY | Stillwater Reservoir Hydro | 50513 | NYUP | NPCC Upstate NY | WAT | 1.8 |  | 5769 |  |  |  |  | NEI avg EF - PM, fuel type, firing type | 51365
2019 | NY | Stony Creek Wind Farm NY | 58088 | NYUP | NPCC Upstate NY | WND | 94.4 |  | 274641 |  |  |  |  | Estimated using an emission factor | 2445404
2019 | NY | Strauss CSG | 63108 | NYUP | NPCC Upstate NY | SUN | 2 |  | 536 |  |  |  |  | Estimated using an emission factor | 4772
2019 | NY | Sturgeon | 2486 | NYUP | NPCC Upstate NY | WAT | 14.4 |  | 58659 |  |  |  |  | NEI avg EF - PM, fuel type, firing type | 522300
2019 | NY | Stuyvesant Falls | 58873 | NYUP | NPCC Upstate NY | WAT | 6 |  | 13141 |  |  |  |  | NEI avg EF - PM, fuel type, firing type | 117007
2019 | NY | Sugar Island | 2616 | NYUP | NPCC Upstate NY | WAT | 4 |  | 28282 |  |  |  |  | NEI avg EF - PM, fuel type, firing type | 251822
2019 | NY | Sugarhill Road - Solitude Solar CSG | 62788 | NYUP | NPCC Upstate NY | SUN | 5 |  | 846 |  |  |  |  | Estimated using an emission factor | 7533
2019 | NY | Sullivan County - Adult Care Solar | 60817 | NYUP | NPCC Upstate NY | SUN | 2 |  | 2427 |  |  |  |  | Estimated using an emission factor | 21611
2019 | NY | SunEast Clay Solar Project | 62819 | NYUP | NPCC Upstate NY | SUN | 50
2019 | NY | SunEast Dog Corners Solar Project | 62823 | NYUP | NPCC Upstate NY | SUN | 20
2019 | NY | SunEast Fariway Solar Project | 63865 | NYUP | NPCC Upstate NY | SUN | 20
2019 | NY | SunEast Flat Hill Solar Project | 63901 | NYUP | NPCC Upstate NY | SUN | 20
2019 | NY | SunEast Grassy Knoll Solar Project | 63863 | NYUP | NPCC Upstate NY | SUN | 20
2019 | NY | SunEast Highview Solar Project | 63866 | NYUP | NPCC Upstate NY | SUN | 20
2019 | NY | SunEast Hills Solar Project | 62895 | NYUP | NPCC Upstate NY | SUN | 20
2019 | NY | SunEast Hilltop Solar Project | 63868 | NYUP | NPCC Upstate NY | SUN | 20
2019 | NY | SunEast Limestone Solar Project | 63864 | NYUP | NPCC Upstate NY | SUN | 20
2019 | NY | SunEast Skyline Solar Project | 62816 | NYUP | NPCC Upstate NY | SUN | 20
2019 | NY | SunEast Tabletop Solar Project | 63867 | NYUP | NPCC Upstate NY | SUN | 80
2019 | NY | SunEast Valley Solar Project | 63862 | NYUP | NPCC Upstate NY | SUN | 20
2019 | NY | SunEast Watkins Road Solar Project | 62896 | NYUP | NPCC Upstate NY | SUN | 20
2019 | NY | Sunlight Beacon | 61922 | NYUP | NPCC Upstate NY | SUN | 2 |  | 3318 |  |  |  |  | Estimated using an emission factor | 29545
2019 | NY | SUNY Old Westbury College | 58156 | NYLI | NPCC Long Island | NG | 1.8 |  | 0
2019 | NY | Sutter Greenworks LLC | 59274 | NYLI | NPCC Long Island | SUN | 5 |  | 9087 |  |  |  |  | Estimated using an emission factor | 80910
2019 | NY | Swinging Bridge 1 | 2633 | NYUP | NPCC Upstate NY | WAT | 5
2019 | NY | Swinging Bridge 2 | 2634 | NYUP | NPCC Upstate NY | WAT | 8 |  | 11951 |  |  |  |  | NEI avg EF - PM, fuel type, firing type | 106412.997
2019 | NY | SWM Fuel Cell | 63661 | NYLI | NPCC Long Island | NG | 8.4
2019 | NY | Synergy Biogas | 58399 | NYUP | NPCC Upstate NY | OBG | 1.4 |  | 424 | 9600 | 0.07056 | 0.33283 | 0.0147 | Estimated using an emission factor | 9600 | 0.07056
2019 | NY | Syracuse, LLC | 10621 | NYUP | NPCC Upstate NY | NG | 102.7 |  | 13628 | 124672.023 | 0.25907 | 0.03802 | 0.0041559 | EPA/NEI | 124672.023 | 0.25907
2019 | NY | Talcville | 7583 | NYUP | NPCC Upstate NY | WAT | 1.1 |  | 4908 |  |  |  |  | NEI avg EF - PM, fuel type, firing type | 43701.999
2019 | NY | Tannery Island Power | 50416 | NYUP | NPCC Upstate NY | WAT | 1.5 |  | 6109 |  |  |  |  | NEI avg EF - PM, fuel type, firing type | 54393.999
2019 | NY | Tannery Road Landfill | 60677 | NYUP | NPCC Upstate NY | SUN | 2 |  | 2608 |  |  |  |  | Estimated using an emission factor | 23221
2019 | NY | Taylorville | 2617 | NYUP | NPCC Upstate NY | WAT | 4 |  | 30592 |  |  |  |  | NEI avg EF - PM, fuel type, firing type | 272391
2019 | NY | TBE-Montgomery LLC | 57472 | NYUP | NPCC Upstate NY | OBG | 21
2019 | NY | Telegraph Rd #1 Community Solar Farm | 62496 | NYUP | NPCC Upstate NY | SUN | 3.8
2019 | NY | Telegraph Rd #2 Community Solar Farm | 62498 | NYUP | NPCC Upstate NY | SUN | 2
2019 | NY | The Allen Hospital | 61568 | NYCW | NPCC NYC/Westchester | DFO | 1 |  | 9 | 237 | 0.036735 | 8.1633 | 0.31 | Estimated using an emission factor | 237 | 0.036735
2019 | NY | The Bank of New York | 62001 | NYCW | NPCC NYC/Westchester | DFO | 7.2 |  | 10.998 | 898.002 | 0.13919 | 25.3119 | 0.31 | Estimated using an emission factor | 898.002 | 0.13919
2019 | NY | Theresa Plant | 10539 | NYUP | NPCC Upstate NY | WAT | 1.3 |  | 5945 |  |  |  |  | NEI avg EF - PM, fuel type, firing type | 52935
2019 | NY | Ticonderoga Mill | 54099 | NYUP | NPCC Upstate NY | RFO | 42.1 | 0.25266 | 192288.62 | 858554.058 | 8.0146 | 0.083361 | 0.01867 | EPA/NEI | 3398089.75 | 31.7213
2019 | NY | Time Warner Cable - Knowles | 60904 | NYUP | NPCC Upstate NY | SUN | 2 |  | 2195 |  |  |  |  | Estimated using an emission factor | 19545
2019 | NY | Time Warner Cable Enterprises - Martino | 61577 | NYUP | NPCC Upstate NY | SUN | 2 |  | 2878 |  |  |  |  | Estimated using an emission factor | 25625
2019 | NY | Tompkins Cortland Community College | 60431 | NYUP | NPCC Upstate NY | SUN | 2 |  | 2678 |  |  |  |  | Estimated using an emission factor | 23844
2019 | NY | Town of Halfmoon | 60115 | NEWE | NPCC New England | SUN | 1 |  | 1017 |  |  |  |  | Estimated using an emission factor | 9055
2019 | NY | Town of Williamson Landfill PV | 59613 | NYUP | NPCC Upstate NY | SUN | 1.2 |  | 1688 |  |  |  |  | Estimated using an emission factor | 15029
2019 | NY | Trenton Falls | 2619 | NYUP | NPCC Upstate NY | WAT | 21.9 |  | 173991 |  |  |  |  | NEI avg EF - PM, fuel type, firing type | 1549217
2019 | NY | Turner Rd Community Solar Project | 62160 | NYUP | NPCC Upstate NY | SUN | 2 |  | 3450 |  |  |  |  | Estimated using an emission factor | 30719
2019 | NY | Ulster County Solar | 62777 | NYUP | NPCC Upstate NY | SUN | 1.4 |  | 2511 |  |  |  |  | Estimated using an emission factor | 22358
2019 | NY | Underhill | 63751 | NYUP | NPCC Upstate NY | SUN | 2 |  | 2508 |  |  |  |  | Estimated using an emission factor | 22332
2019 | NY | Union Falls | 50176 | NYUP | NPCC Upstate NY | WAT | 2.6 |  | 9756 |  |  |  |  | NEI avg EF - PM, fuel type, firing type | 86869
2019 | NY | Unionville Hydro Project 2499 NY | 50269 | NYUP | NPCC Upstate NY | WAT | 3 |  | 14741 |  |  |  |  | NEI avg EF - PM, fuel type, firing type | 131254
2019 | NY | University of Rochester | 58157 | NYUP | NPCC Upstate NY | NG | 25.4 | 0.093019 | 39037.65 | 221678.027 | 0.89252 | 0.045726 | 0.0080524 | NEI avg EF - PM, fuel type | 2383140.75 | 9.595
2019 | NY | Upper Beaver Falls Project | 10490 | NYUP | NPCC Upstate NY | WAT | 1.5 |  | 9368 |  |  |  |  | NEI avg EF - PM, fuel type, firing type | 83413
2019 | NY | Upper Mechanicville | 625 | NYUP | NPCC Upstate NY | WAT | 16.4 |  | 40690 |  |  |  |  | NEI avg EF - PM, fuel type, firing type | 362304
2019 | NY | Upper Newton Falls | 58679 | NYUP | NPCC Upstate NY | WAT | 1.5 |  | 8096 |  |  |  |  | NEI avg EF - PM, fuel type, firing type | 72087.002
2019 | NY | US Gypsum Oakfield | 50203 | NYUP | NPCC Upstate NY | NG | 5.8 | 0.36328 | 16837 | 94256.862 | 0.25842 | 0.030697 | 0.0054834 | NEI avg EF - PM, fuel type, firing type | 259458 | 0.71136
2019 | NY | Valley Energy Center | 56940 | NYUP | NPCC Upstate NY | NG | 770 |  | 4100277 | 28339058 | 81.5659 | 0.039786 | 0.0057564 | NEI avg EF - PM, fuel type, firing type | 28339058 | 81.5659
2019 | NY | Valley Falls Hydroelectric Facility | 50034 | NYUP | NPCC Upstate NY | WAT | 2.5 |  | 5353 |  |  |  |  | NEI avg EF - PM, fuel type, firing type | 47661
2019 | NY | Varick | 2621 | NYUP | NPCC Upstate NY | WAT | 8 |  | 27785 |  |  |  |  | NEI avg EF - PM, fuel type, firing type | 247398
2019 | NY | Vassar Brothers Medical Center | 63550 | NYCW | NPCC NYC/Westchester | DFO | 4
2019 | NY | Vernon Boulevard | 7909 | NYCW | NPCC NYC/Westchester | NG | 94 |  | 32038 | 363867.859 | 1.949 | 0.12167 | 0.010713 | EPA/NEI | 363867.859 | 1.949
2019 | NY | Victory Mills | 10902 | NYUP | NPCC Upstate NY | WAT | 1.7 |  | 5568 |  |  |  |  | NEI avg EF - PM, fuel type, firing type | 49577
2019 | NY | Villa Roma Rd #1 | 62525 | NYUP | NPCC Upstate NY | SUN | 2
2019 | NY | Villa Roma Rd #2 | 62526 | NYUP | NPCC Upstate NY | SUN | 2
2019 | NY | Villa Roma Rd #3 CSG | 62527 | NYUP | NPCC Upstate NY | SUN | 2 |  | 0
2019 | NY | Villa Roma Rd #4 CSG | 62528 | NYUP | NPCC Upstate NY | SUN | 2 |  | 20 |  |  |  |  | Estimated using an emission factor | 178
2019 | NY | Vischer Ferry | 2686 | NYUP | NPCC Upstate NY | WAT | 11.6 |  | 65624 |  |  |  |  | NEI avg EF - PM, fuel type, firing type | 584317
2019 | NY | Vulcraft Solar | 60365 | NYUP | NPCC Upstate NY | SUN | 1.6 |  | 2110 |  |  |  |  | Estimated using an emission factor | 18786
2019 | NY | Wading River Facility | 7146 | NYLI | NPCC Long Island | DFO | 238.5 |  | 10763.001 | 186139.974 | 0.63735 | 0.11843 | 0.006848 | EPA/NEI | 186139.974 | 0.63735
2019 | NY | Walden | 10848 | NYUP | NPCC Upstate NY | WAT | 2.4 |  | 2573 |  |  |  |  | NEI avg EF - PM, fuel type, firing type | 22911
2019 | NY | Walden NY 1 | 63855 | NYUP | NPCC Upstate NY | SUN | 2
2019 | NY | Wappinger Falls Hydroelectric | 54573 | NYUP | NPCC Upstate NY | WAT | 2 |  | 5846 |  |  |  |  | NEI avg EF - PM, fuel type, firing type | 52053
2019 | NY | Warrensburg Hydroelectric | 10218 | NYUP | NPCC Upstate NY | WAT | 2.9 |  | 14617 |  |  |  |  | NEI avg EF - PM, fuel type, firing type | 130149
2019 | NY | Washington St Community Solar Farm #1 | 62472 | NYUP | NPCC Upstate NY | SUN | 2.2
2019 | NY | Washington St Community Solar Farm #3 | 62473 | NYUP | NPCC Upstate NY | SUN | 2.5
2019 | NY | Washington St Community Solar Farm #4 | 62471 | NYUP | NPCC Upstate NY | SUN | 2.5
2019 | NY | Waste Management Madison County LFGTE | 57021 | NYUP | NPCC Upstate NY | LFG | 1.6 |  | 5507 | 67416 | 0.49551 | 0.17996 | 0.0147 | Estimated using an emission factor | 67416 | 0.49551
2019 | NY | Watchtower Educational Center | 55619 | NYUP | NPCC Upstate NY | DFO | 2.1 |  | 0
2019 | NY | Waterloo Hydroelectric Project | 61642 | NYUP | NPCC Upstate NY | WAT | 1.5 |  | 5240.001 |  |  |  |  | NEI avg EF - PM, fuel type, firing type | 46656.999
2019 | NY | Waterport | 2623 | NYUP | NPCC Upstate NY | WAT | 4 |  | 14408 |  |  |  |  | NEI avg EF - PM, fuel type, firing type | 128290
2019 | NY | Waterside | 2502 | NYCW | NPCC NYC/Westchester | RFO | 199.8
2019 | NY | Watertown | 2700 | NYUP | NPCC Upstate NY | WAT | 8.1 |  | 24051.999 |  |  |  |  | NEI avg EF - PM, fuel type, firing type | 214159.008
2019 | NY | West Babylon Facility | 2521 | NYLI | NPCC Long Island | DFO | 52.4 |  | 2968 | 45062.199 | 0.12213 | 0.082296 | 0.0054204 | EPA/NEI | 45062.199 | 0.12213
2019 | NY | West Coxsackie | 2487 | NYUP | NPCC Upstate NY | NG | 21.6 |  | 798 | 11000 | 0.030159 | 0.075586 | 0.0054834 | NEI avg EF - PM, fuel type, firing type | 11000 | 0.030159
2019 | NY | West Delaware Tunnel Plant | 51033 | NYUP | NPCC Upstate NY | WAT | 7.5 |  | 20668 |  |  |  |  | NEI avg EF - PM, fuel type, firing type | 184027
2019 | NY | West End Dam Hydroelectric Project | 50759 | NYUP | NPCC Upstate NY | WAT | 4.4 |  | 24470 |  |  |  |  | NEI avg EF - PM, fuel type, firing type | 217879
2019 | NY | West Valley East | 62738 | NYUP | NPCC Upstate NY | SUN | 5
2019 | NY | West Valley West | 62737 | NYUP | NPCC Upstate NY | SUN | 5
2019 | NY | Westchester County Medical Center | 62270 | NYCW | NPCC NYC/Westchester | DFO | 9.5 |  | 31 | 891.997 | 0.13822 | 8.9173 | 0.30991 | EPA/NEI; Estimated using an emission factor | 891.997 | 0.13822
2019 | NY | Westerlo NY 1 | 63858 | NYUP | NPCC Upstate NY | SUN | 2
2019 | NY | Westtown CSG | 62764 | NEWE | NPCC New England | SUN | 2 |  | 2119 |  |  |  |  | Estimated using an emission factor | 18867
2019 | NY | Westtown NY 2 | 63856 | NYUP | NPCC Upstate NY | SUN | 2
2019 | NY | Wethersfield Wind Farm | 55368 | NYUP | NPCC Upstate NY | WND | 6.6 |  | 3001 |  |  |  |  | Estimated using an emission factor | 26720
2019 | NY | Wheaton-STEU | 63228 | NYUP | NPCC Upstate NY | SUN | 5
2019 | NY | Wheelabrator Hudson Falls | 10503 | NYUP | NPCC Upstate NY | MSW | 14.4 | 1 | 76559 | 1583628.688 | 0.12352 | 0.0032269 | 0.000156 | Estimated using an emission factor | 1583628.688 | 0.12352
2019 | NY | Wheelabrator Westchester | 50882 | NYCW | NPCC NYC/Westchester | MSW | 59.7 |  | 377003 | 6985048.25 | 38.1384 | 0.20232 | 0.01092 | Estimated using an emission factor | 6985048.25 | 38.1384
2019 | NY | Whittier | 63408 | NYUP | NPCC Upstate NY | SUN | 2 |  | 3969 |  |  |  |  | Estimated using an emission factor | 35340
2019 | NY | William Floyd School District | 58167 | NYLI | NPCC Long Island | NG | 3.9 | 0.080339 | 2516.001 | 14069.563 | 0.72891 | 0.57942 | 0.10362 | Estimated using an emission factor | 175128 | 9.0729
2019 | NY | Williamson | 63409 | NYUP | NPCC Upstate NY | SUN | 2 |  | 3266 |  |  |  |  | Estimated using an emission factor | 29080
2019 | NY | Willis Battery Storage | 63238 | NYUP | NPCC Upstate NY | MWH | 20
2019 | NY | Wiscoy 170 | 2646 | NYUP | NPCC Upstate NY | WAT | 1
2019 | NY | Woodhull Hospital | 61567 | NYCW | NPCC NYC/Westchester | DFO | 8 |  | 30 | 1008 | 0.15624 | 10.416 | 0.31 | Estimated using an emission factor | 1008 | 0.15624
2019 | NY | Woodoak Drive Community Solar Farm CSG | 62479 | NYUP | NPCC Upstate NY | SUN | 2 |  | 62 |  |  |  |  | Estimated using an emission factor | 552
2019 | NY | Wyckoff Heights Medical Center | 63644 | NYCW | NPCC NYC/Westchester | DFO | 1.6
2019 | NY | Yaleville | 2624 | NYUP | NPCC Upstate NY | WAT | 2 |  | 3013 |  |  |  |  | NEI avg EF - PM, fuel type, firing type | 26828
2019 | NY | Yellow Mills Rd #1 Community Solar Farm | 62517 | NYUP | NPCC Upstate NY | SUN | 2.3
2019 | NY | Yellow Mills Rd #2 Community Solar Farm | 62518 | NYUP | NPCC Upstate NY | SUN | 2.3
2019 | NY | Yellow Mills Rd #3 Community Solar Farm | 62519 | NYUP | NPCC Upstate NY | SUN | 2.3
2019 | NY | Zotos International WPGF | 57648 | NYUP | NPCC Upstate NY | WND | 3.4 |  | 1211 |  |  |  |  | Estimated using an emission factor | 10781
2019 | OH | AEP Bluffton NaS | 60618 | RFCW | RFC West | MWH | 2 |  | -1074 | 0 |  |  |  |  | 0
2019 | OH | Akron Recycle Energy Plant | 54265 | RFCW | RFC West | NG | 4
2019 | OH | Akron WRF | 58980 | RFCW | RFC West | OBG | 1.8 | 0.94102 | 8085.999 | 93755.454 | 0.6891 | 0.17044 | 0.0147 | Estimated using an emission factor | 99632.004 | 0.7323
2019 | OH | AMP Napoleon Solar Facility | 58082 | RFCW | RFC West | SUN | 3.5 |  | 4409 |  |  |  |  | Estimated using an emission factor | 39258
2019 | OH | AMP-Ohio Gas Turbines Bowling Green | 55262 | RFCW | RFC West | NG | 49.5 |  | 2533 | 31838.801 | 0.19138 | 0.15111 | 0.012022 | EPA/NEI | 31838.801 | 0.19138
2019 | OH | AMP-Ohio Gas Turbines Galion | 55263 | RFCW | RFC West | NG | 49.5 |  | 1977 | 24672.9 | 0.19919 | 0.20151 | 0.016146 | EPA/NEI | 24672.9 | 0.19919
2019 | OH | AMP-Ohio Gas Turbines Napoleon | 55264 | RFCW | RFC West | NG | 49.5 |  | 2197 | 26721.699 | 0.1418 | 0.12908 | 0.010613 | EPA/NEI | 26721.699 | 0.1418
2019 | OH | Anadarko | 2945 | RFCW | RFC West | DFO | 7.8 |  | 26 | 231.999 | 0.03596 | 2.7661 | 0.31 | Estimated using an emission factor | 231.999 | 0.03596
2019 | OH | Anthony Wayne Solar #1 | 59489 | RFCW | RFC West | SUN | 1.7 |  | 1739 |  |  |  |  | Estimated using an emission factor | 15485
2019 | OH | Arcanum | 2902 | RFCW | RFC West | DFO | 1.2 |  | 0
2019 | OH | Arcanum Peaking | 7781 | RFCW | RFC West | DFO | 1.8 |  | 79 | 783 | 0.12137 | 3.0725 | 0.31 | Estimated using an emission factor | 783 | 0.12137
2019 | OH | ArcelorMittal Cleveland LLC | 10398 | RFCW | RFC West | PRG | 67 | 0.15755 | 138666 | 931691.757 | 31.731 | 0.45766 | 0.068115 | EPA/NEI; Estimated using an emission factor | 5913463.805 | 201.3977
2019 | OH | ArcelorMittal Warren | 54207 | RFCW | RFC West | COG | 20.5 | 0.090012 | 44205 | 303573.334 | 1.6358 | 0.074012 | 0.010777 | EPA/NEI; Estimated using an emission factor | 3372588 | 18.1736
2019 | OH | Ashtabula | 55990 | RFCW | RFC West | NG | 26.1 | 0.30269 | 192655 | 1001198.356 | 1.8844 | 0.019562 | 0.0037642 | EPA/NEI; Estimated using an emission factor | 3307701.719 | 6.2255
2019 | OH | Auglaize Hydro | 7657 | RFCW | RFC West | WAT | 5 |  | 12116.001 |  |  |  |  | EPA/NEI; Estimated using an emission factor | 107881.999
2019 | OH | Avon Lake Power Plant | 2836 | RFCW | RFC West | BIT | 873.1 |  | 443676 | 4588658.4 | 508.2035 | 2.2909 | 0.2215 | EPA/NEI; Estimated using an emission factor | 4588658.4 | 508.2035
2019 | OH | Battery Utility of Ohio | 58475 | RFCW | RFC West | MWH | 4 |  | -809 | 0 |  |  |  |  | 0
2019 | OH | Bay Shore | 2878 | RFCW | RFC West | PC | 665.3 |  | 680705 | 9006411 | 24.1372 | 0.070918 | 0.00536 | EPA/NEI | 9006411 | 24.1372
2019 | OH | Bay View Backup Power Facility | 58269 | RFCW | RFC West | NG | 12 |  | 655.002 | 5649 | 0.14693 | 0.44863 | 0.052018 | Estimated using an emission factor | 5649 | 0.14693
2019 | OH | Bay View Cogeneration Facility | 58263 | RFCW | RFC West | LFG | 12
2019 | OH | Bellefontaine Gas Producers LLC | 57433 | RFCW | RFC West | LFG | 4.8 |  | 14907 | 379867.992 | 2.792 | 0.37459 | 0.0147 | Estimated using an emission factor | 379867.992 | 2.792
2019 | OH | Beverly L&D Hydroelectric Project | 62403 | RFCW | RFC West | WAT | 3
2019 | OH | Black Fork Wind Energy Project | 59907 | RFCW | RFC West | WND | 200
2019 | OH | Blue Creek Wind Project | 57449 | RFCW | RFC West | WND | 302 |  | 781432 |  |  |  |  | Estimated using an emission factor | 6957869
2019 | OH | Bowling Green | 7575 | RFCW | RFC West | DFO | 8.8
2019 | OH | Bowling Green Wind | 56226 | RFCW | RFC West | WND | 7.2 |  | 11231 |  |  |  |  | Estimated using an emission factor | 100002
2019 | OH | Bridgewater Dairy Anaerobic Digester | 57173 | RFCW | RFC West | OBG | 1.2 |  | 1812 | 80951 | 0.59499 | 0.65672 | 0.0147 | Estimated using an emission factor | 80951 | 0.59499
2019 | OH | Broshco Fabricated Products | 59373 | RFCW | RFC West | NG | 4.7 | 0.99858 | 2964.999 | 28062.069 | 0.076938 | 0.051897 | 0.0054834 | NEI avg EF - PM, fuel type, firing type | 28102.001 | 0.077047
2019 | OH | Brown County LFGTE Power Station | 61145 | RFCW | RFC West | LFG | 4.8 |  | 28269 | 314002.008 | 2.3079 | 0.16328 | 0.0147 | Estimated using an emission factor | 314002.008 | 2.3079
2019 | OH | Bryan (OH) | 2903 | RFCW | RFC West | NG | 39.3 |  | 2359.001 | 40066.001 | 0.27581 | 0.23384 | 0.013768 | EPA/NEI; Estimated using an emission factor | 40066.001 | 0.27581
2019 | OH | Bryan Peaking | 7779 | RFCW | RFC West | DFO | 10.8 |  | 382.002 | 3793.998 | 0.58807 | 3.0789 | 0.31 | Estimated using an emission factor | 3793.998 | 0.58807
2019 | OH | Bryan Solar Field | 58381 | RFCW | RFC West | SUN | 2.1 |  | 2556 |  |  |  |  | Estimated using an emission factor | 22757
2019 | OH | Buckeye Wind Farm | 58776 | RFCW | RFC West | WND | 99
2019 | OH | Cadiz Power Plant | 62153 | RFCW | RFC West | NG | 1320
2019 | OH | Carbon Limestone | 56868 | RFCW | RFC West | LFG | 25.6 |  | 122795.008 | 1887520 | 13.8733 | 0.22596 | 0.0147 | Estimated using an emission factor | 1887520 | 13.8733
2019 | OH | Cardinal | 2828 | RFCW | RFC West | BIT | 1880.4 |  | 9640233 | 99848564.602 | 4137.6564 | 0.85841 | 0.082879 | EPA/NEI | 99848564.602 | 4137.6564
2019 | OH | Carroll County Energy | 59773 | RFCW | RFC West | NG | 832.3 |  | 5201771 | 37909972 | 14.0756 | 0.0054119 | 0.00074258 | EPA/NEI | 37909972 | 14.0756
2019 | OH | Celina Solar Project #1, LLC | 58665 | RFCW | RFC West | SUN | 4
2019 | OH | Central Utility Plant Cincinnati | 57908 | RFCW | RFC West | NG | 47.2 | 0.46314 | 199244 | 1107825.281 | 2.911 | 0.029221 | 0.0052554 | EPA/NEI; Estimated using an emission factor | 2391994.648 | 6.2854
2019 | OH | City of Shelby Electric Distribution | 61076 | RFCW | RFC West | DFO | 1.8 |  | 21 | 224 | 0.03472 | 3.3067 | 0.31 | Estimated using an emission factor | 224 | 0.03472
2019 | OH | Clean Energy Future - Lordstown, LLC | 60376 | RFCW | RFC West | NG | 962 |  | 5987495 | 40675062 | 117.0716 | 0.039105 | 0.0057564 | NEI avg EF - PM, fuel type, firing type | 40675062 | 117.0716
2019 | OH | Cleveland Peaking | 7774 | RFCW | RFC West | DFO | 10.8 |  | 304.002 | 3019.998 | 0.4681 | 3.0796 | 0.31 | Estimated using an emission factor | 3019.998 | 0.4681
2019 | OH | Cleveland Thermal | 61838 | RFCW | RFC West | NG | 1 | 0.020182 | 4364 | 25324.629 | 0.10196 | 0.046728 | 0.0080524 | NEI avg EF - PM, fuel type | 1254801 | 5.0521
2019 | OH | Clinton Battery | 60297 | RFCW | RFC West | MWH | 10 |  | -615 | 0 |  |  |  |  | 0
2019 | OH | Clyde Solar Array | 60923 | RFCW | RFC West | SUN | 2.8 |  | 4349 |  |  |  |  | Estimated using an emission factor | 38725
2019 | OH | Collinwood | 2906 | RFCW | RFC West | DFO | 16 |  | 2 | 3767 | 0.032508 | 32.5079 | 0.017259 | NEI avg EF - PM, fuel type, firing type | 3767 | 0.032508
2019 | OH | Collinwood BioEnergy Facility | 58439 | RFCW | RFC West | OBG | 1 |  | 3280 | 38107 | 0.28009 | 0.17078 | 0.0147 | Estimated using an emission factor | 38107 | 0.28009
2019 | OH | Conesville | 2840 | RFCW | RFC West | BIT | 2174.8 |  | 2310697 | 26826831.32 | 2962.6362 | 2.5643 | 0.22087 | EPA/NEI; Estimated using an emission factor | 26826831.32 | 2962.6362
2019 | OH | Cooper Farms VW Project | 57570 | RFCW | RFC West | WND | 4.5 |  | 12896 |  |  |  |  | Estimated using an emission factor | 114825
2019 | OH | CU Solar Plant | 58386 | RFCW | RFC West | SUN | 1.8 |  | 2115 |  |  |  |  | Estimated using an emission factor | 18832
2019 | OH | Cuyahoga County Landfill | 62041 | RFCW | RFC West | SUN | 3.7 |  | 4764 |  |  |  |  | Estimated using an emission factor | 42418
2019 | OH | Cuyahoga Falls 1 | 62658 | RFCW | RFC West | DFO | 9 |  | 244.002 | 2301 | 0.35665 | 2.9234 | 0.31 | Estimated using an emission factor | 2301 | 0.35665
2019 | OH | Darby Electric Generating Station | 55247 | RFCW | RFC West | NG | 564 |  | 389751 | 4780430.375 | 19.2509 | 0.098786 | 0.0080541 | EPA/NEI | 4780430.375 | 19.2509
2019 | OH | Davis Besse | 6149 | RFCW | RFC West | NUC | 925.2 |  | 7837459 |  |  |  |  | Estimated using an emission factor | 81835680
2019 | OH | Denison Solar Array | 61637 | RFCW | RFC West | SUN | 1.9 |  | 2325 |  |  |  |  | Estimated using an emission factor | 20702
2019 | OH | Devola L&D Hydroelectric Project | 62435 | RFCW | RFC West | WAT | 4
2019 | OH | DG AMP 1048 Wadsworth | 62942 | RFCW | RFC West | SUN | 6.3 |  | 0
2019 | OH | DG AMP Rittman Rd | 62941 | RFCW | RFC West | SUN | 2.6
2019 | OH | DG AMP Solar Bowling Green | 60622 | RFCW | RFC West | SUN | 20 |  | 37213 |  |  |  |  | Estimated using an emission factor | 331346
2019 | OH | DG AMP Solar Brewster | 61818 | RFCW | RFC West | SUN | 1.9 |  | 2561 |  |  |  |  | Estimated using an emission factor | 22802
2019 | OH | DG AMP Solar Jackson Center | 61438 | RFCW | RFC West | SUN | 1.6 |  | 2731 |  |  |  |  | Estimated using an emission factor | 24318
2019 | OH | DG AMP Solar Orrville 3 | 61436 | RFCW | RFC West | SUN | 2.3 |  | 3323 |  |  |  |  | Estimated using an emission factor | 29587
2019 | OH | DG AMP Solar Piqua Manier | 62792 | RFCW | RFC West | SUN | 12.6 |  | 12762 |  |  |  |  | Estimated using an emission factor | 113633
2019 | OH | DG AMP Solar Piqua Staunton | 61805 | RFCW | RFC West | SUN | 1.8 |  | 2831 |  |  |  |  | Estimated using an emission factor | 25209
2019 | OH | DG AMP Solar Versailles | 61437 | RFCW | RFC West | SUN | 1.8 |  | 2739 |  |  |  |  | Estimated using an emission factor | 24389
2019 | OH | Dodge Park Engine No 1 | 56423 | RFCW | RFC West | DFO | 2 |  | 5.88 | 120 | 0.0186 | 6.3265 | 0.31 | Estimated using an emission factor | 120 | 0.0186
2019 | OH | Dover | 2914 | RFCW | RFC West | BIT | 53.6 |  | 55921 | 883999.75 | 19.4089 | 0.69416 | 0.043912 | EPA/NEI; Estimated using an emission factor | 883999.75 | 19.4089
2019 | OH | Dover Peaking | 7777 | RFCW | RFC West | DFO | 10.8 |  | 441 | 4375.998 | 0.67828 | 3.0761 | 0.31 | Estimated using an emission factor | 4375.998 | 0.67828
2019 | OH | Dresden Energy Facility | 55350 | RFCW | RFC West | NG | 678.3 |  | 4459872 | 28772428 | 27.2829 | 0.012235 | 0.0018965 | EPA/NEI | 28772428 | 27.2829
2019 | OH | Dynegy Dicks Creek, LLC | 2831 | RFCW | RFC West | NG | 159.1 |  | 5244.999 | 160459.203 | 0.15366 | 0.058593 | 0.0019153 | EPA/NEI | 160459.203 | 0.15366
2019 | OH | Dynegy Hanging Rock II, LLC | 55736 | RFCW | RFC West | NG | 1429.8 |  | 9852082 | 71030332 | 6.7479 | 0.0013698 | 0.00019 | EPA/NEI | 71030332 | 6.7479
2019 | OH | Dynegy Washington II, LLC | 55397 | RFCW | RFC West | NG | 714.9 |  | 5060389 | 36245418 | 3.4433 | 0.0013609 | 0.00019 | EPA/NEI | 36245418 | 3.4433
2019 | OH | East Campus Utility Plant | 57929 | RFCW | RFC West | DFO | 4.8 |  | 152 | 2649 | 0.41059 | 5.4026 | 0.31 | EPA/NEI; Estimated using an emission factor | 2649 | 0.41059
2019 | OH | Eastlake | 2837 | RFCW | RFC West | DFO | 1289 |  | 129 | 13440 | 0.028 | 0.43411 | 0.0041667 | EPA/NEI | 13440 | 0.028
2019 | OH | Edgerton | 7874 | RFCW | RFC West | DFO | 3.6 |  | 80 | 1783 | 0.27637 | 6.9091 | 0.31 | Estimated using an emission factor | 1783 | 0.27637
2019 | OH | Engle | 7576 | RFCW | RFC West | DFO | 9
2019 | OH | Euclid Farm, Stamco N-54 | 59024 | RFCW | RFC West | WND | 1 |  | 1042 |  |  |  |  | Estimated using an emission factor | 9277
2019 | OH | Findlay Wind Farm | 60015 | RFCW | RFC West | WND | 3 |  | 7863 |  |  |  |  | Estimated using an emission factor | 70012
2019 | OH | FirstEnergy Acme | 2877 | RFCW | RFC West | BIT | 72
2019 | OH | FirstEnergy Ashtabula | 2835 | RFCW | RFC West |  | 440
2019 | OH | FirstEnergy Edgewater | 2857 | RFCW | RFC West |  | 171.2
2019 | OH | FirstEnergy Lake Shore | 2838 | RFCW | RFC West |  | 260
2019 | OH | FirstEnergy Mad River | 2860 | RFCW | RFC West | DFO | 54
2019 | OH | FirstEnergy R E Burger | 2864 | RFCW | RFC West |  | 548.3
2019 | OH | FirstEnergy Toronto | 2867 | RFCW | RFC West | BIT | 173
2019 | OH | Fremont Energy Center | 55701 | RFCW | RFC West | NG | 739.5 |  | 1905391 | 24765094 | 89.4775 | 0.09392 | 0.0072261 | EPA/NEI | 24765094 | 89.4775
2019 | OH | Galion | 7918 | RFCW | RFC West | DFO | 5.4 |  | 180 | 1782.999 | 0.27636 | 3.0707 | 0.31 | Estimated using an emission factor | 1782.999 | 0.27636
2019 | OH | Gen J M Gavin | 8102 | RFCW | RFC West | RC | 2600 |  | 13894111 | 138967856 | 2126.1979 | 0.30606 | 0.0306 | EPA/NEI | 138967856 | 2126.1979
2019 | OH | Geneva | 57410 | RFCW | RFC West | LFG | 4 |  | 16912 | 211905 | 1.5575 | 0.18419 | 0.0147 | Estimated using an emission factor | 211905 | 1.5575
2019 | OH | Genoa Diesel Generating Station | 56181 | RFCW | RFC West | DFO | 6 |  | 138.999 | 1380 | 0.2139 | 3.0777 | 0.31 | Estimated using an emission factor | 1380 | 0.2139
2019 | OH | GM Lordstown Assembly Solar Array | 59683 | RFCW | RFC West | SUN | 2.2 |  | 1968 |  |  |  |  | Estimated using an emission factor | 17523
2019 | OH | Greenup Hydro | 4258 | RFCW | RFC West | WAT | 70.2 |  | 257070.999 |  |  |  |  | NEI avg EF - PM, fuel type, firing type | 2288961
2019 | OH | Greenville Electric Gen Station | 55228 | RFCW | RFC West | NG | 236 |  | 190752 | 2022093.438 | 1.4108 | 0.014792 | 0.0013954 | EPA/NEI | 2022093.438 | 1.4108
2019 | OH | Guernsey Power Station | 62949 | RFCW | RFC West | NG | 2055
2019 | OH | Hamilton Hydro | 7807 | RFCW | RFC West | WAT | 2.2 |  | 4313 |  |  |  |  | NEI avg EF - PM, fuel type, firing type | 38404
2019 | OH | Hamilton Municipal Power Plant | 2917 | RFCW | RFC West | NG | 138.1 | 1 | 2264
2019 | OH | Hannibal Port Power Project | 61322 | RFCW | RFC West | NG | 521.9
2019 | OH | Hardin Solar Energy II LLC | 63828 | RFCW | RFC West | SUN | 170
2019 | OH | Hardin Solar Energy LLC | 63029 | RFCW | RFC West | SUN | 150
2019 | OH | Harpster Wind | 60126 | RFCW | RFC West | WND | 1.5 |  | 3425 |  |  |  |  | Estimated using an emission factor | 30495
2019 | OH | Haverhill North Cogeneration Facility | 56848 | RFCW | RFC West | COG | 67 | 0.26788 | 332923 | 1786857.648 | 10.3685 | 0.062288 | 0.011605 | NEI avg EF - PM, fuel type | 6670334.375 | 38.7057
2019 | OH | Haviland Plastic Products | 58220 | RFCW | RFC West | WND | 4.5 |  | 13271.001 |  |  |  |  | Estimated using an emission factor | 118164.996
2019 | OH | Hecate Energy Highland LLC | 62670 | RFCW | RFC West | SUN | 300
2019 | OH | Hillcrest Solar | 62200 | RFCW | RFC West | SUN | 200
2019 | OH | HMV Minster Energy Storage System | 60299 | RFCW | RFC West | MWH | 7 |  | 0
2019 | OH | HMW Minster PV I | 60190 | RFCW | RFC West | SUN | 3 |  | 4754 |  |  |  |  | Estimated using an emission factor | 42328
2019 | OH | Hog Creek Wind Project | 61330 | RFCW | RFC West | WND | 66 |  | 206597 |  |  |  |  | Estimated using an emission factor | 1839539
2019 | OH | Hoge Lumber | 10739 | RFCW | RFC West | WDS | 3.7 | 0 | 0
2019 | OH | Icebreaker Offshore Wind Farm | 58941 | RFCW | RFC West | WND | 20.4
2019 | OH | Jackson (OH) | 7577 | RFCW | RFC West | DFO | 3.6
2019 | OH | Jackson Cntr Peaking | 7780 | RFCW | RFC West | DFO | 1.8 |  | 66 | 657 | 0.10183 | 3.0859 | 0.31 | Estimated using an emission factor | 657 | 0.10183
2019 | OH | Kyger Creek | 2876 | RFCW | RFC West | BIT | 1086.5 |  | 5515010 | 60678463 | 6695.8683 | 2.4282 | 0.2207 | EPA/NEI | 60678463 | 6695.8683
2019 | OH | LafargeHolcim - Paulding Wind Project | 62752 | RFCW | RFC West | WND | 4.5 |  | 0
2019 | OH | Lake Road (OH) | 2908 | RFCW | RFC West | BIT | 160
2019 | OH | LE Wind Turbine 1 | 57613 | RFCW | RFC West | WND | 2.5 |  | 5332 |  |  |  |  | Estimated using an emission factor | 47476
2019 | OH | Lebanon | 2921 | RFCW | RFC West | DFO | 33.7 |  | 0
2019 | OH | Loraine County Project | 56869 | RFCW | RFC West | LFG | 27.2 |  | 160159.004 | 1760977.016 | 12.9432 | 0.16163 | 0.0147 | Estimated using an emission factor | 1760977.016 | 12.9432
2019 | OH | Lowell L&D Hydroelectric Project | 62429 | RFCW | RFC West | WAT | 5
2019 | OH | Madison Generating Station | 55110 | RFCW | RFC West | NG | 692 |  | 334086 | 4526959.719 | 10.9817 | 0.065742 | 0.0048517 | EPA/NEI | 4526959.719 | 10.9817
2019 | OH | Mahoning | 57411 | RFCW | RFC West | LFG | 4.8 |  | 30364.998 | 384966.992 | 2.8295 | 0.18637 | 0.0147 | EPA/NEI; Estimated using an emission factor | 384966.992 | 2.8295
2019 | OH | Malta L&D Hydroelectric Project | 62428 | RFCW | RFC West | WAT | 4
2019 | OH | MCCo Solar Generating Facility | 59324 | RFCW | RFC West | SUN | 1 |  | 710 |  |  |  |  | Estimated using an emission factor | 6321
2019 | OH | Miami Fort Power Station | 2832 | RFCW | RFC West | BIT | 1444 |  | 6974467 | 68208804 | 1043.5946 | 0.29926 | 0.0306 | EPA/NEI; Estimated using an emission factor | 68208804 | 1043.5946
2019 | OH | Middletown Coke Company, LLC | 57822 | RFCW | RFC West | COG | 67 | 0.24914 | 309687 | 1664606.257 | 9.6592 | 0.06238 | 0.011605 | NEI avg EF - PM, fuel type | 6681445 | 38.7702
2019 | OH | Middletown Energy Center | 59326 | RFCW | RFC West | NG | 543.9 |  | 3329496 | 22262926 | 64.0775 | 0.038491 | 0.0057564 | NEI avg EF - PM, fuel type, firing type | 22262926 | 64.0775
2019 | OH | Model Gas Power Station | 56863 | RFCW | RFC West | LFG | 2.8
2019 | OH | Monroeville Solar | 63181 | RFCW | RFC West | SUN | 3.2 |  | 3945 |  |  |  |  | Estimated using an emission factor | 35126
2019 | OH | Montpelier | 7791 | RFCW | RFC West | DFO | 10.8 |  | 363 | 3606 | 0.55893 | 3.0795 | 0.31 | Estimated using an emission factor | 3606 | 0.55893
2019 | OH | Monument | 2851 | RFCW | RFC West | DFO | 13.5 |  | 152 | 1322 | 0.20491 | 2.6962 | 0.31 | Estimated using an emission factor | 1322 | 0.20491
2019 | OH | Morton Salt Rittman | 54335 | RFCW | RFC West |  | 4 | 0.055129 | 14728.48 | [5 empty] | 1499893.555
2019 | OH | Muskingum River | 2872 | RFCW | RFC West | BIT | 1529.4
2019 | OH | Napoleon | 7578 | RFCW | RFC West | DFO | 5.4
2019 | OH | Napoleon Biogas | 58921 | RFCW | RFC West | OBG | 2.8 |  | 0
2019 | OH | Napoleon Peaking | 7776 | RFCW | RFC West | DFO | 5.4 |  | 162.999 | 1622.001 | 0.25141 | 3.0848 | 0.31 | Estimated using an emission factor | 1622.001 | 0.25141
2019 | OH | Napoleon Solar I | 57462 | RFCW | RFC West | SUN | 8 |  | 12234 |  |  |  |  | Estimated using an emission factor | 108931
2019 | OH | New Knoxville | 7898 | RFCW | RFC West | DFO | 1.1
2019 | OH | Niles | 2861 | RFCW | RFC West | DFO | 292.6 |  | -154 | 7757.4 | 0.14026 | 0 | 0.036161 | EPA/NEI | 7757.4 | 0.14026
2019 | OH | Niles | 7579 | RFCW | RFC West | DFO | 5.4
2019 | OH | Northwest Ohio Wind | 59296 | RFCW | RFC West | WND | 205 |  | 314076 |  |  |  |  | EPA/NEI; Estimated using an emission factor | 2796532
2019 | OH | O H Hutchings | 2848 | RFCW | RFC West | NG | 446.6 |  | -630 | 887.2 | 0.0034669 | 0 | 0.0078154 | NEI avg EF - PM, fuel type, firing type | 887.2 | 0.0034669
2019 | OH | Oberlin (OH) | 2933 | RFCW | RFC West | NG | 22 |  | -35.999 | 7951 | 0.074856 | 0 | 0.018829 | EPA/NEI; Estimated using an emission factor | 7951 | 0.074856
2019 | OH | Oberlin Spear Point Solar One | 58134 | RFCW | RFC West | SUN | 2 |  | 2659 |  |  |  |  | Estimated using an emission factor | 23676
2019 | OH | Ohio Northern University Solar Site | 60913 | RFCW | RFC West | SUN | 3 |  | 4429 |  |  |  |  | Estimated using an emission factor | 39435.999
2019 | OH | Omega JV2 Bowling Green | 7783 | RFCW | RFC West | NG | 32 |  | 1332 | 18051.801 | 0.14652 | 0.21999 | 0.016233 | EPA/NEI | 18051.801 | 0.14652
2019 | OH | Omega JV2 Hamilton | 7782 | RFCW | RFC West | NG | 32 |  | 1919 | 25665.1 | 0.14051 | 0.14644 | 0.010949 | EPA/NEI | 25665.1 | 0.14051
2019 | OH | Oregon Clean Energy Center | 59764 | RFCW | RFC West | NG | 1061.5 |  | 5492860 | 36587764 | 51.0879 | 0.018602 | 0.0027926 | EPA/NEI | 36587764 | 51.0879
2019 | OH | Orrville | 2935 | RFCW | RFC West | BIT | 84.5 |  | 14831 | 268756.41 | 4.2445 | 0.57239 | 0.031587 | NEI avg EF - PM, fuel type | 268756.41 | 4.2445
2019 | OH | Orrville Peaking | 7778 | RFCW | RFC West | DFO | 5.4 |  | 207 | 2055.999 | 0.31868 | 3.079 | 0.31 | Estimated using an emission factor | 2055.999 | 0.31868
2019 | OH | O'Shaughnessy Hydro | 7279 | RFCW | RFC West | WAT | 5.2 |  | 0
2019 | OH | Ottawa County Project | 56865 | RFCW | RFC West | LFG | 2.8 |  | 4437 | 68754 | 0.50534 | 0.22779 | 0.0147 | Estimated using an emission factor | 68754 | 0.50534
2019 | OH | Owens Corning Headquarters | 60038 | RFCW | RFC West | SUN | 2.1 |  | 1945 |  |  |  |  | Estimated using an emission factor | 17319
2019 | OH | Painesville | 2936 | RFCW | RFC West | BIT | 55.5 |  | 2656 | 48656.585 | 1.0662 | 0.80285 | 0.043825 | EPA/NEI; Estimated using an emission factor | 48656.585 | 1.0662
2019 | OH | Palomino Solar | 63784 | RFCW | RFC West | SUN | 50
2019 | OH | Parking Lot Array | 63294 | RFCW | RFC West | SUN | 1.4 |  | 1436 |  |  |  |  | Estimated using an emission factor | 12789
2019 | OH | Paulding Wind Farm II | 57620 | RFCW | RFC West | WND | 99 |  | 322789 |  |  |  |  | Estimated using an emission factor | 2874113
2019 | OH | Paulding Wind Farm III | 60470 | RFCW | RFC West | WND | 100.8 |  | 311224 |  |  |  |  | Estimated using an emission factor | 2771138
2019 | OH | Perry | 6020 | RFCW | RFC West | NUC | 1311.6 |  | 9173102 |  |  |  |  | Estimated using an emission factor | 95781944
2019 | OH | Philo L&D Hydroelectric Project | 62427 | RFCW | RFC West | WAT | 3
2019 | OH | Picway | 2843 | RFCW | RFC West | BIT | 106.2
2019 | OH | Piqua Power Plant | 2937 | RFCW | RFC West | DFO | 81.1 |  | -261 | 792 | 0.0068347 | 0 | 0.017259 | EPA/NEI; Estimated using an emission factor | 792 | 0.0068347
2019 | OH | Pixelle Specialty Solutions LLC | 10244 | RFCW | RFC West | NG | 92.8 | 0.15655 | 370394 | 1516144.184 | 2.3409 | 0.01264 | 0.003088 | EPA/NEI | 9684939.5 | 14.9536
2019 | OH | POET Biorefining - Fostoria | 63920 |  |  | NG | 3.5
2019 | OH | POET Biorefining - Leipsic, LLC | 63927 |  |  | NG | 3.5
2019 | OH | POET Biorefining - Marion, LLC | 63829 | RFCW | RFC West | NG | 7.8 | 0.098484 | 30509 | 190626.723 | 0.7675 | 0.050313 | 0.0080524 | NEI avg EF - PM, fuel type, firing type | 1935607 | 7.7932
2019 | OH | Procter & Gamble Cincinnati Plant | 50456 | RFCW | RFC West | NG | 12.5 | 0.043365 | 12923 | 75258.247 | 0.303 | 0.046894 | 0.0080524 | NEI avg EF - PM, fuel type | 1735444 | 6.9873
2019 | OH | Progress Drive Generation Station | 63457 | RFCW | RFC West | DFO | 3.6 |  | 123 | 1419 | 0.21953 | 3.5696 | 0.30942 | NEI avg EF - PM, fuel type, firing type | 1419 | 0.21953
2019 | OH | Prospect Municipal | 7603 | RFCW | RFC West | DFO | 1.8 |  | 52 | 430 | 0.066525 | 2.5586 | 0.30942 | NEI avg EF - PM, fuel type, firing type | 430 | 0.066525
2019 | OH | PS ST-8 Engine No 1 | 56421 | RFCW | RFC West | DFO | 2 |  | 4.9 | 108 | 0.01674 | 6.8327 | 0.31 | Estimated using an emission factor | 108 | 0.01674
2019 | OH | Racine | 6006 | RFCW | RFC West | WAT | 47.4 |  | 129131 |  |  |  |  | NEI avg EF - PM, fuel type, firing type | 1149785
2019 | OH | Refuse & Coal | 312 | RFCW | RFC West | MSW | 90
2019 | OH | Renewable Energy Services of Ohio | 57249 | RFCW | RFC West | LFG | 2.4 |  | 18481 | 192963 | 1.4183 | 0.15348 | 0.0147 | Estimated using an emission factor | 192963 | 1.4183
2019 | OH | Renick Run Pumping Station 03-04 | 56420 | RFCW | RFC West | DFO | 2.8 |  | 0
2019 | OH | Richard Gorsuch | 7286 | RFCW | RFC West | BIT | 200
2019 | OH | Richland Peaking Station | 2880 | RFCW | RFC West | NG | 450 |  | 233454 | 2933009.375 | 14.3814 | 0.12321 | 0.0098066 | EPA/NEI | 2933009.375 | 14.3814
2019 | OH | Robert P Mone | 7872 | RFCW | RFC West | NG | 594 |  | 138432.999 | 1422807.938 | 1.326 | 0.019157 | 0.0018639 | EPA/NEI | 1422807.938 | 1.326
2019 | OH | Rokeby L&D Hydroelectric Project | 62426 | RFCW | RFC West | WAT | 4
2019 | OH | Rolling Hills Generating LLC | 55401 | RFCW | RFC West | NG | 977.5 |  | 572939 | 6408009.125 | 7.0764 | 0.024702 | 0.0022086 | EPA/NEI | 6408009.125 | 7.0764
2019 | OH | RP Wind | 58630 | RFCW | RFC West | WND | 3.4 |  | 8724 |  |  |  |  | Estimated using an emission factor | 77679
2019 | OH | Sauder Power Plant | 54974 | RFCW | RFC West | WDS | 7.2 | 0.15961 | 24769 | 139463.232 | 1.5907 | 0.12845 | 0.022812 | NEI avg EF - PM, fuel type | 873787 | 9.9665
2019 | OH | Scioto Ridge Wind Farm | 58780 | RFCW | RFC West | WND | 249.8
2019 | OH | Seville | 7919 | RFCW | RFC West | DFO | 5.4 |  | 167.001 | 1658.001 | 0.25699 | 3.0777 | 0.31 | Estimated using an emission factor | 1658.001 | 0.25699
2019 | OH | Shelby Municipal Light Plant | 2943 | RFCW | RFC West | DFO | 40 |  | 0
2019 | OH | Shelby North | 7827 | RFCW | RFC West | DFO | 1.8 |  | 167 | 741 | 0.11485 | 1.3755 | 0.31 | Estimated using an emission factor | 741 | 0.11485
2019 | OH | Shelby Solar Array | 63390 | RFCW | RFC West | SUN | 1.9 |  | 0
2019 | OH | Shelby South | 7828 | RFCW | RFC West | DFO | 1.8 |  | 85 | 943 | 0.14616 | 3.4392 | 0.31 | Estimated using an emission factor | 943 | 0.14616
2019 | OH | Sidney (OH) | 2852 | RFCW | RFC West | DFO | 13.5 |  | 194 | 1983 | 0.30737 | 3.1687 | 0.31 | Estimated using an emission factor | 1983 | 0.30737
2019 | OH | South Field Energy | 60356 | RFCW | RFC West | NG | 1105
2019 | OH | Springfield Solar LLC | 59545 | RFCW | RFC West | SUN | 1.5 |  | 1387 |  |  |  |  | Estimated using an emission factor | 12349
2019 | OH | St Marys | 2942 | RFCW | RFC West | DFO | 41.8 |  | 207 | 14535 | 0.087776 | 0.84808 | 0.012078 | EPA/NEI; Estimated using an emission factor | 14535 | 0.087776
2019 | OH | ST-1/1A Engine No 1 | 56422 | RFCW | RFC West | DFO | 1.3 |  | 1.96 | 18 | 0.00279 | 2.8469 | 0.31 | Estimated using an emission factor | 18 | 0.00279
2019 | OH | Stryker | 2881 | RFCW | RFC West | DFO | 19 |  | 78 | 1562 | 0.01348 | 0.34563 | 0.017259 | NEI avg EF - PM, fuel type, firing type | 1562 | 0.01348
2019 | OH | Suburban Landfill Gas Recovery | 57170 | RFCW | RFC West | LFG | 5.6 |  | 30541 | 349023.992 | 2.5653 | 0.16799 | 0.0147 | Estimated using an emission factor | 349023.992 | 2.5653
2019 | OH | Summit Street Power Plant | 58140 | RFCW | RFC West | NG | 13.2 | 0.20379 | 10495 | 57394.157 | 0.15736 | 0.029987 | 0.0054834 | NEI avg EF - PM, fuel type, firing type | 281630.992 | 0.77215
2019 | OH | Tait Electric Generating Station | 2847 | RFCW | RFC West | NG | 680.6 |  | 856350.999 | 10675830.5 | 38.6815 | 0.09034 | 0.0072466 | EPA/NEI; Estimated using an emission factor | 10675830.5 | 38.6815
2019 | OH | Timber Road IV | 62944 | RFCW | RFC West | WND | 125.1
2019 | OH | Toledo Ref Power Recovery Train | 50965 | RFCW | RFC West | PC | 6 | 0.002725 | 3608 | 20511.923 | 2.9169e-05 | 1.6169e-05 | 2.8441e-06 | Estimated using an emission factor | 7526778 | 0.010704
2019 | OH | Troy Energy, LLC | 55348 | RFCW | RFC West | NG | 795.6 |  | 401519 | 4215690.438 | 5.2934 | 0.026367 | 0.0025113 | EPA/NEI | 4215690.438 | 5.2934
2019 | OH | Valfilm Wind Project | 61356 | RFCW | RFC West | WND | 3 |  | 7682 |  |  |  |  | Estimated using an emission factor | 68401
2019 | OH | Versailles Peaking | 7775 | RFCW | RFC West | DFO | 5.4 |  | 132 | 1313.001 | 0.20352 | 3.0836 | 0.31 | Estimated using an emission factor | 1313.001 | 0.20352
2019 | OH | W H Sammis | 2866 | RFCW | RFC West | BIT | 2468.1 |  | 3956914 | 43785981.731 | 4851.4095 | 2.4521 | 0.2216 | EPA/NEI; Estimated using an emission factor | 43785981.731 | 4851.4095
2019 | OH | W H Zimmer Generating Station | 6019 | RFCW | RFC West | BIT | 1425.6 |  | 3549263 | 40151205.992 | 613.6898 | 0.34581 | 0.030569 | EPA/NEI | 40151205.992 | 613.6898
2019 | OH | Wadsworth | 7580 | RFCW | RFC West | DFO | 5.4
2019 | OH | Walter C Beckjord | 2830 | RFCW | RFC West | MWH | 1436.9 |  | -1217 | 0 |  |  |  |  | 0
2019 | OH | Waterford Plant | 55503 | RFCW | RFC West | NG | 921.6 |  | 6059414 | 42556037 | 30.4133 | 0.010038 | 0.0014293 | EPA/NEI | 42556037 | 30.4133
2019 | OH | Wausau Paper Middletown | 57940 | RFCW | RFC West | BIT | 7.5 | 0.021962 | 2871 | 16228.661 | 0.36099 | 0.25147 | 0.044487 | NEI avg EF - PM, fuel type | 738952 | 16.4368
2019 | OH | Wellington | 7878 | RFCW | RFC West | DFO | 1 |  | 23 | 238 | 0.03689 | 3.2078 | 0.31 | Estimated using an emission factor | 238 | 0.03689
2019 | OH | West 41st Street | 2909 | RFCW | RFC West | NG | 32 |  | 346 | 5240 | 0.014366 | 0.083043 | 0.0054834 | NEI avg EF - PM, fuel type, firing type | 5240 | 0.014366
2019 | OH | West Lorain | 2869 | RFCW | RFC West | DFO | 555.6 |  | 10090.003 | 149507.549 | 1.1667 | 0.23126 | 0.015608 | EPA/NEI; Estimated using an emission factor | 149507.549 | 1.1667
2019 | OH | Whirlpool Corp-Greenville Wind Farm | 61660 | RFCW | RFC West | WND | 4.5 |  | 10389 |  |  |  |  | Estimated using an emission factor | 92503.002
2019 | OH | Whirlpool Corporation - Marion Wind Farm | 61005 | RFCW | RFC West | WND | 4.5 |  | 9773.001 |  |  |  |  | Estimated using an emission factor | 87018
2019 | OH | Whirlpool Corporation - Ottawa Wind Farm | 61004 | RFCW | RFC West | WND | 1.5 |  | 4059 |  |  |  |  | Estimated using an emission factor | 36140
2019 | OH | Willey Battery Utility | 60660 | RFCW | RFC West | MWH | 6 |  | -1629 | 0 |  |  |  |  | 0
2019 | OH | Willowbrook Solar I, LLC | 63877 |  |  | SUN | 150
2019 | OH | Woodsdale | 7158 | RFCW | RFC West | NG | 571.8 |  | 138225 | 1992994.125 | 0.18933 | 0.0027395 | 0.00019 | EPA/NEI | 1992994.125 | 0.18933
2019 | OH | Wooster Renewable Energy | 59072 | RFCW | RFC West | OBG | 1 |  | 4203 | 52427 | 0.38534 | 0.18336 | 0.0147 | Estimated using an emission factor | 52427 | 0.38534
2019 | OH | Wyandot Solar Farm | 57203 | RFCW | RFC West | SUN | 10 |  | 12511 |  |  |  |  | Estimated using an emission factor | 111398
2019 | OH | Yankee Street | 2854 | RFCW | RFC West | NG | 126.6 |  | 6413.999 | 96599.999 | 0.26485 | 0.082584 | 0.0054834 | EPA/NEI; Estimated using an emission factor | 105769.999 | 0.26485
2019 | OH | Zephyr Wind | 60128 | RFCW | RFC West | WND | 4.5 |  | 11108.001 |  |  |  |  | Estimated using an emission factor | 98906.004
2019 | OH | Zephyr Wind Project - 2.0 | 62653 | RFCW | RFC West | WND | 4.5 |  | 0
2019 | OK | Anadarko | 3006 | SPSO | SPP South | NG | 534.9 |  | 863950.999 | 8255260.599 | 13.8905 | 0.032156 | 0.0033653 | EPA/NEI; Estimated using an emission factor | 8255260.599 | 13.8905
2019 | OK | Arbuckle | 2947 | MROW | MRO West | NG | 73
2019 | OK | Arbuckle Mountain Wind Farm LLC | 59234 | SPSO | SPP South | WND | 100 |  | 410707 |  |  |  |  | Estimated using an emission factor | 3656936
2019 | OK | Armadillo Flats Wind Project, LLC | 61926 | SPSO | SPP South | WND | 247.3 |  | 881992 |  |  |  |  | Estimated using an emission factor | 7853257
2019 | OK | Balko Wind LLC | 58900 | SPSO | SPP South | WND | 299.7 |  | 1101259 |  |  |  |  | Estimated using an emission factor | 9805609
2019 | OK | Blue Canyon Windpower | 56081 | SPSO | SPP South | WND | 74.3 |  | 231100 |  |  |  |  | Estimated using an emission factor | 2057714
2019 | OK | Blue Canyon Windpower II | 56335 | SPSO | SPP South | WND | 151 |  | 464318 |  |  |  |  | Estimated using an emission factor | 4134286
2019 | OK | Blue Canyon Windpower V LLC | 57108 | SPSO | SPP South | WND | 99 |  | 363360 |  |  |  |  | Estimated using an emission factor | 3235356
2019 | OK | Blue Canyon Windpower VI LLC | 57616 | SPSO | SPP South | WND | 100 |  | 384937 |  |  |  |  | Estimated using an emission factor | 3427479
2019 | OK | Bluestem | 60256 | SPSO | SPP South | WND | 198 |  | 814186 |  |  |  |  | Estimated using an emission factor | 7249512
2019 | OK | Boiling Springs Wind Farm | 62871 | SPSO | SPP South | WND | 148.4
2019 | OK | Boomer Lake Station | 3000 | SPSO | SPP South | DFO | 28.7 |  | 26.001 | 236.001 | 0.036511 | 2.8085 | 0.30942 | EPA/NEI; Estimated using an emission factor | 236.001 | 0.036511
2019 | OK | Breckinridge Wind Project LLC | 58994 | SPSO | SPP South | WND | 98.8 |  | 402784 |  |  |  |  | Estimated using an emission factor | 3586388
2019 | OK | Broken Bow Dam | 6415 | SPSO | SPP South | WAT | 100 |  | 251423 |  |  |  |  | NEI avg EF - PM, fuel type, firing type | 2238672
2019 | OK | Buffalo Bear LLC | 56946 | SPSO | SPP South | WND | 18.9 |  | 65489 |  |  |  |  | Estimated using an emission factor | 583113
2019 | OK | Cana Gas Processing Plant | 57597 | SPSO | SPP South | DFO | 7.5 |  | 1446 | 13905 | 2.1553 | 2.981 | 0.31 | Estimated using an emission factor | 13905 | 2.1553
2019 | OK | Canadian Hills Wind | 57987 | SPSO | SPP South | WND | 298.5 |  | 1041785 |  |  |  |  | Estimated using an emission factor | 9276055
2019 | OK | Centennial Wind Farm | 56380 | SPSO | SPP South | WND | 120 |  | 263119 |  |  |  |  | Estimated using an emission factor | 2342811
2019 | OK | Charles D Lamb Energy Center | 58325 | SPSO | SPP South | NG | 122 |  | 110115 | 1380921.375 | 5.3963 | 0.098011 | 0.0078154 | NEI avg EF - PM, fuel type, firing type | 1380921.375 | 5.3963
2019 | OK | Chickasaw Nation Solar Farm | 63500 | SPSO | SPP South | SUN | 5
2019 | OK | Chilocco Wind Farm | 58406 | SPSO | SPP South | WND | 200
2019 | OK | Chisholm View Wind Project | 58041 | SPSO | SPP South | WND | 300 |  | 940236 |  |  |  |  | Estimated using an emission factor | 8371861
2019 | OK | Choctaw Nation Solar Farm | 63499 | SPSO | SPP South | SUN | 5
2019 | OK | Chouteau Power Plant | 7757 | SRMW | SERC Midwest | NG | 1069.6 |  | 6763842 | 48020007 | 29.0085 | 0.0085775 | 0.0012082 | EPA/NEI | 48020007 | 29.0085
2019 | OK | Comanche (8059) | 8059 | SPSO | SPP South | NG | 294 |  | 276010 | 2583617.125 | 0.24544 | 0.0017785 | 0.00019 | EPA/NEI | 2583617.125 | 0.24544
2019 | OK | Conoco | 7185 | MROW | MRO West | NG | 66
2019 | OK | Covanta Tulsa Renewable Energy LLC | 50660 | SPSO | SPP South | MSW | 16.8 | 0.021181 | 12257 | 71919.94 | 5.6097 | 0.91534 | 0.156 | Estimated using an emission factor | 3395437.25 | 264.8441
2019 | OK | Covington Solar Farm | 61759 | SPSO | SPP South | SUN | 10 |  | 21842 |  |  |  |  | Estimated using an emission factor | 194481
2019 | OK | Crossroads Wind Farm | 57332 | SPSO | SPP South | WND | 227 |  | 820318 |  |  |  |  | Estimated using an emission factor | 7304112
2019 | OK | Cushing | 2975 | SPSO | SPP South | DFO | 24.6 |  | 21 | 225.997 | 0.034964 | 3.3299 | 0.30942 | NEI avg EF - PM, fuel type, firing type | 225.997 | 0.034964
2019 | OK | Cyril | 61614 | SPSO | SPP South | SUN | 5 |  | 9965 |  |  |  |  | Estimated using an emission factor | 88727
2019 | OK | Dempsey Ridge Wind Farm | 56665 | SPSO | SPP South | WND | 224 |  | 344066 |  |  |  |  | EPA/NEI; Estimated using an emission factor | 3063563
2019 | OK | Diamond Spring, LLC | 63327 | SPSO | SPP South | WND | 303.5
2019 | OK | Drift Sand Wind Project LLC | 59065 | SPSO | SPP South | WND | 108 |  | 451287 |  |  |  |  | Estimated using an emission factor | 4018264
2019 | OK | Elk City LLC | 57346 | SPSO | SPP South | WND | 198.1 |  | 738105 |  |  |  |  | Estimated using an emission factor | 6572087
2019 | OK | Enid | 2950 | SPSO | SPP South | NG | 60
2019 | OK | Eufaula Dam | 6419 | SPSO | SPP South | WAT | 90 |  | 462962.001 |  |  |  |  | NEI avg EF - PM, fuel type, firing type | 4122214.125
2019 | OK | Fort Gibson | 3003 | SPSO | SPP South | WAT | 44.8 |  | 373103 |  |  |  |  | NEI avg EF - PM, fuel type, firing type | 3322109
2019 | OK | Frontier Generating Station | 50558 | SPSO | SPP South | NG | 122.4 | 1 | 236278 | 1956539 | 10.4713 | 0.088635 | 0.010704 | EPA/NEI | 1956539 | 10.4713
2019 | OK | Frontier Windpower | 60218 | SPSO | SPP South | WND | 200 |  | 637795 |  |  |  |  | Estimated using an emission factor | 5678927
2019 | OK | Frontier Windpower II | 62837 | SPSO | SPP South | WND | 351.8
2019 | OK | Goodwell Wind Project LLC | 58998 | SPSO | SPP South | WND | 200 |  | 851739 |  |  |  |  | Estimated using an emission factor | 7583886
2019 | OK | Grand River Dam Authority | 165 | SPSO | SPP South | NG | 1734.3 |  | 2205674 | 16929099.25 | 111.8382 | 0.10141 | 0.013213 | EPA/NEI; Estimated using an emission factor | 16929099.25 | 111.8382
2019 | OK | Grant Plains Wind, LLC | 60545 | SPSO | SPP South | WND | 147.2 |  | 538753 |  |  |  |  | Estimated using an emission factor | 4797058
2019 | OK | Grant Wind, LLC | 60013 | SPSO | SPP South | WND | 151.8 |  | 580506 |  |  |  |  | Estimated using an emission factor | 5168824
2019 | OK | Great Western Wind Energy, LLC | 60574 | SRMW | SERC Midwest | WND | 225 |  | 990780 |  |  |  |  | Estimated using an emission factor | 8821904
2019 | OK | Green Country Energy, LLC | 55146 | SPSO | SPP South | NG | 903.9 |  | 4725797 | 35012397 | 36.3708 | 0.015392 | 0.0020776 | EPA/NEI | 35012397 | 36.3708
2019 | OK | Hinton | 61615 | SPSO | SPP South | SUN | 3 |  | 5442 |  |  |  |  | Estimated using an emission factor | 48456
2019 | OK | Horseshoe Lake | 2951 | SPSO | SPP South | NG | 974 |  | 1037567 | 12192876.469 | 43.5073 | 0.083864 | 0.0071365 | EPA/NEI | 12192876.469 | 43.5073
2019 | OK | Hugo | 6772 | SPSO | SPP South | SUB | 1196 |  | 576152 | 7075967 | 20.0058 | 0.069446 | 0.0056546 | EPA/NEI | 7075967 | 20.0058
2019 | OK | International Paper Valliant OK | 50192 | SPSO | SPP South | BLQ | 68 | 0.13609 | 423744 | 2483921.171 | 4.5585 | 0.021515 | 0.0036704 | EPA/NEI; Estimated using an emission factor | 18251520 | 33.4954
2019 | OK | Kaw Hydro | 7545 | SPSO | SPP South | WAT | 37 |  | 156775 |  |  |  |  | NEI avg EF - PM, fuel type, firing type | 1395926
2019 | OK | Kay Wind, LLC | 59460 | SPSO | SPP South | WND | 299 |  | 984598 |  |  |  |  | Estimated using an emission factor | 8766859
2019 | OK | Keenan II Renewable Energy Co LLC | 57358 | SPSO | SPP South | WND | 151.8 |  | 586001 |  |  |  |  | Estimated using an emission factor | 5217753
2019 | OK | Keystone Dam | 2984 | SPSO | SPP South | WAT | 70 |  | 279543 |  |  |  |  | NEI avg EF - PM, fuel type, firing type | 2489051
2019 | OK | King Plains Wind Project | 63104 | SPSO | SPP South | WND | 250.2
2019 | OK | Kingfisher | 2986 | SPSO | SPP South | NG | 9.1 |  | 86.001 | 872 | 0.00018399 | 0.0042788 | 0.000422 | Estimated using an emission factor | 872 | 0.00018399
2019 | OK | Kingfisher Wind LLC | 58902 | SPSO | SPP South | WND | 298 |  | 1089681 |  |  |  |  | Estimated using an emission factor | 9702520
2019 | OK | KODE Novus I | 57516 | SPSO | SPP South | WND | 80 |  | 45697 |  |  |  |  | Estimated using an emission factor | 406885
2019 | OK | KODE Novus II | 57889 | SPSO | SPP South | WND | 40 |  | 45697 |  |  |  |  | Estimated using an emission factor | 406885
2019 | OK | Laverne Diesel Generating Plant | 56348 | SPSO | SPP South | DFO | 4 |  | 35 | 377 | 0.058435 | 3.3391 | 0.31 | Estimated using an emission factor | 377 | 0.058435
2019 | OK | Little Elk Wind Project LLC | 58999 | SPSO | SPP South | WND | 74 |  | 336042 |  |  |  |  | Estimated using an emission factor | 2992119
2019 | OK | Mammoth Plains | 59284 | SPSO | SPP South | WND | 199 |  | 816919 |  |  |  |  | Estimated using an emission factor | 7273847
2019 | OK | Mangum | 2991 | SPSO | SPP South | NG | 7.7 |  | 37.999 | 481 | 0.00010149 | 0.0053418 | 0.000422 | EPA/NEI; Estimated using an emission factor | 481 | 0.00010149
2019 | OK | Marietta | 61616 | SPSO | SPP South | SUN | 3 |  | 5810 |  |  |  |  | Estimated using an emission factor | 51733
2019 | OK | Markham | 2980 | SPSO | SPP South | WAT | 128.4 |  | 549249 |  |  |  |  | NEI avg EF - PM, fuel type, firing type | 4890515
2019 | OK | Maverick Wind Project, LLC | 63494 | ERCT | ERCOT All | WND | 288
2019 | OK | McClain Energy Facility | 55457 | SPSO | SPP South | NG | 551.3 |  | 2956466 | 20126204 | 1.912 | 0.0012934 | 0.00019 | EPA/NEI | 20126204 | 1.912
2019 | OK | Minco Wind I, LLC | 57590 | SPSO | SPP South | WND | 99.2 |  | 281073 |  |  |  |  | Estimated using an emission factor | 2502675
2019 | OK | Minco Wind II, LLC | 57956 | SPSO | SPP South | WND | 100.8 |  | 351081 |  |  |  |  | Estimated using an emission factor | 3126025
2019 | OK | Minco Wind III, LLC | 58203 | SPSO | SPP South | WND | 100.8 |  | 421033 |  |  |  |  | Estimated using an emission factor | 3748879
2019 | OK | Minco Wind IV, LLC | 61836 | SPSO | SPP South | WND | 130 |  | 567585 |  |  |  |  | Estimated using an emission factor | 5053778
2019 | OK | Minco Wind V, LLC | 61837 | SPSO | SPP South | WND | 220
2019 | OK | Mooreland | 3008 | SPSO | SPP South | NG | 305 |  | 80339 | 1025578.848 | 3.857 | 0.096019 | 0.0075216 | EPA/NEI; Estimated using an emission factor | 1025578.848 | 3.857
2019 | OK | Muskogee | 2952 | SPSO | SPP South | SUB | 1889 |  | 1551059 | 18114936.5 | 282.2293 | 0.36392 | 0.03116 | EPA/NEI | 18114936.5 | 282.2293
2019 | OK | Muskogee Mill | 10362 | SPSO | SPP South | NG | 114 | 0.30875 | 373242 | 2578140.929 | 12.9844 | 0.069576 | 0.010073 | EPA/NEI; Estimated using an emission factor | 8350186 | 42.0544
2019 | OK | Mustang | 2953 | SPSO | SPP South | NG | 995.5 |  | 13102.999 | 11501276.725 | 44.9438 | 6.8601 | 0.0078154 | EPA/NEI; Estimated using an emission factor | 11543097.725 | 44.9438
2019 | OK | NextEra-Blackwell Wind, LLC | 58209 | SPSO | SPP South | WND | 59.8 |  | 165266 |  |  |  |  | Estimated using an emission factor | 1471529
2019 | OK | Northeastern | 2963 | SPSO | SPP South | SUB | 1950.5 |  | 4639038 | 45373102 | 276.0384 | 0.11901 | 0.012167 | EPA/NEI | 45373102 | 276.0384
2019 | OK | Oklahoma Wind Energy Center | 56094 | SPSO | SPP South | WND | 102 |  | 182809 |  |  |  |  | Estimated using an emission factor | 1627730
2019 | OK | Oneta Energy Center | 55225 | SPSO | SPP South | NG | 1214 |  | 5358288 | 40239001 | 3.8227 | 0.0014268 | 0.00019 | EPA/NEI | 40239001 | 3.8227
2019 | OK | Origin Wind | 58938 | SPSO | SPP South | WND | 150 |  | 602738 |  |  |  |  | Estimated using an emission factor | 5366778
2019 | OK | Osage Wind, LLC | 58683 | SRMW | SERC Midwest | WND | 150.4 |  | 565518 |  |  |  |  | Estimated using an emission factor | 5035372
2019 | OK | OU Spirit Wind Farm | 57286 | SPSO | SPP South | WND | 101.2 |  | 331548 |  |  |  |  | Estimated using an emission factor | 2952104
2019 | OK | Pawhuska | 2995 | SPSO | SPP South | DFO | 9 |  | 157 | 1427 | 0.22118 | 2.8176 | 0.31 | Estimated using an emission factor | 1427 | 0.22118
2019 | OK | Pensacola | 2981 | SPSO | SPP South | WAT | 130.1 |  | 829386 |  |  |  |  | NEI avg EF - PM, fuel type, firing type | 7384854.707
2019 | OK | Persimmon Creek Wind Farm 1, LLC | 61876 | SPSO | SPP South | WND | 198.6 |  | 925805 |  |  |  |  | Estimated using an emission factor | 8243368
2019 | OK | Pine Ridge | 61617 | SPSO | SPP South | SUN | 3 |  | 4781 |  |  |  |  | Estimated using an emission factor | 42569
2019 | OK | Ponca | 762 | SPSO | SPP South | NG | 182.3 |  | 67616 | 606084.719 | 2.4112 | 0.071322 | 0.0079568 | EPA/NEI; Estimated using an emission factor | 606084.719 | 2.4112
2019 | OK | Ponderosa Wind Energy Center | 63590 | SPSO | SPP South | WND | 200
2019 | OK | Red Dirt Wind Project | 61270 | SPSO | SPP South | WND | 299.3 |  | 1050613 |  |  |  |  | Estimated using an emission factor | 9354660
2019 | OK | Red Hills Wind Project LLC | 56804 | SPSO | SPP South | WND | 123 |  | 403497 |  |  |  |  | Estimated using an emission factor | 3592737
2019 | OK | Redbed Plains Wind Farm | 61221 | SPSO | SPP South | WND | 99.1 |  | 439956 |  |  |  |  | Estimated using an emission factor | 3917369
2019 | OK | Redbud Power Plant | 55463 | SPSO | SPP South | NG | 1433.6 |  | 6534326 | 49697725 | 78.4468 | 0.024011 | 0.003157 | EPA/NEI | 49697725 | 78.4468
2019 | OK | River Valley | 10671 | SPSO | SPP South | SUB | 350 | 1 | 539314 | 7110076.375 | 61.0906 | 0.22655 | 0.017184 | NEI avg EF - PM, fuel type, firing type | 7110076.375 | 61.0906
2019 | OK | Riverside (4940) | 4940 | SPSO | SPP South | NG | 1121.7 |  | 593199 | 7420473 | 25.2159 | 0.085017 | 0.0067963 | EPA/NEI | 7420473 | 25.2159
2019 | OK | Robert S Kerr | 2985 | SPSO | SPP South | WAT | 110 |  | 543000 |  |  |  |  | NEI avg EF - PM, fuel type, firing type | 4834871
2019 | OK | Rock Falls Wind Farm LLC | 61261 | SPSO | SPP South | WND | 154.5 |  | 461969 |  |  |  |  | Estimated using an emission factor | 4113372
2019 | OK | Rocky Ridge Wind Project | 58078 | SPSO | SPP South | WND | 148.8 |  | 586439 |  |  |  |  | Estimated using an emission factor | 5221652
2019 | OK | Rush Springs Energy Storage (BA) | 63458 |  |  | MWH | 10
2019 | OK | Rush Springs Wind | 60592 | SPSO | SPP South | WND | 249.9 |  | 983327 |  |  |  |  | Estimated using an emission factor | 8755544
2019 | OK | Salina | 2982 | SPSO | SPP South | WAT | 259.2 |  | -104059.002 | [5 empty] | 0
2019 | OK | Seiling Wind I | 59311 | SPSO | SPP South | WND | 199 |  | 798680 |  |  |  |  | Estimated using an emission factor | 7111446
2019 | OK | Seiling Wind II | 59312 | SPSO | SPP South | WND | 98.6 |  | 398978 |  |  |  |  | Estimated using an emission factor | 3552501
2019 | OK | Seminole (2956) | 2956 | SPSO | SPP South | NG | 1724 |  | 1944060 | 21869379 | 50.5901 | 0.052046 | 0.0046266 | EPA/NEI | 21869379 | 50.5901
2019 | OK | Skeleton Creek Energy Center Hybrid | 62494 | SPSO | SPP South |  | 700
2019 | OK | Sleeping Bear LLC | 56621 | SPSO | SPP South | WND | 94.5 |  | 241080 |  |  |  |  | Estimated using an emission factor | 2146576
2019 | OK | Sooner | 6095 | SPSO | SPP South | SUB | 2088 |  | 3609927 | 40906236 | 545.4824 | 0.30221 | 0.02667 | EPA/NEI | 40906236 | 545.4824
2019 | OK | Southwestern | 2964 | SPSO | SPP South | NG | 658 |  | 627292 | 8335528.688 | 30.4141 | 0.096969 | 0.0072975 | EPA/NEI | 8335528.688 | 30.4141
2019 | OK | Spring Creek Power Plant | 55651 | SPNO | SPP North | NG | 338 |  | 171223 | 2169597.25 | 0.20143 | 0.0023528 | 0.00018568 | EPA/NEI | 2169597.25 | 0.20143
2019 | OK | Stillwater Energy Center | 59647 | SPSO | SPP South | NG | 56.4 |  | 44132.001 | 414305.016 | 0.087418 | 0.0039617 | 0.000422 | Estimated using an emission factor | 414305.016 | 0.087418
2019 | OK | Stillwater Water Treatment Plant | 55987 | SPSO | SPP South | DFO | 2 |  | 10 | 102 | 0.01578 | 3.1561 | 0.30942 | NEI avg EF - PM, fuel type, firing type | 102 | 0.01578
2019 | OK | Sundance Wind Project, LLC | 63489 | SPSO | SPP South | WND | 199
2019 | OK | Taloga Wind LLC | 57261 | SPSO | SPP South | WND | 130 |  | 359807 |  |  |  |  | Estimated using an emission factor | 3203721
2019 | OK | Tenaska Kiamichi Generating Station | 55501 | ERCT | ERCOT All | NG | 1370 |  | 5500881 | 40797705 | 48.833 | 0.017755 | 0.0023939 | EPA/NEI | 40797705 | 48.833
2019 | OK | Tenkiller Ferry | 3004 | SPSO | SPP South | WAT | 39 |  | 218562 |  |  |  |  | NEI avg EF - PM, fuel type, firing type | 1946074
2019 | OK | Thunder Ranch Wind Project | 61269 | SPSO | SPP South | WND | 297.8 |  | 1145965 |  |  |  |  | Estimated using an emission factor | 10203669
2019 | OK | Tinker | 63628 | SPSO | SPP South | NG | 82 |  | 8406 | 103160 | 0.28283 | 0.067293 | 0.0054834 | NEI avg EF - PM, fuel type, firing type | 103160 | 0.28283
2019 | OK | Traverse Wind Project, LLC | 63479 | SPSO | SPP South | WND | 999
2019 | OK | Tulsa | 2965 | SPSO | SPP South | NG | 443.2 |  | 333257 | 4618971 | 16.8305 | 0.10101 | 0.0072875 | EPA/NEI | 4618971 | 16.8305
2019 | OK | Tulsa LFG LLC | 57828 | SPSO | SPP South | LFG | 4.8 |  | 19960 | 255163 | 1.8754 | 0.18792 | 0.0147 | EPA/NEI; Estimated using an emission factor | 255163 | 1.8754
2019 | OK | Tuttle | 61618 | SPSO | SPP South | SUN | 4 |  | 7086 |  |  |  |  | Estimated using an emission factor | 63092
2019 | OK | University of Oklahoma | 50307 | SPSO | SPP South | NG | 18.6 | 0.000552 | 14 | 79.63 | 0.0003209 | 0.045842 | 0.0080597 | EPA/NEI; Estimated using an emission factor | 144387.274 | 0.58133
2019 | OK | Vici Wind Farm | 59062 | SPSO | SPP South | WND | 180
2019 | OK | Waynoka Gas Processing Plant | 59782 | SPSO | SPP South | NG | 3.9 |  | 19554.999 | 189048.996 | 0.039889 | 0.0040797 | 0.000422 | Estimated using an emission factor | 189048.996 | 0.039889
2019 | OK | Weatherford Wind Energy Center | 56273 | SPSO | SPP South | WND | 147 |  | 512229 |  |  |  |  | Estimated using an emission factor | 4560886.875
2019 | OK | Webbers Falls | 2987 | SPSO | SPP South | WAT | 70 |  | 239227.999 |  |  |  |  | NEI avg EF - PM, fuel type, firing type | 2130086
2019 | OK | Weleetka | 2966 | SPSO | SPP South | NG | 163 |  | 1508.001 | 32211.499 | 0.10499 | 0.13925 | 0.006519 | EPA/NEI | 32211.499 | 0.10499
2019 | OK | WFEC GenCo LLC | 55655 | SPSO | SPP South | NG | 90 |  | 134862 | 1538307 | 4.2176 | 0.062546 | 0.0054834 | NEI avg EF - PM, fuel type, firing type | 1538307 | 4.2176
2019 | OK | Wildhorse Mountain Wind Facility | 61866 | SPSO | SPP South | WND | 100 |  | 7878 |  |  |  |  | Estimated using an emission factor | 70146
2019 | OK | Woodward | 2958 | SPSO | SPP South | NG | 11
2019 | OR | 45 Mile Hydroelectric Project | 58455 | NWPP | WECC Northwest | WAT | 3 |  | 5324.001 |  |  |  |  | NEI avg EF - PM, fuel type, firing type | 47405.001
2019 | OR | Adams Solar Center | 61496 | NWPP | WECC Northwest | SUN | 10 |  | 20784 |  |  |  |  | Estimated using an emission factor | 185061
2019 | OR | Airport Solar | 62560 | NWPP | WECC Northwest | SUN | 47.3 |  | 1094 |  |  |  |  | Estimated using an emission factor | 9741
2019 | OR | Alden Bailey Power Plant | 56223 | NWPP | WECC Northwest | NG | 10.9 |  | 0
2019 | OR | Alkali Solar, LLC | 63795 | NWPP | WECC Northwest | SUN | 10
2019 | OR | Arlington Wind Power Project | 56855 | NWPP | WECC Northwest | WND | 103 |  | 189718 |  |  |  |  | Estimated using an emission factor | 1689250
2019 | OR | Bakeoven Solar | 63507 | NWPP | WECC Northwest | SUN | 60
2019 | OR | Baker City Solar | 61854 | NWPP | WECC Northwest | SUN | 15
2019 | OR | Baldock Solar Highway | 57882 | NWPP | WECC Northwest | SUN | 1.7 |  | 1984 |  |  |  |  | Estimated using an emission factor | 17665
2019 | OR | Ballston Solar LLC | 62170 | NWPP | WECC Northwest | SUN | 2.2 |  | 3638 |  |  |  |  | Estimated using an emission factor | 32393
2019 | OR | BC Solar | 60616 | NWPP | WECC Northwest | SUN | 8 |  | 18569 |  |  |  |  | Estimated using an emission factor | 165339
2019 | OR | Bear Creek Solar Center | 61281 | NWPP | WECC Northwest | SUN | 10 |  | 22668 |  |  |  |  | Estimated using an emission factor | 201836
2019 | OR | Beaver | 8073 | NWPP | WECC Northwest | NG | 610.7 |  | 500551 | 5174177.875 | 14.8872 | 0.059483 | 0.0057544 | EPA/NEI; Estimated using an emission factor | 5174177.875 | 14.8872
2019 | OR | Bellevue Solar Project | 57372 | NWPP | WECC Northwest | SUN | 1.6 |  | 1694 |  |  |  |  | Estimated using an emission factor | 15084
2019 | OR | Bend | 6484 | NWPP | WECC Northwest | WAT | 1.1 |  | 1559.001 |  |  |  |  | NEI avg EF - PM, fuel type, firing type | 13882
2019 | OR | Benson Creek Windfarm (Burnt River) | 59491 | NWPP | WECC Northwest | WND | 10 |  | 28425 |  |  |  |  | Estimated using an emission factor | 253097
2019 | OR | Big Cliff | 3074 | NWPP | WECC Northwest | WAT | 18 |  | 70106 |  |  |  |  | NEI avg EF - PM, fuel type, firing type | 624224
2019 | OR | Big Top LLC | 56968 | NWPP | WECC Northwest | WND | 1.7 |  | 3276 |  |  |  |  | Estimated using an emission factor | 29169
2019 | OR | Bighorn Solar | 63467 | NWPP | WECC Northwest | SUN | 2.2
2019 | OR | Biglow Canyon Wind Farm | 56485 | NWPP | WECC Northwest | WND | 449.7 |  | 983163 |  |  |  |  | Estimated using an emission factor | 8754083.75
2019 | OR | Biomass One LP | 10869 | NWPP | WECC Northwest | WDS | 40 | 1 | 162686 | 2964905.375 | 33.818 | 0.41575 | 0.022812 | NEI avg EF - PM, fuel type | 2964905.375 | 33.818
2019 | OR | Black Cap Solar Plant | 58150 | NWPP | WECC Northwest | SUN | 2 |  | 3289 |  |  |  |  | Estimated using an emission factor | 29284
2019 | OR | Blue Marmot IX | 62867 | NWPP | WECC Northwest | SUN | 10
2019 | OR | Blue Marmot V | 62866 | NWPP | WECC Northwest | SUN | 10
2019 | OR | Blue Marmot VI | 62865 | NWPP | WECC Northwest | SUN | 10
2019 | OR | Blue Marmot VII | 62864 | NWPP | WECC Northwest | SUN | 10
2019 | OR | Blue Marmot VIII | 62863 | NWPP | WECC Northwest | SUN | 10
2019 | OR | Bly Solar Center | 62272 | NWPP | WECC Northwest | SUN | 8 |  | 18071 |  |  |  |  | Estimated using an emission factor | 160904
2019 | OR | Boardman | 6106 | NWPP | WECC Northwest | SUB | 642.2 |  | 2573942 | 26528696 | 395.4398 | 0.30726 | 0.029812 | EPA/NEI | 26528696 | 395.4398
2019 | OR | Bonneville | 3075 | NWPP | WECC Northwest | WAT | 1162 |  | 4207100.994 |  |  |  |  | NEI avg EF - PM, fuel type, firing type | 37460026.938
2019 | OR | Boring Solar LLC | 62169 | NWPP | WECC Northwest | SUN | 2.2 |  | 3462 |  |  |  |  | Estimated using an emission factor | 30825
2019 | OR | Brush Creek Solar | 63464 | NWPP | WECC Northwest | SUN | 2.2
2019 | OR | Brush Solar Center | 61844 | NWPP | WECC Northwest | SUN | 2.8
2019 | OR | Bull Run Hydro | 3044 | NWPP | WECC Northwest | WAT | 20.8
2019 | OR | Butler Solar, LLC | 63694 | NWPP | WECC Northwest | SUN | 4
2019 | OR | Butter Creek Power LLC | 56967 | NWPP | WECC Northwest | WND | 5 |  | 11293 |  |  |  |  | Estimated using an emission factor | 100554
2019 | OR | Carmen Smith | 3067 | NWPP | WECC Northwest | WAT | 114.3 |  | 42328.999 |  |  |  |  | NEI avg EF - PM, fuel type, firing type | 376897.99
2019 | OR | Carty Generating Station | 58503 | NWPP | WECC Northwest | NG | 500 |  | 2989615 | 21347340 | 53.6729 | 0.035906 | 0.0050285 | EPA/NEI | 21347340 | 53.6729
2019 | OR | Case Creek Solar | 63207 | NWPP | WECC Northwest | SUN | 2.2 |  | 523 |  |  |  |  | Estimated using an emission factor | 4657
2019 | OR | C-Drop Hydro | 58470 | NWPP | WECC Northwest | WAT | 1.1 |  | 2207 |  |  |  |  | NEI avg EF - PM, fuel type, firing type | 19650
2019 | OR | Chiloquin Solar, LLC | 61631 | NWPP | WECC Northwest | SUN | 9.9 |  | 19445 |  |  |  |  | Estimated using an emission factor | 173137
2019 | OR | Chopin Wind LLC | 59076 | NWPP | WECC Northwest | WND | 10 |  | 25282 |  |  |  |  | Estimated using an emission factor | 225112
2019 | OR | Clearwater 1 | 3020 | NWPP | WECC Northwest | WAT | 15 |  | 26356 |  |  |  |  | NEI avg EF - PM, fuel type, firing type | 234675
2019 | OR | Clearwater 2 | 3021 | NWPP | WECC Northwest | WAT | 26 |  | 35821 |  |  |  |  | NEI avg EF - PM, fuel type, firing type | 318949
2019 | OR | Cline Falls | 6482 | NWPP | WECC Northwest | WAT | 1
2019 | OR | Coffin Butte | 7725 | NWPP | WECC Northwest | LFG | 5.6 | 1 | 41398 | 461628.016 | 3.393 | 0.16392 | 0.0147 | Estimated using an emission factor | 461628.016 | 3.393
2019 | OR | Co-Gen II LLC | 50993 | NWPP | WECC Northwest | WDS | 7.5 | 1 | 0
2019 | OR | Co-Gen LLC | 50921 | NWPP | WECC Northwest | WDS | 7.5 | 1 | 0
2019 | OR | Colton Solar | 61831 | NWPP | WECC Northwest | SUN | 2.2 |  | 3335 |  |  |  |  | Estimated using an emission factor | 29695
2019 | OR | Combine Hills I | 56195 | NWPP | WECC Northwest | WND | 43 |  | 87601 |  |  |  |  | Estimated using an emission factor | 780000
2019 | OR | Condon Windpower LLC | 55739 | NWPP | WECC Northwest | WND | 49.8 |  | 74241 |  |  |  |  | Estimated using an emission factor | 661042
2019 | OR | Copper Dam Plant | 10323 | NWPP | WECC Northwest | WAT | 5.6 |  | 13331 |  |  |  |  | EPA/NEI; Estimated using an emission factor | 118699
2019 | OR | Cougar | 3076 | NWPP | WECC Northwest | WAT | 26 |  | 89009 |  |  |  |  | NEI avg EF - PM, fuel type, firing type | 792534
2019 | OR | Covanta Marion Inc | 50630 | NWPP | WECC Northwest | MSW | 13.1 | 1 | 65995 | 1684302.625 | 1.3138 | 0.039814 | 0.00156 | Estimated using an emission factor | 1684302.625 | 1.3138
2019 | OR | Coyote Springs | 7350 | NWPP | WECC Northwest | NG | 296 | 0.93722 | 1769340 | 23593609.921 | 22.7856 | 0.025756 | 0.0019315 | EPA/NEI | 25173953 | 24.3118
2019 | OR | Coyote Springs II | 7931 | NWPP | WECC Northwest | NG | 287 |  | 1890016 | 13014728.134 | 37.4426 | 0.039621 | 0.0057539 | EPA/NEI; Estimated using an emission factor | 13014728.134 | 37.4426
2019 | OR | Dalles Dam North Fishway Project | 7431 | NWPP | WECC Northwest | WAT | 6.5 |  | 43473 |  |  |  |  | NEI avg EF - PM, fuel type, firing type | 387083
2019 | OR | Dayton Cutoff Solar | 61827 | NWPP | WECC Northwest | SUN | 2.2 |  | 3510 |  |  |  |  | Estimated using an emission factor | 31253
2019 | OR | Detroit | 3077 | NWPP | WECC Northwest | WAT | 100 |  | 247809 |  |  |  |  | NEI avg EF - PM, fuel type, firing type | 2206491
2019 | OR | Dexter | 3078 | NWPP | WECC Northwest | WAT | 15 |  | 28114 |  |  |  |  | NEI avg EF - PM, fuel type, firing type | 250327
2019 | OR | Dillard Complex | 50396 | NWPP | WECC Northwest | WDS | 51.5 | 0.21786 | 133638 | 932932.757 | 10.6411 | 0.15925 | 0.022812 | NEI avg EF - PM, fuel type | 4282305.938 | 48.8444
2019 | OR | Dorena Hydro-Electric Facility | 59357 | NWPP | WECC Northwest | WAT | 7.5 |  | 10754 |  |  |  |  | NEI avg EF - PM, fuel type, firing type | 95753.002
2019 | OR | Douglas County Forest Products | 61761 | NWPP | WECC Northwest | WDS | 6.3 | 0.12042 | 17739 | 113049.581 | 1.2895 | 0.14538 | 0.022812 | NEI avg EF - PM, fuel type | 938763 | 10.7076
2019 | OR | Drift Creek Solar | 63466 | NWPP | WECC Northwest | SUN | 2.2
2019 | OR | Dry Creek LFG to Energy Project | 56461 | NWPP | WECC Northwest | LFG | 3.2 | 1 | 13989 | 172479 | 1.2677 | 0.18125 | 0.0147 | Estimated using an emission factor | 172479 | 1.2677
2019 | OR | Dunn Road Solar | 63642 | NWPP | WECC Northwest | SUN | 1.8
2019 | OR | Durbin Creek Windfarm (Burnt River) | 59492 | NWPP | WECC Northwest | WND | 10 |  | 26115 |  |  |  |  | Estimated using an emission factor | 232529
2019 | OR | Durham AWTF | 60263 | NWPP | WECC Northwest | OBG | 1.6 | 1 | 12966 | 138397 | 1.0172 | 0.15691 | 0.0147 | Estimated using an emission factor | 138397 | 1.0172
2019 | OR | Duus Solar, LLC | 63330 | NWPP | WECC Northwest | SUN | 10
2019 | OR | Eagle Point | 3024 | NWPP | WECC Northwest | WAT | 2.8 |  | 16812 |  |  |  |  | NEI avg EF - PM, fuel type, firing type | 149695
2019 | OR | Eagle Point Solar | 61560 | NWPP | WECC Northwest | SUN | 9.9 |  | 18865 |  |  |  |  | Estimated using an emission factor | 167975
2019 | OR | East Side | 3025 | NWPP | WECC Northwest | WAT | 3.2 |  | 0
2019 | OR | Elbe Solar Center | 61497 | NWPP | WECC Northwest | SUN | 10 |  | 20744 |  |  |  |  | Estimated using an emission factor | 184703
2019 | OR | Elkhorn Valley Wind Farm | 56623 | NWPP | WECC Northwest | WND | 100.7 |  | 305671 |  |  |  |  | Estimated using an emission factor | 2721692
2019 | OR | Eurus Combine Hills Turbine Ranch 2 | 57137 | NWPP | WECC Northwest | WND | 66.1 |  | 133022 |  |  |  |  | Estimated using an emission factor | 1184429
2019 | OR | Evergreen BioPower LLC | 56781 | NWPP | WECC Northwest | WDS | 21 | 0.24734 | 54936.844 | 302259.572 | 3.4476 | 0.12551 | 0.022812 | NEI avg EF - PM, fuel type | 1222028 | 13.9386
2019 | OR | Falls Creek | 52187 | NWPP | WECC Northwest | WAT | 4.1 |  | 10112 |  |  |  |  | NEI avg EF - PM, fuel type, firing type | 90037
2019 | OR | Faraday | 3045 | NWPP | WECC Northwest | WAT | 54.6 |  | 80141 |  |  |  |  | EPA/NEI; Estimated using an emission factor | 713574
2019 | OR | Finley Buttes Landfill Gas | 58687 | NWPP | WECC Northwest | LFG | 4.8 |  | 31563 | 334927.008 | 2.4617 | 0.15599 | 0.0147 | Estimated using an emission factor | 334927.008 | 2.4617
2019 | OR | Firwood Solar, LLC | 63331 | NWPP | WECC Northwest | SUN | 10
2019 | OR | Fish Creek | 3026 | NWPP | WECC Northwest | WAT | 11 |  | 20911 |  |  |  |  | NEI avg EF - PM, fuel type, firing type | 186191
2019 | OR | Fort Rock I | 63636 | NWPP | WECC Northwest | SUN | 9.9
2019 | OR | Fort Rock IV | 63926 | NWPP | WECC Northwest | SUN | 10
2019 | OR | Foster | 6552 | NWPP | WECC Northwest | WAT | 20 |  | 61271 |  |  |  |  | NEI avg EF - PM, fuel type, firing type | 545557
2019 | OR | Four Corners Windfarm LLC | 56969 | NWPP | WECC Northwest | WND | 10 |  | 23868 |  |  |  |  | Estimated using an emission factor | 212520
2019 | OR | Four Mile Canyon Windfarm LLC | 56970 | NWPP | WECC Northwest | WND | 10 |  | 21832 |  |  |  |  | Estimated using an emission factor | 194392
2019 | OR | FPL Energy Vansycle LLC (OR) | 55989 | NWPP | WECC Northwest | WND | 122.8 |  | 223957 |  |  |  |  | Estimated using an emission factor | 1994113
2019 | OR | Galesville Project | 50938 | NWPP | WECC Northwest | WAT | 1.6 |  | 4470 |  |  |  |  | NEI avg EF - PM, fuel type, firing type | 39802
2019 | OR | Garrett Solar | 63301 | NWPP | WECC Northwest | SUN | 10 |  | 227 |  |  |  |  | Estimated using an emission factor | 2021
2019 | OR | Georgia-Pacific Toledo Mill | 58109 | NWPP | WECC Northwest | BLQ | 37.3 | 0 | 0 | 0 | 0 |  |  | EPA/NEI; Estimated using an emission factor | 7211580.625 | 18.0473
2019 | OR | Georgia-Pacific Wauna Mill | 56192 | NWPP | WECC Northwest | BLQ | 36 | 0.1172 | 150639 | 836191.037 | 2.4229 | 0.032169 | 0.0057951 | EPA/NEI; Estimated using an emission factor | 7134968.75 | 20.6741
2019 | OR | Golden Hill Wind | 63710 | NWPP | WECC Northwest | WND | 200
2019 | OR | Grand Ronde Solar | 61835 | NWPP | WECC Northwest | SUN | 2.2 |  | 3859 |  |  |  |  | Estimated using an emission factor | 34361
2019 | OR | Green Peter | 3080 | NWPP | WECC Northwest | WAT | 80 |  | 158218 |  |  |  |  | NEI avg EF - PM, fuel type, firing type | 1408773
2019 | OR | Green Springs | 6403 | NWPP | WECC Northwest | WAT | 17.2 |  | 51535 |  |  |  |  | NEI avg EF - PM, fuel type, firing type | 458867
2019 | OR | Ground Water Pumping Station | 50105 | NWPP | WECC Northwest | WAT | 5.4
2019 | OR | Grove Solar Center, LLC | 60330 | NWPP | WECC Northwest | SUN | 6 |  | 13458 |  |  |  |  | Estimated using an emission factor | 119830
2019 | OR | Hay Canyon Wind Power LLC | 56790 | NWPP | WECC Northwest | WND | 100.8 |  | 192853 |  |  |  |  | Estimated using an emission factor | 1717163
2019 | OR | Hells Canyon | 3013 | NWPP | WECC Northwest | WAT | 391.5 |  | 2213313.999 |  |  |  |  | NEI avg EF - PM, fuel type, firing type | 19707349.5
2019 | OR | Hermiston | 54761 | NWPP | WECC Northwest | NG | 621.2 | 0.99686 | 2862630 | 21333072.227 | 2.0266 | 0.0014159 | 0.00019 | EPA/NEI | 21400195 | 2.033
2019 | OR | Hermiston Power Plant | 55328 | NWPP | WECC Northwest | NG | 689.4 |  | 4298264 | 31517371 | 85.1601 | 0.039625 | 0.005404 | EPA/NEI | 31517371 | 85.1601
2019 | OR | Hills Creek | 3081 | NWPP | WECC Northwest | WAT | 30 |  | 116765 |  |  |  |  | NEI avg EF - PM, fuel type, firing type | 1039676
2019 | OR | Horseshoe Bend Wind LLC | 57550 | NWPP | WECC Northwest | WND | 290 |  | 518078 |  |  |  |  | Estimated using an emission factor | 4612965
2019 | OR | Hyline Solar Center, LLC | 60331 | NWPP | WECC Northwest | SUN | 9 |  | 20222 |  |  |  |  | Estimated using an emission factor | 180057
2019 | OR | Interstate Solar | 61832 | NWPP | WECC Northwest | SUN | 2.2 |  | 3684 |  |  |  |  | Estimated using an emission factor | 32804
2019 | OR | IP Springfield Oregon | 50191 | NWPP | WECC Northwest | BLQ | 65 | 0.095238 | 98864 | 553431.79 | 6.7968 | 0.1375 | 0.024562 | EPA/NEI; Estimated using an emission factor | 5811034.613 | 71.3663
2019 | OR | Jett Creek Windfarm (Burnt River) | 59490 | NWPP | WECC Northwest | WND | 10 |  | 28489 |  |  |  |  | Estimated using an emission factor | 253666
2019 | OR | John C Boyle | 3028 | NWPP | WECC Northwest | WAT | 98.7 |  | 228036 |  |  |  |  | NEI avg EF - PM, fuel type, firing type | 2030433
2019 | OR | John Day | 3082 | NWPP | WECC Northwest | WAT | 2160 |  | 7643804 |  |  |  |  | NEI avg EF - PM, fuel type, firing type | 68060432
2019 | OR | Juniper Ridge Hydroelectric Project | 57437 | NWPP | WECC Northwest | WAT | 5 |  | 11901 |  |  |  |  | NEI avg EF - PM, fuel type, firing type | 105967
2019 | OR | Kale Patch Solar | 63208 | NWPP | WECC Northwest | SUN | 2.2 |  | 495 |  |  |  |  | Estimated using an emission factor | 4407
2019 | OR | Klamath Cogeneration Project | 55103 | NWPP | WECC Northwest | NG | 501.5 | 0.99971 | 3311657.6 | 24941069.356 | 39.0523 | 0.023585 | 0.0031316 | EPA/NEI | 24948252 | 39.0636
2019 | OR | Klamath Falls Solar 2 CSG | 61553 | NWPP | WECC Northwest | SUN | 2.9 |  | 7278 |  |  |  |  | Estimated using an emission factor | 64804
2019 | OR | Klamath Generation Peakers | 55544 | NWPP | WECC Northwest | NG | 117.6 |  | 82087 | 921540.5 | 19.9628 | 0.48638 | 0.043325 | EPA/NEI | 921540.5 | 19.9628
2019 | OR | Klamath Solar | 57924 | NWPP | WECC Northwest | SUN | 5
2019 | OR | Klondike Wind Power | 55871 | NWPP | WECC Northwest | WND | 24.5 |  | 46016 |  |  |  |  | Estimated using an emission factor | 409727
2019 | OR | Klondike Windpower II | 56359 | NWPP | WECC Northwest | WND | 75 |  | 193625 |  |  |  |  | Estimated using an emission factor | 1724036
2019 | OR | Klondike Windpower III | 56468 | NWPP | WECC Northwest | WND | 297.5 |  | 699889 |  |  |  |  | Estimated using an emission factor | 6231812
2019 | OR | Labish Solar LLC | 62171 | NWPP | WECC Northwest | SUN | 2.2 |  | 3880 |  |  |  |  | Estimated using an emission factor | 34548
2019 | OR | Lacomb Irrigation District | 52155 | NWPP | WECC Northwest | WAT | 1 |  | 3658 |  |  |  |  | NEI avg EF - PM, fuel type, firing type | 32572
2019 | OR | Lakeview Cogeneration LLC | 57398 | NWPP | WECC Northwest | OBS | 26.8
2019 | OR | Leaburg | 3068 | NWPP | WECC Northwest | WAT | 15.9 |  | 0
2019 | OR | Leaning Juniper | 56360 | NWPP | WECC Northwest | WND | 110.4 |  | 98159 |  |  |  |  | Estimated using an emission factor | 874008
2019 | OR | Leaning Juniper Wind Power II | 57333 | NWPP | WECC Northwest | WND | 201 |  | 373162 |  |  |  |  | Estimated using an emission factor | 3322634
2019 | OR | Lemolo 1 | 3029 | NWPP | WECC Northwest | WAT | 32 |  | 114477 |  |  |  |  | NEI avg EF - PM, fuel type, firing type | 1019302
2019 | OR | Lemolo 2 | 6421 | NWPP | WECC Northwest | WAT | 38.5 |  | 143451 |  |  |  |  | NEI avg EF - PM, fuel type, firing type | 1277288
2019 | OR | Lime Wind | 57803 | NWPP | WECC Northwest | WND | 3 |  | 5928 |  |  |  |  | Estimated using an emission factor | 52784
2019 | OR | Lookout Point | 3083 | NWPP | WECC Northwest | WAT | 120 |  | 272427.999 |  |  |  |  | NEI avg EF - PM, fuel type, firing type | 2425695.938
2019 | OR | Lost Creek | 6174 | NWPP | WECC Northwest | WAT | 49 |  | 265582 |  |  |  |  | NEI avg EF - PM, fuel type, firing type | 2364743
2019 | OR | McNary | 3084 | NWPP | WECC Northwest | WAT | 990.5 |  | 4474352.001 |  |  |  |  | NEI avg EF - PM, fuel type, firing type | 39839632.5
2019 | OR | Medford Operation | 56193 | NWPP | WECC Northwest | WDS | 8.5
2019 | OR | Michell Butte Power Project | 50360 | NWPP | WECC Northwest | WAT | 1.8 |  | 6718 |  |  |  |  | NEI avg EF - PM, fuel type, firing type | 59817
2019 | OR | Middle Fork Irrigation District | 50917 | NWPP | WECC Northwest | WAT | 3.3 |  | 22653 |  |  |  |  | NEI avg EF - PM, fuel type, firing type | 201701.994
2019 | OR | Mill Creek Solar (OR) | 61338 | NWPP | WECC Northwest | SUN | 2.2 |  | 3850 |  |  |  |  | Estimated using an emission factor | 34282
2019 | OR | Millican Solar Energy LLC | 63050 | NWPP | WECC Northwest | SUN | 71.4
2019 | OR | Minke Solar | 63465 | NWPP | WECC Northwest | SUN | 2.2
2019 | OR | Montague Solar | 63441 | NWPP | WECC Northwest | SUN | 162
2019 | OR | Montague Wind Power Facility LLC | 58099 | NWPP | WECC Northwest | WND | 200 |  | 80604 |  |  |  |  | Estimated using an emission factor | 717698
2019 | OR | Morgan Solar Center | 61855 | NWPP | WECC Northwest | SUN | 3
2019 | OR | Mt Hope Solar | 63663 | NWPP | WECC Northwest | SUN | 2.5
2019 | OR | Neal Hot Springs Geothermal Project | 58022 | NWPP | WECC Northwest | GEO | 33 |  | 185456.001 |  |  |  |  | Estimated using an emission factor | 1651299.938
2019 | OR | Nolin Hills Wind, LLC | 60070 | NWPP | WECC Northwest | WND | 350
2019 | OR | North Fork | 3047 | NWPP | WECC Northwest | WAT | 40.8 |  | 132751 |  |  |  |  | NEI avg EF - PM, fuel type, firing type | 1182015
2019 | OR | North Hurlburt Wind LLC | 57526 | NWPP | WECC Northwest | WND | 265 |  | 474141 |  |  |  |  | Estimated using an emission factor | 4221752
2019 | OR | NorWest Energy 2, LLC | 60548 | NWPP | WECC Northwest | SUN | 9.9 |  | 20706 |  |  |  |  | Estimated using an emission factor | 184366
2019 | OR | NorWest Energy 4, LLC | 62268 | NWPP | WECC Northwest | SUN | 5.6 |  | 10692 |  |  |  |  | Estimated using an emission factor | 95202
2019 | OR | NorWest Energy 9 LLC | 62241 | NWPP | WECC Northwest | SUN | 8 |  | 11511 |  |  |  |  | Estimated using an emission factor | 102495
2019 | OR | Oak Grove | 6505 | NWPP | WECC Northwest | WAT | 51 |  | 160560 |  |  |  |  | NEI avg EF - PM, fuel type, firing type | 1429628
2019 | OR | Obsidian Solar Center | 63488 | NWPP | WECC Northwest | SUN | 400
2019 | OR | Old Mill Solar | 59374 | NWPP | WECC Northwest | SUN | 5 |  | 11012 |  |  |  |  | Estimated using an emission factor | 98050
2019 | OR | O'Neill Creek Solar | 63235 | NWPP | WECC Northwest | SUN | 2.2 |  | 323 |  |  |  |  | Estimated using an emission factor | 2876
2019 | OR | Ontario Solar Center | 61860 | NWPP | WECC Northwest | SUN | 3
2019 | OR | Opal Springs Hydro | 54251 | NWPP | WECC Northwest | WAT | 4.3 |  | 28184 |  |  |  |  | NEI avg EF - PM, fuel type, firing type | 250950
2019 | OR | Open Range Solar Center, LLC | 60332 | NWPP | WECC Northwest | SUN | 10 |  | 22904 |  |  |  |  | Estimated using an emission factor | 203937
2019 | OR | OR Solar 2, LLC | 61200 | NWPP | WECC Northwest | SUN | 10
2019 | OR | OR Solar 3, LLC | 61201 | NWPP | WECC Northwest | SUN | 10 |  | 24888 |  |  |  |  | Estimated using an emission factor | 221603
2019 | OR | OR Solar 5, LLC | 61423 | NWPP | WECC Northwest | SUN | 8 |  | 19563 |  |  |  |  | Estimated using an emission factor | 174188
2019 | OR | OR Solar 6, LLC | 61430 | NWPP | WECC Northwest | SUN | 10 |  | 24446 |  |  |  |  | Estimated using an emission factor | 217667
2019 | OR | OR Solar 8, LLC | 61424 | NWPP | WECC Northwest | SUN | 10 |  | 24674 |  |  |  |  | Estimated using an emission factor | 219697
2019 | OR | Orchard Windfarm, LLC | 62935 | NWPP | WECC Northwest | WND | 40
2019 | OR | Oregon Convention Center | 60112 | NWPP | WECC Northwest | SUN | 1.4 |  | 1888 |  |  |  |  | Estimated using an emission factor | 16810
2019 | OR | Oregon State University Energy Center | 57653 | NWPP | WECC Northwest | NG | 6.5 | 0.37557 | 43702 | 168621.131 | 0.48533 | 0.022211 | 0.0057564 | EPA/NEI; Estimated using an emission factor | 448973.812 | 1.2922
2019 | OR | Oregon Trail Windfarm LLC | 56971 | NWPP | WECC Northwest | WND | 9.9 |  | 21184 |  |  |  |  | Estimated using an emission factor | 188623
2019 | OR | Oregon University System OIT Klamath Falls | 58961 | NWPP | WECC Northwest | SUN | 2 |  | 836 |  |  |  |  | Estimated using an emission factor | 7446
2019 | OR | Oregon University System Rabbit Field | 59790 | NWPP | WECC Northwest | SUN | 1.2 |  | 1124 |  |  |  |  | Estimated using an emission factor | 10010
2019 | OR | OSLH, LLC | 60976 | NWPP | WECC Northwest | SUN | 9.9 |  | 20896 |  |  |  |  | Estimated using an emission factor | 186059
2019 | OR | Outback Solar At Christmas Valley | 58131 | NWPP | WECC Northwest | SUN | 4.4 |  | 9484 |  |  |  |  | Estimated using an emission factor | 84445
2019 | OR | Owyhee Dam Power Project | 50361 | NWPP | WECC Northwest | WAT | 4.3 |  | 21878 |  |  |  |  | NEI avg EF - PM, fuel type, firing type | 194802
2019 | OR | Oxbow (OR) | 3014 | NWPP | WECC Northwest | WAT | 190 |  | 1093024 |  |  |  |  | NEI avg EF - PM, fuel type, firing type | 9732285
2019 | OR | Pacific Canyon Windfarm LLC | 56972 | NWPP | WECC Northwest | WND | 8.3 |  | 16444 |  |  |  |  | Estimated using an emission factor | 146418
2019 | OR | Paisley Geothermal Generating Plant | 59382 | NWPP | WECC Northwest | GEO | 3.7 |  | 0
2019 | OR | PaTu Wind Farm LLC | 57578 | NWPP | WECC Northwest | WND | 9 |  | 26324 |  |  |  |  | Estimated using an emission factor | 234389
2019 | OR | Pebble Springs Wind LLC | 56789 | NWPP | WECC Northwest | WND | 98.7 |  | 195931 |  |  |  |  | Estimated using an emission factor | 1744570
2019 | OR | Pelton | 3048 | NWPP | WECC Northwest | WAT | 109.8 |  | 382836 |  |  |  |  | NEI avg EF - PM, fuel type, firing type | 3408771
2019 | OR | Perennial Wind Chaser Station | 59721 | NWPP | WECC Northwest | NG | 424
2019 | OR | Peters Drive Plant | 10324 | NWPP | WECC Northwest | WAT | 1.8 |  | 7178 |  |  |  |  | NEI avg EF - PM, fuel type, firing type | 63914
2019 | OR | PHP 1 | 4213 | NWPP | WECC Northwest | WAT | 23.7 |  | 31144 |  |  |  |  | NEI avg EF - PM, fuel type, firing type | 277306
2019 | OR | PHP 2 | 4214 | NWPP | WECC Northwest | WAT | 11.8 |  | 21313 |  |  |  |  | NEI avg EF - PM, fuel type, firing type | 189771
2019 | OR | Pika Solar | 63462 | NWPP | WECC Northwest | SUN | 2.2
2019 | OR | Poplars Ranch Solar LLC | 59890 | NWPP | WECC Northwest | SUN | 16
2019 | OR | Port Westward | 56227 | NWPP | WECC Northwest | NG | 483 |  | 2737946 | 19039404 | 60.3355 | 0.044074 | 0.006338 | EPA/NEI | 19039404 | 60.3355
2019 | OR | Port Westward Unit 2 | 58266 | NWPP | WECC Northwest | NG | 225.6 |  | 360693 | 3176116.875 | 0.67016 | 0.003716 | 0.000422 | Estimated using an emission factor | 3176116.875 | 0.67016
2019 | OR | POTB Digester | 58591 | NWPP | WECC Northwest | OBG | 1 |  | 0
2019 | OR | Powerdale | 3031 | NWPP | WECC Northwest | WAT | 6
2019 | OR | Prineville Solar Energy LLC | 63049 | NWPP | WECC Northwest | SUN | 46.2
2019 | OR | Prospect 1 | 3032 | NWPP | WECC Northwest | WAT | 3.8 |  | 8511 |  |  |  |  | NEI avg EF - PM, fuel type, firing type | 75782
2019 | OR | Prospect 2 | 3033 | NWPP | WECC Northwest | WAT | 32 |  | 190315 |  |  |  |  | NEI avg EF - PM, fuel type, firing type | 1694565
2019 | OR | Prospect 3 | 3034 | NWPP | WECC Northwest | WAT | 7.2 |  | 23624 |  |  |  |  | NEI avg EF - PM, fuel type, firing type | 210348
2019 | OR | Prospect 4 | 3035 | NWPP | WECC Northwest | WAT | 1 |  | 1817 |  |  |  |  | NEI avg EF - PM, fuel type, firing type | 16178
2019 | OR | Prospector Windfarm (Burnt River) | 59493 | NWPP | WECC Northwest | WND | 10 |  | 28126 |  |  |  |  | Estimated using an emission factor | 250433
2019 | OR | Rafael Solar | 63206 | NWPP | WECC Northwest | SUN | 2.2 |  | 483 |  |  |  |  | Estimated using an emission factor | 4301
2019 | OR | Railroad Solar Center, LLC | 60333 | NWPP | WECC Northwest | SUN | 4.5 |  | 10073 |  |  |  |  | Estimated using an emission factor | 89689
2019 | OR | Riley | 63925 | NWPP | WECC Northwest | SUN | 10
2019 | OR | River Mill | 3049 | NWPP | WECC Northwest | WAT | 18.8 |  | 70300.999 |  |  |  |  | NEI avg EF - PM, fuel type, firing type | 625960.992
2019 | OR | River Valley Solar | 63665 | NWPP | WECC Northwest | SUN | 1.9
2019 | OR | Riverbend Landfill | 57019 | NWPP | WECC Northwest | LFG | 4.8 |  | 24526.998 | 304071 | 2.2349 | 0.18224 | 0.0147 | Estimated using an emission factor | 304071 | 2.2349
2019 | OR | Rock Garden Solar, LLC | 63779 | NWPP | WECC Northwest | SUN | 10
2019 | OR | Roseburg LFG | 57911 | NWPP | WECC Northwest | LFG | 1.6 |  | 6125 | 64990 | 0.47768 | 0.15598 | 0.0147 | Estimated using an emission factor | 64990 | 0.47768
2019 | OR | Round Butte | 3050 | NWPP | WECC Northwest | WAT | 372.5 |  | 870819.001 |  |  |  |  | NEI avg EF - PM, fuel type, firing type | 7753773.75
2019 | OR | Salem Smart Power Center | 60441 | NWPP | WECC Northwest | MWH | 5 |  | -526 | 0 |  |  |  |  | 0
2019 | OR | Sand Ranch Windfarm LLC | 56973 | NWPP | WECC Northwest | WND | 9.9 |  | 20643 |  |  |  |  | Estimated using an emission factor | 183805
2019 | OR | Seneca Sustainable Energy LLC | 57457 | NWPP | WECC Northwest | WDS | 19.8 | 0.95261 | 114594 | 1126931.967 | 12.8539 | 0.22434 | 0.022812 | NEI avg EF - PM, fuel type | 1182996 | 13.4934
2019 | OR | Sheep Solar | 61830 | NWPP | WECC Northwest | SUN | 2.2 |  | 3812 |  |  |  |  | Estimated using an emission factor | 33941
2019 | OR | Shell New Energies, Junction City | 59704 | NWPP | WECC Northwest | OBG | 1.6 | 0.42572 | 640 | 5320.186 | 0.057458 | 0.17956 | 0.0216 | Estimated using an emission factor | 12497 | 0.13497
2019 | OR | Short Mountain | 7413 | NWPP | WECC Northwest | LFG | 3.2 |  | 19644 | 284629 | 2.092 | 0.21299 | 0.0147 | Estimated using an emission factor | 284629 | 2.092
2019 | OR | Silverton Solar | 61829 | NWPP | WECC Northwest | SUN | 2.2 |  | 3573 |  |  |  |  | Estimated using an emission factor | 31814
2019 | OR | Siphon Power Project | 50980 | NWPP | WECC Northwest | WAT | 5.4 |  | 16974 |  |  |  |  | NEI avg EF - PM, fuel type, firing type | 151137
2019 | OR | Slide Creek | 3036 | NWPP | WECC Northwest | WAT | 18 |  | 46271 |  |  |  |  | NEI avg EF - PM, fuel type, firing type | 411998
2019 | OR | Soda Springs | 3037 | NWPP | WECC Northwest | WAT | 11 |  | 38101 |  |  |  |  | NEI avg EF - PM, fuel type, firing type | 339252
2019 | OR | Solar Star Oregon II | 61048 | NWPP | WECC Northwest | SUN | 56.3 |  | 126039 |  |  |  |  | Estimated using an emission factor | 1122251
2019 | OR | South Hurlburt Wind LLC | 57549 | NWPP | WECC Northwest | WND | 290 |  | 490998 |  |  |  |  | Estimated using an emission factor | 4371846
2019 | OR | Sprague Hydro | 10737 | NWPP | WECC Northwest | WAT | 1.2 |  | 2888 |  |  |  |  | NEI avg EF - PM, fuel type, firing type | 25714
2019 | OR | St Louis Solar | 63456 | NWPP | WECC Northwest | SUN | 2.2
2019 | OR | Star Point Wind Project LLC | 57096 | NWPP | WECC Northwest | WND | 98.7 |  | 211820 |  |  |  |  | Estimated using an emission factor | 1886044
2019 | OR | Starvation | 63344 | NWPP | WECC Northwest | SUN | 9.9 |  | 170 |  |  |  |  | Estimated using an emission factor | 1514
2019 | OR | Steel Bridge Solar, LLC | 60057 | NWPP | WECC Northwest | SUN | 2.3 |  | 3129 |  |  |  |  | Estimated using an emission factor | 27861
2019 | OR | Stone Creek | 7508 | NWPP | WECC Northwest | WAT | 12 |  | 42570 |  |  |  |  | NEI avg EF - PM, fuel type, firing type | 379043
2019 | OR | Sullivan | 3053 | NWPP | WECC Northwest | WAT | 15.4 |  | 132224.002 |  |  |  |  | NEI avg EF - PM, fuel type, firing type | 1177322.984
2019 | OR | SulusSolar17 | 63908 | NWPP | WECC Northwest | SUN | 3.1
2019 | OR | Summit Ridge I Wind Farm | 58894 | NWPP | WECC Northwest | WND | 192
2019 | OR | Suntex Solar, LLC | 63778 | NWPP | WECC Northwest | SUN | 10
2019 | OR | The Dalles | 3895 | NWPP | WECC Northwest | WAT | 1819.7 |  | 5929261.002 |  |  |  |  | NEI avg EF - PM, fuel type, firing type | 52794140.188
2019 | OR | Thomas Creek Solar | 63443 | NWPP | WECC Northwest | SUN | 2.2 |  | 86 |  |  |  |  | Estimated using an emission factor | 766
2019 | OR | Threemile Canyon | 56933 | NWPP | WECC Northwest | WND | 9.9 |  | 19143 |  |  |  |  | Estimated using an emission factor | 170449
2019 | OR | Threemile Digester | 58382 | NWPP | WECC Northwest | OBG | 4.8 | 0.51656 | 32817.999 | 175433.918 | 1.2894 | 0.078581 | 0.0147 | Estimated using an emission factor | 339622.008 | 2.4962
2019 | OR | Thunderegg Solar Center, LLC | 60334 | NWPP | WECC Northwest | SUN | 10 |  | 22444 |  |  |  |  | Estimated using an emission factor | 199841
2019 | OR | Tickle Creek Solar | 63442 | NWPP | WECC Northwest | SUN | 1.9 |  | 19 |  |  |  |  | Estimated using an emission factor | 169
2019 | OR | Timothy Lake Powerhouse | 60868 | NWPP | WECC Northwest | WAT | 1.2 |  | 0
2019 | OR | Toketee Falls | 3040 | NWPP | WECC Northwest | WAT | 42.6 |  | 193356 |  |  |  |  | NEI avg EF - PM, fuel type, firing type | 1721640.938
2019 | OR | Tumbleweed Solar, LLC | 61580 | NWPP | WECC Northwest | SUN | 9.9 |  | 19261 |  |  |  |  | Estimated using an emission factor | 171501
2019 | OR | Tunnel 1 Power Project | 50362 | NWPP | WECC Northwest | WAT | 7 |  | 22316 |  |  |  |  | NEI avg EF - PM, fuel type, firing type | 198704
2019 | OR | Univ of Oregon Central Power Station | 54950 | NWPP | WECC Northwest |  | 11 | 0.54467 | 783.76 | [5 empty] | 12079.6
2019 | OR | Vale Air Solar Center, LLC | 60335 | NWPP | WECC Northwest | SUN | 10 |  | 21926 |  |  |  |  | Estimated using an emission factor | 195229
2019 | OR | Vale Solar Center | 61856 | NWPP | WECC Northwest | SUN | 3
2019 | OR | Valley Creek Solar | 61828 | NWPP | WECC Northwest | SUN | 2.2 |  | 3658 |  |  |  |  | Estimated using an emission factor | 32571
2019 | OR | Vansycle | 55125 | NWPP | WECC Northwest | WND | 25 |  | 57529 |  |  |  |  | Estimated using an emission factor | 512237
2019 | OR | Vansycle II Wind Energy Center | 58324 | NWPP | WECC Northwest | WND | 98.9 |  | 206147 |  |  |  |  | Estimated using an emission factor | 1835532
2019 | OR | Wagon Trail LLC | 56974 | NWPP | WECC Northwest | WND | 3.3 |  | 6379 |  |  |  |  | Estimated using an emission factor | 56800
2019 | OR | Wallowa Falls | 3041 | NWPP | WECC Northwest | WAT | 1.1 |  | 2745 |  |  |  |  | NEI avg EF - PM, fuel type, firing type | 24442
2019 | OR | Walterville | 3071 | NWPP | WECC Northwest | WAT | 8 |  | 44861 |  |  |  |  | NEI avg EF - PM, fuel type, firing type | 399441
2019 | OR | Ward Butte Windfarm LLC | 56975 | NWPP | WECC Northwest | WND | 6.6 |  | 14605 |  |  |  |  | Estimated using an emission factor | 130043
2019 | OR | Warm Springs Power Enterprises | 54721 | NWPP | WECC Northwest | WAT | 19.6 |  | 62279 |  |  |  |  | NEI avg EF - PM, fuel type, firing type | 554532
2019 | OR | Waste Management Columbia Ridge LFGTE | 57015 | NWPP | WECC Northwest | LFG | 12.8 |  | 102230 | 1247972 | 9.1726 | 0.17945 | 0.0147 | Estimated using an emission factor | 1247972 | 9.1726
2019 | OR | West Hines Solar I, LLC | 63796 | NWPP | WECC Northwest | SUN | 10
2019 | OR | Wheat Field Wind Power Project | 56854 | NWPP | WECC Northwest | WND | 97 |  | 183895 |  |  |  |  | Estimated using an emission factor | 1637401
2019 | OR | Wheatridge Hybrid | 62745 | NWPP | WECC Northwest |  | 380
2019 | OR | Williams Acres Solar | 63664 | NWPP | WECC Northwest | SUN | 2.5
2019 | OR | Willow Creek Energy Center | 56952 | NWPP | WECC Northwest | WND | 72 |  | 189290 |  |  |  |  | Estimated using an emission factor | 1685437
2019 | OR | Willow Spring Windfarm (Burnt River) | 59494 | NWPP | WECC Northwest | WND | 10 |  | 32023 |  |  |  |  | Estimated using an emission factor | 285134
2019 | OR | Woodline Solar | 61559 | NWPP | WECC Northwest | SUN | 8 |  | 18057 |  |  |  |  | Estimated using an emission factor | 160781
2019 | OR | WyEast Solar | 61345 | NWPP | WECC Northwest | SUN | 10 |  | 18826 |  |  |  |  | Estimated using an emission factor | 167626
2019 | OR | Yamhill Solar LLC | 57652 | NWPP | WECC Northwest | SUN | 1 |  | 1206 |  |  |  |  | Estimated using an emission factor | 10738
2019 | PA | 500 Virginia Solar | 57640 | RFCE | RFC East | SUN | 1 |  | 1029 |  |  |  |  | Estimated using an emission factor | 9161
2019 | PA | Allegheny Hydro No 8 | 50897 | NYUP | NPCC Upstate NY | WAT | 13.6 |  | 101315 |  |  |  |  | NEI avg EF - PM, fuel type, firing type | 902109
2019 | PA | Allegheny Hydro No 9 | 50898 | NYUP | NPCC Upstate NY | WAT | 17.8 |  | 122274 |  |  |  |  | NEI avg EF - PM, fuel type, firing type | 1088727
2019 | PA | Allegheny L&D2 Hydroelectric Project | 62401 | RFCW | RFC West | WAT | 9
2019 | PA | Allegheny No 6 Hydro Station | 50894 | RFCW | RFC West | WAT | 9.2 |  | 41920 |  |  |  |  | NEI avg EF - PM, fuel type, firing type | 373256
2019 | PA | Allegheny No. 5 Hydro Station | 50893 | RFCW | RFC West | WAT | 9.2 |  | 41401 |  |  |  |  | NEI avg EF - PM, fuel type, firing type | 368634
2019 | PA | Allegheny Ridge Wind Farm | 56451 | RFCE | RFC East | WND | 80 |  | 194116 |  |  |  |  | Estimated using an emission factor | 1728410
2019 | PA | Allenwood | 57581 | RFCE | RFC East | LFG | 3.2 |  | 24199 | 259683 | 1.9087 | 0.15775 | 0.0147 | Estimated using an emission factor | 259683 | 1.9087
2019 | PA | Alpaca | 58813 | RFCE | RFC East | NG | 43 |  | 45095.001 | 408420.984 | 0.086177 | 0.003822 | 0.000422 | EPA/NEI; Estimated using an emission factor | 408420.984 | 0.086177
2019 | PA | Amity Energy LLC | 59418 | RFCW | RFC West | NG | 43
2019 | PA | Anchor Energy | 61304 | RFCW | RFC West | NG | 22
2019 | PA | Aqua Ingrams Mill | 57280 | RFCE | RFC East | SUN | 1 |  | 1346 |  |  |  |  | Estimated using an emission factor | 11983
2019 | PA | Armenia Mountain Wind Farm | 57044 | RFCE | RFC East | WND | 100.5 |  | 232584 |  |  |  |  | Estimated using an emission factor | 2070929
2019 | PA | Armstrong Power, LLC | 55347 | RFCW | RFC West | NG | 688 |  | 826177 | 8566720.25 | 51.3388 | 0.12428 | 0.011986 | EPA/NEI | 8566720.25 | 51.3388
2019 | PA | Bayles | 58816 | RFCW | RFC West | NG | 43
2019 | PA | Beaver Dam | 58811 | RFCE | RFC East | NG | 22 |  | 53225 | 410253.008 | 0.086563 | 0.0032527 | 0.000422 | Estimated using an emission factor | 410253.008 | 0.086563
2019 | PA | Beaver Solar LLC | 59546 | RFCW | RFC West | SUN | 1.3 |  | 1282 |  |  |  |  | Estimated using an emission factor | 11413
2019 | PA | Beaver Valley | 6040 | RFCW | RFC West | NUC | 1846.8 |  | 15456470 |  |  |  |  | Estimated using an emission factor | 161390408
2019 | PA | Beaver Valley Patterson Dam | 10546 | RFCW | RFC West | WAT | 1.2 |  | 4695 |  |  |  |  | NEI avg EF - PM, fuel type, firing type | 41802.999
2019 | PA | Bethlehem Power Plant | 55690 | RFCE | RFC East | NG | 1153 |  | 4721993 | 38338563.5 | 130.2759 | 0.055178 | 0.0067961 | EPA/NEI | 38338563.5 | 130.2759
2019 | PA | Bethlehem Renewable Energy LLC | 56572 | RFCE | RFC East | LFG | 5.5 |  | 1741 | 37239 | 0.40218 | 0.46201 | 0.0216 | Estimated using an emission factor | 37239 | 0.40218
2019 | PA | Big Level Wind | 60551 | RFCE | RFC East | WND | 90 |  | 10356 |  |  |  |  | Estimated using an emission factor | 92210
2019 | PA | Birdsboro Power | 61035 | RFCE | RFC East | NG | 525 |  | 2186256 | 13266211 | 38.183 | 0.03493 | 0.0057564 | NEI avg EF - PM, fuel type, firing type | 13266211 | 38.183
2019 | PA | Blossburg | 3120 | RFCE | RFC East | NG | 24 |  | 783 | 50251 | 0.13777 | 0.35191 | 0.0054834 | NEI avg EF - PM, fuel type, firing type | 50251 | 0.13777
2019 | PA | Blue Ridge Landfill | 57466 | RFCW | RFC West | LFG | 6.4 |  | 50404 | 560423 | 4.1191 | 0.16344 | 0.0147 | Estimated using an emission factor | 560423 | 4.1191
2019 | PA | Braddock Lock and Dam | 59091 | RFCW | RFC West | WAT | 5.3
2019 | PA | Broad Mountain | 56911 | RFCE | RFC East | LFG | 11 |  | 36250 | 684978 | 7.3978 | 0.40815 | 0.0216 | Estimated using an emission factor | 684978 | 7.3978
2019 | PA | Broad Mountain Wind Project | 63210 | RFCE | RFC East | WND | 80
2019 | PA | Bruce Mansfield | 6094 | RFCW | RFC West | RC | 2741.1 |  | 654433 | 8425913 | 88.7249 | 0.27115 | 0.02106 | EPA/NEI; Estimated using an emission factor | 8425913 | 88.7249
2019 | PA | Brunner Island, LLC | 3140 | RFCE | RFC East | RC | 1624.2 |  | 2587597 | 28615764 | 747.575 | 0.57781 | 0.052249 | EPA/NEI; Estimated using an emission factor | 28615764 | 747.575
2019 | PA | Brunot Island Power Station | 3096 | RFCW | RFC West | NG | 416.4 |  | 71539 | 775388.547 | 11.7314 | 0.32797 | 0.030259 | EPA/NEI | 775388.547 | 11.7314
2019 | PA | Bucknell University | 54333 | RFCE | RFC East | NG | 5.9 | 0.36135 | 34709 | 185944.639 | 0.49694 | 0.028635 | 0.0053451 | EPA/NEI; Estimated using an emission factor | 514580.344 | 1.3752
2019 | PA | Cambria Cogen | 10641 | RFCE | RFC East | WC | 98 | 0.74295 | 110109 | 1176098.771 | 18.6208 | 0.33822 | 0.031665 | EPA/NEI | 1583018.625 | 25.0634
2019 | PA | CASD Solar | 57668 | RFCE | RFC East | SUN | 1.3 |  | 1 |  |  |  |  | Estimated using an emission factor | 11
2019 | PA | Casselman Wind Power Project | 56369 | RFCW | RFC West | WND | 34.5 |  | 89458 |  |  |  |  | Estimated using an emission factor | 796533
2019 | PA | Chambersburg Units 12 & 13 | 55654 | RFCW | RFC West | NG | 87.6 |  | 222211 | 2298636.375 | 0.22636 | 0.0020374 | 0.00019695 | EPA/NEI | 2298636.375 | 0.22636
2019 | PA | Chester Generating Station | 3157 | RFCE | RFC East | DFO | 55.8 |  | 218.001 | 5229 | 0.045124 | 0.41398 | 0.017259 | NEI avg EF - PM, fuel type, firing type | 5229 | 0.045124
2019 | PA | Chestnut Flats Wind Farm | 57268 | RFCE | RFC East | WND | 38 |  | 86293 |  |  |  |  | Estimated using an emission factor | 768354
2019 | PA | Cheswick | 8226 | RFCW | RFC West | BIT | 637 |  | 789829 | 10010739 | 68.4127 | 0.17323 | 0.013668 | EPA/NEI | 10010739 | 68.4127
2019 | PA | Colver Green Energy | 10143 | RFCE | RFC East | WC | 118 |  | 766678 | 9721258 | 43.3313 | 0.11304 | 0.0089147 | EPA/NEI | 9721258 | 43.3313
2019 | PA | Conemaugh | 3118 | RFCE | RFC East | BIT | 1963 |  | 11005565 | 111814136 | 1183.8698 | 0.21514 | 0.021176 | EPA/NEI | 111814136 | 1183.8698
2019 | PA | Conemaugh Hydro Plant | 52173 | RFCE | RFC East | WAT | 15 |  | 48674 |  |  |  |  | NEI avg EF - PM, fuel type, firing type | 433393
2019 | PA | Covanta Delaware Valley | 10746 | RFCE | RFC East | MSW | 90 |  | 518722 | 11284149.75 | 8.8016 | 0.033936 | 0.00156 | Estimated using an emission factor | 11284149.75 | 8.8016
2019 | PA | Covanta Plymouth Renewable Energy | 54625 | RFCE | RFC East | MSW | 32.1 |  | 202986 | 3748015.25 | 292.3452 | 2.8804 | 0.156 | Estimated using an emission factor | 3748015.25 | 292.3452
2019 | PA | CPV Fairview, LLC | 60589 | RFCE | RFC East | NG | 1197 |  | 371609 | 1115804 | 3.2115 | 0.017284 | 0.0057564 | NEI avg EF - PM, fuel type, firing type | 1115804 | 3.2115
2019 | PA | Crayola Solar Project | 57216 | RFCE | RFC East | SUN | 2.8 |  | 2653 |  |  |  |  | Estimated using an emission factor | 23623.001
2019 | PA | Cromby Generating Station | 3159 | RFCE | RFC East |  | 420.2
2019 | PA | Crossroads Solar (PA) | 63785 | RFCE | RFC East | SUN | 50
2019 | PA | Croydon Generating Station | 8012 | RFCE | RFC East | DFO | 546.4 |  | 2650 | 37797.9 | 0.066343 | 0.05007 | 0.0035104 | EPA/NEI | 37797.9 | 0.066343
2019 | PA | Cumberland County PA LFG Recovery | 56887 | RFCE | RFC East | LFG | 6.4 |  | 49539 | 546869 | 4.0195 | 0.16228 | 0.0147 | Estimated using an emission factor | 546869 | 4.0195
2019 | PA | Dart Container Corp | 58476 | RFCE | RFC East | LFG | 11.2 | 0.64199 | 47717 | 455250.988 | 4.9167 | 0.20608 | 0.0216 | Estimated using an emission factor | 709130 | 7.6586
2019 | PA | Delaware Generating Station | 3160 | RFCE | RFC East | DFO | 392.1 |  | 232.001 | 7202 | 0.062151 | 0.53578 | 0.017259 | EPA/NEI; Estimated using an emission factor | 7202 | 0.062151
2019 | PA | Dickinson Solar | 62946 | RFCE | RFC East | SUN | 3 |  | 5008 |  |  |  |  | Estimated using an emission factor | 44593
2019 | PA | Domtar Paper Company, LLC | 54638 | RFCW | RFC West | BLQ | 54 | 0.069932 | 88909 | 369076.243 | 0.19564 | 0.0044009 | 0.0010602 | NEI avg EF - PM, fuel type, firing type | 5277658.5 | 2.7976
2019 | PA | Dynegy Fayette II, LLC | 55516 | RFCW | RFC West | NG | 644.1 |  | 5047358 | 35657516 | 28.3317 | 0.011226 | 0.0015891 | EPA/NEI | 35657516 | 28.3317
2019 | PA | East Campus Steam Plant | 58195 | RFCW | RFC West | NG | 7 | 0.43678 | 53628 | 272493.596 | 0.74709 | 0.027862 | 0.0054834 | NEI avg EF - PM, fuel type, firing type | 623866 | 1.7105
2019 | PA | Ebensburg Power Company | 10603 | RFCE | RFC East | WC | 57.6 | 0.82113 | 235779 | 3250710.514 | 16.9687 | 0.14394 | 0.01044 | EPA/NEI | 3958836.25 | 20.6651
2019 | PA | ECP Uptown Campus | 63485 | RFCW | RFC West | NG | 5.6 | 0.61354 | 31687 | 295282.796 | 0.80958 | 0.051098 | 0.0054834 | NEI avg EF - PM, fuel type, firing type | 481278 | 1.3195
2019 | PA | Eddystone Generating Station | 3161 | RFCE | RFC East | NG | 1568.8 |  | 13321 | 192026.383 | 2.3582 | 0.35406 | 0.024562 | EPA/NEI | 192026.383 | 2.3582
2019 | PA | Elizabethtown Solar | 60985 | RFCE | RFC East | SUN | 2 |  | 2355 |  |  |  |  | Estimated using an emission factor | 20970
2019 | PA | Elk Hill Solar 1 | 63773 | RFCW | RFC West | SUN | 20
2019 | PA | Elk Hill Solar 2 | 63768 | RFCW | RFC West | SUN | 15
2019 | PA | Elrama Power Plant | 3098 | RFCW | RFC West | BIT | 510
2019 | PA | Emsworth BC Hydroelectric Project | 62434 | RFCW | RFC West | WAT | 12
2019 | PA | Emsworth L&D Hydroelectric Project | 62433 | RFCW | RFC West | WAT | 17
2019 | PA | Erie Coke | 50920 | RFCE | RFC East | COG | 2.5
2019 | PA | ESC Tioga County Power | 60205 | NYUP | NPCC Upstate NY | NG | 892.5
2019 | PA | F R Phillips | 3099 | RFCW | RFC West | BIT | 410
2019 | PA | Fairless Energy Center | 55298 | RFCE | RFC East | NG | 1338 |  | 7021403 | 48430111 | 4.6009 | 0.0013105 | 0.00019 | EPA/NEI | 48430111 | 4.6009
2019 | PA | Fairless Hills Generating Station | 7701 | RFCE | RFC East | OG | 60 | 1 | 198375 | 3138959 | 45.7918 | 0.46167 | 0.029176 | EPA/NEI | 3138959 | 45.7918
2019 | PA | Falling Spring | 7397 | RFCW | RFC West | NG | 7.2 |  | 1149.999 | 11337.999 | 0.0023923 | 0.0041606 | 0.000422 | Estimated using an emission factor | 11337.999 | 0.0023923
2019 | PA | Falls | 3162 | RFCE | RFC East | DFO | 63.6 |  | 657 | 13065.999 | 0.16849 | 0.5129 | 0.02579 | EPA/NEI | 13065.999 | 0.16849
2019 | PA | FirstEnergy Armstrong Power Station | 3178 | RFCW | RFC West | BIT | 326.4
2019 | PA | FirstEnergy Mitchell Power Station | 3181 | RFCW | RFC West |  | 448.6
2019 | PA | FirstEnergy Springdale Power Station | 3182 | RFCW | RFC West |  | 215.3
2019 | PA | Florey Knobb | 58821 | RFCE | RFC East | NG | 43
2019 | PA | Fort Indiantown Gap | 62408 | RFCE | RFC East | SUN | 3 |  | 4849 |  |  |  |  | Estimated using an emission factor | 43174
2019 | PA | Forward Windpower LLC | 56699 | RFCE | RFC East | WND | 29.4 |  | 57980 |  |  |  |  | Estimated using an emission factor | 516253
2019 | PA | Frey Farm Landfill | 56510 | RFCE | RFC East | LFG | 3.2 | 1 | 10874 | 121399 | 0.89228 | 0.16411 | 0.0147 | EPA/NEI; Estimated using an emission factor | 121399 | 0.89228
2019 | PA | Gans Generating Facility | 55377 | RFCW | RFC West | NG | 87.6 |  | 162311 | 1686013.812 | 0.086208 | 0.0010623 | 0.00010226 | EPA/NEI | 1686013.812 | 0.086208
2019 | PA | General Electric Diesel Engine Plant | 10058 | RFCW | RFC West | DFO | 4.4 | 1 | 6497 | 122600 | 19.003 | 5.8498 | 0.31 | Estimated using an emission factor | 122600 | 19.003
2019 | PA | Gettysburg Energy & Nutrient Rec Facility | 58565 | RFCE | RFC East | OBS | 3.3 | 1 | 0
2019 | PA | Gilberton Power Company | 10113 | RFCE | RFC East | WC | 88.4 | 0.98369 | 624307 | 8081620.484 | 44.166 | 0.14149 | 0.01093 | EPA/NEI | 8215657 | 44.8986
2019 | PA | Glades Pike Generation Plant | 59759 | RFCE | RFC East | LFG | 6.5 |  | 15996 | 158771 | 1.2503 | 0.15633 | 0.01575 | Estimated using an emission factor | 158771 | 1.2503
2019 | PA | GLRA Landfill | 56512 | RFCE | RFC East | LFG | 3.2 |  | 15390 | 175727 | 1.2916 | 0.16785 | 0.0147 | Estimated using an emission factor | 175727 | 1.2916
2019 | PA | Grays Ferry Cogen Partnership | 54785 | RFCE | RFC East | NG | 192.6 | 0.4363 | 1002732 | 5281068.471 | 117.4302 | 0.23422 | 0.044472 | EPA/NEI | 12104251.5 | 269.1507
2019 | PA | Grays Landing L&D Hydroelectric Project | 62388 | RFCW | RFC West | WAT | 12
2019 | PA | Green Knight Energy Center | 55765 | RFCE | RFC East | LFG | 9.9 |  | 26640 | 614406 | 6.6356 | 0.49817 | 0.0216 | Estimated using an emission factor | 614406 | 6.6356
2019 | PA | Green Mountain Storage, LLC | 55370 | RFCE | RFC East | MWH | 20.8 |  | -1930 | 0 |  |  |  |  | 0
2019 | PA | GSK York RDC Solar Facility | 57390 | RFCE | RFC East | SUN | 2.6 |  | 1862 |  |  |  |  | Estimated using an emission factor | 16580
2019 | PA | Hamilton (PA) | 3109 | RFCE | RFC East | DFO | 19.6 |  | -89 | 1704 | 0.014705 | 0 | 0.017259 | NEI avg EF - PM, fuel type, firing type | 1704 | 0.014705
2019 | PA | Hamilton Liberty Generation Plant | 58420 | RFCE | RFC East | NG | 870 |  | 4779655 | 34162584 | 23.676 | 0.009907 | 0.0013861 | EPA/NEI | 34162584 | 23.676
2019 | PA | Hamilton Patriot Generation Plant | 58426 | RFCE | RFC East | NG | 870 |  | 3970551 | 26613029 | 54.1611 | 0.027281 | 0.0040703 | EPA/NEI | 26613029 | 54.1611
2019 | PA | Handsome Lake Energy | 55233 | RFCE | RFC East | NG | 294.5 |  | 101873 | 1371576.102 | 16.7302 | 0.32845 | 0.024396 | EPA/NEI | 1371576.102 | 16.7302
2019 | PA | Harrisburg Facility | 10118 | RFCE | RFC East | MSW | 32.3 | 0.24952 | 111378 | 655142.758 | 0.1533 | 0.0027529 | 0.000468 | EPA/NEI; Estimated using an emission factor | 2625627.062 | 0.6144
2019 | PA | Hatfields Ferry Power Station | 3179 | RFCW | RFC West | BIT | 1728
2019 | PA | Hazle Spindle | 57716 | RFCE | RFC East | MWH | 20 |  | -13807 | 0 |  |  |  |  | 0
2019 | PA | Hazleton Generation | 10870 | RFCE | RFC East | NG | 171.5 |  | 14711.999 | 180742.66 | 2.6171 | 0.35578 | 0.02896 | EPA/NEI | 180742.66 | 2.6171
2019 | PA | Helix Ironwood LLC | 55337 | RFCE | RFC East | NG | 777.6 |  | 4843502 | 35861740 | 3.4069 | 0.0014068 | 0.00019 | EPA/NEI | 35861740 | 3.4069
2019 | PA | Hickory Run Energy Station | 61028 | RFCW | RFC West | NG | 1033.7
2019 | PA | Highland North Wind Farm | 57991 | RFCE | RFC East | WND | 75 |  | 183138 |  |  |  |  | Estimated using an emission factor | 1630660
2019 | PA | Highland Wind Project (PA) | 57139 | RFCE | RFC East | WND | 62.5 |  | 116444 |  |  |  |  | Estimated using an emission factor | 1036818
2019 | PA | Hill Top Energy Center, LLC | 62565 | RFCW | RFC West | NG | 664.7
2019 | PA | Holdridge Energy | 61305 | RFCE | RFC East | NG | 22
2019 | PA | Holtwood | 3145 | RFCE | RFC East | WAT | 247.3 |  | 1106919.003 |  |  |  |  | NEI avg EF - PM, fuel type, firing type | 9856004.797
2019 | PA | Homer City | 3122 | RFCW | RFC West | BIT | 2012 |  | 6827882 | 74686078 | 4967.7362 | 1.4551 | 0.13303 | EPA/NEI | 74686078 | 4967.7362
2019 | PA | Hop Bottom | 58800 | RFCE | RFC East | NG | 43
2019 | PA | Hunker Solar River, LLC | 63691 | RFCW | RFC West | SUN | 3.3
2019 | PA | Hunlock Creek Energy Center | 3176 | RFCE | RFC East | NG | 145.9 |  | 108753 | 926988.594 | 2.8677 | 0.052738 | 0.0061871 | EPA/NEI | 926988.594 | 2.8677
2019 | PA | Hunlock Unit 4 | 56397 | RFCE | RFC East | NG | 44 |  | 19446 | 188643.703 | 0.010393 | 0.0010689 | 0.00011018 | EPA/NEI | 188643.703 | 0.010393
2019 | PA | Hunterstown | 3110 | RFCE | RFC East | DFO | 60 |  | 1691.001 | 38457 | 0.33187 | 0.39251 | 0.017259 | NEI avg EF - PM, fuel type, firing type | 38457 | 0.33187
2019 | PA | Hunterstown Combined Cycle | 55976 | RFCE | RFC East | NG | 898 |  | 5863953 | 41433711 | 112.1653 | 0.038256 | 0.0054142 | EPA/NEI | 41433711 | 112.1653
2019 | PA | IKEA Conshohocken Rooftop PV System | 61819 | RFCE | RFC East | SUN | 1 |  | 0
2019 | PA | Indiana University of Pennsylvania | 10129 | RFCE | RFC East | NG | 24.4 | 0.56705 | 14041 | 83972.549 | 0.017718 | 0.0025238 | 0.000422 | Estimated using an emission factor | 148087 | 0.031246
2019 | PA | Jefferson Torresdale Hospital | 63023 | RFCE | RFC East | NG | 1.1 | 1 | 8552 | 83231 | 0.017557 | 0.0041061 | 0.0004219 | NEI avg EF - PM, fuel type, firing type | 83231 | 0.017557
2019 | PA | Jersey Shore Steel Co | 56886 | RFCE | RFC East | LFG | 1.6
2019 | PA | Juniata Locomotive Shop | 10302 | RFCE | RFC East | NG | 5.5 |  | 8937 | 88319 | 0.24214 | 0.054189 | 0.0054834 | EPA/NEI; Estimated using an emission factor | 88319 | 0.24214
2019 | PA | Keystone | 3136 | RFCE | RFC East | BIT | 1883.2 |  | 11005292 | 112341536 | 7431.3921 | 1.3505 | 0.1323 | EPA/NEI | 112341536 | 7431.3921
2019 | PA | Keystone Recovery | 54934 | RFCE | RFC East | LFG | 5.6 |  | 40072.998 | 601076.984 | 4.4179 | 0.22049 | 0.0147 | Estimated using an emission factor | 601076.984 | 4.4179
2019 | PA | Keystone Solar | 58091 | RFCE | RFC East | SUN | 5 |  | 7866 |  |  |  |  | Estimated using an emission factor | 70040
2019 | PA | Kimberly-Clark Tissue Company | 50410 | RFCE | RFC East | WC | 84.3 | 0.31308 | 199998 | 1084417.47 | 22.0654 | 0.22066 | 0.040695 | EPA/NEI; Estimated using an emission factor | 3463710.7 | 70.4784
2019 | PA | Knouse Solar Project 1 | 57412 | RFCE | RFC East | SUN | 3 |  | 4102 |  |  |  |  | Estimated using an emission factor | 36523
2019 | PA | L&S Sweetners | 58497 | RFCE | RFC East | LFG | 3.2 |  | 22127 | 248200 | 1.8243 | 0.16489 | 0.0147 | Estimated using an emission factor | 248200 | 1.8243
2019 | PA | Lackawanna Energy Center | 60357 | RFCE | RFC East | NG | 1665 |  | 10163068 | 67173682 | 193.3403 | 0.038048 | 0.0057564 | NEI avg EF - PM, fuel type, firing type | 67173682 | 193.3403
2019 | PA | Lake Lynn Hydro Station | 6636 | RFCW | RFC West | WAT | 51.2 |  | 113417 |  |  |  |  | NEI avg EF - PM, fuel type, firing type | 1009866
2019 | PA | Lakeview Gas Recovery | 55074 | RFCE | RFC East | LFG | 6 |  | 34285 | 418079 | 3.0729 | 0.17926 | 0.0147 | Estimated using an emission factor | 418079 | 3.0729
2019 | PA | Lancaster County Resource Recovery | 50859 | RFCE | RFC East | MSW | 35.7 |  | 196396 | 4289040.25 | 3.3455 | 0.034068 | 0.00156 | Estimated using an emission factor | 4289040.25 | 3.3455
2019 | PA | Lanchester Generating Station | 56850 | RFCE | RFC East | LFG | 3.2 |  | 19298 | 221418 | 1.6274 | 0.16866 | 0.0147 | Estimated using an emission factor | 221418 | 1.6274
2019 | PA | Laurel Hill Wind | 57744 | RFCE | RFC East | WND | 69 |  | 155448 |  |  |  |  | Estimated using an emission factor | 1384110
2019 | PA | Liberty Electric Power Plant | 55231 | RFCE | RFC East | NG | 614 |  | 3928947 | 28674131 | 104.4051 | 0.053147 | 0.0072822 | EPA/NEI | 28674131 | 104.4051
2019 | PA | Limerick | 6105 | RFCE | RFC East | NUC | 2277 |  | 19345594 |  |  |  |  | Estimated using an emission factor | 201999128
2019 | PA | Lincoln Financial Field | 58231 | RFCE | RFC East | SUN | 2.9 |  | 2871 |  |  |  |  | Estimated using an emission factor | 25565
2019 | PA | Locust Ridge | 56470 | RFCE | RFC East | WND | 26 |  | 62059 |  |  |  |  | Estimated using an emission factor | 552573
2019 | PA | Locust Ridge II LLC | 56770 | RFCE | RFC East | WND | 102 |  | 199801 |  |  |  |  | Estimated using an emission factor | 1779028
2019 | PA | Longwood Gardens | 57768 | RFCE | RFC East | SUN | 1.3 |  | 2004 |  |  |  |  | Estimated using an emission factor | 17842
2019 | PA | Lookout Windpower LLC | 56700 | RFCE | RFC East | WND | 37.8 |  | 96072 |  |  |  |  | Estimated using an emission factor | 855427
2019 | PA | Lower Mount Bethel Energy, LLC | 55667 | RFCE | RFC East | NG | 651.6 |  | 2401811 | 17491480 | 1.6617 | 0.0013837 | 0.00019 | EPA/NEI | 17491480 | 1.6617
2019 | PA | Lycoming County | 57582 | RFCE | RFC East | LFG | 3.2 |  | 17066 | 200363 | 1.4727 | 0.17259 | 0.0147 | Estimated using an emission factor | 200363 | 1.4727
2019 | PA | Mahoning Creek Hydroelectric Project | 58685 | RFCW | RFC West | WAT | 6 |  | 17307 |  |  |  |  | NEI avg EF - PM, fuel type, firing type | 154100
2019 | PA | Maidencreek Biomass Plant | 56885 | RFCE | RFC East | WDS | 5.2
2019 | PA | Marcus Hook 50, L.P. | 50074 | RFCE | RFC East | NG | 50.5 | 1 | 300 | 10905.795 | 0.0010365 | 0.0069097 | 0.00019007 | EPA/NEI | 10905.795 | 0.0010365
2019 | PA | Marcus Hook Energy, LP | 55801 | RFCE | RFC East | NG | 836.1 | 0.97103 | 4470434 | 30717450.474 | 2.9182 | 0.0013055 | 0.00019 | EPA/NEI | 31633854 | 3.0052
2019 | PA | Marlboro Mushrooms Solar Field | 59327 | RFCE | RFC East | SUN | 1 |  | 1659 |  |  |  |  | Estimated using an emission factor | 14775
2019 | PA | Martin Limestone Solar Array | 58443 | RFCE | RFC East | SUN | 1 |  | 1436 |  |  |  |  | Estimated using an emission factor | 12787
2019 | PA | Martins Creek, LLC | 3148 | RFCE | RFC East | RFO | 2111.9 |  | 422145.999 | 5157909.25 | 26.5808 | 0.12593 | 0.010307 | EPA/NEI | 5157909.25 | 26.5808
2019 | PA | Mason Dixon Wind Farm | 60212 | RFCW | RFC West | WND | 79.9
2019 | PA | Masser Farms Realty Solar | 57494 | RFCE | RFC East | SUN | 1 |  | 1237 |  |  |  |  | Estimated using an emission factor | 11014
2019 | PA | Maxwell L&D Hydroelectric Project | 62385 | RFCW | RFC West | WAT | 12
2019 | PA | Mehoopany Wind Energy LLC | 57769 | RFCE | RFC East | WND | 140.8 |  | 363148 |  |  |  |  | Estimated using an emission factor | 3233470
2019 | PA | Merck - Upper Gwynedd Solar Array | 61198 | RFCE | RFC East | SUN | 1.5 |  | 774 |  |  |  |  | Estimated using an emission factor | 6891
2019 | PA | Merck & Company - West Point | 52149 | RFCE | RFC East | NG | 93.7 | 0.40302 | 285001.32 | 1514007.504 | 5.9163 | 0.041518 | 0.0078154 | NEI avg EF - PM, fuel type, firing type | 3756648.312 | 14.6799
2019 | PA | Meyersdale Battery | 62444 | RFCE | RFC East | MWH | 18 |  | -3324 | 0 |  |  |  |  | 0
2019 | PA | Meyersdale Windpower, LLC | 56052 | RFCE | RFC East | WND | 30 |  | 71047 |  |  |  |  | Estimated using an emission factor | 632604
2019 | PA | MF Mesa Lane LLC | 56993 | RFCE | RFC East | SUN | 3 |  | 3729 |  |  |  |  | Estimated using an emission factor | 33205
2019 | PA | Milan | 58818 | RFCE | RFC East | NG | 43 |  | 47976.001 | 435975 | 0.091991 | 0.0038349 | 0.000422 | EPA/NEI; Estimated using an emission factor | 435975 | 0.091991
2019 | PA | Mill Run Windpower LLC | 55805 | RFCE | RFC East | WND | 15 |  | 19796 |  |  |  |  | Estimated using an emission factor | 176265
2019 | PA | Mineral Point Energy | 61300 | RFCE | RFC East | NG | 22
2019 | PA | Monongahela L&D4 Hydroelectric Project | 62404 | RFCW | RFC West | WAT | 12
2019 | PA | Montgomery L&D Hydroelectric Project | 62400 | RFCW | RFC West | WAT | 38
2019 | PA | Montour, LLC | 3149 | RFCE | RFC East | RC | 1775.1 |  | 1055951 | 11215149.5 | 119.3853 | 0.22612 | 0.02129 | EPA/NEI | 11215149.5 | 119.3853
2019 | PA | Morgantown | 60388 | RFCE | RFC East | LFG | 1.6 |  | 7617 | 71987 | 0.5291 | 0.13893 | 0.0147 | Estimated using an emission factor | 71987 | 0.5291
2019 | PA | Morgantown Solar Park | 57362 | RFCE | RFC East | SUN | 2 |  | 2461 |  |  |  |  | Estimated using an emission factor | 21913
2019 | PA | Moser Generating Station | 3163 | RFCE | RFC East | DFO | 63.6 |  | 597 | 13245 | 0.066764 | 0.22366 | 0.010081 | EPA/NEI | 13245 | 0.066764
2019 | PA | Mount Joy Wire | 62741 | RFCE | RFC East | NG | 1.1 | 1 | 2650 | 27803 | 0.005865 | 0.0044264 | 0.0004219 | NEI avg EF - PM, fuel type, firing type | 27803 | 0.005865
2019 | PA | Mountain | 3111 | RFCE | RFC East | DFO | 54 |  | 1727 | 34269.6 | 0.19631 | 0.22734 | 0.011457 | EPA/NEI | 34269.6 | 0.19631
2019 | PA | Mountain View | 56687 | RFCE | RFC East | LFG | 14.4 |  | 41347.008 | 486705.047 | 3.5773 | 0.17304 | 0.0147 | Estimated using an emission factor | 486705.047 | 3.5773
2019 | PA | Moxie Freedom Generation Plant | 59906 | RFCE | RFC East | NG | 1058 |  | 6955629 | 46266106 | 133.1638 | 0.03829 | 0.0057564 | NEI avg EF - PM, fuel type, firing type | 46266106 | 133.1638
2019 | PA | Mt. Carmel Cogeneration | 10343 | RFCE | RFC East | WC | 47.3 | 0.86245 | 81195 | 1263936.706 | 9.085 | 0.22378 | 0.014376 | EPA/NEI | 1465517.25 | 10.5339
2019 | PA | Muddy Run | 3164 | RFCE | RFC East | WAT | 1072 |  | -380204 | [5 empty] | 0
2019 | PA | Navy Yard Peaker Station | 61737 | RFCE | RFC East | NG | 8 |  | 3266 | 32359 | 0.0068277 | 0.0041811 | 0.000422 | Estimated using an emission factor | 32359 | 0.0068277
2019 | PA | New Castle | 3138 | RFCW | RFC West | NG | 424.4 |  | 348070 | 4052516.125 | 14.6003 | 0.083893 | 0.0072056 | EPA/NEI | 4052516.125 | 14.6003
2019 | PA | Newman (PA) | 54250 | RFCE | RFC East | NG | 1.8 | 0.10841 | 10936 | 60583.935 | 0.24392 | 0.044609 | 0.0080524 | NEI avg EF - PM, fuel type | 558819 | 2.2499
2019 | PA | Niles Valley Energy LLC | 61286 | RFCE | RFC East | NG | 22
2019 | PA | North Allegheny Windpower Project | 56651 | RFCE | RFC East | WND | 70 |  | 148864 |  |  |  |  | Estimated using an emission factor | 1325485
2019 | PA | Northampton Generating Plant | 50888 | RFCE | RFC East | WC | 134.1 | 1 | 154377 | 1875877.125 | 2.5563 | 0.033118 | 0.0027254 | EPA/NEI | 1875877.125 | 2.5563
2019 | PA | Norther Tier Landfill | 56890 | RFCE | RFC East | LFG | 1.6 |  | 12052 | 138816 | 1.0203 | 0.16932 | 0.0147 | Estimated using an emission factor | 138816 | 1.0203
2019 | PA | Ontelaunee Energy Center | 55193 | RFCE | RFC East | NG | 728 |  | 3930943 | 27641902 | 57.7093 | 0.029362 | 0.0041755 | EPA/NEI | 27641902 | 57.7093
2019 | PA | Orchard Park | 55997 | RFCW | RFC West | NG | 24 |  | 3316 | 30031 | 0.0063365 | 0.0038218 | 0.000422 | Estimated using an emission factor | 30031 | 0.0063365
2019 | PA | Orrtanna | 3112 | RFCE | RFC East | DFO | 27 |  | -141 | 645 | 0.0055661 | 0 | 0.017259 | NEI avg EF - PM, fuel type, firing type | 645 | 0.0055661
2019 | PA | Oxbow Creek | 58714 | RFCE | RFC East | NG | 43 |  | 663 | 7985 | 0.0016844 | 0.0050812 | 0.0004219 | EPA/NEI; Estimated using an emission factor | 7985 | 0.0016844
2019 | PA | PA Solar Park | 57256 | RFCE | RFC East | SUN | 20 |  | 13435 |  |  |  |  | EPA/NEI; Estimated using an emission factor | 119625
2019 | PA | PA Solar Park II | 63520 | RFCE | RFC East | SUN | 10
2019 | PA | Panda Hummel Station | 60368 | RFCE | RFC East | NG | 1194.4 |  | 5625621 | 39770017 | 114.4666 | 0.040695 | 0.0057564 | NEI avg EF - PM, fuel type, firing type | 39770017 | 114.4666
2019 | PA | Panther Creek Energy Facility | 50776 | RFCE | RFC East | WC | 94 | 1 | 105383 | 1205647.438 | 0.80337 | 0.015247 | 0.0013327 | EPA/NEI | 1205647.438 | 0.80337
2019 | PA | Patton Wind Farm | 57999 | RFCE | RFC East | WND | 30 |  | 91716 |  |  |  |  | Estimated using an emission factor | 816641
2019 | PA | Paxton Creek Cogeneration | 50373 | RFCE | RFC East | NG | 12.6 | 0.87303 | 388 | 3351.546 | 0.00070718 | 0.0036452 | 0.000422 | Estimated using an emission factor | 3839 | 0.00081003
2019 | PA | Peach Bottom | 3166 | RFCE | RFC East | NUC | 2876.4 |  | 22294385 |  |  |  |  | Estimated using an emission factor | 232789240
2019 | PA | PEI Power Corporation | 50279 | RFCE | RFC East | NG | 92.9 | 1 | 205722.999 | 519308.844 | 1.6926 | 0.016455 | 0.0065185 | EPA/NEI | 519308.844 | 1.6926
2019 | PA | Pennsbury | 7690 | RFCE | RFC East | LFG | 6 |  | 0
2019 | PA | Philadelphia Refinery | 52106 | RFCE | RFC East | PRG | 30 | 1 | 0 | 6838767.125 | 123.2565 |  | 0.036046 | EPA/NEI; Estimated using an emission factor | 6838767.125 | 123.2565
2019 | PA | Phoenix Contact - CCHP Plant | 62901 | RFCE | RFC East | NG | 1 | 0.71725 | 6003 | 60133.84 | 0.16487 | 0.054929 | 0.0054834 | NEI avg EF - PM, fuel type, firing type | 83839 | 0.22986
2019 | PA | Pickering Solar | 58535 | RFCE | RFC East | SUN | 1.5 |  | 1947 |  |  |  |  | Estimated using an emission factor | 17334
2019 | PA | Pine Grove | 56690 | RFCE | RFC East | LFG | 5.4 |  | 239.004 | 3268.998 | 0.024027 | 0.20106 | 0.0147 | Estimated using an emission factor | 3268.998 | 0.024027
2019 | PA | Piney | 3124 | RFCE | RFC East | WAT | 30 |  | 95868.999 |  |  |  |  | NEI avg EF - PM, fuel type, firing type | 853618.031
2019 | PA | Pioneer Crossing Energy, LLC | 56957 | RFCE | RFC East | LFG | 11.2 |  | 41083 | 487716.992 | 3.5847 | 0.17451 | 0.0147 | EPA/NEI; Estimated using an emission factor | 487716.992 | 3.5847
2019 | PA | Pixelle Specialty Solutions | 50397 | RFCE | RFC East | BLQ | 109.5 | 0.17323 | 424347.928 | 2974886.804 | 8.3399 | 0.039307 | 0.0056069 | EPA/NEI; Estimated using an emission factor | 17173404.875 | 48.1448
2019 | PA | Pocono Solar Project | 57367 | RFCE | RFC East | SUN | 3 |  | 3720 |  |  |  |  | Estimated using an emission factor | 33122
2019 | PA | Point Marion L&D Hydroelectric Project | 62384 | RFCW | RFC West | WAT | 5
2019 | PA | Portland | 3113 | RFCE | RFC East | NG | 621 |  | 1244 | 15631.82 | 0.048755 | 0.078385 | 0.006238 | EPA/NEI | 15631.82 | 0.048755
2019 | PA | PPG Monroeville Chemicals Center | 58047 | RFCW | RFC West | DFO | 1.1 |  | 0
2019 | PA | PPL Frey Farm Landfill Wind | 57182 | RFCE | RFC East | WND | 3.2 |  | 6043 |  |  |  |  | Estimated using an emission factor | 53806
2019 | PA | PPL Glendon LFGTE Plant | 57183 | RFCE | RFC East | LFG | 4.8 |  | 16919.001 | 184202 | 1.3539 | 0.16004 | 0.0147 | EPA/NEI; Estimated using an emission factor | 184202 | 1.3539
2019 | PA | Procter & Gamble Paper Products | 50463 | RFCE | RFC East | NG | 120.2 | 0.56522 | 910514 | 5159188.52 | 19.4124 | 0.042641 | 0.0075254 | EPA/NEI; Estimated using an emission factor | 9127708 | 34.3447
2019 | PA | PWD Northeast WPCP Biogas Cogen Plant | 58326 | RFCE | RFC East | OBG | 5.6 | 1 | 34567 | 330130 | 2.4265 | 0.14039 | 0.0147 | Estimated using an emission factor | 330130 | 2.4265
2019 | PA | Red Glen Energy | 61306 | RFCW | RFC West | NG | 22
2019 | PA | Renovo Energy Center | 60786 | RFCE | RFC East | NG | 1026
2019 | PA | Richmond | 3168 | RFCE | RFC East | DFO | 131.6 |  | 898 | 11365.8 | 0.02017 | 0.044922 | 0.0035492 | EPA/NEI | 11365.8 | 0.02017
2019 | PA | Ringer Hill Wind Farm, LLC | 60329 | RFCE | RFC East | WND | 39.9 |  | 100832 |  |  |  |  | Estimated using an emission factor | 897808
2019 | PA | Robinson Power Company LLC | 56453 | RFCW | RFC West | NG | 1022.9
2019 | PA | Romark PA Solar | 57465 | RFCW | RFC West | SUN | 1.8 |  | 2079 |  |  |  |  | Estimated using an emission factor | 18514
2019 | PA | Roundtop | 58715 | RFCE | RFC East | NG | 22 |  | 39803 | 380836.992 | 0.080357 | 0.0040377 | 0.000422 | Estimated using an emission factor | 380836.992 | 0.080357
2019 | PA | Safe Harbor | 3175 | RFCE | RFC East | WAT | 417.5 |  | 1420812.999 |  |  |  |  | NEI avg EF - PM, fuel type, firing type | 12650916.891
2019 | PA | Sandy Ridge Wind Farm | 57285 | RFCE | RFC East | WND | 50 |  | 126487 |  |  |  |  | Estimated using an emission factor | 1126240
2019 | PA | Schuylkill Generating Station | 3169 | RFCE | RFC East | DFO | 232.9 |  | 552 | 9630 | 0.083104 | 0.3011 | 0.017259 | EPA/NEI; Estimated using an emission factor | 9630 | 0.083104
2019 | PA | Scrubgrass Generating Plant | 50974 | RFCE | RFC East | WC | 94.7 | 1 | 241077 | 3993649 | 26.1725 | 0.21713 | 0.013107 | EPA/NEI | 3993649 | 26.1725
2019 | PA | SECCRA Community Landfill | 56873 | RFCE | RFC East | LFG | 3.6 |  | 6796 | 68909.002 | 0.50648 | 0.14905 | 0.0147 | EPA/NEI; Estimated using an emission factor | 68909.002 | 0.50648
2019 | PA | Seldom Seen Wind LLC | 56655 | RFCE | RFC East | WND | 41
2019 | PA | Seneca Generation LLC | 8225 | RFCE | RFC East | WAT | 469 |  | -185425 | [5 empty] | 0
2019 | PA | Seward | 3130 | RFCE | RFC East | WC | 803.2 |  | 1866633 | 20218472 | 107.0568 | 0.11471 | 0.01059 | EPA/NEI | 20218472 | 107.0568
2019 | PA | Shawnee (PA) | 3114 | RFCE | RFC East | DFO | 20 |  | -143 | 705 | 0.0060839 | 0 | 0.017259 | NEI avg EF - PM, fuel type, firing type | 705 | 0.0060839
2019 | PA | Shawville | 3131 | RFCE | RFC East | NG | 632 |  | 271326.001 | 3399371.438 | 28.7911 | 0.21222 | 0.016939 | EPA/NEI | 3399371.438 | 28.7911
2019 | PA | Shell Chemical Appalachia LLC | 58933 | RFCW | RFC West | NG | 274.5
2019 | PA | Somerset Windpower LLC | 55803 | RFCE | RFC East | WND | 9 |  | 7777 |  |  |  |  | Estimated using an emission factor | 69247
2019 | PA | South Chestnut LLC | 56796 | RFCW | RFC West | WND | 50.4 |  | 102726 |  |  |  |  | Estimated using an emission factor | 914671
2019 | PA | Southwark | 3170 | RFCE | RFC East | DFO | 74.4 |  | 398 | 6473 | 0.05586 | 0.2807 | 0.017259 | NEI avg EF - PM, fuel type, firing type | 6473 | 0.05586
2019 | PA | Spring House | 59056 | RFCE | RFC East | NG | 3.8 |  | 20068 | 179506 | 0.037876 | 0.0037747 | 0.000422 | Estimated using an emission factor | 179506 | 0.037876
2019 | PA | Springdale Generating Station (55196) | 55196 | RFCW | RFC West | NG | 87.6 |  | 122276 | 1248808.375 | 0.17176 | 0.0028093 | 0.00027507 | EPA/NEI | 1248808.375 | 0.17176
2019 | PA | Springdale Generating Station (55710) | 55710 | RFCW | RFC West | NG | 556 |  | 4340792 | 29036377 | 66.7338 | 0.030747 | 0.0045966 | EPA/NEI | 29036377 | 66.7338
2019 | PA | St. Nicholas Cogeneration Project | 54634 | RFCE | RFC East | WC | 99.2 | 0.95416 | 600494 | 10009712.518 | 68.5228 | 0.22822 | 0.013691 | EPA/NEI | 10490645 | 71.8151
2019 | PA | Stony Creek Wind Farm LLC | 56980 | RFCE | RFC East | WND | 52.5 |  | 148703 |  |  |  |  | Estimated using an emission factor | 1324051
2019 | PA | Stourbridge Energy | 61301 | RFCE | RFC East | NG | 22
2019 | PA | Stowe Power Production Plant | 50578 | RFCE | RFC East | LFG | 6
2019 | PA | Sunbury Generation LP | 3152 | RFCE | RFC East | DFO | 490.6 |  | 62 | 993 | 0.017205 | 0.555 | 0.034653 | EPA/NEI; Estimated using an emission factor | 993 | 0.017205
2019 | PA | Susquehanna University Solar | 61914 | RFCE | RFC East | SUN | 3 |  | 4715 |  |  |  |  | Estimated using an emission factor | 41982
2019 | PA | TalenEnergy Martin Creek LLC Allentown | 3139 | RFCE | RFC East | DFO | 64 |  | 2293 | 35080 | 0.30273 | 0.26405 | 0.017259 | NEI avg EF - PM, fuel type, firing type | 35080 | 0.30273
2019 | PA | TalenEnergy Martins Creek LLC Fishbach | 3142 | RFCE | RFC East | DFO | 37 |  | 41 | 734 | 0.0063342 | 0.30898 | 0.017259 | NEI avg EF - PM, fuel type, firing type | 734 | 0.0063342
2019 | PA | TalenEnergy Martins Creek LLC Harrisburg | 3143 | RFCE | RFC East | DFO | 64 |  | 216 | 3432.999 | 0.029626 | 0.27431 | 0.017259 | EPA/NEI; Estimated using an emission factor | 3432.999 | 0.029626
2019 | PA | TalenEnergy Martins Creek LLC Harwood | 3144 | RFCE | RFC East | DFO | 32 |  | 48 | 1123 | 0.0096911 | 0.4038 | 0.017259 | NEI avg EF - PM, fuel type, firing type | 1123 | 0.0096911
2019 | PA | TalenEnergy Martins Creek LLC Jenkins | 3146 | RFCE | RFC East | DFO | 32 |  | 54 | 1184 | 0.010218 | 0.37843 | 0.017259 | NEI avg EF - PM, fuel type, firing type | 1184 | 0.010218
2019 | PA | TalenEnergy Martins Creek LLC Lock Haven | 3147 | RFCE | RFC East | DFO | 18.5 |  | 0
2019 | PA | TalenEnergy Martins Creek LLC West Shore | 3154 | RFCE | RFC East | DFO | 37 |  | 84 | 1747 | 0.015076 | 0.35895 | 0.017259 | NEI avg EF - PM, fuel type, firing type | 1747 | 0.015076
2019 | PA | TalenEnergy Martins Creek LLC Williamsport | 3155 | RFCE | RFC East | DFO | 32 |  | 55 | 1058 | 0.0091302 | 0.33201 | 0.017259 | NEI avg EF - PM, fuel type, firing type | 1058 | 0.0091302
2019 | PA | TalenEnergy Susquehanna | 6103 | RFCE | RFC East | NUC | 2532 |  | 20919007 |  |  |  |  | Estimated using an emission factor | 218428088
2019 | PA | Taylor Energy Partners LP | 50782 | RFCE | RFC East | LFG | 3.1
2019 | PA | Temple SEGF | 58897 | RFCE | RFC East | NG | 16 |  | 1440 | 18315 | 0.0038645 | 0.0053673 | 0.000422 | Estimated using an emission factor | 18315 | 0.0038645
2019 | PA | Temple Solar Arrays | 60848 | RFCE | RFC East | SUN | 2.2 |  | 3018 |  |  |  |  | Estimated using an emission factor | 26872
2019 | PA | Tenaska Westmoreland Generating Station | 60464 | RFCW | RFC West | NG | 1134 |  | 5161329 | 36552312 | 105.2054 | 0.040767 | 0.0057564 | NEI avg EF - PM, fuel type, firing type | 36552312 | 105.2054
2019 | PA | Three Mile Island | 8011 | RFCE | RFC East | NUC | 980.8 |  | 5214196 | [5 empty] | 54444592
2019 | PA | Titus | 3115 | RFCE | RFC East | DFO | 261 |  | -1245 | 949 | 0.0081895 | 0 | 0.017259 | EPA/NEI; Estimated using an emission factor | 949 | 0.0081895
2019 | PA | Tolna | 3116 | RFCE | RFC East | DFO | 54 |  | 1700 | 33252.1 | 0.098945 | 0.11641 | 0.0059512 | EPA/NEI | 33252.1 | 0.098945
2019 | PA | Townsend Hydro | 10285 | RFCW | RFC West | WAT | 5.2 |  | 24147 |  |  |  |  | NEI avg EF - PM, fuel type, firing type | 215006
2019 | PA | TPE Pennsylvania Solar 1, LLC | 62686 | RFCE | RFC East | SUN | 3.6 |  | 1532 |  |  |  |  | Estimated using an emission factor | 13642
2019 | PA | Trexlertown Solar Array North and South | 57519 | RFCE | RFC East | SUN | 1.9 |  | 2203 |  |  |  |  | Estimated using an emission factor | 19614
2019 | PA | Tullytown | 58250 | RFCE | RFC East | LFG | 1.6 |  | 12374 | 130660 | 0.96035 | 0.15522 | 0.0147 | Estimated using an emission factor | 130660 | 0.96035
2019 | PA | Twin Ridges Wind Farm | 57998 | RFCW | RFC West | WND | 139.4 |  | 405191 |  |  |  |  | Estimated using an emission factor | 3607822
2019 | PA | University Park Solar | 62119 | RFCW | RFC West | SUN | 1.5 |  | 1590 |  |  |  |  | Estimated using an emission factor | 14156
2019 | PA | US Steel (Clairton Coke) | 50729 | RFCW | RFC West | COG | 31 | 0.10061 | 141806 | 674171.155 | 3.912 | 0.055174 | 0.011605 | EPA/NEI; Estimated using an emission factor | 6700674.75 | 38.8818
2019 | PA | US Steel (Edgar Thomson) | 50732 | RFCW | RFC West | PRG | 52.5 | 0.21964 | 398482 | 2240572.79 | 40.3823 | 0.20268 | 0.036046 | NEI avg EF - PM, fuel type, firing type | 10201100 | 183.8566
2019 | PA | Vitro Architectural Glass (PA) | 58051 | RFCE | RFC East | DFO | 5 |  | 37.24 | 706 | 0.10943 | 5.877 | 0.31 | Estimated using an emission factor | 706 | 0.10943
2019 | PA | Wallenpaupack | 3153 | RFCE | RFC East | WAT | 40 |  | 95320 |  |  |  |  | NEI avg EF - PM, fuel type, firing type | 848731
2019 | PA | Warren | 3132 | RFCE | RFC East | NG | 137.1 |  | 1930 | 38851.852 | 0.69075 | 0.7158 | 0.035558 | EPA/NEI | 38851.852 | 0.69075
2019 | PA | Warrior Ridge Hydro | 10152 | RFCE | RFC East | WAT | 2.8 |  | 2606 |  |  |  |  | NEI avg EF - PM, fuel type, firing type | 23205
2019 | PA | Waste Management Arden LFGTE | 57014 | RFCW | RFC West | LFG | 4.8 |  | 38755.998 | 471147 | 3.4629 | 0.1787 | 0.0147 | Estimated using an emission factor | 471147 | 3.4629
2019 | PA | Waymart Wind | 56001 | RFCE | RFC East | WND | 64.5 |  | 128273 |  |  |  |  | Estimated using an emission factor | 1142143
2019 | PA | Wayne | 3134 | RFCE | RFC East | DFO | 53
2019 | PA | West Campus Steam Plant | 58194 | RFCW | RFC West | NG | 17.2 | 0.073853 | 12798.18 | 71289.769 | 0.28703 | 0.044854 | 0.0080524 | EPA/NEI; Estimated using an emission factor | 965289 | 3.8865
2019 | PA | Wheelabrator Falls | 54746 | RFCE | RFC East | MSW | 53.3 |  | 293267 | 4996757.25 | 0.38975 | 0.002658 | 0.000156 | Estimated using an emission factor | 4996757.25 | 0.38975
2019 | PA | Wheelabrator Frackville Energy | 50879 | RFCE | RFC East | WC | 48 | 0.96761 | 338306 | 5246367.798 | 256.4396 | 1.516 | 0.097759 | EPA/NEI | 5422008.5 | 265.0248
2019 | PA | Whitemarsh Central Utility Plant | 56513 | RFCE | RFC East | NG | 1.6 | 1 | 324 | 3629 | 0.00076572 | 0.0047267 | 0.000422 | Estimated using an emission factor | 3629 | 0.00076572
2019 | PA | Whitetail Solar 1 | 62989 | RFCE | RFC East | SUN | 13.5 |  | 21 |  |  |  |  | Estimated using an emission factor | 187
2019 | PA | Whitetail Solar 2 | 62990 | RFCW | RFC West | SUN | 20
2019 | PA | Whitetail Solar 3 | 62991 | RFCW | RFC West | SUN | 20
2019 | PA | William F Matson Generating Station | 7128 | RFCE | RFC East | WAT | 21.7 |  | 95664 |  |  |  |  | NEI avg EF - PM, fuel type, firing type | 851792
2019 | PA | Wind Park Bear Creek | 56299 | RFCE | RFC East | WND | 24 |  | 46147 |  |  |  |  | Estimated using an emission factor | 410892
2019 | PA | Wolf Run Energy | 61263 | RFCE | RFC East | NG | 22 |  | 23930 | 215896.992 | 0.045543 | 0.0038064 | 0.0004219 | NEI avg EF - PM, fuel type, firing type | 215896.992 | 0.045543
2019 | PA | WPS Westwood Generation, LLC | 50611 | RFCE | RFC East | WC | 36 |  | 127388 | 2602119.5 | 0.79068 | 0.012414 | 0.00060772 | EPA/NEI | 2602119.5 | 0.79068
2019 | PA | Wrighter Energy | 61302 | RFCE | RFC East | NG | 22
2019 | PA | York County Resource Recovery | 50215 | RFCE | RFC East | MSW | 36.5 |  | 255058 | 4526004 | 14.1211 | 0.11073 | 0.00624 | Estimated using an emission factor | 4526004 | 14.1211
2019 | PA | York Energy Center | 55524 | RFCE | RFC East | NG | 1569.4 |  | 5340573 | 35335924.5 | 126.6881 | 0.047444 | 0.0071705 | EPA/NEI; Estimated using an emission factor | 35335924.5 | 126.6881
2019 | PA | York Generation Company LLC | 54693 | RFCE | RFC East | NG | 68.8 | 1 | 0 | 5568.87 | 0.016028 |  | 0.0057564 | EPA/NEI; Estimated using an emission factor | 5568.87 | 0.016028
2019 | PA | York Haven | 3117 | RFCE | RFC East | WAT | 19.6 |  | 127163 |  |  |  |  | NEI avg EF - PM, fuel type, firing type | 1132260
2019 | PA | Yough Hydro Power | 52036 | RFCE | RFC East | WAT | 12.2 |  | 43619 |  |  |  |  | NEI avg EF - PM, fuel type, firing type | 388384
2019 | PR | AES ILUMINA | 61036 | PRMS | Puerto Rico Miscellaneous | SUN | 20 |  | 37967 |  |  |  |  | Estimated using an emission factor | 338059
2019 | PR | AES Puerto Rico | 61082 | PRMS | Puerto Rico Miscellaneous | BIT | 510 |  | 3532311 | 37072660 | 232.5121 | 0.13165 | 0.012544 | NEI avg EF - PM, fuel type, firing type | 37072660 | 232.5121
2019 | PR | Aguirre Plant | 61146 | PRMS | Puerto Rico Miscellaneous | RFO | 1534 | 0.93407 | 2991959 | 31769493.145 | 138.5406 | 0.092609 | 0.0087216 | NEI avg EF - PM, fuel type, firing type | 34012095 | 148.3201
2019 | PR | Arecibo Filtration Plant | 61113 | PRMS | Puerto Rico Miscellaneous | SUN | 1 |  | 1734 |  |  |  |  | Estimated using an emission factor | 15441
2019 | PR | Cambalache Plant | 61150 | PRMS | Puerto Rico Miscellaneous | DFO | 247.5 |  | 142349.001 | 1799291.062 | 15.5273 | 0.21816 | 0.017259 | NEI avg EF - PM, fuel type, firing type | 1799291.062 | 15.5273
2019 | PR | Canovanas Filtration Plant | 61114 | PRMS | Puerto Rico Miscellaneous | SUN | 1 |  | 1698 |  |  |  |  | Estimated using an emission factor | 15119
2019 | PR | Caonillas | 61225 | PRMS | Puerto Rico Miscellaneous | WAT | 22 |  | 0
2019 | PR | Central San Juan Plant | 61148 | PRMS | Puerto Rico Miscellaneous | DFO | 840 | 0.99936 | 2229443 | 19469607.304 | 77.1195 | 0.069183 | 0.007922 | NEI avg EF - PM, fuel type, firing type | 19481989 | 77.1685
2019 | PR | Cervecera de Puerto Rico | 62410 | PRMS | Puerto Rico Miscellaneous | DFO | 1.9 |  | 0
2019 | PR | Costa Sur Plant | 61147 | PRMS | Puerto Rico Miscellaneous | NG | 1132 | 0.98081 | 3859324 | 45938584.494 | 189.2851 | 0.098092 | 0.0082408 | EPA/NEI; Estimated using an emission factor | 46837310.5 | 192.9882
2019 | PR | Coto Laurel Solar Farm | 61062 | PRMS | Puerto Rico Miscellaneous | SUN | 10 |  | 16279
2019 | PR | Culebra | 61226 | PRMS | Puerto Rico Miscellaneous | RFO | 2.1 |  | 18.999 | 174 | 0.02697 | 2.8391 | 0.31 | NEI avg EF - PM, fuel type, firing type | 174 | 0.02697
2019 | PR | Daguao | 61227 | PRMS | Puerto Rico Miscellaneous | DFO | 42 |  | 14142 | 223184 | 1.926 | 0.27238 | 0.017259 | NEI avg EF - PM, fuel type, firing type | 223184 | 1.926
2019 | PR | Dos Bocas | 61228 | PRMS | Puerto Rico Miscellaneous | WAT | 15
2019 | PR | EcoElectrica | 61034 | PRMS | Puerto Rico Miscellaneous | NG | 574 | 1 | 3517807 | 26516037 | 75.9272 | 0.043167 | 0.0057269 | NEI avg EF - PM, fuel type, firing type | 26516037 | 75.9272
2019 | PR | El Yunque Filtration Plant | 61112 | PRMS | Puerto Rico Miscellaneous | SUN | 2 |  | 3727 |  |  |  |  | Estimated using an emission factor | 33185
2019 | PR | Fajardo MSWL | 61109 | PRMS | Puerto Rico Miscellaneous | LFG | 2.4
2019 | PR | Fort Buchanan Distributed Generation | 61254 | PRMS | Puerto Rico Miscellaneous |  | 6.4
2019 | PR | Garzas | 61229 | PRMS | Puerto Rico Miscellaneous | WAT | 12.2
2019 | PR | GASNA 18P, LLC | 61102 | PRMS | Puerto Rico Miscellaneous | SUN | 5 |  | 6900 |  |  |  |  | Estimated using an emission factor | 61438
2019 | PR | HIMA San Pablo - Caguas | 61808 | PRMS | Puerto Rico Miscellaneous | DFO | 9 |  | 55 | 760.001 | 0.11758 | 4.2756 | 0.30942 | NEI avg EF - PM, fuel type, firing type | 760.001 | 0.11758
2019 | PR | HIMA San Pablo Bayamon | 62841 | PRMS | Puerto Rico Miscellaneous | DFO | 4.5 |  | 275.001 | 3819.999 | 0.59099 | 4.2981 | 0.30942 | NEI avg EF - PM, fuel type, firing type | 3819.999 | 0.59099
2019 | PR | HIMA San Pablo Cupey | 62851 | PRMS | Puerto Rico Miscellaneous | DFO | 1.2 |  | 23 | 293 | 0.04533 | 3.9417 | 0.30942 | NEI avg EF - PM, fuel type, firing type | 293 | 0.04533
2019 | PR | HIMA San Pablo Fajardo | 62850 | PRMS | Puerto Rico Miscellaneous | DFO | 3 |  | 31 | 576 | 0.089112 | 5.7492 | 0.30942 | NEI avg EF - PM, fuel type, firing type | 576 | 0.089112
2019 | PR | HIMA San Pablo Humacao | 62852 | PRMS | Puerto Rico Miscellaneous | DFO | 1.6 |  | 10 | 120 | 0.018565 | 3.713 | 0.30942 | NEI avg EF - PM, fuel type, firing type | 120 | 0.018565
2019 | PR | Holsum de Puerto Rico, Inc. | 61639 | PRMS | Puerto Rico Miscellaneous | DFO | 2.4 |  | 0
2019 | PR | Horizon Energy (PR) Hybrid | 61136 | PRMS | Puerto Rico Miscellaneous | SUN | 15.1 |  | 23147 | 0 |  |  |  | EPA/NEI; Estimated using an emission factor | 214575
2019 | PR | Humacao Solar Project, LLC | 61133 | PRMS | Puerto Rico Miscellaneous | SUN | 40 |  | 43972 |  |  |  |  | EPA/NEI; Estimated using an emission factor | 391527
2019 | PR | Janssen Ortho LLC | 61659 | PRMS | Puerto Rico Miscellaneous | SUN | 17.7 |  | 12638.004 | 84711.001 | 13.1055 | 2.074 | 0.30942 | EPA/NEI; Estimated using an emission factor | 116427.001 | 13.1055
2019 | PR | Jobos | 61171 | PRMS | Puerto Rico Miscellaneous | DFO | 42 |  | 12431 | 214367 | 1.8499 | 0.29763 | 0.017259 | NEI avg EF - PM, fuel type, firing type | 214367 | 1.8499
2019 | PR | Martino | 61063 | PRMS | Puerto Rico Miscellaneous | SUN | 3.6 |  | 5194 |  |  |  |  | Estimated using an emission factor | 46248
2019 | PR | Mayaguez Plant | 61151 | PRMS | Puerto Rico Miscellaneous | DFO | 220 |  | 92066 | 933544 | 8.0562 | 0.17501 | 0.017259 | NEI avg EF - PM, fuel type, firing type | 933544 | 8.0562
2019 | PR | Medtronic Solar | 61137 | PRMS | Puerto Rico Miscellaneous | SUN | 4 |  | 0
2019 | PR | Oriana Energy Hybrid | 61083 | PRMS | Puerto Rico Miscellaneous | SUN | 66.8 |  | 78614 | 0 |  |  |  | EPA/NEI; Estimated using an emission factor | 714751
2019 | PR | Palo Seco Plant | 61149 | PRMS | Puerto Rico Miscellaneous | RFO | 728 |  | 1314325.998 | 15319952.062 | 77.4189 | 0.11781 | 0.010107 | NEI avg EF - PM, fuel type, firing type | 15319952.062 | 77.4189
2019 | PR | Patillas | 61230 | PRMS | Puerto Rico Miscellaneous | WAT | 1.4
2019 | PR | Pattern Santa Isabel LLC | 61014 | PRMS | Puerto Rico Miscellaneous | WND | 101.2 |  | 156110 |  |  |  |  | Estimated using an emission factor | 1390004
2019 | PR | Pfizer Guayama | 61064 | PRMS | Puerto Rico Miscellaneous | SUN | 2.7 |  | 5202 |  |  |  |  | Estimated using an emission factor | 46321
2019 | PR | Pfizer Vega Baja | 61065 | PRMS | Puerto Rico Miscellaneous | SUN | 3.1 |  | 5930 |  |  |  |  | Estimated using an emission factor | 52800
2019 | PR | Punta Lima Wind Farm | 61132 | PRMS | Puerto Rico Miscellaneous | WND | 23.4
2019 | PR | Rio Blanco | 61236 | PRMS | Puerto Rico Miscellaneous | WAT | 5
2019 | PR | San Fermin Solar Farm Hybrid | 61110 | PRMS | Puerto Rico Miscellaneous | SUN | 27.6 |  | 35770.7 | 1341 | 0.20746 | 0.0116 | 0.30942 | EPA/NEI; Estimated using an emission factor | 320764 | 0.20746
2019 | PR | Toa Baja MSWL | 61122 | PRMS | Puerto Rico Miscellaneous | LFG | 2.4
2019 | PR | Toro Negro | 61231 | PRMS | Puerto Rico Miscellaneous | WAT | 8.5
2019 | PR | USCG Puerto Rico PV | 61273 | PRMS | Puerto Rico Miscellaneous | SUN | 2.3 |  | 0
2019 | PR | Vega Baja | 61232 | PRMS | Puerto Rico Miscellaneous | DFO | 42 |  | 11743 | 185239 | 1.5985 | 0.27226 | 0.017259 | NEI avg EF - PM, fuel type, firing type | 185239 | 1.5985
2019 | PR | Vieques | 61233 | PRMS | Puerto Rico Miscellaneous | RFO | 6.6 |  | 22 | 234 | 0.03627 | 3.2973 | 0.31 | NEI avg EF - PM, fuel type, firing type | 234 | 0.03627
2019 | PR | Yabucoa | 61234 | PRMS | Puerto Rico Miscellaneous | DFO | 42 |  | 12969 | 190877 | 1.6472 | 0.25402 | 0.017259 | NEI avg EF - PM, fuel type, firing type | 190877 | 1.6472
2019 | PR | Yauco | 61235 | PRMS | Puerto Rico Miscellaneous | WAT | 34
2019 | RI | 10 Briggs Solar NG, LLC (East) | 62781 | NEWE | NPCC New England | SUN | 5
2019 | RI | Blackstone/Tupperware | 50177 | NEWE | NPCC New England | WAT | 1.6 |  | 3640 |  |  |  |  | NEI avg EF - PM, fuel type, firing type | 32410
2019 | RI | Block Island | 6567 | NEWE | NPCC New England | DFO | 13.9 |  | 82.999 | 1132.001 | 0.17546 | 4.228 | 0.31 | EPA/NEI; Estimated using an emission factor | 1132.001 | 0.17546
2019 | RI | Block Island Wind Farm | 58035 | NEWE | NPCC New England | WND | 30 |  | 117792 |  |  |  |  | Estimated using an emission factor | 1048820
2019 | RI | Brookside | 60451 | NEWE | NPCC New England | SUN | 1 |  | 1401 |  |  |  |  | Estimated using an emission factor | 12475
2019 | RI | CED Foster | 61499 | NEWE | NPCC New England | SUN | 2 |  | 3197 |  |  |  |  | Estimated using an emission factor | 28467
2019 | RI | Central Power Plant | 50621 | NEWE | NPCC New England | NG | 13.7 | 0.22712 | 26775 | 102024.73 | 0.26848 | 0.020054 | 0.005263 | EPA/NEI; Estimated using an emission factor | 449216 | 1.1821
2019 | RI | Dry Bridge Solar (Brown University) | 62771 | NEWE | NPCC New England | SUN | 40
2019 | RI | Forbes Street Solar | 58583 | NEWE | NPCC New England | SUN | 3 |  | 3843 |  |  |  |  | Estimated using an emission factor | 34219
2019 | RI | Founders Homestead Farms Solar | 62302 | NEWE | NPCC New England | SUN | 4.5 |  | 0
2019 | RI | GD Hopkinton Main I, LLC | 63893 | NEWE | NPCC New England | SUN | 10.6
2019 | RI | GD Richmond Buttonwoods I, LLC | 62567 | NEWE | NPCC New England | SUN | 1.3 |  | 0
2019 | RI | GD West Greenwich Victory I, LLC | 62568 | NEWE | NPCC New England | SUN | 1.8
2019 | RI | Hope Farm Solar, LLC | 61840 | NEWE | NPCC New England | SUN | 10 |  | 2501 |  |  |  |  | Estimated using an emission factor | 22269
2019 | RI | Hopkins Hill CSG | 63136 | NEWE | NPCC New England | SUN | 9.5
2019 | RI | Hopkinton Phase 2 | 63191 | NEWE | NPCC New England | SUN | 2.5
2019 | RI | ISM Solar Cranston | 63718 | NEWE | NPCC New England | SUN | 3.4
2019 | RI | Johnston LFG Turbine Plant | 59254 | NEWE | NPCC New England | LFG | 35.7 |  | 207790.49 | 2031695.812 | 21.9423 | 0.2112 | 0.0216 | EPA/NEI; Estimated using an emission factor | 2031695.812 | 21.9423
2019 | RI | Johnston Solar | 59858 | NEWE | NPCC New England | SUN | 1 |  | 1797 |  |  |  |  | Estimated using an emission factor | 16001
2019 | RI | Kearsarge SKSC1 LLC | 62551 | NEWE | NPCC New England | SUN | 3.8 |  | 6599 |  |  |  |  | Estimated using an emission factor | 58759
2019 | RI | Kearsarge SKSC2 LLC | 62558 | NEWE | NPCC New England | SUN | 3.1 |  | 5587 |  |  |  |  | Estimated using an emission factor | 49748
2019 | RI | King CSG | 63135 | NEWE | NPCC New England | SUN | 14.8
2019 | RI | Little Bay | 60495 | NEWE | NPCC New England | SUN | 1.3 |  | 1676 |  |  |  |  | Estimated using an emission factor | 14924
2019 | RI | Manchester Street Station | 3236 | NEWE | NPCC New England | NG | 515 |  | 1484595 | 12651954 | 13.9564 | 0.018802 | 0.0022062 | EPA/NEI | 12651954 | 13.9564
2019 | RI | Nautilus Goat Island Solar CSG LLC | 62672 | NEWE | NPCC New England | SUN | 3.3 |  | 1027 |  |  |  |  | Estimated using an emission factor | 9144
2019 | RI | NBC Field's Point Wind Farm | 59692 | NEWE | NPCC New England | WND | 4.5 |  | 7677 |  |  |  |  | Estimated using an emission factor | 68356
2019 | RI | North Smithfield Solar Power 1 | 61461 | NEWE | NPCC New England | SUN | 2 |  | 3049 |  |  |  |  | Estimated using an emission factor | 27147
2019 | RI | Ocean State Power | 51030 | NEWE | NPCC New England | NG | 254.2 |  | 639424 | 5375291 | 9.9957 | 0.031265 | 0.0037191 | EPA/NEI | 5375291 | 9.9957
2019 | RI | Ocean State Power II | 54324 | NEWE | NPCC New England | NG | 254.2 |  | 608879 | 5096393.75 | 7.1707 | 0.023554 | 0.002814 | EPA/NEI | 5096393.75 | 7.1707
2019 | RI | Orbit Energy RI | 60831 | NEWE | NPCC New England | OBG | 3.2 |  | 0
2019 | RI | Pawtucket Power Associates, LP | 54056 | NEWE | NPCC New England | NG | 68.8 | 1 | 4568 | 43962.176 | 0.094669 | 0.041449 | 0.0043068 | EPA/NEI | 43962.176 | 0.094669
2019 | RI | Rhode Island Hospital | 52024 | NEWE | NPCC New England | NG | 10.4 | 0.12378 | 23020 | 129694.063 | 0.52218 | 0.045367 | 0.0080524 | EPA/NEI; Estimated using an emission factor | 1047759.984 | 4.2185
2019 | RI | Rhode Island State Energy Center | 55107 | NEWE | NPCC New England | NG | 596 |  | 3079007 | 21648577 | 101.7448 | 0.066089 | 0.0093997 | EPA/NEI | 21648577 | 101.7448
2019 | RI | Richmond NMCA | 62301 | NEWE | NPCC New England | SUN | 4 |  | 4812 |  |  |  |  | Estimated using an emission factor | 42846
2019 | RI | Ridgewood Providence Power | 50365 | NEWE | NPCC New England | LFG | 26.1 |  | 6 | 4131 | 0.030363 | 10.1209 | 0.0147 | EPA/NEI; Estimated using an emission factor | 4131 | 0.030363
2019 | RI | Scituate RI Solar, LLC | 61841 | NEWE | NPCC New England | SUN | 10
2019 | RI | Thundermist Hydro | 54688 | NEWE | NPCC New England | WAT | 1.2
2019 | RI | Tiverton Power, LLC | 55048 | NEWE | NPCC New England | NG | 545 |  | 1140160 | 8222906 | 16.6124 | 0.02914 | 0.0040405 | EPA/NEI | 8222906 | 16.6124
2019 | RI | Toray Plastic America's CHP Plant | 61857 | NEWE | NPCC New England | NG | 20 | 0.88163 | 145548 | 1372754.78 | 2.021 | 0.027771 | 0.0029445 | EPA/NEI; Estimated using an emission factor | 1557067 | 2.2924
2019 | RI | Town of Burrillville Solar | 62898 | NEWE | NPCC New England | SUN | 4.2
2019 | RI | University Solar, LLC | 63668 | NEWE | NPCC New England | SUN | 24 |  | 0
2019 | RI | WED Coventry 1 | 59301 | NEWE | NPCC New England | WND | 1.5 |  | 2810 |  |  |  |  | Estimated using an emission factor | 25020
2019 | RI | WED Coventry 2 | 59302 | NEWE | NPCC New England | WND | 4.5 |  | 10359.999 |  |  |  |  | Estimated using an emission factor | 92247
2019 | RI | WED Coventry 3 | 59305 | NEWE | NPCC New England | WND | 1.5 |  | 3282 |  |  |  |  | Estimated using an emission factor | 29223
2019 | RI | WED Coventry 4 | 59306 | NEWE | NPCC New England | WND | 1.5 |  | 2570 |  |  |  |  | Estimated using an emission factor | 22883
2019 | RI | WED Coventry 5 | 59313 | NEWE | NPCC New England | WND | 1.5 |  | 3315 |  |  |  |  | Estimated using an emission factor | 29516
2019 | RI | WED Coventry 6 | 59314 | NEWE | NPCC New England | WND | 4.5 |  | 9006.999 |  |  |  |  | Estimated using an emission factor | 80197.002
2019 | RI | WED Green Hill, LLC | 62106 | NEWE | NPCC New England | WND | 3 |  | 6641 |  |  |  |  | Estimated using an emission factor | 59131
2019 | RI | WED GW Solar, LLC | 62118 | NEWE | NPCC New England | SUN | 3 |  | 3884 |  |  |  |  | Estimated using an emission factor | 34583
2019 | RI | WED Kingstown Solar I - East Array | 61622 | NEWE | NPCC New England | SUN | 3 |  | 4567 |  |  |  |  | Estimated using an emission factor | 40666
2019 | RI | WED Kingstown Solar I, LLC - West | 61612 | NEWE | NPCC New England | SUN | 1.5 |  | 1932 |  |  |  |  | Estimated using an emission factor | 17203
2019 | RI | WED NK Green | 59295 | NEWE | NPCC New England | WND | 1.5 |  | 2732 |  |  |  |  | Estimated using an emission factor | 24325
2019 | RI | WED Plainfield II, LLC | 62107 | NEWE | NPCC New England | WND | 3 |  | 6147 |  |  |  |  | Estimated using an emission factor | 54731
2019 | RI | WED Plainfield III, LLC | 62108 | NEWE | NPCC New England | WND | 3 |  | 4954 |  |  |  |  | Estimated using an emission factor | 44109
2019 | RI | WED Plainfield, LLC | 62109 | NEWE | NPCC New England | WND | 3 |  | 5794 |  |  |  |  | Estimated using an emission factor | 51588
2019 | RI | WED Portsmouth One, LLC | 61002 | NEWE | NPCC New England | WND | 1.5 |  | 4971 |  |  |  |  | Estimated using an emission factor | 44262
2019 | RI | WED Shun I, LLC | 62110 | NEWE | NPCC New England | WND | 3 |  | 6586 |  |  |  |  | Estimated using an emission factor | 58643
2019 | RI | WED Shun II, LLC | 62111 | NEWE | NPCC New England | WND | 3 |  | 6198 |  |  |  |  | Estimated using an emission factor | 55186
2019 | RI | WED Shun III, LLC | 62112 | NEWE | NPCC New England | WND | 3 |  | 5359 |  |  |  |  | Estimated using an emission factor | 47718
2019 | RI | WED Stilson Solar | 61613 | NEWE | NPCC New England | SUN | 2 |  | 3167 |  |  |  |  | Estimated using an emission factor | 28198
2019 | RI | West Davisville Solar | 59043 | NEWE | NPCC New England | SUN | 2 |  | 2881 |  |  |  |  | Estimated using an emission factor | 25652
2019 | RI | West Greenwich Solar | 58214 | NEWE | NPCC New England | SUN | 1.9 |  | 2628 |  |  |  |  | Estimated using an emission factor | 23401
2019 | SC | 1634 Solar | 61935 | SRVC | SERC Virginia/Carolina | SUN | 2
2019 | SC | 99 Islands | 3272 | SRVC | SERC Virginia/Carolina | WAT | 18 |  | 67604 |  |  |  |  | EPA/NEI; Estimated using an emission factor | 601945
2019 | SC | Abbot Solar | 61936 | SRVC | SERC Virginia/Carolina | SUN | 2 |  | 4122 |  |  |  |  | Estimated using an emission factor | 36702
2019 | SC | Ace Solar | 61937 | SRVC | SERC Virginia/Carolina | SUN | 1
2019 | SC | AGA TAG Solar III LLC | 63243 | SRVC | SERC Virginia/Carolina | SUN | 2
2019 | SC | Allendale Biomass | 58706 | SRVC | SERC Virginia/Carolina | WDS | 22.5 |  | 158359 | 2722295.5 | 31.0508 | 0.39216 | 0.022812 | NEI avg EF - PM, fuel type | 2722295.5 | 31.0508
2019 | SC | Allora Solar, LLC | 63808 | SRVC | SERC Virginia/Carolina | SUN | 75
2019 | SC | Anderson Regional Landfill | 56121 | SRVC | SERC Virginia/Carolina | LFG | 3.2 |  | 7284 | 81871 | 0.60175 | 0.16523 | 0.0147 | Estimated using an emission factor | 81871 | 0.60175
2019 | SC | Ashley Solar (SC) | 62179 | SRVC | SERC Virginia/Carolina | SUN | 2
2019 | SC | Atlantic Solar | 62180 | SRVC | SERC Virginia/Carolina | SUN | 1
2019 | SC | Atood II | 61960 | SRVC | SERC Virginia/Carolina | SUN | 2 |  | 1612 |  |  |  |  | Estimated using an emission factor | 14353
2019 | SC | ATOOD Solar III LLC | 63242 | SRVC | SERC Virginia/Carolina | SUN | 2 |  | 50 |  |  |  |  | Estimated using an emission factor | 445
2019 | SC | Augusta Solar | 63720 | SRVC | SERC Virginia/Carolina | SUN | 2
2019 | SC | B & K Solar | 62181 | SRVC | SERC Virginia/Carolina | SUN | 63
2019 | SC | Bad Creek | 7125 | SRVC | SERC Virginia/Carolina | WAT | 1296 |  | -576744 | [5 empty] | 0
2019 | SC | Ballenger Road Solar A | 63759 | SRVC | SERC Virginia/Carolina | SUN | 2
2019 | SC | Bani Solar | 61938 | SRVC | SERC Virginia/Carolina | SUN | 2
2019 | SC | Barnwell Solar | 61327 | SRVC | SERC Virginia/Carolina | SUN | 5.4 |  | 10820 |  |  |  |  | Estimated using an emission factor | 96341
2019 | SC | Battle Solar | 62182 | SRVC | SERC Virginia/Carolina | SUN | 2
2019 | SC | Bell Bay Solar Farm | 62395 | SRVC | SERC Virginia/Carolina | SUN | 1.6 |  | 2608 |  |  |  |  | Estimated using an emission factor | 23220
2019 | SC | Bell Solar | 62183 | SRVC | SERC Virginia/Carolina | SUN | 6.1
2019 | SC | Berkeley County Landfill | 57945 | SRVC | SERC Virginia/Carolina | LFG | 3.2 |  | 4241 | 53291 | 0.39169 | 0.18472 | 0.0147 | Estimated using an emission factor | 53291 | 0.39169
2019 | SC | Big Fork Solar | 62184 | SRVC | SERC Virginia/Carolina | SUN | 74.9
2019 | SC | Birch Solar | 62185 | SRVC | SERC Virginia/Carolina | SUN | 2
2019 | SC | Blacktip Solar | 61939 | SRVC | SERC Virginia/Carolina | SUN | 2 |  | 4154 |  |  |  |  | Estimated using an emission factor | 36986
2019 | SC | Blackville Solar Farm, LLC | 61918 | SRVC | SERC Virginia/Carolina | SUN | 7.2
2019 | SC | Blackville Solar II | 61973 | SRVC | SERC Virginia/Carolina | SUN | 20 |  | 35700 |  |  |  |  | Estimated using an emission factor | 317873
2019 | SC | Bloom Solar | 61940 | SRVC | SERC Virginia/Carolina | SUN | 2 |  | 3334 |  |  |  |  | Estimated using an emission factor | 29686
2019 | SC | Bluebird Solar SC LLC | 63833 | SRVC | SERC Virginia/Carolina | SUN | 3
2019 | SC | BMW Manufacturing Co | 58173 | SRVC | SERC Virginia/Carolina | LFG | 11 |  | 38526 | 631905 | 6.8246 | 0.35428 | 0.0216 | Estimated using an emission factor | 631905 | 6.8246
2019 | SC | Bond Solar | 61941 | SRVC | SERC Virginia/Carolina | SUN | 2 |  | 3934 |  |  |  |  | Estimated using an emission factor | 35028
2019 | SC | Bonefish Solar | 63461 | SRVC | SERC Virginia/Carolina | SUN | 2 |  | 0
2019 | SC | Boyds Mill Hydro | 3253 | SRVC | SERC Virginia/Carolina | WAT | 1.4 |  | 5481 |  |  |  |  | NEI avg EF - PM, fuel type, firing type | 48804
2019 | SC | Broad River Energy Center | 55166 | SRVC | SERC Virginia/Carolina | NG | 985 |  | 425156 | 4443543.719 | 14.5646 | 0.068514 | 0.0065554 | EPA/NEI | 4443543.719 | 14.5646
2019 | SC | Bull Street Plant | 59727 | SRVC | SERC Virginia/Carolina | NG | 2 |  | 10.78 | 284 | 0.00077864 | 0.14446 | 0.0054834 | NEI avg EF - PM, fuel type, firing type | 284 | 0.00077864
2019 | SC | Burton | 3277 | SRVC | SERC Virginia/Carolina | NG | 34.5
2019 | SC | Buzzard Roost | 3254 | SRVC | SERC Virginia/Carolina | WAT | 15 |  | 42285.999 |  |  |  |  | NEI avg EF - PM, fuel type, firing type | 376513.992
2019 | SC | Buzzard Roost GT | 58212 | SRVC | SERC Virginia/Carolina | NG | 197.6
2019 | SC | Camden South Carolina | 10795 | SRVC | SERC Virginia/Carolina | NG | 30 | 0 | 0 | 0 | 0 |  |  | NEI avg EF - PM, fuel type | 1083131.664 | 4.3609
2019 | SC | Cameron Solar | 61489 | SRVC | SERC Virginia/Carolina | SUN | 20 |  | 43535 |  |  |  |  | Estimated using an emission factor | 387635
2019 | SC | Cameron Solar II | 61326 | SRVC | SERC Virginia/Carolina | SUN | 4.1 |  | 8661 |  |  |  |  | Estimated using an emission factor | 77117
2019 | SC | Canadys Steam | 3280 | SRVC | SERC Virginia/Carolina | BIT | 489.6
2019 | SC | Catawba | 6036 | SRVC | SERC Virginia/Carolina | NUC | 2410.2 |  | 19593607 |  |  |  |  | Estimated using an emission factor | 204588776
2019 | SC | Cedar Creek | 3255 | SRVC | SERC Virginia/Carolina | WAT | 45 |  | 183867.999 |  |  |  |  | NEI avg EF - PM, fuel type, firing type | 1637160
2019 | SC | Centerfield Cooper Solar, LLC | 63810 | SRVC | SERC Virginia/Carolina | SUN | 75
2019 | SC | Central Energy Facility | 58400 | SRVC | SERC Virginia/Carolina | NG | 10 |  | 238 | 3416 | 0.0093656 | 0.078703 | 0.0054834 | EPA/NEI; Estimated using an emission factor | 3416 | 0.0093656
2019 | SC | Central Plant | 10280 | SRVC | SERC Virginia/Carolina | DFO | 7.4 |  | 0
2019 | SC | Champion Solar | 61522 | SRVC | SERC Virginia/Carolina | SUN | 10.8 |  | 23030 |  |  |  |  | Estimated using an emission factor | 205060
2019 | SC | Chapman Solar | 62186 | SRVC | SERC Virginia/Carolina | SUN | 2
2019 | SC | Cherokee County Cogen | 55043 | SRVC | SERC Virginia/Carolina | NG | 101.2 | 0.90179 | 565676.84 | 4143998.979 | 16.8846 | 0.059697 | 0.0081489 | EPA/NEI | 4595302.5 | 18.7234
2019 | SC | Cherokee Falls | 10173 | SRVC | SERC Virginia/Carolina | WAT | 4.3 |  | 8682 |  |  |  |  | NEI avg EF - PM, fuel type, firing type | 77302
2019 | SC | Cherry Blossom Solar LLC | 63505 | SRVC | SERC Virginia/Carolina | SUN | 10 |  | 385 |  |  |  |  | Estimated using an emission factor | 3428
2019 | SC | City West Diesel Plant | 57886 | SRVC | SERC Virginia/Carolina | DFO | 7.2 |  | 27 | 222 | 0.03441 | 2.5489 | 0.31 | Estimated using an emission factor | 222 | 0.03441
2019 | SC | Clark Solar | 62187 | SRVC | SERC Virginia/Carolina | SUN | 2
2019 | SC | Clifton Dam 3 Power Station | 52049 | SRVC | SERC Virginia/Carolina | WAT | 1.2 |  | 5034 |  |  |  |  | NEI avg EF - PM, fuel type, firing type | 44822
2019 | SC | Coit GT | 3281 | SRVC | SERC Virginia/Carolina | NG | 39.2 |  | 316 | 6721 | 0.018427 | 0.11663 | 0.0054834 | NEI avg EF - PM, fuel type, firing type | 6721 | 0.018427
2019 | SC | Colleton Solar | 62188 | SRVC | SERC Virginia/Carolina | SUN | 75
2019 | SC | Colleton Solar Farm | 58700 | SRVC | SERC Virginia/Carolina | SUN | 2.5 |  | 3963 |  |  |  |  | Estimated using an emission factor | 35287
2019 | SC | Collins Farm Solar | 62189 | SRVC | SERC Virginia/Carolina | SUN | 5.4
2019 | SC | Columbia Canal Hydro | 3283 | SRVC | SERC Virginia/Carolina | WAT | 10.6
2019 | SC | Columbia Energy Center (SC) | 55386 | SRVC | SERC Virginia/Carolina | NG | 668.5 | 0.79438 | 3251100 | 19787199.488 | 66.7132 | 0.04104 | 0.0067431 | EPA/NEI | 24908871.922 | 83.981
2019 | SC | Cope Station | 7210 | SRVC | SERC Virginia/Carolina | BIT | 417.3 |  | 1851609 | 16177856 | 297.2062 | 0.32102 | 0.036742 | NEI avg EF - PM, fuel type, firing type | 16177856 | 297.2062
2019 | SC | Cornell Dubilier | 56130 | SRVC | SERC Virginia/Carolina | DFO | 2.9
2019 | SC | Cotton Solar | 59572 | SRVC | SERC Virginia/Carolina | SUN | 16
2019 | SC | Cross | 130 | SRVC | SERC Virginia/Carolina | RC | 2390.1 |  | 8375411 | 91216483.875 | 1007.0922 | 0.24049 | 0.022081 | EPA/NEI | 91216483.875 | 1007.0922
2019 | SC | Crossroads Solar | 62190 | SRVC | SERC Virginia/Carolina | SUN | 67.7
2019 | SC | Crown | 63635 | SRVC | SERC Virginia/Carolina | SUN | 3
2019 | SC | Culpepper Solar | 62221 | SRVC | SERC Virginia/Carolina | SUN | 69.5
2019 | SC | Dadswell Solar | 62222 | SRVC | SERC Virginia/Carolina | SUN | 1
2019 | SC | Darlington County | 3250 | SRVC | SERC Virginia/Carolina | NG | 1045.8 |  | 21079.999 | 338888.42 | 0.45746 | 0.043402 | 0.0026998 | EPA/NEI | 338888.42 | 0.45746
2019 | SC | Darlington Solar, LLC | 60993 | SRVC | SERC Virginia/Carolina | SUN | 10 |  | 18791 |  |  |  |  | Estimated using an emission factor | 167313
2019 | SC | Dearborn | 3256 | SRVC | SERC Virginia/Carolina | WAT | 45 |  | 166254 |  |  |  |  | NEI avg EF - PM, fuel type, firing type | 1480324.969
2019 | SC | Denmark Solar | 62211 | SRVC | SERC Virginia/Carolina | SUN | 6
2019 | SC | Diamond Solar | 61974 | SRVC | SERC Virginia/Carolina | SUN | 8.2 |  | 12906 |  |  |  |  | Estimated using an emission factor | 114916
2019 | SC | Dolphus M Grainger | 3317 | SRVC | SERC Virginia/Carolina | BIT | 163.2
2019 | SC | Dorchester Biomass | 58707 | SRVC | SERC Virginia/Carolina | WDS | 22.5 |  | 154983 | 2501117.75 | 28.528 | 0.36814 | 0.022812 | NEI avg EF - PM, fuel type | 2501117.75 | 28.528
2019 | SC | Duke Energy CHP at Clemson University | 63063 | SRVC | SERC Virginia/Carolina | NG | 13.4 |  | 0
2019 | SC | Edison Solar | 61975 | SRVC | SERC Virginia/Carolina | SUN | 4.8 |  | 5339 |  |  |  |  | Estimated using an emission factor | 47538
2019 | SC | Enoree Phase II Landfill Gas Recovery | 56951 | SRVC | SERC Virginia/Carolina | LFG | 3.2 |  | 9136 | 122681 | 0.90171 | 0.1974 | 0.0147 | Estimated using an emission factor | 122681 | 0.90171
2019 | SC | Estill Solar | 61490 | SRVC | SERC Virginia/Carolina | SUN | 20 |  | 39237 |  |  |  |  | Estimated using an emission factor | 349366
2019 | SC | Estill Solar II | 61529 | SRVC | SERC Virginia/Carolina | SUN | 10.2 |  | 20149 |  |  |  |  | Estimated using an emission factor | 179407
2019 | SC | Faber Place | 3284 | SRVC | SERC Virginia/Carolina | NG | 11.5
2019 | SC | Fairfield Pumped Storage | 6126 | SRVC | SERC Virginia/Carolina | WAT | 587.2 |  | -188774 | [5 empty] | 0
2019 | SC | Fairfield Solar | 62212 | SRVC | SERC Virginia/Carolina | SUN | 10
2019 | SC | Fishing Creek | 3257 | SRVC | SERC Virginia/Carolina | WAT | 42.3 |  | 182636.999 |  |  |  |  | NEI avg EF - PM, fuel type, firing type | 1626201
2019 | SC | Fishwater Solar | 62213 | SRVC | SERC Virginia/Carolina | SUN | 2
2019 | SC | Flip Solar | 62214 | SRVC | SERC Virginia/Carolina | SUN | 15.8
2019 | SC | Foreman Solar | 62215 | SRVC | SERC Virginia/Carolina | SUN | 6.4
2019 | SC | Freedom Solar | 61833 | SRVC | SERC Virginia/Carolina | SUN | 5 |  | 9668 |  |  |  |  | Estimated using an emission factor | 86084
2019 | SC | Gaines Solar | 62216 | SRVC | SERC Virginia/Carolina | SUN | 2
2019 | SC | Gary Solar | 61942 | SRVC | SERC Virginia/Carolina | SUN | 2 |  | 4099 |  |  |  |  | Estimated using an emission factor | 36497
2019 | SC | Gaston II | 61961 | SRVC | SERC Virginia/Carolina | SUN | 7.5 |  | 11879 |  |  |  |  | Estimated using an emission factor | 105770
2019 | SC | Gaston Shoals | 3258 | SRVC | SERC Virginia/Carolina | WAT | 6.7 |  | 14881.001 |  |  |  |  | NEI avg EF - PM, fuel type, firing type | 132499.996
2019 | SC | Gaston Solar I - SC | 61530 | SRVC | SERC Virginia/Carolina | SUN | 10.2 |  | 20829 |  |  |  |  | Estimated using an emission factor | 185463
2019 | SC | GEB Solar | 62217 | SRVC | SERC Virginia/Carolina | SUN | 60
2019 | SC | Gedosch Solar II | 62218 | SRVC | SERC Virginia/Carolina | SUN | 2
2019 | SC | Georgetown LFGTE | 56995 | SRVC | SERC Virginia/Carolina | LFG | 1.1 |  | 0
2019 | SC | Goldenrod Solar | 61943 | SRVC | SERC Virginia/Carolina | SUN | 2 |  | 3334 |  |  |  |  | Estimated using an emission factor | 29685
2019 | SC | Great Falls (SC) | 3259 | SRVC | SERC Virginia/Carolina | WAT | 24 |  | -74 |  |  |  |  | EPA/NEI; Estimated using an emission factor | 0
2019 | SC | Gunsight Solar, LLC | 63813 | SRVC | SERC Virginia/Carolina | SUN | 75
2019 | SC | H B Robinson | 3251 | SRVC | SERC Virginia/Carolina | NUC | 991.5 |  | 6376319 |  |  |  |  | EPA/NEI; Estimated using an emission factor | 66579028
2019 | SC | Hagood | 3285 | SRVC | SERC Virginia/Carolina | NG | 177.3 |  | 13230 | 128256.469 | 0.50119 | 0.075766 | 0.0078154 | NEI avg EF - PM, fuel type, firing type | 128256.469 | 0.50119
2019 | SC | Haley Solar | 61523 | SRVC | SERC Virginia/Carolina | SUN | 8.2 |  | 17350 |  |  |  |  | Estimated using an emission factor | 154483
2019 | SC | Hampton Solar 2 | 61498 | SRVC | SERC Virginia/Carolina | SUN | 20 |  | 41788 |  |  |  |  | Estimated using an emission factor | 372080
2019 | SC | Hampton Solar I | 61325 | SRVC | SERC Virginia/Carolina | SUN | 6.8 |  | 13147 |  |  |  |  | Estimated using an emission factor | 117061
2019 | SC | Hardeeville | 3286 | SRVC | SERC Virginia/Carolina | DFO | 16.3 |  | 0
2019 | SC | Hilton Head Gas Turbine Site | 3318 | SRVC | SERC Virginia/Carolina | DFO | 117.9 |  | 196.001 | 8778.4 | 0.024307 | 0.24803 | 0.005538 | EPA/NEI; Estimated using an emission factor | 8778.4 | 0.024307
2019 | SC | Holliday Solar I | 62229 | SRVC | SERC Virginia/Carolina | SUN | 74
2019 | SC | Hollidays Bridge Hydro | 3261 | SRVC | SERC Virginia/Carolina | WAT | 4 |  | 11514 |  |  |  |  | NEI avg EF - PM, fuel type, firing type | 102521
2019 | SC | Honea Path | 56132 | SRVC | SERC Virginia/Carolina | DFO | 2.9 |  | 3 | 1710 | 0.26505 | 176.7 | 0.31 | Estimated using an emission factor | 1710 | 0.26505
2019 | SC | Horry Land Fill Gas Site | 7958 | SRVC | SERC Virginia/Carolina | LFG | 4.2 |  | 10592 | 112948.004 | 0.83017 | 0.15675 | 0.0147 | EPA/NEI; Estimated using an emission factor | 112948.004 | 0.83017
2019 | SC | Huntley | 63271 | SRVC | SERC Virginia/Carolina | SUN | 75
2019 | SC | Indigo Solar | 62230 | SRVC | SERC Virginia/Carolina | SUN | 2
2019 | SC | International Paper Georgetown Mill | 54087 | SRVC | SERC Virginia/Carolina | BLQ | 95.6 | 0.13961 | 488101 | 2851837.736 | 12.2288 | 0.050107 | 0.0085761 | EPA/NEI; Estimated using an emission factor | 20426970.5 | 87.5916
2019 | SC | International Paper-Eastover Mill | 52151 | SRVC | SERC Virginia/Carolina | NG | 109.6 | 0.20492 | 580395 | 4260836.809 | 10.9286 | 0.037659 | 0.0051298 | EPA/NEI; Estimated using an emission factor | 20792987.812 | 53.332
2019 | SC | Ion Solar | 62231 | SRVC | SERC Virginia/Carolina | SUN | 5
2019 | SC | J Strom Thurmond | 3323 | SRVC | SERC Virginia/Carolina | WAT | 361.9 |  | 898700.999 |  |  |  |  | NEI avg EF - PM, fuel type, firing type | 8002033.375
2019 | SC | Jackson Solar | 62232 | SRVC | SERC Virginia/Carolina | SUN | 14
2019 | SC | Jamison Solar Farm | 62396 | SRVC | SERC Virginia/Carolina | SUN | 1.1 |  | 1659 |  |  |  |  | Estimated using an emission factor | 14770
2019 | SC | Jasper County Generating Facility | 55927 | SRVC | SERC Virginia/Carolina | NG | 1001.7 |  | 5184186 | 36914156 | 373.1934 | 0.14397 | 0.02022 | EPA/NEI | 36914156 | 373.1934
2019 | SC | Jefferies | 3319 | SRVC | SERC Virginia/Carolina | WAT | 590.8 |  | 242809.001 |  |  |  |  | EPA/NEI; Estimated using an emission factor | 2161969.984
2019 | SC | Jefferson Solar | 62233 | SRVC | SERC Virginia/Carolina | SUN | 8.2
2019 | SC | Jessamine Solar | 61944 | SRVC | SERC Virginia/Carolina | SUN | 1.9 |  | 3077 |  |  |  |  | Estimated using an emission factor | 27397
2019 | SC | Jocassee | 3262 | SRVC | SERC Virginia/Carolina | WAT | 774 |  | -143137 | [5 empty] | 0
2019 | SC | John S. Rainey Generating Station | 7834 | SRVC | SERC Virginia/Carolina | NG | 1632 |  | 5582042.001 | 45870766.75 | 369.0393 | 0.13222 | 0.01609 | EPA/NEI | 45870766.75 | 369.0393
2019 | SC | Juniper Solar | 62234 | SRVC | SERC Virginia/Carolina | SUN | 65.5
2019 | SC | KapStone Charleston Kraft, LLC | 7737 | SRVC | SERC Virginia/Carolina | BIT | 99.2 | 0.22279 | 477951 | 2641691.739 | 38.176 | 0.15975 | 0.028903 | EPA/NEI; Estimated using an emission factor | 11857309.594 | 171.3542
2019 | SC | Keowee | 6517 | SRVC | SERC Virginia/Carolina | WAT | 157.6 |  | 84363 |  |  |  |  | NEI avg EF - PM, fuel type, firing type | 751168
2019 | SC | Lee County Landfill | 56120 | SRVC | SERC Virginia/Carolina | LFG | 11.2 |  | 22666.999 | 393245.004 | 3.8751 | 0.34192 | 0.019708 | Estimated using an emission factor | 393245.004 | 3.8751
2019 | SC | Lily Solar | 63548 | SRVC | SERC Virginia/Carolina | SUN | 70
2019 | SC | Limelight Solar II LLC | 63241 | SRVC | SERC Virginia/Carolina | SUN | 2 |  | 19 |  |  |  |  | Estimated using an emission factor | 169
2019 | SC | Lockhart | 3275 | SRVC | SERC Virginia/Carolina | WAT | 18 |  | 93162 |  |  |  |  | NEI avg EF - PM, fuel type, firing type | 829515
2019 | SC | Lone Star Solar | 62235 | SRVC | SERC Virginia/Carolina | SUN | 66
2019 | SC | Luz Solar | 62236 | SRVC | SERC Virginia/Carolina | SUN | 2
2019 | SC | Marlboro Mill | 57470 | SRVC | SERC Virginia/Carolina | BLQ | 51.4 | 0 | 0 | 0 | 0 |  |  | EPA/NEI; Estimated using an emission factor | 9702626.375 | 18.3797
2019 | SC | Marshall Solar | 62238 | SRVC | SERC Virginia/Carolina | SUN | 2
2019 | SC | Martin Central Solar | 62285 | SRVC | SERC Virginia/Carolina | SUN | 2
2019 | SC | Martin East Solar | 62276 | SRVC | SERC Virginia/Carolina | SUN | 2
2019 | SC | Martin West Solar | 62277 | SRVC | SERC Virginia/Carolina | SUN | 2
2019 | SC | McClain Solar | 62278 | SRVC | SERC Virginia/Carolina | SUN | 17.3
2019 | SC | McCormick Solar | 62279 | SRVC | SERC Virginia/Carolina | SUN | 2
2019 | SC | McMeekin | 3287 | SRVC | SERC Virginia/Carolina | NG | 293.6 |  | 752842 | 6787392 | 17.7008 | 0.047024 | 0.0052158 | EPA/NEI | 6787392 | 17.7008
2019 | SC | MCRD Parris Island PV Hybrid | 61956 | SRVC | SERC Virginia/Carolina | NG | 17 |  | 19890 | 153001 | 0.45155 | 0.045404 | 0.0059025 | EPA/NEI; Estimated using an emission factor | 193816.999 | 0.45155
2019 | SC | Melsam Solar | 62280 | SRVC | SERC Virginia/Carolina | SUN | 60.5
2019 | SC | Middleton Solar | 62281 | SRVC | SERC Virginia/Carolina | SUN | 2
2019 | SC | Midlands | 63839 | SRVC | SERC Virginia/Carolina | SUN | 72.1
2019 | SC | Mill Creek Combustion Turbine Station | 7981 | SRVC | SERC Virginia/Carolina | NG | 799.2 |  | 73101 | 942091.227 | 0.91345 | 0.024991 | 0.0019392 | EPA/NEI | 942091.227 | 0.91345
2019 | SC | Moffett Solar Project | 60658 | SRVC | SERC Virginia/Carolina | SUN | 71.4 |  | 144229 |  |  |  |  | Estimated using an emission factor | 1284215
2019 | SC | Mohea Solar Energy Center, LLC | 63463 | SRVC | SERC Virginia/Carolina | SUN | 5
2019 | SC | Myrtle Beach Gas Turbine Site | 3320 | SRVC | SERC Virginia/Carolina | DFO | 111.5 |  | -826.001 | 1706 | 0.016089 | 0 | 0.018861 | EPA/NEI; Estimated using an emission factor | 1706 | 0.016089
2019 | SC | NA 1 (SC) | 7106 | SRVC | SERC Virginia/Carolina | NG | 170
2019 | SC | NA 5 | 7253 | SRVC | SERC Virginia/Carolina | NG | 170
2019 | SC | NA 8 | 7300 | SRVC | SERC Virginia/Carolina | NG | 170
2019 | SC | Neal Shoals | 3289 | SRVC | SERC Virginia/Carolina | WAT | 4.4 |  | 17895 |  |  |  |  | NEI avg EF - PM, fuel type, firing type | 159337
2019 | SC | North Road Peak | 7479 | SRVC | SERC Virginia/Carolina | DFO | 14 |  | -1052 | 1697 | 0.26304 | 0 | 0.31 | Estimated using an emission factor | 1697 | 0.26304
2019 | SC | Oconee | 3265 | SRVC | SERC Virginia/Carolina | NUC | 2666.7 |  | 21884681.001 |  |  |  |  | Estimated using an emission factor | 228511280
2019 | SC | Odyssey Solar | 61324 | SRVC | SERC Virginia/Carolina | SUN | 8.2 |  | 17777 |  |  |  |  | Estimated using an emission factor | 158287
2019 | SC | Omtanke Solar | 63756 | SRVC | SERC Virginia/Carolina | SUN | 6
2019 | SC | Otarre Solar Park | 61699 | SRVC | SERC Virginia/Carolina | SUN | 1.6 |  | 2972 |  |  |  |  | Estimated using an emission factor | 26465
2019 | SC | Otis Elevator Company Solar | 62228 | SRVC | SERC Virginia/Carolina | SUN | 1 |  | 3487 |  |  |  |  | Estimated using an emission factor | 31048
2019 | SC | Pacolet Diesel Generation Facility | 57030 | SRVC | SERC Virginia/Carolina | DFO | 5.4 |  | -108 | 215.001 | 0.033325 | 0 | 0.31 | Estimated using an emission factor | 215.001 | 0.033325
2019 | SC | Palmetto Plains | 62679 | SRVC | SERC Virginia/Carolina | SUN | 75 |  | 63039 |  |  |  |  | Estimated using an emission factor | 561299
2019 | SC | Parr GT | 3291 | SRVC | SERC Virginia/Carolina | NG | 83.8 |  | 2386 | 42368 | 0.11616 | 0.097368 | 0.0054834 | NEI avg EF - PM, fuel type, firing type | 42368 | 0.11616
2019 | SC | Parr Hydro | 3290 | SRVC | SERC Virginia/Carolina | WAT | 15 |  | 44878.002 |  |  |  |  | NEI avg EF - PM, fuel type, firing type | 399591.984
2019 | SC | Pee Dee Solar I | 62282 | SRVC | SERC Virginia/Carolina | SUN | 2
2019 | SC | Pee Dee Solar II | 62283 | SRVC | SERC Virginia/Carolina | SUN | 2
2019 | SC | Pelzer Lower | 10800 | SRVC | SERC Virginia/Carolina | WAT | 3.3 |  | 10323 |  |  |  |  | NEI avg EF - PM, fuel type, firing type | 91915
2019 | SC | Pelzer Solar I | 61945 | SRVC | SERC Virginia/Carolina | SUN | 1 |  | 1896 |  |  |  |  | Estimated using an emission factor | 16882
2019 | SC | Pelzer Upper | 10799 | SRVC | SERC Virginia/Carolina | WAT | 2 |  | 5724 |  |  |  |  | NEI avg EF - PM, fuel type, firing type | 50967
2019 | SC | Peony Solar | 61976 | SRVC | SERC Virginia/Carolina | SUN | 39 |  | 44966 |  |  |  |  | Estimated using an emission factor | 400377
2019 | SC | Piedmont Hydro Power Project | 10787 | SRVC | SERC Virginia/Carolina | WAT | 1 |  | 5597 |  |  |  |  | NEI avg EF - PM, fuel type, firing type | 49836
2019 | SC | Pinson Solar Farm | 63777 | SRVC | SERC Virginia/Carolina | SUN | 26
2019 | SC | Power Solar | 62284 | SRVC | SERC Virginia/Carolina | SUN | 3
2019 | SC | Pruger Solar I | 62292 | SRVC | SERC Virginia/Carolina | SUN | 2
2019 | SC | Pruger Solar II | 62293 | SRVC | SERC Virginia/Carolina | SUN | 2
2019 | SC | Pruger Solar III | 62294 | SRVC | SERC Virginia/Carolina | SUN | 2
2019 | SC | Quest Solar | 62299 | SRVC | SERC Virginia/Carolina | SUN | 40
2019 | SC | Rankin Solar Center, LLC | 61996 | SRVC | SERC Virginia/Carolina | SUN | 10 |  | 0
2019 | SC | Redwing Solar | 61946 | SRVC | SERC Virginia/Carolina | SUN | 2 |  | 3574 |  |  |  |  | Estimated using an emission factor | 31823
2019 | SC | Rhubarb One SC | 59596 | SRVC | SERC Virginia/Carolina | SUN | 20
2019 | SC | Richardson Solar | 61972 | SRVC | SERC Virginia/Carolina | SUN | 3.6 |  | 4096 |  |  |  |  | Estimated using an emission factor | 36471
2019 | SC | Richland County Landfill | 56122 | SRVC | SERC Virginia/Carolina | LFG | 8.9 |  | 14297 | 194983 | 1.4663 | 0.20512 | 0.01504 | Estimated using an emission factor | 194983 | 1.4663
2019 | SC | Ridgeland Solar Project | 60659 | SRVC | SERC Virginia/Carolina | SUN | 10 |  | 19794 |  |  |  |  | Estimated using an emission factor | 176246
2019 | SC | River Solar | 61947 | SRVC | SERC Virginia/Carolina | SUN | 2 |  | 4038 |  |  |  |  | Estimated using an emission factor | 35955
2019 | SC | Rocky Creek | 3266 | SRVC | SERC Virginia/Carolina | WAT | 28
2019 | SC | Rocky River (SC) | 3305 | SRVC | SERC Virginia/Carolina | WAT | 5 |  | 6017 | 1092 | 0.16926 | 0.056261 | 0.31 | EPA/NEI; Estimated using an emission factor | 53829.999 | 0.16926
2019 | SC | Rollins Solar | 62295 | SRVC | SERC Virginia/Carolina | SUN | 63
2019 | SC | Ross Solar | 62296 | SRVC | SERC Virginia/Carolina | SUN | 75
2019 | SC | Rowesville Rd Plant | 7480 | SRVC | SERC Virginia/Carolina | NG | 19.2 | 1 | 19 | 1492 | 0.0040906 | 0.43059 | 0.0054834 | EPA/NEI; Estimated using an emission factor | 1492 | 0.0040906
2019 | SC | Runway Solar Farm | 62397 | SRVC | SERC Virginia/Carolina | SUN | 2 |  | 79 |  |  |  |  | Estimated using an emission factor | 703
2019 | SC | Rutledge Solar | 62297 | SRVC | SERC Virginia/Carolina | SUN | 2
2019 | SC | Saluda Dam | 3267 | SRVC | SERC Virginia/Carolina | WAT | 2.4 |  | 10916 |  |  |  |  | NEI avg EF - PM, fuel type, firing type | 97196
2019 | SC | Saluda Lexington | 3293 | SRVC | SERC Virginia/Carolina | WAT | 207.3 |  | 142446.999 |  |  |  |  | NEI avg EF - PM, fuel type, firing type | 1268347
2019 | SC | Saluda Solar II | 61323 | SRVC | SERC Virginia/Carolina | SUN | 3.4 |  | 6462 |  |  |  |  | Estimated using an emission factor | 57537
2019 | SC | Saluda Solar, LLC | 60535 | SRVC | SERC Virginia/Carolina | SUN | 6.8 |  | 13079 |  |  |  |  | Estimated using an emission factor | 116456
2019 | SC | Sandifer Solar | 62298 | SRVC | SERC Virginia/Carolina | SUN | 2
2019 | SC | Sapphire Solar | 61948 | SRVC | SERC Virginia/Carolina | SUN | 2 |  | 4062 |  |  |  |  | Estimated using an emission factor | 36170
2019 | SC | Savannah River Site Biomass Cogen | 57138 | SRVC | SERC Virginia/Carolina | WDS | 20.8 | 0.27249 | 72803 | 607290.594 | 6.9268 | 0.19029 | 0.022812 | NEI avg EF - PM, fuel type | 2228643.5 | 25.4201
2019 | SC | Scarlet Solar | 62307 | SRVC | SERC Virginia/Carolina | SUN | 2
2019 | SC | SCE&G Curie CSG | 61432 | SRVC | SERC Virginia/Carolina | SUN | 2 |  | 3523 |  |  |  |  | Estimated using an emission factor | 31369
2019 | SC | SCE&G Nimitz CSG | 61433 | SRVC | SERC Virginia/Carolina | SUN | 8 |  | 15801 |  |  |  |  | Estimated using an emission factor | 140692
2019 | SC | SCE&G Springfield CSG | 61434 | SRVC | SERC Virginia/Carolina | SUN | 6.1 |  | 11191 |  |  |  |  | Estimated using an emission factor | 99644
2019 | SC | Seabrook Solar | 61701 | SRVC | SERC Virginia/Carolina | SUN | 72.5 |  | 4534 |  |  |  |  | Estimated using an emission factor | 40371
2019 | SC | Sediver | 7957 | SRVC | SERC Virginia/Carolina | DFO | 522.9 |  | 3 | 1710 | 0.26505 | 176.7 | 0.31 | EPA/NEI; Estimated using an emission factor | 1710 | 0.26505
2019 | SC | Seneca City of | 56545 | SRVC | SERC Virginia/Carolina | DFO | 10 |  | 1869 | 17623 | 2.7316 | 2.923 | 0.31 | Estimated using an emission factor | 17623 | 2.7316
2019 | SC | Shaw Creek Solar, LLC | 61790 | SRVC | SERC Virginia/Carolina | SUN | 74.9 |  | 32853 |  |  |  |  | Estimated using an emission factor | 292523
2019 | SC | Shem Solar | 62308 | SRVC | SERC Virginia/Carolina | SUN | 2
2019 | SC | Shining Sun Solar | 62309 | SRVC | SERC Virginia/Carolina | SUN | 40
2019 | SC | Shorthorn Holdings | 60028 | SRVC | SERC Virginia/Carolina | SUN | 15.4
2019 | SC | Shorthorn Solar | 62310 | SRVC | SERC Virginia/Carolina | SUN | 60.5
2019 | SC | Snoopy Solar | 62311 | SRVC | SERC Virginia/Carolina | SUN | 2
2019 | SC | Sonoco Products Co | 57919 | SRVC | SERC Virginia/Carolina | WDS | 40.5 | 0.14371 | 106092 | 592147.118 | 6.1921 | 0.11673 | 0.020914 | EPA/NEI; Estimated using an emission factor | 4120375 | 43.0868
2019 | SC | South Solar | 61949 | SRVC | SERC Virginia/Carolina | SUN | 2 |  | 4054 |  |  |  |  | Estimated using an emission factor | 36099
2019 | SC | Southard Solar | 62312 | SRVC | SERC Virginia/Carolina | SUN | 6
2019 | SC | Southern Current One, LLC | 61748 | SRVC | SERC Virginia/Carolina | SUN | 10.2 |  | 20161 |  |  |  |  | Estimated using an emission factor | 179514
2019 | SC | Spartanburg Water System | 54675 | SRVC | SERC Virginia/Carolina | WAT | 5.9 |  | 2518 | 673 | 0.10431 | 0.082855 | 0.31 | EPA/NEI; Estimated using an emission factor | 22490 | 0.10431
2019 | SC | Spillway | 3321 | SRVC | SERC Virginia/Carolina | WAT | 2 |  | 6406 |  |  |  |  | NEI avg EF - PM, fuel type, firing type | 57038
2019 | SC | St Stephen | 6789 | SRVC | SERC Virginia/Carolina | WAT | 84 |  | 306897.999 |  |  |  |  | NEI avg EF - PM, fuel type, firing type | 2732619.938
2019 | SC | St. Matthews Solar | 60293 | SRVC | SERC Virginia/Carolina | SUN | 10.2 |  | 21157 |  |  |  |  | Estimated using an emission factor | 188381
2019 | SC | Stamey Solar | 62313 | SRVC | SERC Virginia/Carolina | SUN | 2
2019 | SC | Substation 20 Plant | 59728 | SRVC | SERC Virginia/Carolina | NG | 2 |  | 46.06 | 865 | 0.0023716 | 0.10298 | 0.0054834 | NEI avg EF - PM, fuel type, firing type | 865 | 0.0023716
2019 | SC | Swamp Fox Solar | 61521 | SRVC | SERC Virginia/Carolina | SUN | 10.8 |  | 23429 |  |  |  |  | Estimated using an emission factor | 208612
2019 | SC | Tarpon Solar I | 62314 | SRVC | SERC Virginia/Carolina | SUN | 2
2019 | SC | Tedder Solar | 62315 | SRVC | SERC Virginia/Carolina | SUN | 2
2019 | SC | Ten Governors Solar | 62316 | SRVC | SERC Virginia/Carolina | SUN | 28
2019 | SC | Thermal Kem | 56129 | SRVC | SERC Virginia/Carolina | DFO | 2.9 |  | 3 | 1710 | 0.26505 | 176.7 | 0.31 | Estimated using an emission factor | 1710 | 0.26505
2019 | SC | Thomas Solar | 62352 | SRVC | SERC Virginia/Carolina | SUN | 2
2019 | SC | Topaz Solar (SC) | 62349 | SRVC | SERC Virginia/Carolina | SUN | 2
2019 | SC | Trask East Solar | 62346 | SRVC | SERC Virginia/Carolina | SUN | 12
2019 | SC | TWE Bowman Solar Project | 62828 | SRVC | SERC Virginia/Carolina | SUN | 75
2019 | SC | Ulmer Solar | 62343 | SRVC | SERC Virginia/Carolina | SUN | 22
2019 | SC | Union Renewable Energy Facility | 60241 | SRVC | SERC Virginia/Carolina | LFG | 3.2 |  | 17931 | 174407 | 1.2819 | 0.14298 | 0.0147 | Estimated using an emission factor | 174407 | 1.2819
2019 | SC | Upper Pacolet Hydro | 58257 | SRVC | SERC Virginia/Carolina | WAT | 1.1 |  | 5374 |  |  |  |  | NEI avg EF - PM, fuel type, firing type | 47849
2019 | SC | Urquhart | 3295 | SRVC | SERC Virginia/Carolina | NG | 758.9 |  | 1715364.999 | 13880914 | 5.427 | 0.0063275 | 0.00078194 | EPA/NEI | 13880914 | 5.427
2019 | SC | V C Summer | 6127 | SRVC | SERC Virginia/Carolina | NUC | 3229.6 |  | 8248436 |  |  |  |  | EPA/NEI; Estimated using an emission factor | 86126944
2019 | SC | Valenite | 56131 | SRVC | SERC Virginia/Carolina | DFO | 2.9 |  | 3 | 1710 | 0.26505 | 176.7 | 0.31 | Estimated using an emission factor | 1710 | 0.26505
2019 | SC | Vincent Solar | 61950 | SRVC | SERC Virginia/Carolina | SUN | 2 |  | 3432 |  |  |  |  | Estimated using an emission factor | 30558
2019 | SC | W S Lee | 3264 | SRVC | SERC Virginia/Carolina | NG | 1403.2 |  | 5272034 | 37652800.964 | 0.61991 | 0.00023517 | 3.2928e-05 | EPA/NEI | 37652800.964 | 0.61991
2019 | SC | Ware Shoals Hydro Project | 10801 | SRVC | SERC Virginia/Carolina | WAT | 6.2 |  | 6970 |  |  |  |  | NEI avg EF - PM, fuel type, firing type | 62060
2019 | SC | Washington Solar (SC) | 62342 | SRVC | SERC Virginia/Carolina | SUN | 2
2019 | SC | Washington Solar II (SC) | 62344 | SRVC | SERC Virginia/Carolina | SUN | 2
2019 | SC | Watauga Solar | 61951 | SRVC | SERC Virginia/Carolina | SUN | 2 |  | 3162 |  |  |  |  | Estimated using an emission factor | 28155
2019 | SC | Wateree | 3297 | SRVC | SERC Virginia/Carolina | BIT | 771.8 |  | 2061246 | 21175060 | 1773.318 | 1.7206 | 0.16749 | EPA/NEI | 21175060 | 1773.318
2019 | SC | Wateree Hydro | 3270 | SRVC | SERC Virginia/Carolina | WAT | 90.5 |  | 319360 |  |  |  |  | NEI avg EF - PM, fuel type, firing type | 2843581.875
2019 | SC | Wayfair Solar | 62345 | SRVC | SERC Virginia/Carolina | SUN | 2
2019 | SC | Weaver Solar | 62347 | SRVC | SERC Virginia/Carolina | SUN | 2
2019 | SC | Webb Forging | 7814 | SRVC | SERC Virginia/Carolina | DFO | 5.8 |  | 5 | 1710 | 0.26505 | 106.02 | 0.31 | Estimated using an emission factor | 1710 | 0.26505
2019 | SC | Wellford Renewable Energy Plant | 57885 | SRVC | SERC Virginia/Carolina | LFG | 1.6 |  | 8948 | 102393 | 0.75259 | 0.16821 | 0.0147 | Estimated using an emission factor | 102393 | 0.75259
2019 | SC | WestRock CP, LLC Florence Mill | 50806 | SRVC | SERC Virginia/Carolina | BIT | 103.8 | 0.13843 | 360375.626 | 3216713.466 | 22.9038 | 0.12711 | 0.014241 | EPA/NEI; Estimated using an emission factor | 23237762.578 | 165.459
2019 | SC | White Horse Solar A | 63760 | SRVC | SERC Virginia/Carolina | SUN | 2
2019 | SC | Whitetail Solar | 59569 | SRVC | SERC Virginia/Carolina | SUN | 10
2019 | SC | Whitt Solar | 61952 | SRVC | SERC Virginia/Carolina | SUN | 2 |  | 4087 |  |  |  |  | Estimated using an emission factor | 36391
2019 | SC | Williams | 3298 | SRVC | SERC Virginia/Carolina | RC | 713.5 |  | 2557366 | 23948656.4 | 1364.44 | 1.0671 | 0.11395 | EPA/NEI | 23948656.4 | 1364.44
2019 | SC | Willis Solar | 61953 | SRVC | SERC Virginia/Carolina | SUN | 2 |  | 3849 |  |  |  |  | Estimated using an emission factor | 34271
2019 | SC | Winyah | 6249 | SRVC | SERC Virginia/Carolina | RC | 1260 |  | 712311 | 9530149 | 35.754 | 0.10039 | 0.0075034 | EPA/NEI | 9530149 | 35.754
2019 | SC | Woodfields Solar | 63552 | SRVC | SERC Virginia/Carolina | SUN | 2
2019 | SC | WSW Solar | 62350 | SRVC | SERC Virginia/Carolina | SUN | 10.8
2019 | SC | Wylie | 3271 | SRVC | SERC Virginia/Carolina | WAT | 60 |  | 77824 |  |  |  |  | NEI avg EF - PM, fuel type, firing type | 692945
2019 | SC | Wysong Solar | 62351 | SRVC | SERC Virginia/Carolina | SUN | 2.3
2019 | SC | Yemassee Solar | 62353 | SRVC | SERC Virginia/Carolina | SUN | 10
2019 | SC | York Solar | 62354 | SRVC | SERC Virginia/Carolina | SUN | 2
2019 | SD | Aberdeen Generating Station | 3338 | MROW | MRO West | NG | 111 |  | 43908 | 592274.719 | 2.3144 | 0.10542 | 0.0078154 | NEI avg EF - PM, fuel type, firing type | 592274.719 | 2.3144
2019 | SD | Angus Anson | 7237 | MROW | MRO West | NG | 405.7 |  | 109003.001 | 1353862.156 | 5.2905 | 0.097071 | 0.0078154 | NEI avg EF - PM, fuel type, firing type | 1353862.156 | 5.2905
2019 | SD | Astoria Station | 61144 | MROW | MRO West | NG | 349
2019 | SD | Aurora County Wind | 61745 | MROW | MRO West | WND | 20 |  | 79726 |  |  |  |  | Estimated using an emission factor | 709881
2019 | SD | Beethoven Wind | 59187 | MROW | MRO West | WND | 80 |  | 283638 |  |  |  |  | Estimated using an emission factor | 2525513
2019 | SD | Ben French | 3325 | RMPA | WECC Rockies | NG | 135 |  | 7572 | 143488 | 0.62894 | 0.16612 | 0.0087665 | EPA/NEI; Estimated using an emission factor | 143488 | 0.62894
2019 | SD | Big Bend Dam | 3375 | MROW | MRO West | WAT | 538.3 |  | 1525056.002 |  |  |  |  | NEI avg EF - PM, fuel type, firing type | 13579099.375
2019 | SD | Big Stone | 6098 | MROW | MRO West | SUB | 451 | 0.93889 | 2619088 | 27743245.766 | 31.8808 | 0.024345 | 0.0022983 | EPA/NEI | 29549108 | 33.9559
2019 | SD | Brule County Wind | 61746 | MROW | MRO West | WND | 20 |  | 77395 |  |  |  |  | Estimated using an emission factor | 689126
2019 | SD | Buffalo Ridge I LLC | 56792 | MROW | MRO West | WND | 50.4 |  | 141037 |  |  |  |  | Estimated using an emission factor | 1255793
2019 | SD | Buffalo Ridge II LLC | 57424 | MROW | MRO West | WND | 210 |  | 514318 |  |  |  |  | Estimated using an emission factor | 4579488
2019 | SD | Campbell County Wind Farm | 59655 | MROW | MRO West | WND | 97.8 |  | 380777 |  |  |  |  | Estimated using an emission factor | 3390439
2019 | SD | Chamberlain Wind Project | 7974 | MROW | MRO West | WND | 2.6 |  | 1566 |  |  |  |  | Estimated using an emission factor | 13946
2019 | SD | Clark (SD) | 3341 | MROW | MRO West | DFO | 2.7 |  | -122 | 36 | 0.00558 | 0 | 0.31 | Estimated using an emission factor | 36 | 0.00558
2019 | SD | Coyote Ridge | 61047 | MROW | MRO West | WND | 96.7 |  | 7856 |  |  |  |  | Estimated using an emission factor | 69950
2019 | SD | Crocker Wind Farm | 60505 | MROW | MRO West | WND | 200 |  | 101065 |  |  |  |  | Estimated using an emission factor | 899882
2019 | SD | Crowned Ridge Wind Energy Center | 60503 | MROW | MRO West | WND | 200.1 |  | 0
2019 | SD | Crowned Ridge Wind II Energy Center | 63269 | MROW | MRO West | WND | 200.6
2019 | SD | Dakota Range III Wind Project | 63102 |  |  | WND | 151.2
2019 | SD | Day County Wind LLC | 57194 | MROW | MRO West | WND | 99 |  | 383217 |  |  |  |  | Estimated using an emission factor | 3412163
2019 | SD | Deer Creek Station | 56610 | MROW | MRO West | NG | 324 |  | 856663 | 6986181.5 | 3.7094 | 0.0086602 | 0.0010619 | EPA/NEI | 6986181.5 | 3.7094
2019 | SD | Deuel Harvest Wind Energy LLC | 62943 | MROW | MRO West | WND | 300
2019 | SD | Faulkton | 3342 | MROW | MRO West | DFO | 2.7 |  | -142 | 153 | 0.023715 | 0 | 0.31 | Estimated using an emission factor | 153 | 0.023715
2019 | SD | Fort Randall | 3373 | MROW | MRO West | WAT | 320 |  | 2201556 |  |  |  |  | NEI avg EF - PM, fuel type, firing type | 19602656
2019 | SD | Ft. Pierre | 56148 | MROW | MRO West | DFO | 6 |  | 30.999 | 308.001 | 0.04774 | 3.0801 | 0.31 | Estimated using an emission factor | 308.001 | 0.04774
2019 | SD | Future CT | 7956 | MROW | MRO West | NG | 56
2019 | SD | Groton Generating Station | 56238 | MROW | MRO West | NG | 188.5 |  | 119402 | 1152359.938 | 3.4753 | 0.058212 | 0.0060317 | EPA/NEI | 1152359.938 | 3.4753
2019 | SD | Highmore | 3343 | MROW | MRO West | DFO | 4.6
2019 | SD | Huron | 3344 | MROW | MRO West | NG | 57.9 |  | 2928 | 11247.6 | 0.043952 | 0.030022 | 0.0078154 | NEI avg EF - PM, fuel type, firing type | 11247.6 | 0.043952
2019 | SD | Lake Preston | 3352 | MROW | MRO West | DFO | 48.2 |  | 251 | 7518 | 0.064878 | 0.51695 | 0.017259 | EPA/NEI; Estimated using an emission factor | 7518 | 0.064878
2019 | SD | Lange | 55478 | RMPA | WECC Rockies | NG | 40 |  | 22324 | 241959.297 | 0.088541 | 0.0079323 | 0.00073186 | EPA/NEI | 241959.297 | 0.088541
2019 | SD | Mobile Unit | 3346 | MROW | MRO West | DFO | 4.2 |  | -92 | 390 | 0.06045 | 0 | 0.31 | EPA/NEI; Estimated using an emission factor | 390 | 0.06045
2019 | SD | Oahe | 3356 | MROW | MRO West | WAT | 786.1 |  | 4185392.001 |  |  |  |  | NEI avg EF - PM, fuel type, firing type | 37266729.5
2019 | SD | Oak Tree Energy | 59435 | MROW | MRO West | WND | 19.5 |  | 69976 |  |  |  |  | Estimated using an emission factor | 623067
2019 | SD | Pathfinder | 3334 | MROW | MRO West | NG | 75
2019 | SD | Pierre Solar | 60686 | MROW | MRO West | SUN | 1 |  | 1829 |  |  |  |  | Estimated using an emission factor | 16284
2019 | SD | POET Biorefining - Chancellor | 63853 |  |  | WDS | 5.4
2019 | SD | POET Biorefining - Hudson | 63918 | MROW | MRO West |  | 3.6 | 0.07705 | 12421 | [5 empty] | 987618.312
2019 | SD | Prairie Winds SD1 | 56608 | MROW | MRO West | WND | 162 |  | 396640 |  |  |  |  | Estimated using an emission factor | 3531682.893
2019 | SD | Prevailing Wind Park | 62247 | MROW | MRO West | WND | 218
2019 | SD | Redfield | 3347 | MROW | MRO West | NG | 3.9
2019 | SD | Rolling Thunder Wind Farm Hybrid | 57045 | MROW | MRO West | WND | 25.8 |  | 80025 |  |  |  |  | EPA/NEI; Estimated using an emission factor | 712542
2019 | SD | South Dakota Wind Energy Cente | 56092 | MROW | MRO West | WND | 40.5 |  | 96513 |  |  |  |  | Estimated using an emission factor | 859352
2019 | SD | Spearfish Hydro | 58438 | MROW | MRO West | WAT | 4 |  | 3151 |  |  |  |  | NEI avg EF - PM, fuel type, firing type | 28055
2019 | SD | Spirit Mound | 6092 | MROW | MRO West | DFO | 135 |  | 5400 | 74645 | 0.64416 | 0.23858 | 0.017259 | NEI avg EF - PM, fuel type, firing type | 74645 | 0.64416
2019 | SD | State Auto Insurance | 56244 | MROW | MRO West | DFO | 1.7 |  | 14.7 | 128 | 0.01984 | 2.6993 | 0.31 | Estimated using an emission factor | 128 | 0.01984
2019 | SD | Tatanka Ridge | 61046 | MROW | MRO West | WND | 98
2019 | SD | Triple H Wind Project | 63103 | MROW | MRO West | WND | 250.2
2019 | SD | Valley Queen Cheese | 56274 | MROW | MRO West | DFO | 4.5 |  | 15.999 | 161.001 | 0.024955 | 3.1196 | 0.31 | Estimated using an emission factor | 161.001 | 0.024955
2019 | SD | Watertown Power Plant | 7247 | MROW | MRO West | DFO | 67.5 |  | 1991 | 29816 | 0.2573 | 0.25846 | 0.017259 | NEI avg EF - PM, fuel type, firing type | 29816 | 0.2573
2019 | SD | Webster IC | 3348 | MROW | MRO West | DFO | 2.6
2019 | SD | Wessington Springs | 56650 | MROW | MRO West | WND | 51 |  | 175580 |  |  |  |  | Estimated using an emission factor | 1563366
2019 | SD | Willow Creek Wind Power LLC | 62431 |  |  | WND | 105
2019 | SD | Yankton | 8034 | MROW | MRO West | NG | 13.4 |  | -323 | 471 | 0.025671 | 0 | 0.10901 | Estimated using an emission factor | 471 | 0.025671
2019 | TN | Allen | 3393 | SRTV | SERC Tennessee Valley | NG | 2781.7 |  | 5842649.992 | 38055081.6 | 109.5689 | 0.037507 | 0.0057584 | EPA/NEI; Estimated using an emission factor | 38055081.6 | 109.5689
2019 | TN | Apalachia | 3394 | SRTV | SERC Tennessee Valley | WAT | 93.6 |  | 493037 |  |  |  |  | NEI avg EF - PM, fuel type, firing type | 4390001.875
2019 | TN | Bi-County Gas Producers | 58559 | SRTV | SERC Tennessee Valley | LFG | 3 |  | 13917 | 164708.004 | 1.2106 | 0.17397 | 0.0147 | Estimated using an emission factor | 164708.004 | 1.2106
2019 | TN | Boone Dam | 3395 | SRTV | SERC Tennessee Valley | WAT | 105.9 |  | 216312 |  |  |  |  | NEI avg EF - PM, fuel type, firing type | 1926041
2019 | TN | Brownsville Combustion Turbine Plant | 55081 | SRTV | SERC Tennessee Valley | NG | 460 |  | 489287 | 5751662.75 | 36.7436 | 0.15019 | 0.012777 | EPA/NEI | 5751662.75 | 36.7436
2019 | TN | Buffalo Mountain | 7927 | SRTV | SERC Tennessee Valley | WND | 1.8 |  | 0
2019 | TN | Buffalo Mountain Energy Center | 56493 | SRTV | SERC Tennessee Valley | WND | 27 |  | 37976 |  |  |  |  | Estimated using an emission factor | 338137
2019 | TN | Bull Run | 3396 | SRTV | SERC Tennessee Valley | BIT | 950 |  | 1551288 | 14648068 | 65.0844 | 0.08391 | 0.0088864 | EPA/NEI | 14648068 | 65.0844
2019 | TN | Calderwood | 54900 | SRTV | SERC Tennessee Valley | WAT | 156.6 |  | 780722.001 |  |  |  |  | NEI avg EF - PM, fuel type, firing type | 6951549
2019 | TN | Center Hill | 6417 | SRTV | SERC Tennessee Valley | WAT | 140 |  | 245303.999 |  |  |  |  | NEI avg EF - PM, fuel type, firing type | 2184188
2019 | TN | Chattanooga Metropolitan Airport Solar | 58515 | SRTV | SERC Tennessee Valley | SUN | 2.7 |  | 3118 |  |  |  |  | Estimated using an emission factor | 27762
2019 | TN | Cheatham | 6418 | SRTV | SERC Tennessee Valley | WAT | 36 |  | 165126.999 |  |  |  |  | NEI avg EF - PM, fuel type, firing type | 1470289.031
2019 | TN | Cherokee Dam | 3397 | SRTV | SERC Tennessee Valley | WAT | 135 |  | 425132.999 |  |  |  |  | NEI avg EF - PM, fuel type, firing type | 3785384
2019 | TN | Chestnut Ridge Gas Recovery | 50570 | SRTV | SERC Tennessee Valley | LFG | 4.8 |  | 27264 | 332860.992 | 2.4465 | 0.17947 | 0.0147 | Estimated using an emission factor | 332860.992 | 2.4465
2019 | TN | Chickamauga | 3398 | SRTV | SERC Tennessee Valley | WAT | 159.6 |  | 776220 |  |  |  |  | NEI avg EF - PM, fuel type, firing type | 6911463
2019 | TN | Chilhowee | 54901 | SRTV | SERC Tennessee Valley | WAT | 49.8 |  | 219770.001 |  |  |  |  | NEI avg EF - PM, fuel type, firing type | 1956831
2019 | TN | Cordell Hull | 3423 | SRTV | SERC Tennessee Valley | WAT | 99.9 |  | 495386.001 |  |  |  |  | NEI avg EF - PM, fuel type, firing type | 4410916.125
2019 | TN | Cumberland | 3399 | SRTV | SERC Tennessee Valley | RC | 2600 |  | 9409261 | 98240561.797 | 1258.8065 | 0.26757 | 0.025627 | EPA/NEI; Estimated using an emission factor | 98240561.797 | 1258.8065
2019 | TN | Dale Hollow | 3424 | SRTV | SERC Tennessee Valley | WAT | 54 |  | 199056.999 |  |  |  |  | NEI avg EF - PM, fuel type, firing type | 1772403.938
2019 | TN | Domtar Kingsport Mill | 10252 | RFCW | RFC West | BLQ | 73 | 0.17429 | 249523 | 1390208.373 | 5.4467 | 0.043657 | 0.0078358 | EPA/NEI; Estimated using an emission factor | 7976412.25 | 31.2509
2019 | TN | Douglas Dam | 3400 | SRTV | SERC Tennessee Valley | WAT | 150.8 |  | 581808 |  |  |  |  | NEI avg EF - PM, fuel type, firing type | 5180418
2019 | TN | Eastman Chemical Company | 50481 | RFCW | RFC West | BIT | 194.3 | 0.16474 | 1051146 | 6170173.218 | 56.6526 | 0.10779 | 0.018363 | NEI avg EF - PM, fuel type, firing type | 37454003 | 343.8907
2019 | TN | Elora Solar | 63719 | SRTV | SERC Tennessee Valley | SUN | 150
2019 | TN | Fort Loudoun | 3402 | SRTV | SERC Tennessee Valley | WAT | 153.3 |  | 932129 |  |  |  |  | NEI avg EF - PM, fuel type, firing type | 8299677.125
2019 | TN | Fort Patrick Henry | 3401 | SRTV | SERC Tennessee Valley | WAT | 59.4 |  | 157595 |  |  |  |  | NEI avg EF - PM, fuel type, firing type | 1403225
2019 | TN | Franklin (TN) | 7950 | SRTV | SERC Tennessee Valley | NG | 510
2019 | TN | Gallatin | 3403 | SRTV | SERC Tennessee Valley | SUB | 1918.4 |  | 4157882 | 48133227.832 | 188.7893 | 0.09081 | 0.0078444 | EPA/NEI; Estimated using an emission factor | 48133227.832 | 188.7893
2019 | TN | Gleason Combustion Turbine Plant | 55251 | SRTV | SERC Tennessee Valley | NG | 567.8 |  | 461137 | 4999388.75 | 13.7376 | 0.059581 | 0.0054957 | EPA/NEI | 4999388.75 | 13.7376
2019 | TN | Great Falls (TN) | 3404 | SRTV | SERC Tennessee Valley | WAT | 33.7 |  | 133063 |  |  |  |  | NEI avg EF - PM, fuel type, firing type | 1184793
2019 | TN | Haywood Solar | 61733 | SRTV | SERC Tennessee Valley | SUN | 3 |  | 6361 |  |  |  |  | Estimated using an emission factor | 56638
2019 | TN | IKEA Memphis 508 | 61211 | SRTV | SERC Tennessee Valley | SUN | 1.1 |  | 1473 |  |  |  |  | Estimated using an emission factor | 13114
2019 | TN | J P Priest | 3428 | SRTV | SERC Tennessee Valley | WAT | 28 |  | 84384 |  |  |  |  | NEI avg EF - PM, fuel type, firing type | 751356
2019 | TN | John Sevier | 3405 | SRTV | SERC Tennessee Valley | NG | 1796.9 |  | 4954090 | 35506268 | 74.5457 | 0.030095 | 0.004199 | EPA/NEI | 35506268 | 74.5457
2019 | TN | Johnsonville | 3406 | SRTV | SERC Tennessee Valley | NG | 2911.2 | 1 | 140219 | 6909169.318 | 201.105 | 2.8684 | 0.058214 | EPA/NEI; Estimated using an emission factor | 6909169.318 | 201.105
2019 | TN | Kingston | 3407 | SRTV | SERC Tennessee Valley | SUB | 1700 |  | 3320006 | 41889066 | 346.3136 | 0.20862 | 0.016535 | EPA/NEI | 41889066 | 346.3136
2019 | TN | Lagoon Creek | 7845 | SRTV | SERC Tennessee Valley | NG | 1625.2 |  | 3574040.004 | 25655372.562 | 41.4048 | 0.02317 | 0.0032278 | EPA/NEI | 25655372.562 | 41.4048
2019 | TN | Latitude Solar Center | 61412 | SRTV | SERC Tennessee Valley | SUN | 15 |  | 31422 |  |  |  |  | Estimated using an emission factor | 279780
2019 | TN | McMinnville | 55928 | SRTV | SERC Tennessee Valley | DFO | 24 |  | 125.004 | 1251.996 | 0.18712 | 2.9938 | 0.29892 | Estimated using an emission factor | 1251.996 | 0.18712
2019 | TN | Melton Hill | 3408 | SRTV | SERC Tennessee Valley | WAT | 72 |  | 193878 |  |  |  |  | NEI avg EF - PM, fuel type, firing type | 1726290
2019 | TN | Middle Point Landfill Gas Recovery | 56866 | SRTV | SERC Tennessee Valley | LFG | 2.8
2019 | TN | Millington Solar Farm | 60560 | SRTV | SERC Tennessee Valley | SUN | 53 |  | 104470 |  |  |  |  | Estimated using an emission factor | 930200
2019 | TN | Mountain Home Energy Center | 59809 | SRTV | SERC Tennessee Valley | NG | 6.8 |  | 17578 | 151376 | 12.4368 | 1.415 | 0.16432 | Estimated using an emission factor | 151376 | 12.4368
2019 | TN | MTSU Power Co-Gen Plant | 58179 | SRTV | SERC Tennessee Valley | NG | 15 | 0.3794 | 33154 | 210340.485 | 0.57669 | 0.034789 | 0.0054834 | EPA/NEI; Estimated using an emission factor | 554403 | 1.52
2019 | TN | Mulberry Farm LLC | 59184 | SRTV | SERC Tennessee Valley | SUN | 15.8 |  | 23039 |  |  |  |  | Estimated using an emission factor | 205139
2019 | TN | Music City Community Solar | 62468 | SRTV | SERC Tennessee Valley | SUN | 1.6 |  | 3 |  |  |  |  | Estimated using an emission factor | 27
2019 | TN | Nickajack | 3409 | SRTV | SERC Tennessee Valley | WAT | 103.9 |  | 584994.001 |  |  |  |  | NEI avg EF - PM, fuel type, firing type | 5208788.125
2019 | TN | Norris Dam | 3411 | SRTV | SERC Tennessee Valley | WAT | 131.4 |  | 419405 |  |  |  |  | NEI avg EF - PM, fuel type, firing type | 3734382
2019 | TN | Ocoee 1 | 3412 | SRTV | SERC Tennessee Valley | WAT | 19 |  | 108616 |  |  |  |  | NEI avg EF - PM, fuel type, firing type | 967117.969
2019 | TN | Ocoee 2 | 3413 | SRTV | SERC Tennessee Valley | WAT | 23 |  | 122402 |  |  |  |  | NEI avg EF - PM, fuel type, firing type | 1089870
2019 | TN | Ocoee 3 | 3414 | SRTV | SERC Tennessee Valley | WAT | 28.8 |  | 148020 |  |  |  |  | NEI avg EF - PM, fuel type, firing type | 1317969
2019 | TN | Old Hickory | 3426 | SRTV | SERC Tennessee Valley | WAT | 103.7 |  | 377455 |  |  |  |  | NEI avg EF - PM, fuel type, firing type | 3360858.938
2019 | TN | Opryland USA | 55037 | SRTV | SERC Tennessee Valley | NG | 4.5 | 0.35543 | 32653 | 172868.246 | 0.47395 | 0.02903 | 0.0054834 | NEI avg EF - PM, fuel type, firing type | 486368 | 1.3335
2019 | TN | Packaging Corporation of America | 50296 | SRTV | SERC Tennessee Valley | BLQ | 72.5 | 0.10733 | 412031.121 | 3157821.408 | 2.9397 | 0.014269 | 0.0018619 | EPA/NEI; Estimated using an emission factor | 29423080.5 | 27.3908
2019 | TN | Pickwick Landing Dam | 3415 | SRTV | SERC Tennessee Valley | WAT | 240 |  | 712392 |  |  |  |  | NEI avg EF - PM, fuel type, firing type | 6343137.75
2019 | TN | Powell Valley | 7883 | SRTV | SERC Tennessee Valley | DFO | 22 |  | 63.998 | 682 | 0.10571 | 3.3035 | 0.31 | Estimated using an emission factor | 682 | 0.10571
2019 | TN | Providence Solar | 60337 | SRTV | SERC Tennessee Valley | SUN | 16 |  | 30125 |  |  |  |  | Estimated using an emission factor | 268233
2019 | TN | Raccoon Mountain | 6151 | SRTV | SERC Tennessee Valley | WAT | 1713.6 |  | -615360 | [5 empty] | 0
2019 | TN | Resolute Forest Products - Calhoun Ops | 50956 | SRTV | SERC Tennessee Valley | BLQ | 63.2 | 0.13383 | 312434.564 | 1088391.002 | 0.57694 | 0.0036932 | 0.0010602 | EPA/NEI; Estimated using an emission factor | 8132468.5 | 4.3109
2019 | TN | Selmer Farm LLC | 59188 | SRTV | SERC Tennessee Valley | SUN | 15.8 |  | 25920 |  |  |  |  | Estimated using an emission factor | 230791
2019 | TN | Selmer I | 60555 | SRTV | SERC Tennessee Valley | SUN | 16 |  | 30519 |  |  |  |  | Estimated using an emission factor | 271741
2019 | TN | Selmer II | 60556 | SRTV | SERC Tennessee Valley | SUN | 8 |  | 15426 |  |  |  |  | Estimated using an emission factor | 137353
2019 | TN | Sequoyah | 6152 | SRTV | SERC Tennessee Valley | NUC | 2441 |  | 18064619 |  |  |  |  | Estimated using an emission factor | 188623688
2019 | TN | Somerville Solar | 62900 | SRTV | SERC Tennessee Valley | SUN | 2.3 |  | 1266 |  |  |  |  | Estimated using an emission factor | 11272
2019 | TN | South Holston | 3416 | SRTV | SERC Tennessee Valley | WAT | 38.5 |  | 156507 |  |  |  |  | NEI avg EF - PM, fuel type, firing type | 1393538
2019 | TN | SR Innovation - NIKE PV | 61332 | SRTV | SERC Tennessee Valley | SUN | 1.7
2019 | TN | SR Jonesborough | 62173 | SRTV | SERC Tennessee Valley | SUN | 4.4 |  | 8598 |  |  |  |  | Estimated using an emission factor | 76557
2019 | TN | Tate & Lyle Loudon Plant | 63632 | SRTV | SERC Tennessee Valley | NG | 61.4 | 1 | 404309 | 4606944 | 12.6308 | 0.062481 | 0.0054834 | NEI avg EF - PM, fuel type, firing type | 4606944 | 12.6308
2019 | TN | Tims Ford | 3417 | SRTV | SERC Tennessee Valley | WAT | 45.7 |  | 74758 |  |  |  |  | NEI avg EF - PM, fuel type, firing type | 665645
2019 | TN | University of Tennessee Steam Plant | 55036 | SRTV | SERC Tennessee Valley | NG | 5 | 0.47257 | 31620 | 173303.884 | 0.47515 | 0.030054 | 0.0054834 | NEI avg EF - PM, fuel type, firing type | 366726 | 1.0055
2019 | TN | Vanderbilt University Power Plant | 52048 | SRTV | SERC Tennessee Valley | NG | 34.9 | 0.41475 | 110565 | 567174.389 | 1.555 | 0.028129 | 0.0054834 | EPA/NEI; Estimated using an emission factor | 1367516.031 | 3.7493
2019 | TN | Volkswagen Solar System | 58401 | SRTV | SERC Tennessee Valley | SUN | 9.6 |  | 12382 |  |  |  |  | Estimated using an emission factor | 110250
2019 | TN | Watauga | 3418 | SRTV | SERC Tennessee Valley | WAT | 57.6 |  | 173228 |  |  |  |  | NEI avg EF - PM, fuel type, firing type | 1542423
2019 | TN | Watts Bar Fossil | 3419 | SRTV | SERC Tennessee Valley | BIT | 240
2019 | TN | Watts Bar Hydro | 3420 | SRTV | SERC Tennessee Valley | WAT | 174.6 |  | 1132634 |  |  |  |  | NEI avg EF - PM, fuel type, firing type | 10084973
2019 | TN | Watts Bar Nuclear Plant | 7722 | SRTV | SERC Tennessee Valley | NUC | 2539.8 |  | 17655786 |  |  |  |  | Estimated using an emission factor | 184617552
2019 | TN | West Camden | 57409 | SRTV | SERC Tennessee Valley | LFG | 4.8 |  | 36920.001 | 381591 | 2.8047 | 0.15193 | 0.0147 | Estimated using an emission factor | 381591 | 2.8047
2019 | TN | West Tennessee Solar Farm | 58431 | SRTV | SERC Tennessee Valley | SUN | 4.2 |  | 3928 |  |  |  |  | Estimated using an emission factor | 34975
2019 | TN | Wilbur | 3421 | SRTV | SERC Tennessee Valley | WAT | 10.6 |  | 20487.999 |  |  |  |  | NEI avg EF - PM, fuel type, firing type | 182424.996
2019 | TN | Wildberry | 62775 | SRTV | SERC Tennessee Valley | SUN | 15 |  | 28274 |  |  |  |  | Estimated using an emission factor | 251752
2019 | TN | Yum Yum Solar LLC | 63026 | SRTV | SERC Tennessee Valley | SUN | 147
2019 | TX | 2W Permian Solar Project Hybrid | 63255 | ERCT | ERCOT All |  | 460
2019 | TX | Abbott TP 3 | 3581 | ERCT | ERCOT All | WAT | 2.8 |  | 12367 |  |  |  |  | NEI avg EF - PM, fuel type, firing type | 110116
2019 | TX | Aeolus Wind Facility | 56225 | SPSO | SPP South | WND | 3 |  | 6102 |  |  |  |  | Estimated using an emission factor | 54332
2019 | TX | Air Liquide Bayport Complex | 10298 | ERCT | ERCOT All | NG | 623 | 1 | 2288739 | 31085006.5 | 121.4715 | 0.10615 | 0.0078154 | EPA/NEI; Estimated using an emission factor | 31085006.5 | 121.4715
2019 | TX | Air Products Port Arthur | 55309 | SRMV | SERC Mississippi Valley | NG | 172.1 | 0.62352 | 1053777.999 | 6652514.928 | 20.1194 | 0.038185 | 0.0060487 | NEI avg EF - PM, fuel type, firing type | 10669300.75 | 32.2675
2019 | TX | Alamo 6 | 59206 | ERCT | ERCOT All | SUN | 105 |  | 253139 |  |  |  |  | Estimated using an emission factor | 2253951
2019 | TX | Alira | 63193 | ERCT | ERCOT All | SUN | 222.8
2019 | TX | Amadeus Wind Farm | 62142 | ERCT | ERCOT All | WND | 250
2019 | TX | Amelia Energy Center | 55465 | SRMV | SERC Mississippi Valley | NG | 900
2019 | TX | Ameresco Dallas LLC | 58946 | ERCT | ERCOT All | LFG | 4.2 |  | 26799 | 288852 | 2.1231 | 0.15844 | 0.0147 | Estimated using an emission factor | 288852 | 2.1231
2019 | TX | Amistad Dam & Power | 6128 | ERCT | ERCOT All | WAT | 66 |  | 96244 |  |  |  |  | NEI avg EF - PM, fuel type, firing type | 856956
2019 | TX | Anacacho Wind Farm, LLC | 58000 | ERCT | ERCOT All | WND | 99.8 |  | 327914 |  |  |  |  | Estimated using an emission factor | 2919747
2019 | TX | Antelope Elk Energy Center | 57865 | SPSO | SPP South | NG | 167.4 |  | 367178.004 | 10532530 | 34.7573 | 0.18932 | 0.0066 | EPA/NEI | 10532530 | 34.7573
2019 | TX | Apex Bethel Energy Center | 59048 | ERCT | ERCOT All | NG | 317
2019 | TX | Aragorn Solar Project | 63329 | ERCT | ERCOT All | SUN | 180
2019 | TX | Arlington Outlet Hydroelectric Generator | 61355 | ERCT | ERCOT All | WAT | 1.3 |  | 1499 |  |  |  |  | NEI avg EF - PM, fuel type, firing type | 13346
2019 | TX | Ascend Performance Materials Texas Inc. | 10418 | ERCT | ERCOT All | NG | 55.3 | 0.31477 | 264139 | 1371351.382 | 5.5214 | 0.041807 | 0.0080524 | NEI avg EF - PM, fuel type | 4356627.5 | 17.5407
2019 | TX | Astra Wind Farm | 60856 | ERCT | ERCOT All | WND | 163 |  | 497248 |  |  |  |  | Estimated using an emission factor | 4427495
2019 | TX | Atascosita | 55526 | ERCT | ERCOT All | LFG | 8.5
2019 | TX | Austin | 3594 | ERCT | ERCOT All | WAT | 18 |  | 37665 |  |  |  |  | NEI avg EF - PM, fuel type, firing type | 335369
2019 | TX | Austin Gas Recovery | 56524 | ERCT | ERCOT All | LFG | 6.4 |  | 34976 | 409207 | 3.0077 | 0.17198 | 0.0147 | Estimated using an emission factor | 409207 | 3.0077
2019 | TX | Aviator Wind | 63209 | ERCT | ERCOT All | WND | 525
2019 | TX | Azure Sky Solar | 63905 | ERCT | ERCOT All |  | 302
2019 | TX | Bacliff Generating Station | 60264 | ERCT | ERCOT All | NG | 427.2 |  | 160375.998 | 2125380.984 | 5.0516 | 0.062997 | 0.0047536 | EPA/NEI | 2125380.984 | 5.0516
2019 | TX | Baffin Wind | 57927 | ERCT | ERCOT All | WND | 188 |  | 607698 |  |  |  |  | Estimated using an emission factor | 5410943
2019 | TX | Bandera Electric Coop PV | 61205 | ERCT | ERCOT All | SUN | 1.5 |  | 2879 |  |  |  |  | Estimated using an emission factor | 25636
2019 | TX | Barilla Solar | 58710 | ERCT | ERCOT All | SUN | 30.2 |  | 57740 |  |  |  |  | Estimated using an emission factor | 514117
2019 | TX | Barney M. Davis | 4939 | ERCT | ERCOT All | NG | 1082.2 |  | 1547751 | 12711869.75 | 57.8499 | 0.074753 | 0.0091017 | EPA/NEI | 12711869.75 | 57.8499
2019 | TX | Barton Chapel Wind Farm | 57156 | ERCT | ERCOT All | WND | 120 |  | 251933 |  |  |  |  | Estimated using an emission factor | 2243211
2019 | TX | BASF Freeport Works | 55311 | ERCT | ERCOT All | NG | 92.7 | 0.44612 | 576014 | 3094982.786 | 8.5294 | 0.029615 | 0.0055118 | EPA/NEI; Estimated using an emission factor | 6937500.461 | 19.119
2019 | TX | Bastrop Clean Energy Center | 55168 | ERCT | ERCOT All | NG | 618.7 |  | 2311028 | 17018353 | 22.577 | 0.019538 | 0.0026532 | EPA/NEI | 17018353 | 22.577
2019 | TX | Baytown | 55551 | ERCT | ERCOT All | LFG | 5.3
2019 | TX | Baytown Energy Center | 55327 | ERCT | ERCOT All | NG | 932.9 | 0.80384 | 4721930 | 28863258.181 | 26.9049 | 0.011396 | 0.0018643 | EPA/NEI | 35906690 | 33.4704
2019 | TX | BayWa r.e Mozart LLC | 58048 | ERCT | ERCOT All | WND | 30 |  | 75256 |  |  |  |  | Estimated using an emission factor | 670079
2019 | TX | Bearkat | 59972 | ERCT | ERCOT All | WND | 300.1 |  | 753769 |  |  |  |  | EPA/NEI; Estimated using an emission factor | 6711560
2019 | TX | Bearkat II Wind Energy LLC | 63342 | ERCT | ERCOT All | WND | 162.1
2019 | TX | Bethel Wind Farm LLC | 60414 | SPSO | SPP South | WND | 276 |  | 1235433 |  |  |  |  | Estimated using an emission factor | 11000296
2019 | TX | Big Brown | 3497 | ERCT | ERCOT All | SUB | 1986.8
2019 | TX | Big Spring Wind Power Facility | 54979 | ERCT | ERCOT All | WND | 34.3 |  | 65121 |  |  |  |  | Estimated using an emission factor | 579838
2019 | TX | Blackhawk Station | 55064 | SPSO | SPP South | NG | 370.8 | 0.37061 | 1434277 | 6766009.511 | 22.7127 | 0.031671 | 0.0067138 | EPA/NEI | 18256658 | 61.2856
2019 | TX | Blackjack Creek Wind Farm | 62783 | ERCT | ERCOT All | WND | 239.6
2019 | TX | Blue Cloud Wind Energy LLC | 60270 | ERCT | ERCOT All | WND | 148.4 |  | 599487 |  |  |  |  | Estimated using an emission factor | 5337834
2019 | TX | Blue Summit II Wind, LLC | 61970 | ERCT | ERCOT All | WND | 99.4 |  | 369330 |  |  |  |  | Estimated using an emission factor | 3288513
2019 | TX | Blue Summit III Wind | 62566 | ERCT | ERCOT All | WND | 200.2 |  | 35954 |  |  |  |  | Estimated using an emission factor | 320134
2019 | TX | Blue Summit Storage, LLC | 60690 | ERCT | ERCOT All | MWH | 30 |  | -3484 | 0 |  |  |  |  | 0
2019 | TX | Blue Summit Wind LLC | 58372 | ERCT | ERCOT All | WND | 135.4 |  | 432929 |  |  |  |  | Estimated using an emission factor | 3854800
2019 | TX | Blue Wing Solar Energy Generation | 57197 | ERCT | ERCOT All | SUN | 13.9 |  | 21717 |  |  |  |  | Estimated using an emission factor | 193370
2019 | TX | Bluebell Solar | 60789 | ERCT | ERCOT All | SUN | 30 |  | 76762 |  |  |  |  | Estimated using an emission factor | 683490
2019 | TX | Bluebell Solar II | 63351 | ERCT | ERCOT All | SUN | 115
2019 | TX | Bluebonnet | 55552 | ERCT | ERCOT All | LFG | 4
2019 | TX | BMP Wind (TX) | 62809 | ERCT | ERCOT All | WND | 293.3
2019 | TX | Bobcat Bluff Wind Project LLC | 57974 | ERCT | ERCOT All | WND | 161 |  | 401513 |  |  |  |  | Estimated using an emission factor | 3575073
2019 | TX | Borger Plant | 50067 | SPSO | SPP South | BFG | 37.5 | 0.15225 | 72068 | 406335.752 | 0.085737 | 0.0023793 | 0.000422 | Estimated using an emission factor | 2668914.5 | 0.56314
2019 | TX | Bosque County Power Plant | 55172 | ERCT | ERCOT All | NG | 807 |  | 4256899 | 29815640 | 66.3779 | 0.031186 | 0.0044526 | EPA/NEI | 29815640 | 66.3779
2019 | TX | Bovine | 61867 | ERCT | ERCOT All | SUN | 10 |  | 4398 |  |  |  |  | Estimated using an emission factor | 39160
2019 | TX | BP Chemicals Green Lake Plant | 50404 | ERCT | ERCOT All | WH | 38.8 | 1 | 40520 |  |  |  |  | Estimated using an emission factor | 360790
2019 | TX | Brandon Station | 7131 | SPSO | SPP South | NG | 21 | 0.96407 | 20468 | 206219.725 | 0.56539 | 0.055246 | 0.0054834 | NEI avg EF - PM, fuel type, firing type | 213905 | 0.58646
2019 | TX | Brazos Valley Energy, LP | 55357 | ERCT | ERCOT All | NG | 1075.6 |  | 2341414 | 17176602 | 46.309 | 0.039556 | 0.0053921 | EPA/NEI | 17176602 | 46.309
2019 | TX | Brazos Wind Farm | 56111 | ERCT | ERCOT All | WND | 160 |  | 390042 |  |  |  |  | Estimated using an emission factor | 3472935
2019 | TX | Briar Creek Solar 1 | 63769 | ERCT | ERCOT All | SUN | 127
2019 | TX | Bridgeport Gas Processing Plant | 55053 | ERCT | ERCOT All | NG | 11.6 |  | 51409.995 | 523892.992 | 0.11054 | 0.0043004 | 0.000422 | EPA/NEI; Estimated using an emission factor | 523892.992 | 0.11054
2019 | TX | Brightside | 63223 | ERCT | ERCOT All | SUN | 50.7
2019 | TX | Briscoe Wind Farm | 59734 | ERCT | ERCOT All | WND | 150 |  | 366850 |  |  |  |  | Estimated using an emission factor | 3266433
2019 | TX | Brisket Wind (8) LLC | 56838 | SPSO | SPP South | WND | 10 |  | 20826 |  |  |  |  | Estimated using an emission factor | 185435
2019 | TX | Bronson | 61868 | ERCT | ERCOT All | SUN | 10 |  | 15265 |  |  |  |  | Estimated using an emission factor | 135919
2019 | TX | Bruennings Breeze Wind Farm | 59066 | ERCT | ERCOT All | WND | 228 |  | 667942 |  |  |  |  | Estimated using an emission factor | 5947356
2019 | TX | Bryan (TX) | 3561 | ERCT | ERCOT All | NG | 138 |  | 1785 | 31094 | 0.08525 | 0.095519 | 0.0054834 | EPA/NEI; Estimated using an emission factor | 31094 | 0.08525
2019 | TX | Bryan Solar, LLC | 58488 | ERCT | ERCOT All | SUN | 10 |  | 24188 |  |  |  |  | Estimated using an emission factor | 215371
2019 | TX | Buchanan Dam (TX) | 3595 | ERCT | ERCOT All | WAT | 54.9 |  | 50184 |  |  |  |  | NEI avg EF - PM, fuel type, firing type | 446838
2019 | TX | Buckthorn Westex | 60044 | ERCT | ERCOT All | SUN | 202 |  | 264790 |  |  |  |  | Estimated using an emission factor | 2357691
2019 | TX | Buckthorn Wind Project | 60983 | ERCT | ERCOT All | WND | 100.5 |  | 408566 |  |  |  |  | Estimated using an emission factor | 3637871
2019 | TX | Buenos Aires Phase 1 | 62803 | ERCT | ERCOT All | WND | 200
2019 | TX | Buffalo Gap 2 Wind Farm | 56484 | ERCT | ERCOT All | WND | 232.5 |  | 609080 |  |  |  |  | Estimated using an emission factor | 5423249
2019 | TX | Buffalo Gap 3 Wind Farm | 56638 | ERCT | ERCOT All | WND | 170.2 |  | 469951 |  |  |  |  | Estimated using an emission factor | 4184443
2019 | TX | Buffalo Gap Wind Farm | 56240 | ERCT | ERCOT All | WND | 120.6 |  | 358357 |  |  |  |  | Estimated using an emission factor | 3190812
2019 | TX | Bull Creek Wind | 56956 | ERCT | ERCOT All | WND | 180 |  | 133022 |  |  |  |  | Estimated using an emission factor | 1184429
2019 | TX | C E Newman | 3574 | ERCT | ERCOT All | NG | 96.4
2019 | TX | C. R. Wing Cogeneration Plant | 52176 | ERCT | ERCOT All | NG | 230 | 0.99107 | 1002484 | 9069454.39 | 30.2984 | 0.060447 | 0.0066814 | EPA/NEI | 9151181 | 30.5715
2019 | TX | Cactus Flats Wind Energy Project | 61001 | ERCT | ERCOT All | WND | 148.4 |  | 517719 |  |  |  |  | Estimated using an emission factor | 4609768
2019 | TX | Callahan Divide Wind Energy Center | 56270 | ERCT | ERCOT All | WND | 114 |  | 426623 |  |  |  |  | Estimated using an emission factor | 3798651
2019 | TX | Calpine Hidalgo Energy Center | 7762 | ERCT | ERCOT All | NG | 551.3 |  | 2722153 | 19328895 | 47.3526 | 0.034791 | 0.0048997 | EPA/NEI | 19328895 | 47.3526
2019 | TX | Cameron Wind 1 LLC | 59118 | ERCT | ERCOT All | WND | 165 |  | 500490 |  |  |  |  | Estimated using an emission factor | 4456365
2019 | TX | Canadian Breaks, LLC | 63030 | ERCT | ERCOT All | WND | 210.1 |  | 34126 |  |  |  |  | Estimated using an emission factor | 303858
2019 | TX | Canyon | 791 | ERCT | ERCOT All | WAT | 6 |  | 12600 |  |  |  |  | NEI avg EF - PM, fuel type, firing type | 112191
2019 | TX | Canyon Wind Project, LLC | 60271 | ERCT | ERCOT All | WND | 360
2019 | TX | Capricorn Ridge Wind LLC | 56763 | ERCT | ERCOT All | WND | 662.5 |  | 2237527 |  |  |  |  | Estimated using an emission factor | 19922939
2019 | TX | Carbon Capture Plant | 58378 | ERCT | ERCOT All | NG | 102.7 |  | 343230 | 7436194 | 29.0586 | 0.16932 | 0.0078154 | NEI avg EF - PM, fuel type, firing type | 7436194 | 29.0586
2019 | TX | Cascade Solar (TX) | 61875 | ERCT | ERCOT All | SUN | 10 |  | 12928 |  |  |  |  | Estimated using an emission factor | 115111
2019 | TX | Castle Gap Solar Hybrid | 60123 | ERCT | ERCOT All | SUN | 189.9 |  | 432234 | 0 |  |  |  | EPA/NEI; Estimated using an emission factor | 3876960
2019 | TX | CED Crane Solar | 63519 | ERCT | ERCOT All | SUN | 150
2019 | TX | Cedar Bayou | 3460 | ERCT | ERCOT All | NG | 2295 |  | 2185549 | 22997814 | 86.7772 | 0.07941 | 0.0075466 | EPA/NEI | 22997814 | 86.7772
2019 | TX | Cedar Bayou 4 | 56806 | ERCT | ERCOT All | NG | 535.5 |  | 618632 | 9391911 | 30.9934 | 0.1002 | 0.0066 | EPA/NEI | 9391911 | 30.9934
2019 | TX | Cedro Hill Wind LLC | 57260 | ERCT | ERCOT All | WND | 150 |  | 489489 |  |  |  |  | Estimated using an emission factor | 4358411
2019 | TX | Celanese | 7678 | SPSO | SPP South |  | 50
2019 | TX | Central Utility Plant | 10184 | ERCT | ERCOT All | NG | 14.3 | 0.59769 | 12216 | 102760.308 | 0.021682 | 0.0035498 | 0.000422 | EPA/NEI; Estimated using an emission factor | 171930 | 0.036277
2019 | TX | Central Utility Plant - Texas A&M | 58151 | ERCT | ERCOT All | NG | 50.1 | 0.50574 | 196616.09 | 1099307.113 | 2.5724 | 0.026166 | 0.0046799 | EPA/NEI; Estimated using an emission factor | 2173673.938 | 5.0863
2019 | TX | CFB Power Plant | 56708 | ERCT | ERCOT All | NG | 310 |  | 948355 | 11823124.5 | 29.7594 | 0.06276 | 0.0050341 | NEI avg EF - PM, fuel type, firing type | 11823124.5 | 29.7594
2019 | TX | Chamon Power, LLC | 60460 | ERCT | ERCOT All | NG | 121 |  | 61604 | 803601.062 | 3.1402 | 0.10195 | 0.0078154 | NEI avg EF - PM, fuel type, firing type | 803601.062 | 3.1402
2019 | TX | Champion Wind Farm LLC | 56592 | ERCT | ERCOT All | WND | 126.5 |  | 364320 |  |  |  |  | Estimated using an emission factor | 3243907
2019 | TX | Changing Winds | 59243 | ERCT | ERCOT All | WND | 288
2019 | TX | Channel Energy Center | 55299 | ERCT | ERCOT All | OG | 923.8 | 0.55689 | 4176244 | 17793763.505 | 35.431 | 0.016968 | 0.0039824 | EPA/NEI | 31952091 | 63.6231
2019 | TX | Channelview Cogeneration Facility | 55187 | ERCT | ERCOT All | NG | 918.3 | 0.56368 | 5536983 | 32012919.007 | 75.9228 | 0.027424 | 0.0047433 | EPA/NEI | 56792921 | 134.6918
2019 | TX | Chapman Ranch Wind I | 59193 | ERCT | ERCOT All | WND | 236 |  | 417739 |  |  |  |  | Estimated using an emission factor | 3719545
2019 | TX | Chisholm Grid Energy Storage System | 63737 | ERCT | ERCOT All | MWH | 100
2019 | TX | Chisum | 61810 | ERCT | ERCOT All | SUN | 10 |  | 15865 |  |  |  |  | Estimated using an emission factor | 141262
2019 | TX | Cirrus Wind 1 LLC | 58162 | SPSO | SPP South | WND | 61.2 |  | 93440 |  |  |  |  | Estimated using an emission factor | 831990
2019 | TX | Clear Springs Energy Center | 59615 | ERCT | ERCOT All | NG | 549
2019 | TX | Coastal Plains | 55554 | ERCT | ERCOT All | LFG | 6.8
2019 | TX | Colbeck's Corner, LLC | 59068 | ERCT | ERCOT All | WND | 200 |  | 843756 |  |  |  |  | Estimated using an emission factor | 7512804
2019 | TX | Coleto Creek | 6178 | ERCT | ERCOT All | SUB | 622.4 |  | 3225780 | 35579056 | 148.5335 | 0.092092 | 0.0083495 | EPA/NEI | 35579056 | 148.5335
2019 | TX | Colorado Bend Energy Center | 56350 | ERCT | ERCOT All | NG | 580.1 |  | 2110465 | 17536385.25 | 57.9332 | 0.054901 | 0.0066072 | EPA/NEI | 17536385.25 | 57.9332
2019 | TX | Colorado Bend II | 60122 | ERCT | ERCOT All | NG | 1230.3 |  | 6104477 | 41458468 | 96.7902 | 0.031711 | 0.0046693 | EPA/NEI | 41458468 | 96.7902
2019 | TX | Comanche Peak | 6145 | ERCT | ERCOT All | NUC | 2430 |  | 19304710 |  |  |  |  | Estimated using an emission factor | 201572224
2019 | TX | Commerce ESS | 62609 | ERCT | ERCOT All | MWH | 10 |  | -58 | 0 |  |  |  |  | 0
2019 | TX | Commerce Solar | 62610 | ERCT | ERCOT All | SUN | 5 |  | 1585 |  |  |  |  | Estimated using an emission factor | 14113
2019 | TX | Cone Renewable Energy Project, LLC | 60272 | ERCT | ERCOT All | WND | 300
2019 | TX | Coniglio Solar | 62772 | ERCT | ERCOT All | SUN | 135
2019 | TX | Conroe | 55555 | SRMV | SERC Mississippi Valley | LFG | 3
2019 | TX | Copper Station | 9 | AZNM | WECC Southwest | NG | 86.9 |  | 39534 | 702149.188 | 2.3171 | 0.11722 | 0.0066 | EPA/NEI | 702149.188 | 2.3171
2019 | TX | Corpus Christi | 50475 | ERCT | ERCOT All | NG | 41 | 0.21009 | 76451 | 588887.604 | 1.6146 | 0.042238 | 0.0054834 | NEI avg EF - PM, fuel type, firing type | 2802991 | 7.685
2019 | TX | Corpus Christi Energy Center | 55206 | ERCT | ERCOT All | NG | 593.3 | 0.5685 | 1991874 | 11747981.735 | 14.9591 | 0.01502 | 0.0025467 | EPA/NEI | 20664941 | 26.3133
2019 | TX | Corpus Refinery | 50026 | ERCT | ERCOT All | NG | 47 | 0.43691 | 280241 | 1446765.735 | 3.9666 | 0.028308 | 0.0054834 | NEI avg EF - PM, fuel type, firing type | 3311376 | 9.0788
2019 | TX | CoServ Community Solar Station | 60427 | ERCT | ERCOT All | SUN | 2 |  | 3708 |  |  |  |  | Estimated using an emission factor | 33015
2019 | TX | Cotton Plains Wind Farm | 60210 | ERCT | ERCOT All | WND | 50.4 |  | 198020 |  |  |  |  | Estimated using an emission factor | 1763171
2019 | TX | Cottonwood Energy Project | 55358 | SRMV | SERC Mississippi Valley | NG | 1433.6 |  | 7246613 | 52402328 | 157.1035 | 0.043359 | 0.005996 | EPA/NEI | 52402328 | 157.1035
2019 | TX | Covel Gardens Gas Recovery | 56864 | ERCT | ERCOT All | LFG | 9.6 |  | 59185.002 | 674879.016 | 4.9604 | 0.16762 | 0.0147 | Estimated using an emission factor | 674879.016 | 4.9604
2019 | TX | Coyote Wind LLC | 63655 | ERCT | ERCOT All | WND | 242.5
2019 | TX | CPS 1 Community Solar | 60472 | ERCT | ERCOT All | SUN | 1 |  | 1971 |  |  |  |  | Estimated using an emission factor | 17550
2019 | TX | Cranell Wind Farm LLC | 62416 | ERCT | ERCOT All | WND | 220
2019 | TX | Crosby County Wind Farm, LLC | 60273 | ERCT | ERCOT All | WND | 120
2019 | TX | Decker Creek | 3548 | ERCT | ERCOT All | NG | 932.3 |  | 691812 | 8452096 | 6.7868 | 0.01962 | 0.0016059 | EPA/NEI; Estimated using an emission factor | 8452096 | 6.7868
2019 | TX | Decordova | 8063 | ERCT | ERCOT All | NG | 1627.8 |  | 22782 | 327984 | 2.1987 | 0.19302 | 0.013407 | EPA/NEI | 327984 | 2.1987
2019 | TX | Deer Park Energy Center | 55464 | ERCT | ERCOT All | NG | 1176 | 0.57788 | 6809470 | 40787492.582 | 36.6569 | 0.010766 | 0.0017975 | EPA/NEI | 70581207 | 63.4335
2019 | TX | Deer Park Plant | 50471 | ERCT | ERCOT All | NG | 111
2019 | TX | Delilah Solar Energy II LLC | 63884 | ERCT | ERCOT All | SUN | 300
2019 | TX | Delilah Solar Energy III LLC | 63885 | ERCT | ERCOT All | SUN | 310
2019 | TX | Delilah Solar Energy LLC | 63194 | ERCT | ERCOT All | SUN | 250
2019 | TX | Denison | 6416 | ERCT | ERCOT All | WAT | 101.6 |  | 249590 |  |  |  |  | NEI avg EF - PM, fuel type, firing type | 2222350
2019 | TX | Denton Energy Center | 61643 | ERCT | ERCOT All | NG | 225.6 |  | 235719.996 | 1958745.938 | 0.4133 | 0.0035067 | 0.000422 | Estimated using an emission factor | 1958745.938 | 0.4133
2019 | TX | Denton Power LLC | 57071 | ERCT | ERCOT All | LFG | 1.6 |  | 12383 | 129130 | 0.94911 | 0.15329 | 0.0147 | Estimated using an emission factor | 129130 | 0.94911
2019 | TX | Dermott Wind | 60902 | ERCT | ERCOT All | WND | 253 |  | 990097 |  |  |  |  | Estimated using an emission factor | 8815824
2019 | TX | Desert Sky | 55992 | ERCT | ERCOT All | WND | 167.7 |  | 528672 |  |  |  |  | Estimated using an emission factor | 4707295
2019 | TX | DeWind Frisco | 57517 | SPSO | SPP South | WND | 20 |  | 0
2019 | TX | DFW Gas Recovery | 50569 | ERCT | ERCOT All | LFG | 12.4 |  | 85254 | 1191758 | 11.1238 | 0.26096 | 0.018668 | Estimated using an emission factor | 1191758 | 11.1238
2019 | TX | Domain Integrated Energy System | 56373 | ERCT | ERCOT All | NG | 5
2019 | TX | Dunlap TP 1 | 3582 | ERCT | ERCOT All | WAT | 3.6 |  | 5974 |  |  |  |  | NEI avg EF - PM, fuel type, firing type | 53194
2019 | TX | Eagle Mountain | 3489 | ERCT | ERCOT All | NG | 1559.6
2019 | TX | Eagle Pass | 3437 | ERCT | ERCOT All | WAT | 9.6 |  | 40011 |  |  |  |  | NEI avg EF - PM, fuel type, firing type | 356260.008
2019 | TX | East Blackland Solar Project 1 | 57659 | ERCT | ERCOT All | SUN | 144
2019 | TX | East Pecos Solar | 60436 | ERCT | ERCOT All | SUN | 118.5 |  | 290989 |  |  |  |  | Estimated using an emission factor | 2590966
2019 | TX | Easter | 59971 | ERCT | ERCOT All | WND | 300
2019 | TX | Eastman Cogeneration Facility | 55176 | SPSO | SPP South | NG | 467.7 | 0.56468 | 2472402.93 | 14207663.055 | 30.2594 | 0.024478 | 0.0042596 | EPA/NEI | 25160746 | 53.5872
2019 | TX | Ector County Energy Center | 58471 | ERCT | ERCOT All | NG | 358.8 |  | 516390 | 5973017.25 | 7.3589 | 0.028501 | 0.002464 | EPA/NEI | 5973017.25 | 7.3589
2019 | TX | Eddy II | 61874 | ERCT | ERCOT All | SUN | 10 |  | 18324 |  |  |  |  | Estimated using an emission factor | 163158
2019 | TX | Edmondson Ranch Wind, LLC | 63890 | ERCT | ERCOT All | WND | 293.3
2019 | TX | EG178 Facility | 56233 | ERCT | ERCOT All | NG | 153.9 | 1 | 648741 | 5915863.5 | 17.0271 | 0.052493 | 0.0057564 | EPA/NEI; Estimated using an emission factor | 5915863.5 | 17.0271
2019 | TX | El Campo Wind | 62765 | ERCT | ERCOT All | WND | 242.8
2019 | TX | Elbow Creek Wind Project LLC | 56783 | ERCT | ERCOT All | WND | 121.9 |  | 260953 |  |  |  |  | Estimated using an emission factor | 2323523
2019 | TX | Electra Wind Farm | 60338 | ERCT | ERCOT All | WND | 230 |  | 937433 |  |  |  |  | Estimated using an emission factor | 8346903
2019 | TX | Elk Station | 58835 | SPSO | SPP South | NG | 606 |  | 1104875.001 | 11508794.25 | 31.5536 | 0.057117 | 0.0054834 | NEI avg EF - PM, fuel type, firing type | 11508794.25 | 31.5536
2019 | TX | Elm Branch Solar 1 | 63764 | ERCT | ERCOT All | SUN | 134.7
2019 | TX | Emerald Grove | 63233 | ERCT | ERCOT All | SUN | 108
2019 | TX | ENGIE Long Draw Solar LLC | 62845 | ERCT | ERCOT All | SUN | 225
2019 | TX | Engineered Carbons Borger Cogen | 10072 | SPSO | SPP South | PRG | 20 | 1 | 94481 | 1627415.5 | 46.82 | 0.9911 | 0.057539 | NEI avg EF - PM, fuel type | 1627415.5 | 46.82
2019 | TX | Engineered Carbons Echo Cogeneration | 10187 | SRMV | SERC Mississippi Valley | OG | 10
2019 | TX | Ennis Power Company, LLC | 55223 | ERCT | ERCOT All | NG | 418 |  | 1504975 | 9617652 | 32.6327 | 0.043366 | 0.006786 | EPA/NEI | 9617652 | 32.6327
2019 | TX | Enterprise Products Operating | 10261 | ERCT | ERCOT All | NG | 25.7 | 1 | 154294.002 | 2129991.938 | 5.8398 | 0.075697 | 0.0054834 | NEI avg EF - PM, fuel type, firing type | 2129991.938 | 5.8398
2019 | TX | ETT Presidio NaS Battery | 60506 | ERCT | ERCOT All | MWH | 4 |  | -42 | 0 |  |  |  |  | 0
2019 | TX | E-Volve Energy Holdings LLC | 61493 | ERCT | ERCOT All | SUN | 1.6 |  | 1611 |  |  |  |  | Estimated using an emission factor | 14346
2019 | TX | Exelon Laporte Generating Station | 55365 | ERCT | ERCOT All | NG | 236 |  | 108099 | 1418668.906 | 1.7234 | 0.031885 | 0.0024296 | EPA/NEI | 1418668.906 | 1.7234
2019 | TX | ExxonMobil Baytown Refinery | 10436 | ERCT | ERCOT All | NG | 231.7 | 0.35515 | 1015917 | 5447310.224 | 14.9349 | 0.029402 | 0.0054834 | EPA/NEI; Estimated using an emission factor | 15338244.5 | 42.0528
2019 | TX | ExxonMobil Baytown Turbine | 10692 | ERCT | ERCOT All | NG | 381.8 | 0.41158 | 2566588.999 | 13770778.702 | 37.7553 | 0.029421 | 0.0054834 | NEI avg EF - PM, fuel type, firing type | 33458702.75 | 91.7336
2019 | TX | ExxonMobil Beaumont Refinery | 50625 | SRMV | SERC Mississippi Valley | NG | 697.8 | 0.57836 | 4091154.999 | 23039224.234 | 56.1432 | 0.027446 | 0.0048737 | EPA/NEI | 39835374 | 97.0729
2019 | TX | ExxonMobil Hawkins Gas Plant | 54962 | ERCT | ERCOT All | NG | 10.5
2019 | TX | Falcon Dam & Power | 6410 | ERCT | ERCOT All | WAT | 31.5 |  | 62510.001 |  |  |  |  | NEI avg EF - PM, fuel type, firing type | 556590
2019 | TX | Farmers Branch Renewable Energy Facility | 57165 | ERCT | ERCOT All | LFG | 3.2 |  | 26148 | 298753 | 2.1958 | 0.16795 | 0.0147 | Estimated using an emission factor | 298753 | 2.1958
2019 | TX | FGE Texas I | 58931 | ERCT | ERCOT All | NG | 743
2019 | TX | FGE Texas II | 58930 | ERCT | ERCOT All | NG | 743
2019 | TX | Fighting Jays Solar Project | 62945 | ERCT | ERCOT All | SUN | 350
2019 | TX | Filet Wind (5) LLC | 56561 | SPSO | SPP South | WND | 10 |  | 10247 |  |  |  |  | Estimated using an emission factor | 91236
2019 | TX | Flat Iron Wind (7) LLC | 56839 | SPSO | SPP South | WND | 10 |  | 21240 |  |  |  |  | Estimated using an emission factor | 189121
2019 | TX | Flat Top Wind I | 61212 | ERCT | ERCOT All | WND | 200 |  | 880834 |  |  |  |  | Estimated using an emission factor | 7842947
2019 | TX | Fluvanna | 59245 | ERCT | ERCOT All | WND | 155.4 |  | 639943 |  |  |  |  | Estimated using an emission factor | 5698052
2019 | TX | Foard City Wind | 61402 | ERCT | ERCOT All | WND | 352.8 |  | 386587 |  |  |  |  | Estimated using an emission factor | 3442171
2019 | TX | Forest Creek Wind Farm LLC | 56394 | ERCT | ERCOT All | WND | 124.2 |  | 335782 |  |  |  |  | Estimated using an emission factor | 2989803
2019 | TX | Formosa Utility Venture Ltd | 10554 | ERCT | ERCOT All | NG | 929.8 | 0.71833 | 3933591.53 | 20301382.579 | 54.1335 | 0.027524 | 0.005333 | EPA/NEI; Estimated using an emission factor | 28262028.438 | 75.3605
2019 | TX | Forney Power Plant | 55480 | ERCT | ERCOT All | NG | 1894.2 |  | 10526719 | 75280472 | 135.5819 | 0.02576 | 0.003602 | EPA/NEI | 75280472 | 135.5819
2019 | TX | Fort Bliss (DEA EPIC) | 61887 | ERCT | ERCOT All | SUN | 2 |  | 4298 |  |  |  |  | Estimated using an emission factor | 38268
2019 | TX | Freeport Energy | 52120 | ERCT | ERCOT All | NG | 1378.6 | 0.55011 | 3177956.35 | 18539575.762 | 52.9131 | 0.0333 | 0.0057081 | EPA/NEI; Estimated using an emission factor | 33701409.5 | 96.1859
2019 | TX | Freeport Energy Center | 56152 | ERCT | ERCOT All | NG | 440 | 0.59124 | 1043456.16 | 5515949.896 | 15.8761 | 0.03043 | 0.0057564 | EPA/NEI; Estimated using an emission factor | 9329476 | 26.8522
2019 | TX | Freeport LP Pretreatment Facility | 59145 | ERCT | ERCOT All | NG | 87 | 0.26158 | 8181 | 424469.615 | 1.1638 | 0.2845 | 0.0054834 | NEI avg EF - PM, fuel type, firing type | 1622694 | 4.4489
2019 | TX | Freestone Power Generation | 55226 | ERCT | ERCOT All | NG | 1036 |  | 7381531 | 52913813 | 81.2255 | 0.022008 | 0.0030701 | EPA/NEI | 52913813 | 81.2255
2019 | TX | G.S.E. One LLC | 62505 | ERCT | ERCOT All | SUN | 83
2019 | TX | Gaines County | 60697 | SPSO | SPP South | NG | 225
2019 | TX | Galloway 1 Solar Farm | 61920 | ERCT | ERCOT All | SUN | 250
2019 | TX | Galloway 2 Solar Farm | 63343 | ERCT | ERCOT All | SUN | 110
2019 | TX | GE-Lubbock | 62642 | SPSO | SPP South | WND | 5.3 |  | 5 |  |  |  |  | Estimated using an emission factor | 43
2019 | TX | Gerdau | 63797 | ERCT | ERCOT All | SUN | 80
2019 | TX | Gibbons Creek Steam Electric Station | 6136 | ERCT | ERCOT All | SUB | 453.5 |  | 0
2019 | TX | Goat Wind LP | 56754 | ERCT | ERCOT All | WND | 149.6 |  | 402866 |  |  |  |  | Estimated using an emission factor | 3587117
2019 | TX | Golden Spread Panhandle Wnd Rch | 57866 | SPSO | SPP South | WND | 78.2 |  | 255517 |  |  |  |  | Estimated using an emission factor | 2275123
2019 | TX | Goldthwaite Wind Energy Facility | 58321 | ERCT | ERCOT All | WND | 150 |  | 544730 |  |  |  |  | Estimated using an emission factor | 4850275
2019 | TX | Gonzales Hydro Plant | 7394 | ERCT | ERCOT All | WAT | 0.9
2019 | TX | Goodnight | 59246 | ERCT | ERCOT All | WND | 500
2019 | TX | Goodyear Beaumont Chemical Plant | 54321 | SRMV | SERC Mississippi Valley | NG | 34.8 | 0.14986 | 227951 | 1258296.849 | 4.6509 | 0.040807 | 0.0073925 | EPA/NEI; Estimated using an emission factor | 8396338.891 | 31.0347
2019 | TX | Gopher Creek Wind Farm | 61417 | ERCT | ERCOT All | WND | 158 |  | 210379 |  |  |  |  | Estimated using an emission factor | 1873215
2019 | TX | Graham | 3490 | ERCT | ERCOT All | NG | 634.7 |  | 277844 | 3123238.875 | 10.753 | 0.077403 | 0.0068858 | EPA/NEI | 3123238.875 | 10.753
2019 | TX | Grandview Wind Farm III LLC | 59067 | ERCT | ERCOT All | WND | 188
2019 | TX | Grandview Wind Farm, LLC | 58596 | ERCT | ERCOT All | WND | 211.2 |  | 900333 |  |  |  |  | Estimated using an emission factor | 8016565
2019 | TX | Granite Shoals | 3597 | ERCT | ERCOT All | WAT | 54 |  | 44850 |  |  |  |  | NEI avg EF - PM, fuel type, firing type | 399343
2019 | TX | Greasewood | 62804 | ERCT | ERCOT All | SUN | 255
2019 | TX | Great Plains Windpark LLC | 56905 | SPSO | SPP South | WND | 114 |  | 277995 |  |  |  |  | Estimated using an emission factor | 2475268
2019 | TX | Green Pastures Wind I | 59732 | ERCT | ERCOT All | WND | 150 |  | 544729 |  |  |  |  | Estimated using an emission factor | 4850268
2019 | TX | Green Pastures Wind II | 59733 | ERCT | ERCOT All | WND | 150 |  | 519524 |  |  |  |  | Estimated using an emission factor | 4625843
2019 | TX | Greens Bayou | 3464 | ERCT | ERCOT All | NG | 878.4 |  | 158574 | 2421228.781 | 7.8104 | 0.098508 | 0.0064516 | EPA/NEI | 2421228.781 | 7.8104
2019 | TX | Gregory Power Facility | 55086 | ERCT | ERCOT All | NG | 432 | 1 | 367253 | 3509332.375 | 10.1006 | 0.055006 | 0.0057564 | NEI avg EF - PM, fuel type, firing type | 3509332.375 | 10.1006
2019 | TX | Griffin Solar | 62953 | ERCT | ERCOT All | SUN | 5 |  | 656 |  |  |  |  | Estimated using an emission factor | 5841
2019 | TX | Griffin Trail Wind | 62411 | ERCT | ERCOT All | WND | 225.6
2019 | TX | GRS Sunset Farms | 55588 | ERCT | ERCOT All | LFG | 4
2019 | TX | Guadalupe Generating Station | 55153 | ERCT | ERCOT All | NG | 1088.2 |  | 5503121 | 43824690 | 83.1127 | 0.030206 | 0.003793 | EPA/NEI | 43824690 | 83.1127
2019 | TX | Gunsight Mountain Wind Energy LLC | 56776 | ERCT | ERCOT All | WND | 120 |  | 508947 |  |  |  |  | Estimated using an emission factor | 4531666
2019 | TX | H 4 | 3583 | ERCT | ERCOT All | WAT | 2.4 |  | 10038 |  |  |  |  | NEI avg EF - PM, fuel type, firing type | 89378
2019 | TX | H 5 | 3584 | ERCT | ERCOT All | WAT | 2.4 |  | 0
2019 | TX | H W Pirkey Power Plant | 7902 | SPSO | SPP South | LIG | 721 |  | 3071153 | 34716564 | 65.2325 | 0.042481 | 0.003758 | EPA/NEI | 34716564 | 65.2325
2019 | TX | Hackberry Wind Farm | 56823 | ERCT | ERCOT All | WND | 165.6 |  | 463283 |  |  |  |  | Estimated using an emission factor | 4125071
2019 | TX | Hal C Weaver Power Plant | 50118 | ERCT | ERCOT All | NG | 170.5 | 0.42448 | 332217.24 | 1678119.855 | 3.6886 | 0.022206 | 0.0043961 | EPA/NEI; Estimated using an emission factor | 3953347.732 | 8.6897
2019 | TX | Hale Community Wind Farm | 59247 | SPSO | SPP South | WND | 718 |  | 908996 |  |  |  |  | EPA/NEI; Estimated using an emission factor | 8093701
2019 | TX | Hallmark | 63234 | ERCT | ERCOT All | SUN | 42
2019 | TX | Halyard Henderson Energy Center | 60268 | ERCT | ERCOT All | NG | 464
2019 | TX | Halyard Wharton Energy Center | 60221 | ERCT | ERCOT All | NG | 354
2019 | TX | Handley Generating Station | 3491 | ERCT | ERCOT All | NG | 1433.3 |  | 615576 | 7918235.5 | 30.2727 | 0.098356 | 0.0076463 | EPA/NEI | 7918235.5 | 30.2727
2019 | TX | Harbor Wind LLC | 58424 | ERCT | ERCOT All | WND | 9 |  | 1475 |  |  |  |  | Estimated using an emission factor | 13132
2019 | TX | Hardin County Peaking Facility | 56604 | SRMV | SERC Mississippi Valley | NG | 173 |  | 38841 | 501056.75 | 3.286 | 0.1692 | 0.013116 | EPA/NEI | 501056.75 | 3.286
2019 | TX | Harrington Station | 6193 | SPSO | SPP South | SUB | 1080 |  | 3735239 | 40112633 | 65.855 | 0.035261 | 0.0032835 | EPA/NEI | 40112633 | 65.855
2019 | TX | Harrison County Power Project | 55664 | SPSO | SPP South | NG | 570 |  | 2612562 | 19056020 | 84.7997 | 0.064917 | 0.0089 | EPA/NEI | 19056020 | 84.7997
2019 | TX | Hays Energy Facility | 55144 | ERCT | ERCOT All | NG | 989 |  | 3119338 | 23990356.5 | 74.984 | 0.048077 | 0.0062512 | EPA/NEI | 23990356.5 | 74.984
2019 | TX | Heart of Texas Wind Project | 61032 | ERCT | ERCOT All | WND | 160
2019 | TX | Helena Wind | 63738 | ERCT | ERCOT All | WND | 175
2019 | TX | Hidalgo Wind Farm II | 62618 | ERCT | ERCOT All | WND | 50.4
2019 | TX | Hidalgo Wind Farm LLC | 57617 | ERCT | ERCOT All | WND | 250 |  | 844668 |  |  |  |  | Estimated using an emission factor | 7520925
2019 | TX | High Lonesome Wind Power, LLC | 62562 | ERCT | ERCOT All | WND | 499.5
2019 | TX | High Plains | 56834 | SPSO | SPP South | WND | 10 |  | 19498 |  |  |  |  | Estimated using an emission factor | 173610
2019 | TX | Highway 56 Solar | 61409 | ERCT | ERCOT All | SUN | 5.3 |  | 9654 |  |  |  |  | Estimated using an emission factor | 85959
2019 | TX | Hill County Generation Facility | 60194 | ERCT | ERCOT All | NG | 928
2019 | TX | HO Clarke Generating | 63335 | ERCT | ERCOT All | NG | 363
2019 | TX | Holly Street | 3549 | ERCT | ERCOT All | NG | 558
2019 | TX | Holstein 1 Solar Farm | 61962 | ERCT | ERCOT All | SUN | 200
2019 | TX | Horse Creek Wind Farm | 60339 | ERCT | ERCOT All | WND | 230 |  | 878886 |  |  |  |  | Estimated using an emission factor | 7825602
2019 | TX | Horse Hollow Wind Energy Center | 56291 | ERCT | ERCOT All | WND | 735.5 |  | 2493463 |  |  |  |  | Estimated using an emission factor | 22201795
2019 | TX | Houston Chemical Complex Battleground | 50043 | ERCT | ERCOT All | NG | 380.7 | 0.50572 | 1733150 | 9834489.115 | 25.5533 | 0.029488 | 0.0051967 | EPA/NEI; Estimated using an emission factor | 19446320.25 | 50.528
2019 | TX | Houston Plant | 52065 | ERCT | ERCOT All | WH | 7.5 | 1 | 65214 |  |  |  |  | Estimated using an emission factor | 580663.984
2019 | TX | Hueco Mountain Wind Ranch | 55578 | AZNM | WECC Southwest | WND | 1.3
2019 | TX | IKEA Grand Prairie Rooftop PV System | 61309 | ERCT | ERCOT All | SUN | 1.2 |  | 2172 |  |  |  |  | Estimated using an emission factor | 19338
2019 | TX | IKEA Live Oak Rooftop PV System | 62152 | ERCT | ERCOT All | SUN | 1.7 |  | 1804 |  |  |  |  | Estimated using an emission factor | 16063
2019 | TX | IKEA Round Rock 027 | 58013 | ERCT | ERCOT All | SUN | 1.4 |  | 1466 |  |  |  |  | Estimated using an emission factor | 13055
2019 | TX | Impact Solar 1 | 63222 | ERCT | ERCOT All | SUN | 198.5
2019 | TX | Inadale Wind Farm LLC Hybrid | 56984 | ERCT | ERCOT All | WND | 206.9 |  | 536092 | 0 |  |  |  | EPA/NEI; Estimated using an emission factor | 4783496
2019 | TX | Ingleside Cogeneration | 55313 | ERCT | ERCOT All | NG | 517 | 0.58262 | 2995976 | 16153173.716 | 43.3107 | 0.028913 | 0.0053625 | EPA/NEI; Estimated using an emission factor | 27725134.188 | 74.3381
2019 | TX | Inks | 3598 | ERCT | ERCOT All | WAT | 15 |  | 21846 |  |  |  |  | NEI avg EF - PM, fuel type, firing type | 194519
2019 | TX | International Paper - Orange | 10425 | SRMV | SERC Mississippi Valley | BLQ | 48 | 0.11984 | 253045 | 1448430.061 | 3.7394 | 0.029555 | 0.0051633 | EPA/NEI; Estimated using an emission factor | 12085831 | 31.2017
2019 | TX | International Paper Texarkana Mill | 54097 | SPSO | SPP South | BLQ | 65 | 0.15363 | 386442.09 | 2229085.655 | 9.7532 | 0.050477 | 0.0087508 | EPA/NEI; Estimated using an emission factor | 14509475.75 | 63.4849
2019 | TX | J K Spruce | 7097 | ERCT | ERCOT All | SUB | 1444 |  | 6692297 | 72842274 | 106.93 | 0.031956 | 0.0029359 | EPA/NEI | 72842274 | 106.93
2019 | TX | J Robert Massengale Generating Station | 3604 | SPSO | SPP South | NG | 107 |  | 149870 | 1418156.5 | 4.6799 | 0.062453 | 0.0066 | EPA/NEI | 1418156.5 | 4.6799
2019 | TX | J T Deely | 6181 | ERCT | ERCOT All | SUB | 932 |  | -14110 | 258.614 | 0.00040852 | 0 | 0.0031593 | EPA/NEI | 258.614 | 0.00040852
2019 | TX | Jack County Generation Facility | 55230 | ERCT | ERCOT All | NG | 1280 |  | 4066724 | 29557932.5 | 27.5624 | 0.013555 | 0.001865 | EPA/NEI | 29557932.5 | 27.5624
2019 | TX | Jameson Gas Processing Plant | 55052 | ERCT | ERCOT All | NG | 2.3 |  | 15244 | 132734 | 0.028007 | 0.0036745 | 0.000422 | EPA/NEI; Estimated using an emission factor | 132734 | 0.028007
2019 | TX | Javelina Wind Energy II, LLC | 60645 | ERCT | ERCOT All | WND | 200 |  | 756144 |  |  |  |  | Estimated using an emission factor | 6732704
2019 | TX | Javelina Wind Energy, LLC | 60104 | ERCT | ERCOT All | WND | 249.7 |  | 966591 |  |  |  |  | Estimated using an emission factor | 8606526
2019 | TX | Jayhawk | 59806 | ERCT | ERCOT All | SUN | 101
2019 | TX | JCO Oxides Olefins Plant | 54637 | SRMV | SERC Mississippi Valley | NG | 77.2 | 0.39905 | 563341 | 2849848.983 | 7.8134 | 0.02774 | 0.0054834 | NEI avg EF - PM, fuel type, firing type | 7141574 | 19.58
2019 | TX | John Paul Jones | 63095 | ERCT | ERCOT All | NG | 18.7
2019 | TX | Johnson County Generation Facility | 54817 | ERCT | ERCOT All | NG | 282.6 |  | 790647 | 6527732.5 | 21.5399 | 0.054487 | 0.0065995 | EPA/NEI | 6527732.5 | 21.5399
2019 | TX | Jones Station | 3482 | SPSO | SPP South | NG | 860.4 |  | 2561998 | 27080934.25 | 78.8411 | 0.061547 | 0.0058226 | EPA/NEI | 27080934.25 | 78.8411
2019 | TX | Jumbo Hill Wind Project | 62630 | ERCT | ERCOT All | WND | 160.7
2019 | TX | Juno Solar Project | 63328 | ERCT | ERCOT All | SUN | 300
2019 | TX | Karankawa Wind LLC | 61343 | ERCT | ERCOT All | WND | 307.1 |  | 111422 |  |  |  |  | Estimated using an emission factor | 992101
2019 | TX | Keechi Wind | 58838 | ERCT | ERCOT All | WND | 110 |  | 437660 |  |  |  |  | Estimated using an emission factor | 3896923
2019 | TX | Kellam Solar | 62774 | ERCT | ERCOT All | SUN | 60
2019 | TX | King Mountain Wind Ranch 1 | 55581 | ERCT | ERCOT All | WND | 278 |  | 504280 |  |  |  |  | Estimated using an emission factor | 4490106
2019 | TX | Kingsberry Energy Storage System | 61741 | ERCT | ERCOT All | MWH | 1.5 |  | -116 | 0 |  |  |  |  | 0
2019 | TX | Knox Lee Power Plant | 3476 | SPSO | SPP South | NG | 501 |  | 107854 | 1434838.967 | 5.3033 | 0.098343 | 0.0073923 | EPA/NEI | 1434838.967 | 5.3033
2019 | TX | La Chalupa, LLC | 63624 | ERCT | ERCOT All | WND | 198.5
2019 | TX | La Paloma Energy Center | 59924 | ERCT | ERCOT All | NG | 771
2019 | TX | Lake Creek | 3502 | ERCT | ERCOT All |  | 1357.1
2019 | TX | Lake Hubbard | 3452 | ERCT | ERCOT All | NG | 927.5 |  | 318791 | 3670299.75 | 12.2614 | 0.076924 | 0.0066814 | EPA/NEI | 3670299.75 | 12.2614
2019 | TX | Lamar Power Plant | 55097 | ERCT | ERCOT All | NG | 1112.6 |  | 7004287 | 49068479 | 83.3587 | 0.023802 | 0.0033976 | EPA/NEI | 49068479 | 83.3587
2019 | TX | Lamesa II | 61697 | ERCT | ERCOT All | SUN | 50 |  | 120005 |  |  |  |  | Estimated using an emission factor | 1068525
2019 | TX | Lamesa Solar | 60372 | ERCT | ERCOT All | SUN | 202 |  | 238393 |  |  |  |  | EPA/NEI; Estimated using an emission factor | 2122651
2019 | TX | Lampwick | 61872 | ERCT | ERCOT All | SUN | 7.5 |  | 0
2019 | TX | Langford Wind Power | 57153 | ERCT | ERCOT All | WND | 150 |  | 398004 |  |  |  |  | Estimated using an emission factor | 3543825
2019 | TX | Lapetus | 62448 | ERCT | ERCOT All | SUN | 100 |  | 3046 |  |  |  |  | Estimated using an emission factor | 27122
2019 | TX | Laredo | 3439 | ERCT | ERCOT All | NG | 450.8 |  | 111609 | 1088395.938 | 1.9211 | 0.034425 | 0.0035301 | EPA/NEI | 1088395.938 | 1.9211
2019 | TX | Las Lomas Wind Project | 63101 | ERCT | ERCOT All | WND | 201.6
2019 | TX | Las Majadas Wind Farm | 63739 | ERCT | ERCOT All | WND | 272.6
2019 | TX | Leon Creek | 3609 | ERCT | ERCOT All | NG | 418.3 |  | 165110 | 1716790.125 | 3.7242 | 0.045112 | 0.0043386 | EPA/NEI | 1716790.125 | 3.7242
2019 | TX | Leon Solar | 61532 | ERCT | ERCOT All | SUN | 10 |  | 21514 |  |  |  |  | Estimated using an emission factor | 191560
2019 | TX | Lewis Creek | 3457 | SRMV | SERC Mississippi Valley | NG | 542.8 |  | 2192164 | 22086540 | 80.0488 | 0.073032 | 0.0072487 | EPA/NEI | 22086540 | 80.0488
2019 | TX | Lewisville | 794 | ERCT | ERCOT All | WAT | 2.8 |  | 7797 |  |  |  |  | NEI avg EF - PM, fuel type, firing type | 69424
2019 | TX | Lily Solar Hybrid | 63892 | ERCT | ERCOT All |  | 231
2019 | TX | Limestone | 298 | ERCT | ERCOT All | SUB | 1849.8 |  | 8700389 | 94188460 | 436.1765 | 0.10027 | 0.0092618 | EPA/NEI | 94188460 | 436.1765
2019 | TX | Little Pringle I Wind Farm | 57263 | ERCT | ERCOT All | WND | 10 |  | 0
2019 | TX | Little Pringle II Wind Farm | 57264 | ERCT | ERCOT All | WND | 10 |  | 0
2019 | TX | Live Oak Wind Project | 61782 | ERCT | ERCOT All | WND | 199.5 |  | 679760 |  |  |  |  | Estimated using an emission factor | 6052584
2019 | TX | Llano Estacado Wind Ranch | 55579 | SPSO | SPP South | WND | 80 |  | 118242 |  |  |  |  | Estimated using an emission factor | 1052826
2019 | TX | Lockett Windfarm | 62356 | ERCT | ERCOT All | WND | 183.8 |  | 372673 |  |  |  |  | Estimated using an emission factor | 3318280
2019 | TX | Logans Gap Wind LLC | 59442 | ERCT | ERCOT All | WND | 200.1 |  | 677203 |  |  |  |  | Estimated using an emission factor | 6029815
2019 | TX | Lone Star Power Plant | 3477 | SPSO | SPP South | NG | 40 |  | 11483 | 164302.797 | 0.61039 | 0.10631 | 0.00743 | EPA/NEI | 164302.797 | 0.61039
2019 | TX | Longhorn Wind | 58772 | ERCT | ERCOT All | WND | 200 |  | 751375 |  |  |  |  | Estimated using an emission factor | 6690243
2019 | TX | Loraine Windpark Project LLC | 57303 | ERCT | ERCOT All | WND | 150 |  | 415504 |  |  |  |  | Estimated using an emission factor | 3699647
2019 | TX | Lorenzo Wind | 59244 | SPSO | SPP South | WND | 80 |  | 360411 |  |  |  |  | Estimated using an emission factor | 3209100
2019 | TX | Los Vientos V Wind Power | 60059 | ERCT | ERCOT All | WND | 110 |  | 467397 |  |  |  |  | Estimated using an emission factor | 4161702
2019 | TX | Los Vientos Wind 1A | 57751 | ERCT | ERCOT All | WND | 200 |  | 561856 |  |  |  |  | Estimated using an emission factor | 5002765
2019 | TX | Los Vientos Wind 1B | 57752 | ERCT | ERCOT All | WND | 201.6 |  | 491136 |  |  |  |  | Estimated using an emission factor | 4373076
2019 | TX | Los Vientos Windpower III | 59320 | ERCT | ERCOT All | WND | 200 |  | 645414 |  |  |  |  | Estimated using an emission factor | 5746766
2019 | TX | Los Vientos Windpower IV | 59321 | ERCT | ERCOT All | WND | 200 |  | 655036 |  |  |  |  | Estimated using an emission factor | 5832441
2019 | TX | Lost Pines 1 | 55154 | ERCT | ERCOT All | NG | 609 |  | 2438506 | 17711279 | 43.2757 | 0.035494 | 0.0048868 | EPA/NEI | 17711279 | 43.2757
2019 | TX | Lubbock Wind Ranch | 57259 | SPSO | SPP South | WND | 7.5 |  | 0
2019 | TX | M&G Resins USA | 60642 | ERCT | ERCOT All | WH | 28.6
2019 | TX | Madero Grid | 63757 | ERCT | ERCOT All | MWH | 200
2019 | TX | Magic Valley Generating Station | 55123 | ERCT | ERCOT All | NG | 801 |  | 2850038 | 20561170 | 44.3681 | 0.031135 | 0.0043157 | EPA/NEI | 20561170 | 44.3681
2019 | TX | Magic Valley Wind Farm I LLC | 57802 | ERCT | ERCOT All | WND | 203 |  | 653254 |  |  |  |  | Estimated using an emission factor | 5816574
2019 | TX | Majestic 1 Wind Farm | 56648 | SPSO | SPP South | WND | 79.5 |  | 305672 |  |  |  |  | Estimated using an emission factor | 2721705
2019 | TX | Majestic 2 Wind Farm | 56658 | ERCT | ERCOT All | WND | 79.2
2019 | TX | Majestic II Wind | 58363 | ERCT | ERCOT All | WND | 79.6 |  | 327940 |  |  |  |  | Estimated using an emission factor | 2919978
2019 | TX | Marble Falls | 3599 | ERCT | ERCOT All | WAT | 39.6 |  | 21236 |  |  |  |  | NEI avg EF - PM, fuel type, firing type | 189085
2019 | TX | Mariah del Norte | 59005 | ERCT | ERCOT All | WND | 230.4 |  | 801467 |  |  |  |  | Estimated using an emission factor | 7136262
2019 | TX | Mariah East | 59006 | ERCT | ERCOT All | WND | 152.5
2019 | TX | Mariah South | 59007 | ERCT | ERCOT All | WND | 210.4
2019 | TX | Marlin Solar | 61513 | ERCT | ERCOT All | SUN | 5.3 |  | 10567 |  |  |  |  | Estimated using an emission factor | 94087
2019 | TX | Mars Solar | 63027 | ERCT | ERCOT All | SUN | 10 |  | 6795 |  |  |  |  | Estimated using an emission factor | 60502
2019 | TX | Marshall Ford | 3600 | ERCT | ERCOT All | WAT | 108 |  | 157452 |  |  |  |  | NEI avg EF - PM, fuel type, firing type | 1401952.969
2019 | TX | Martin Lake | 6146 | ERCT | ERCOT All | LIG | 3179.6 |  | 12150030 | 127657220 | 901.6547 | 0.14842 | 0.014126 | EPA/NEI | 127657220 | 901.6547
2019 | TX | Maryneal Windpower | 62836 | ERCT | ERCOT All | WND | 182.4
2019 | TX | Maverick Creek Wind | 62853 | ERCT | ERCOT All | WND | 524.4
2019 | TX | McAdoo Wind Energy LLC | 56773 | ERCT | ERCOT All | WND | 150 |  | 512475 |  |  |  |  | Estimated using an emission factor | 4563077
2019 | TX | Mesquite Creek LFGTE Project | 57167 | ERCT | ERCOT All | LFG | 3.2 |  | 24377 | 276070 | 2.0291 | 0.16648 | 0.0147 | Estimated using an emission factor | 276070 | 2.0291
2019 | TX | Mesquite Creek Wind | 59332 | ERCT | ERCOT All | WND | 211.2 |  | 691000 |  |  |  |  | Estimated using an emission factor | 6152664
2019 | TX | Mesquite Star | 62587 | ERCT | ERCOT All | WND | 418.9
2019 | TX | Mesquite Wind Power LLC | 56395 | ERCT | ERCOT All | WND | 200 |  | 512158 |  |  |  |  | Estimated using an emission factor | 4560254
2019 | TX | Mesteno | 62258 | ERCT | ERCOT All | WND | 201.6 |  | 7941 |  |  |  |  | Estimated using an emission factor | 70707
2019 | TX | Miami Wind Energy Center | 58765 | ERCT | ERCOT All | WND | 288.6 |  | 1117107 |  |  |  |  | Estimated using an emission factor | 9946722
2019 | TX | Midlothian Energy | 55091 | ERCT | ERCOT All | NG | 1734 |  | 5536838 | 42251584 | 146.7237 | 0.052999 | 0.0069452 | EPA/NEI | 42251584 | 146.7237
2019 | TX | Midway Solar - TX | 61368 | ERCT | ERCOT All | SUN | 182 |  | 333604 |  |  |  |  | Estimated using an emission factor | 2970409
2019 | TX | Midway Wind, LLC | 61776 | ERCT | ERCOT All | WND | 162.9 |  | 178615 |  |  |  |  | Estimated using an emission factor | 1590389
2019 | TX | Misae Solar | 62249 | ERCT | ERCOT All | SUN | 240
2019 | TX | Mission Road | 3610 | ERCT | ERCOT All | NG | 113.6
2019 | TX | Mont Belvieu Cogeneration Unit | 57322 | ERCT | ERCOT All | NG | 15 | 0.25727 | 94057 | 508234.849 | 1.3934 | 0.029629 | 0.0054834 | NEI avg EF - PM, fuel type, firing type | 1975495 | 5.4162
2019 | TX | Montana Power Station | 58562 | AZNM | WECC Southwest | NG | 527.2 |  | 1051590 | 9751482.625 | 34.0873 | 0.06483 | 0.0069912 | EPA/NEI | 9751482.625 | 34.0873
2019 | TX | Montana Solar Facility | 60300 | AZNM | WECC Southwest | SUN | 3 |  | 8353 |  |  |  |  | Estimated using an emission factor | 74376
2019 | TX | Montgomery County | 60925 | SRMV | SERC Mississippi Valley | NG | 1000
2019 | TX | Monticello | 6147 | ERCT | ERCOT All | SUB | 2780
2019 | TX | Moore County | 3483 | SPSO | SPP South | NG | 49
2019 | TX | Morada del Sol, LLC | 61049 | ERCT | ERCOT All | SUN | 247
2019 | TX | Morgan Creek | 3492 | ERCT | ERCOT All | NG | 2163.7 |  | 16407 | 215279.199 | 1.8111 | 0.22077 | 0.016826 | EPA/NEI | 215279.199 | 1.8111
2019 | TX | Motiva Enterprises Port Arthur Refinery | 50973 | SRMV | SERC Mississippi Valley | NG | 316.9 | 0.30633 | 1837251.58 | 13848330.222 | 16.0891 | 0.017514 | 0.0023236 | EPA/NEI; Estimated using an emission factor | 45207792.25 | 52.5229
2019 | TX | Mountain Creek Generating Station | 3453 | ERCT | ERCOT All | NG | 958.3 |  | 412977 | 5316565.812 | 20.407 | 0.098829 | 0.0076768 | EPA/NEI | 5316565.812 | 20.407
2019 | TX | Mustang Station | 55065 | SPSO | SPP South | NG | 521 |  | 2419793 | 19897153 | 65.6604 | 0.054269 | 0.0066 | EPA/NEI | 19897153 | 65.6604
2019 | TX | Mustang Station (56326) | 56326 | SPSO | SPP South | NG | 510 |  | 1757444.001 | 19639206.25 | 64.8096 | 0.073754 | 0.0066 | EPA/NEI | 19639206.25 | 64.8096
2019 | TX | Nacogdoches Generating Facility | 55708 | ERCT | ERCOT All | WDS | 1039 |  | 71646 | 1100411.625 | 0.59693 | 0.016663 | 0.0010849 | EPA/NEI | 1100411.625 | 0.59693
2019 | TX | NAFTA Region Olefins Complex Cogen Fac | 55122 | SRMV | SERC Mississippi Valley | NG | 83.2 | 0.39631 | 389647 | 2106096.872 | 5.7743 | 0.029639 | 0.0054834 | NEI avg EF - PM, fuel type, firing type | 5314240 | 14.57
2019 | TX | NASA Johnson Space Center CHP | 62762 | ERCT | ERCOT All | NG | 11.2 | 0.92256 | 92782 | 1014393.695 | 2.7812 | 0.05995 | 0.0054834 | NEI avg EF - PM, fuel type, firing type | 1099543 | 3.0146
2019 | TX | Nelson Gardens Landfill Gas to Energy | 59649 | ERCT | ERCOT All | LFG | 4.4 |  | 15018 | 232588 | 1.7095 | 0.22766 | 0.0147 | Estimated using an emission factor | 232588 | 1.7095
2019 | TX | NET Power La Porte Station | 60910 | ERCT | ERCOT All | NG | 25.5 |  | -9903
2019 | TX | New Gulf Power Facility | 50137 | ERCT | ERCOT All | NG | 114.4 |  | 6563 | 185253.516 | 0.18526 | 0.056455 | 0.0020001 | EPA/NEI | 185253.516 | 0.18526
2019 | TX | Newman | 3456 | AZNM | WECC Southwest | NG | 1109.8 |  | 3162889 | 30716971.5 | 53.8733 | 0.034066 | 0.0035077 | EPA/NEI | 30716971.5 | 53.8733
2019 | TX | Newman Solar | 59407 | AZNM | WECC Southwest | SUN | 10.5 |  | 26993 |  |  |  |  | Estimated using an emission factor | 240345
2019 | TX | Nichols Station | 3484 | SPSO | SPP South | NG | 474.7 |  | 1164272 | 13112786 | 48.2543 | 0.082892 | 0.0073599 | EPA/NEI | 13112786 | 48.2543
2019 | TX | Nolte | 3585 | ERCT | ERCOT All | WAT | 2.4 |  | 9344 |  |  |  |  | NEI avg EF - PM, fuel type, firing type | 83200
2019 | TX | North Gainesville Solar | 61514 | ERCT | ERCOT All | SUN | 5.2 |  | 9337 |  |  |  |  | Estimated using an emission factor | 83135
2019 | TX | North Lake | 3454 | ERCT | ERCOT All | NG | 708.5
2019 | TX | North Main | 3493 | ERCT | ERCOT All | NG | 81.2
2019 | TX | North Texas | 3627 | ERCT | ERCOT All | NG | 71
2019 | TX | Norton Solar Farm | 61967 | ERCT | ERCOT All | SUN | 125
2019 | TX | Notrees Windpower Hybrid | 56961 | ERCT | ERCOT All | WND | 188.5 |  | 394344 | 0 |  |  |  | EPA/NEI; Estimated using an emission factor | 3528014.125
2019 | TX | NRG Elbow Creek Energy Storage Project | 61362 | ERCT | ERCOT All | MWH | 2 |  | -124 | 0 |  |  |  |  | 0
2019 | TX | Nueces Bay | 3441 | ERCT | ERCOT All | NG | 942.7 |  | 1624574 | 12349253.5 | 58.5258 | 0.072051 | 0.0094784 | EPA/NEI | 12349253.5 | 58.5258
2019 | TX | NWP Indian Mesa Wind Farm | 55747 | ERCT | ERCOT All | WND | 82.5 |  | 208256 |  |  |  |  | Estimated using an emission factor | 1854313
2019 | TX | O W Sommers | 3611 | ERCT | ERCOT All | NG | 892 |  | 1108627 | 13187305.5 | 48.629 | 0.087728 | 0.0073751 | EPA/NEI | 13187305.5 | 48.629
2019 | TX | Oak Grove | 6180 | ERCT | ERCOT All | LIG | 3397 |  | 12407412 | 123985612 | 743.9138 | 0.11991 | 0.012 | EPA/NEI | 123985612 | 743.9138
2019 | TX | Oberon IA | 62933 | ERCT | ERCOT All | SUN | 150
2019 | TX | Oberon IB | 62932 | ERCT | ERCOT All | SUN | 30
2019 | TX | OCI Alamo 2, LLC | 58716 | ERCT | ERCOT All | SUN | 4.4 |  | 8057 |  |  |  |  | Estimated using an emission factor | 71740
2019 | TX | OCI Alamo 3 LLC | 59204 | ERCT | ERCOT All | SUN | 5.5 |  | 10808 |  |  |  |  | Estimated using an emission factor | 96233
2019 | TX | OCI Alamo 4, LLC | 58717 | ERCT | ERCOT All | SUN | 39.6 |  | 70453 |  |  |  |  | Estimated using an emission factor | 627313
2019 | TX | OCI Alamo 5 LLC | 59205 | ERCT | ERCOT All | SUN | 100 |  | 198211 |  |  |  |  | Estimated using an emission factor | 1764872
2019 | TX | OCI Alamo 7 LLC | 59207 | ERCT | ERCOT All | SUN | 100 |  | 252048 |  |  |  |  | Estimated using an emission factor | 2244236
2019 | TX | OCI Alamo Solar I Hybrid | 58537 | ERCT | ERCOT All | SUN | 41.7 |  | 55743 | 0 |  |  |  | EPA/NEI; Estimated using an emission factor | 499078
2019 | TX | Ocotillo Windpower | 56959 | ERCT | ERCOT All | WND | 58.8 |  | 98167 |  |  |  |  | Estimated using an emission factor | 874079
2019 | TX | Odessa Ector Generating Station | 55215 | ERCT | ERCOT All | NG | 1152.8 |  | 7366950 | 53218506 | 47.5249 | 0.012902 | 0.001786 | EPA/NEI | 53218506 | 47.5249
2019 | TX | Oklaunion Power Station | 127 | ERCT | ERCOT All | SUB | 720 |  | 2601923 | 30952286 | 52.4378 | 0.040307 | 0.0033883 | EPA/NEI | 30952286 | 52.4378
2019 | TX | Old Jackson Solar LLC | 62501 | ERCT | ERCOT All | SUN | 128
2019 | TX | Old Settler Wind | 60366 | ERCT | ERCOT All | WND | 151.2 |  | 568156 |  |  |  |  | Estimated using an emission factor | 5058861
2019 | TX | Optim Energy Altura Cogen, LLC | 50815 | ERCT | ERCOT All | NG | 643.6 | 0.47408 | 3209121 | 17810221.81 | 34.7483 | 0.021656 | 0.0039021 | EPA/NEI | 37567686 | 73.2956
2019 | TX | Oxy Renewable Energy - Goldsmith | 63388 | ERCT | ERCOT All | SUN | 16.8
2019 | TX | Oyster Creek Unit VIII | 54676 | ERCT | ERCOT All | NG | 497.9 | 0.60195 | 2596660 | 15692039.228 | 37.2992 | 0.028729 | 0.0047539 | EPA/NEI; Estimated using an emission factor | 26068484.125 | 61.9635
2019 | TX | P H Robinson | 3466 | ERCT | ERCOT All | NG | 2314.5
2019 | TX | Palestine Power Peaking Facility | 62684 | ERCT | ERCOT All | NG | 200
2019 | TX | Palmas Wind, LLC | 61773 | ERCT | ERCOT All | WND | 144.9
2019 | TX | Palo Duro Wind | 59475 | SPSO | SPP South | WND | 249.9 |  | 1077653 |  |  |  |  | Estimated using an emission factor | 9595423
2019 | TX | Panda Sherman Power Station | 58005 | ERCT | ERCOT All | NG | 803.2 |  | 3204591 | 23410509 | 16.4815 | 0.010286 | 0.001408 | EPA/NEI | 23410509 | 16.4815
2019 | TX | Panda Temple Power Station | 58001 | ERCT | ERCOT All | NG | 1606.4 |  | 4638514 | 36564490.5 | 38.4747 | 0.016589 | 0.0021045 | EPA/NEI | 36564490.5 | 38.4747
2019 | TX | Pantex | 58404 | SPSO | SPP South | WND | 11.5 |  | 47512 |  |  |  |  | Estimated using an emission factor | 423048
2019 | TX | Panther Creek Wind Farm I | 56920 | ERCT | ERCOT All | WND | 142.5 |  | 422203 |  |  |  |  | Estimated using an emission factor | 3759298
2019 | TX | Panther Creek Wind Farm II | 56921 | ERCT | ERCOT All | WND | 115.5 |  | 324583 |  |  |  |  | Estimated using an emission factor | 2890088
2019 | TX | Panther Creek Wind Farm Three | 56979 | ERCT | ERCOT All | WND | 199.5 |  | 599633 |  |  |  |  | Estimated using an emission factor | 5339133
2019 | TX | Papalote Creek I LLC | 56983 | ERCT | ERCOT All | WND | 180 |  | 517817 |  |  |  |  | Estimated using an emission factor | 4610644
2019 | TX | Papalote Creek II LLC | 57212 | ERCT | ERCOT All | WND | 200.1 |  | 556991 |  |  |  |  | Estimated using an emission factor | 4959447
2019 | TX | Paris Energy Center | 50109 | ERCT | ERCOT All | NG | 265.6 |  | 460814 | 4188328.625 | 15.1644 | 0.065816 | 0.0072413 | EPA/NEI | 4188328.625 | 15.1644
2019 | TX | Parkdale | 3455 | ERCT | ERCOT All | NG | 340.6
2019 | TX | Pasadena | 10638 | ERCT | ERCOT All | NG | 6.5
2019 | TX | Pasadena Power Plant | 55047 | ERCT | ERCOT All | NG | 815 | 0.92054 | 4255293 | 27491175.155 | 38.4974 | 0.018094 | 0.0028007 | EPA/NEI | 29864188.5 | 41.8205
2019 | TX | Patriot Wind Farm | 58614 | ERCT | ERCOT All | WND | 226.1 |  | 375292 |  |  |  |  | Estimated using an emission factor | 3341600
2019 | TX | Pattern Gulf Wind | 56661 | ERCT | ERCOT All | WND | 283.2 |  | 664538 |  |  |  |  | Estimated using an emission factor | 5917047
2019 | TX | Pattern Panhandle Wind 2 LLC | 58720 | ERCT | ERCOT All | WND | 181.7 |  | 747346 |  |  |  |  | Estimated using an emission factor | 6654368
2019 | TX | Pattern Panhandle Wind LLC | 58242 | ERCT | ERCOT All | WND | 218 |  | 729363 |  |  |  |  | Estimated using an emission factor | 6494247
2019 | TX | Pearl Solar | 60682 | ERCT | ERCOT All | SUN | 50 |  | 104303 |  |  |  |  | Estimated using an emission factor | 928714
2019 | TX | Pearsall | 3630 | ERCT | ERCOT All | NG | 267.6 |  | 395355 | 3636037.875 | 0.7672 | 0.0038811 | 0.000422 | EPA/NEI; Estimated using an emission factor | 3636037.875 | 0.7672
2019 | TX | Pecan Creek Energy Center | 59298 | ERCT | ERCOT All | NG | 343.6
2019 | TX | Penascal II Wind Project LLC | 57095 | ERCT | ERCOT All | WND | 201 |  | 462752 |  |  |  |  | Estimated using an emission factor | 4120344
2019 | TX | Penascal Wind Power LLC | 56795 | ERCT | ERCOT All | WND | 201.6 |  | 494618 |  |  |  |  | Estimated using an emission factor | 4404078
2019 | TX | Permian Basin | 3494 | ERCT | ERCOT All | NG | 1097.4 |  | 701466 | 8971040.125 | 63.6513 | 0.18148 | 0.01419 | EPA/NEI | 8971040.125 | 63.6513
2019 | TX | Peyton Creek Wind Farm LLC | 62417 | ERCT | ERCOT All | WND | 151.2
2019 | TX | Phantom Solar | 60774 | ERCT | ERCOT All | SUN | 15.4 |  | 20674 |  |  |  |  | Estimated using an emission factor | 184082
2019 | TX | Phelps Dodge Refining | 54628 | AZNM | WECC Southwest | NG | 19.6 | 0.34996 | 49730.001 | 270444.873 | 0.74148 | 0.02982 | 0.0054834 | NEI avg EF - PM, fuel type, firing type | 772798.016 | 2.1188
2019 | TX | Phoebe Solar | 61906 | ERCT | ERCOT All | SUN | 250 |  | 191401 |  |  |  |  | Estimated using an emission factor | 1704235
2019 | TX | Pinecrest Energy Center | 59923 | ERCT | ERCOT All | NG | 753
2019 | TX | Plant X | 3485 | SPSO | SPP South | NG | 434.4 |  | 865509 | 10199833.375 | 37.5753 | 0.086828 | 0.0073678 | EPA/NEI | 10199833.375 | 37.5753
2019 | TX | Pleasant Hill Wind Energy Project | 59417 | SPSO | SPP South | WND | 20 |  | 52353 |  |  |  |  | Estimated using an emission factor | 466150
2019 | TX | Point Comfort Operations | 52069 | ERCT | ERCOT All | NG | 63.1 | 1 | 0 | 0 |  |  |  |  | 0
2019 | TX | Port Arthur Steam Energy | 58823 | ERCT | ERCOT All | WH | 5
2019 | TX | Port Arthur Texas Refinery | 10568 | SRMV | SERC Mississippi Valley | NG | 38.4 | 0.36061 | 255058 | 1292572.45 | 3.5438 | 0.027788 | 0.0054834 | NEI avg EF - PM, fuel type, firing type | 3584382 | 9.8273
2019 | TX | Port Comfort Peaking Facility | 60459 | ERCT | ERCOT All | NG | 121 |  | 56528 | 726118.75 | 2.8375 | 0.10039 | 0.0078154 | NEI avg EF - PM, fuel type, firing type | 726118.75 | 2.8375
2019 | TX | Port Neches Plant | 54748 | SRMV | SERC Mississippi Valley | NG | 38 | 0.32581 | 264252 | 1381003.453 | 3.7863 | 0.028657 | 0.0054834 | NEI avg EF - PM, fuel type, firing type | 4238685 | 11.6212
2019 | TX | Porterhouse Wind (4) LLC | 56560 | SPSO | SPP South | WND | 79.8 |  | 141892 |  |  |  |  | Estimated using an emission factor | 1263407
2019 | TX | Post Oak Wind LLC | 56483 | ERCT | ERCOT All | WND | 200 |  | 528253 |  |  |  |  | Estimated using an emission factor | 4703566
2019 | TX | Post Wind Farm LP | 56457 | ERCT | ERCOT All | WND | 84 |  | 340171 |  |  |  |  | Estimated using an emission factor | 3028883
2019 | TX | Power Island | 10154 | ERCT | ERCOT All |  | 141 | 0.27131 | 247393
2019 | TX | Power Lane Steam Plant | 4195 | ERCT | ERCOT All | NG | 112.2 |  | 14428 | 138506.25 | 0.51582 | 0.071502 | 0.0074483 | EPA/NEI | 138506.25 | 0.51582
2019 | TX | Power Station 3 | 52131 | ERCT | ERCOT All | NG | 117.9
2019 | TX | Power Station 4 | 52132 | ERCT | ERCOT All | NG | 191.1 | 0.37206 | 626717 | 3599915.433 | 9.1127 | 0.029081 | 0.0050627 | EPA/NEI; Estimated using an emission factor | 9675685.938 | 24.4927
2019 | TX | PowerFin Kingsbery | 61700 | ERCT | ERCOT All | SUN | 2.6 |  | 3786 |  |  |  |  | Estimated using an emission factor | 33712
2019 | TX | Prairie Hill Wind Project | 63100 | ERCT | ERCOT All | WND | 300
2019 | TX | Prospect Storage | 62753 | ERCT | ERCOT All | MWH | 9.9
2019 | TX | Prospero Solar | 62755 | ERCT | ERCOT All | SUN | 300
2019 | TX | PRSI FCC Generator | 58069 | ERCT | ERCOT All | PC | 4.7 | 0.002924 | 628.56 | 3581.16 | 0.011286 | 0.035912 | 0.0063032 | NEI avg EF - PM, fuel type | 1224646 | 3.8599
2019 | TX | PYCO Industries, Inc. Wind Farm | 61848 | SPSO | SPP South | WND | 10 |  | 9058 |  |  |  |  | Estimated using an emission factor | 80654
2019 | TX | Pyron Wind Farm LLC Hybrid | 56981 | ERCT | ERCOT All | WND | 258.9 |  | 755171 | 0 |  |  |  | EPA/NEI; Estimated using an emission factor | 6732294
2019 | TX | Quail Run Energy Center | 56349 | ERCT | ERCOT All | NG | 550.4 |  | 2202069 | 19805328 | 68.0036 | 0.061763 | 0.0068672 | EPA/NEI | 19805328 | 68.0036
2019 | TX | R W Miller | 3628 | ERCT | ERCOT All | NG | 603.6 |  | 395036 | 5195957.125 | 21.0097 | 0.10637 | 0.0080869 | EPA/NEI | 5195957.125 | 21.0097
2019 | TX | Rabbit Hill Energy Storage Project | 60649 | ERCT | ERCOT All | MWH | 9.9
2019 | TX | Ralls Wind Farm | 57474 | SPSO | SPP South | WND | 10 |  | 23379 |  |  |  |  | Estimated using an emission factor | 208169
2019 | TX | Rambler | 62141 | ERCT | ERCOT All | SUN | 200
2019 | TX | Ranchero Wind Farm LLC | 62259 | ERCT | ERCOT All | WND | 300 |  | 207176 |  |  |  |  | Estimated using an emission factor | 1844696
2019 | TX | Rattlesnake Den | 59943 | ERCT | ERCOT All | WND | 207.2 |  | 718216 |  |  |  |  | Estimated using an emission factor | 6394995
2019 | TX | Rattlesnake Power, LLC | 60743 | ERCT | ERCOT All | WND | 160 |  | 599641 |  |  |  |  | Estimated using an emission factor | 5339204
2019 | TX | Ray Olinger | 3576 | ERCT | ERCOT All | NG | 427.7 |  | 91743 | 1153171.484 | 4.2403 | 0.092439 | 0.0073542 | EPA/NEI | 1153171.484 | 4.2403
2019 | TX | Raymond Wind Farm, LLC | 62909 | ERCT | ERCOT All | WND | 200.2
2019 | TX | Raymond, LLC | 60362 | ERCT | ERCOT All | WND | 200
2019 | TX | RC Thomas Hydroelectric Project | 58645 | SRMV | SERC Mississippi Valley | WAT | 26.7
2019 | TX | RE Bravepost LLC | 63730 | ERCT | ERCOT All | SUN | 200
2019 | TX | RE Maplewood | 61346 | ERCT | ERCOT All | SUN | 500
2019 | TX | RE Roserock | 59994 | ERCT | ERCOT All | SUN | 160 |  | 384950 |  |  |  |  | Estimated using an emission factor | 3427594
2019 | TX | Red Gate Power Plant | 59391 | ERCT | ERCOT All | NG | 224.4 |  | 434520.996 | 3881884.875 | 0.81908 | 0.00377 | 0.000422 | Estimated using an emission factor | 3881884.875 | 0.81908
2019 | TX | Reloj del Sol Wind Farm | 62207 | ERCT | ERCOT All | WND | 209.4
2019 | TX | Rentech Nitrogen Pasadena Cogeneration | 58870 | ERCT | ERCOT All | WH | 15.4 | 1 | 95606 |  |  |  |  | Estimated using an emission factor | 851276
2019 | TX | Ribeye Wind (11) LLC | 56835 | SPSO | SPP South | WND | 10 |  | 19265 |  |  |  |  | Estimated using an emission factor | 171537
2019 | TX | Rice University | 50054 | ERCT | ERCOT All | NG | 6.9 | 0.397 | 19584 | 105300.703 | 0.2887 | 0.029484 | 0.0054834 | NEI avg EF - PM, fuel type, firing type | 265241.992 | 0.72721
2019 | TX | Rio Bravo Windpower, LLC | 61865 | ERCT | ERCOT All | WND | 237.6 |  | 455460 |  |  |  |  | Estimated using an emission factor | 4055415
2019 | TX | Rio Grande Valley Sugar Growers | 54338 | ERCT | ERCOT All |  | 24.9 | 0.002588 | 708 | 6.44 | 0.00012475 | 0.00035241 | 0.038744 | EPA/NEI; Estimated using an emission factor | 1596805 | 0.048205
2019 | TX | Rio Nogales Power Project, LP | 55137 | ERCT | ERCOT All | NG | 940.2 |  | 4082240.99 | 29192589 | 111.0248 | 0.054394 | 0.0076064 | EPA/NEI | 29192589 | 111.0248
2019 | TX | Rippey Solar | 62773 | ERCT | ERCOT All | SUN | 60
2019 | TX | River Crest | 3503 | ERCT | ERCOT All | NG | 112.5
2019 | TX | Riverview | 3487 | SPSO | SPP South | NG | 28.6
2019 | TX | Roadrunner, LLC | 62561 | ERCT | ERCOT All | SUN | 400
2019 | TX | Robert D Willis | 7200 | ERCT | ERCOT All | WAT | 8
2019 | TX | Robert Mueller Energy Center | 56374 | ERCT | ERCOT All | NG | 6.1 | 0.69669 | 27555 | 269406.03 | 0.75931 | 0.055113 | 0.005637 | EPA/NEI; Estimated using an emission factor | 386696 | 1.0899
2019 | TX | Rocksprings | 60217 | ERCT | ERCOT All | WND | 149.3 |  | 513105 |  |  |  |  | Estimated using an emission factor | 4568686
2019 | TX | Roland C. Dansby Power Plant | 6243 | ERCT | ERCOT All | NG | 203.2 |  | 150101 | 2058283.875 | 7.5636 | 0.10078 | 0.0073494 | EPA/NEI | 2058283.875 | 7.5636
2019 | TX | Roscoe Wind Farm LLC | 56593 | ERCT | ERCOT All | WND | 209 |  | 536405 |  |  |  |  | Estimated using an emission factor | 4776150
2019 | TX | Route 66 Wind Plant | 58681 | ERCT | ERCOT All | WND | 150 |  | 596499 |  |  |  |  | Estimated using an emission factor | 5311229
2019 | TX | Sabine | 3459 | SRMV | SERC Mississippi Valley | NG | 2051.2 |  | 3249202 | 34600880.5 | 125.2983 | 0.077126 | 0.0072425 | EPA/NEI | 34600880.5 | 125.2983
2019 | TX | Sabine Cogeneration Facility | 55104 | SRMV | SERC Mississippi Valley | NG | 106.5 | 0.8002 | 596290 | 6171234.714 | 17.7345 | 0.059483 | 0.0057475 | EPA/NEI | 7712096.5 | 22.1625
2019 | TX | Sage Draw Wind | 62620 | ERCT | ERCOT All | WND | 338.4
2019 | TX | Salt Fork Wind Project, LLC | 60657 | ERCT | ERCOT All | WND | 174 |  | 722359 |  |  |  |  | Estimated using an emission factor | 6431884
2019 | TX | Sam Bertron | 3468 | ERCT | ERCOT All | NG | 875.1
2019 | TX | Sam Rayburn Dam | 6413 | ERCT | ERCOT All | WAT | 52 |  | 220252 |  |  |  |  | NEI avg EF - PM, fuel type, firing type | 1961125
2019 | TX | Sam Rayburn Plant | 3631 | ERCT | ERCOT All | NG | 240.2 |  | 229143 | 2025002.125 | 6.7924 | 0.059285 | 0.0067086 | EPA/NEI | 2025002.125 | 6.7924
2019 | TX | Sam Seymour | 6179 | ERCT | ERCOT All | SUB | 1690 |  | 9606490 | 107874114 | 604.3184 | 0.12581 | 0.011204 | EPA/NEI | 107874114 | 604.3184
2019 | TX | Samson Solar Energy | 63211 | ERCT | ERCOT All | SUN | 250
2019 | TX | Samson Solar Energy II LLC | 63882 | ERCT | ERCOT All | SUN | 200
2019 | TX | Samson Solar Energy III LLC | 63883 | ERCT | ERCOT All | SUN | 250
2019 | TX | San Jacinto County Peaking Facility | 56603 | SRMV | SERC Mississippi Valley | NG | 170 |  | 155543 | 1938097.188 | 12.8892 | 0.16573 | 0.013301 | EPA/NEI | 1938097.188 | 12.8892
2019 | TX | San Jacinto Steam Electric Station | 7325 | ERCT | ERCOT All | NG | 176.4 | 1 | 1034100 | 14208567 | 85.5866 | 0.16553 | 0.012047 | EPA/NEI | 14208567 | 85.5866
2019 | TX | San Miguel | 6183 | ERCT | ERCOT All | LIG | 410 |  | 2071883 | 28545956 | 66.0298 | 0.063739 | 0.0046262 | EPA/NEI | 28545956 | 66.0298
2019 | TX | San Roman Wind I, LLC | 59712 | ERCT | ERCOT All | WND | 95.3 |  | 306204 |  |  |  |  | Estimated using an emission factor | 2726441
2019 | TX | Sand Bluff Wind Farm | 56479 | ERCT | ERCOT All | WND | 90 |  | 215241 |  |  |  |  | Estimated using an emission factor | 1916506
2019 | TX | Sand Hill Energy Center | 7900 | ERCT | ERCOT All | NG | 696.4 |  | 1517501.998 | 12549660.812 | 19.9546 | 0.026299 | 0.0031801 | EPA/NEI | 12549660.812 | 19.9546
2019 | TX | Sandow No 4 | 6648 | ERCT | ERCOT All | LIG | 590.6
2019 | TX | Sandow No 5 | 52071 | ERCT | ERCOT All | LIG | 1024.5
2019 | TX | Sandy Creek Energy Station | 56611 | ERCT | ERCOT All | SUB | 1008 |  | 5026547 | 50394724 | 168.857 | 0.067186 | 0.0067014 | EPA/NEI | 50394724 | 168.857
2019 | TX | Santa Rita East | 62038 | ERCT | ERCOT All | WND | 302.4 |  | 645283 |  |  |  |  | Estimated using an emission factor | 5745601
2019 | TX | Santa Rita Wind Energy | 60987 | ERCT | ERCOT All | WND | 300 |  | 1366644 |  |  |  |  | Estimated using an emission factor | 12168598
2019 | TX | Scurry County Wind II | 56775 | ERCT | ERCOT All | WND | 120 |  | 301275 |  |  |  |  | Estimated using an emission factor | 2682551
2019 | TX | Scurry County Wind LP | 56506 | ERCT | ERCOT All | WND | 130.5 |  | 331771 |  |  |  |  | Estimated using an emission factor | 2954088
2019 | TX | Seadrift Coke LP | 10167 | ERCT | ERCOT All | PC | 7.6 | 0.16034 | 26073 | 220367.93 | 0.69457 | 0.053279 | 0.0063037 | NEI avg EF - PM, fuel type | 1374333 | 4.3317
2019 | TX | Sealy Power Peaking Facility | 62685 | ERCT | ERCOT All | NG | 200
2019 | TX | Security | 55556 | SRMV | SERC Mississippi Valley | LFG | 6.4 |  | 15330 | 214609.992 | 1.5774 | 0.20579 | 0.0147 | EPA/NEI; Estimated using an emission factor | 214609.992 | 1.5774
2019 | TX | Senate Wind LLC | 57981 | ERCT | ERCOT All | WND | 150 |  | 506045 |  |  |  |  | Estimated using an emission factor | 4505825
2019 | TX | Sendero | 59654 | ERCT | ERCOT All | WND | 78 |  | 316986 |  |  |  |  | Estimated using an emission factor | 2822443
2019 | TX | Seymour Hills Wind Project, LLC | 62227 | ERCT | ERCOT All | WND | 30.2 |  | 81590 |  |  |  |  | Estimated using an emission factor | 726477
2019 | TX | Shannon Wind | 59034 | ERCT | ERCOT All | WND | 204 |  | 688048 |  |  |  |  | Estimated using an emission factor | 6126380
2019 | TX | Shell Deer Park | 50304 | ERCT | ERCOT All | PRG | 273.2 | 0.74259 | 1447136 | 13885625.79 | 2.5834 | 0.0035703 | 0.00037209 | EPA/NEI; Estimated using an emission factor | 18698952 | 3.4789
2019 | TX | Sherbino I Wind Farm | 56779 | ERCT | ERCOT All | WND | 150 |  | 251907 |  |  |  |  | Estimated using an emission factor | 2242981
2019 | TX | Sherbino II | 57415 | ERCT | ERCOT All | WND | 145 |  | 128345 |  |  |  |  | Estimated using an emission factor | 1142784
2019 | TX | Signal Hill Generating LLC | 50127 | ERCT | ERCOT All | NG | 80 |  | 14676 | 198106.164 | 0.57019 | 0.077704 | 0.0057564 | EPA/NEI; Estimated using an emission factor | 198106.164 | 0.57019
2019 | TX | Silas Ray | 3559 | ERCT | ERCOT All | NG | 170.4 |  | 66024 | 734280.156 | 2.0471 | 0.062011 | 0.0055758 | EPA/NEI | 734280.156 | 2.0471
2019 | TX | Silver Star I Wind Power Project | 56771 | ERCT | ERCOT All | WND | 60 |  | 56931 |  |  |  |  | Estimated using an emission factor | 506914
2019 | TX | Sim Gideon | 3601 | ERCT | ERCOT All | NG | 623 |  | 742860 | 7825327.875 | 29.2793 | 0.078829 | 0.0074832 | EPA/NEI | 7825327.875 | 29.2793
2019 | TX | SJRR Power LLC | 62548 | ERCT | ERCOT All | NG | 200
2019 | TX | Sky Global Power One | 59938 | ERCT | ERCOT All | NG | 51 |  | 26500.002 | 271369.992 | 0.057259 | 0.0043214 | 0.000422 | Estimated using an emission factor | 271369.992 | 0.057259
2019 | TX | Skyline Gas Recovery | 56528 | ERCT | ERCOT All | LFG | 6.4 |  | 38959 | 421985 | 3.1016 | 0.15922 | 0.0147 | Estimated using an emission factor | 421985 | 3.1016
2019 | TX | Snider Industries | 50141 | SPSO | SPP South | WDS | 5 | 0.13329 | 11804 | 79709.143 | 0.90917 | 0.15404 | 0.022812 | NEI avg EF - PM, fuel type | 598012 | 6.821
2019 | TX | Snyder Wind Farm | 56602 | ERCT | ERCOT All | WND | 63 |  | 119748 |  |  |  |  | Estimated using an emission factor | 1066237
2019 | TX | SolaireHolman Solar Project | 60989 | ERCT | ERCOT All | SUN | 50 |  | 121240 |  |  |  |  | Estimated using an emission factor | 1079523
2019 | TX | Solemio LLC | 62522 | ERCT | ERCOT All | SUN | 80
2019 | TX | South Houston Green Power Site | 55470 | ERCT | ERCOT All | NG | 861 | 0.46657 | 4010581 | 27553741.113 | 106.9389 | 0.053328 | 0.0077622 | EPA/NEI | 59055398 | 229.2003
2019 | TX | South Plains II | 60087 | ERCT | ERCOT All | WND | 300 |  | 1105713 |  |  |  |  | Estimated using an emission factor | 9845269
2019 | TX | South Plains Wind Phase I | 59384 | ERCT | ERCOT All | WND | 200 |  | 789985 |  |  |  |  | Estimated using an emission factor | 7034026
2019 | TX | South Texas Project | 6251 | ERCT | ERCOT All | NUC | 2708.6 |  | 21993297 |  |  |  |  | Estimated using an emission factor | 229645408
2019 | TX | South Trent Wind Farm | 56649 | ERCT | ERCOT All | WND | 101.2 |  | 294217 |  |  |  |  | Estimated using an emission factor | 2619707
2019 | TX | Sparta Solar | 63840 | ERCT | ERCOT All | SUN | 250
2019 | TX | Spencer | 4266 | ERCT | ERCOT All | NG | 173.7 |  | 29249 | 416341.375 | 1.5508 | 0.10604 | 0.0074499 | EPA/NEI | 416341.375 | 1.5508
2019 | TX | Spinning Spur Wind II | 58774 | ERCT | ERCOT All | WND | 161 |  | 579722 |  |  |  |  | Estimated using an emission factor | 5161844
2019 | TX | Spinning Spur Wind III | 58775 | ERCT | ERCOT All | WND | 194 |  | 823455 |  |  |  |  | Estimated using an emission factor | 7332045
2019 | TX | Spinning Spur Wind LLC | 57973 | SPSO | SPP South | WND | 161 |  | 712287 |  |  |  |  | Estimated using an emission factor | 6342204
2019 | TX | SRO Cogen Limited Partnership | 55120 | SRMV | SERC Mississippi Valley | NG | 610.4 | 0.61915 | 3183664 | 17468979.167 | 34.7453 | 0.021827 | 0.0039779 | EPA/NEI | 28214255 | 56.1173
2019 | TX | Stanton Wind Energy LLC | 56644 | ERCT | ERCOT All | WND | 120 |  | 289949 |  |  |  |  | Estimated using an emission factor | 2581705
2019 | TX | State Farm Insur Support Center Central | 55390 | ERCT | ERCOT All | DFO | 10.8 |  | 25.998 | 358.998 | 0.055645 | 4.2807 | 0.31 | Estimated using an emission factor | 358.998 | 0.055645
2019 | TX | Stella Wind Farm | 59063 | ERCT | ERCOT All | WND | 201 |  | 648935 |  |  |  |  | Estimated using an emission factor | 5778114
2019 | TX | Stella Wind Farm II | 59064 | ERCT | ERCOT All | WND | 200
2019 | TX | Stephens Ranch Wind Energy LLC | 57983 | ERCT | ERCOT All | WND | 376 |  | 1296827 |  |  |  |  | Estimated using an emission factor | 11546949
2019 | TX | Sterling Solar (TX) | 61871 | ERCT | ERCOT All | SUN | 10 |  | 15896 |  |  |  |  | Estimated using an emission factor | 141539
2019 | TX | Stryker Creek | 3504 | ERCT | ERCOT All | NG | 713.4 |  | 253181 | 2755062.562 | 8.6297 | 0.06817 | 0.0062646 | EPA/NEI | 2755062.562 | 8.6297
2019 | TX | SunE CPS1 LLC | 58068 | ERCT | ERCOT All | SUN | 10 |  | 16500 |  |  |  |  | Estimated using an emission factor | 146915
2019 | TX | SunE CPS2 LLC | 58027 | ERCT | ERCOT All | SUN | 10 |  | 17292 |  |  |  |  | Estimated using an emission factor | 153967
2019 | TX | SunE CPS3 LLC | 58009 | ERCT | ERCOT All | SUN | 10.6 |  | 18086 |  |  |  |  | Estimated using an emission factor | 161040
2019 | TX | Sunray Wind I | 57326 | ERCT | ERCOT All | WND | 49.5 |  | 164433 |  |  |  |  | Estimated using an emission factor | 1464112
2019 | TX | Suzlon Project VIII LLC | 57741 | ERCT | ERCOT All | WND | 8.9 |  | 12671 |  |  |  |  | EPA/NEI; Estimated using an emission factor | 112822
2019 | TX | Sweeny Cogeneration Facility | 55015 | ERCT | ERCOT All | NG | 572 | 0.3375 | 2761240 | 22476406.925 | 16.4145 | 0.011889 | 0.0014606 | EPA/NEI | 66596567 | 48.6355
2019 | TX | Sweetwater Wind 1 LLC | 56211 | ERCT | ERCOT All | WND | 37.5 |  | 150322 |  |  |  |  | Estimated using an emission factor | 1338467
2019 | TX | Sweetwater Wind 2 LLC | 56212 | ERCT | ERCOT All | WND | 98.8 |  | 364634 |  |  |  |  | Estimated using an emission factor | 3246702
2019 | TX | Sweetwater Wind 3 LLC | 56311 | ERCT | ERCOT All | WND | 135 |  | 436509 |  |  |  |  | Estimated using an emission factor | 3886677
2019 | TX | Sweetwater Wind 4 LLC | 56337 | ERCT | ERCOT All | WND | 241 |  | 705307 |  |  |  |  | Estimated using an emission factor | 6280053
2019 | TX | Sweetwater Wind 5 | 56372 | ERCT | ERCOT All | WND | 80.5 |  | 217876 |  |  |  |  | Estimated using an emission factor | 1939969
2019 | TX | System Control Center | 61742 | ERCT | ERCOT All | MWH | 5 |  | 0
2019 | TX | T C Ferguson Power Plant | 4937 | ERCT | ERCOT All | NG | 1020.6 |  | 3217710 | 21592166 | 43.0584 | 0.026763 | 0.0039883 | EPA/NEI | 21592166 | 43.0584
2019 | TX | T H Wharton | 3469 | ERCT | ERCOT All | NG | 1437.7 |  | 928191.002 | 10838747.688 | 32.6527 | 0.070358 | 0.0060252 | EPA/NEI | 10838747.688 | 32.6527
2019 | TX | Tahoka Wind | 61921 | ERCT | ERCOT All | WND | 300 |  | 1151271 |  |  |  |  | Estimated using an emission factor | 10250916
2019 | TX | Taygete Energy Project LLC | 62483 | ERCT | ERCOT All | SUN | 255
2019 | TX | T-Bone Wind (10) LLC | 56836 | SPSO | SPP South | WND | 10 |  | 16623 |  |  |  |  | Estimated using an emission factor | 148011
2019 | TX | TECO CHP-1 | 57504 | ERCT | ERCOT All | NG | 48 | 0.51459 | 70539 | 382216.165 | 1.0479 | 0.029712 | 0.0054834 | NEI avg EF - PM, fuel type, firing type | 742764 | 2.0364
2019 | TX | Tejas Power Generation Unit 1 | 60468 | ERCT | ERCOT All | NG | 121.5 |  | 70635 | 894047.125 | 2.9761 | 0.084267 | 0.0066576 | EPA/NEI | 894047.125 | 2.9761
2019 | TX | Tenaska Frontier Generating Station | 55062 | ERCT | ERCOT All | NG | 939.7 |  | 3993421 | 29228351 | 37.3024 | 0.018682 | 0.0025525 | EPA/NEI | 29228351 | 37.3024
2019 | TX | Tenaska Gateway Generating Station | 55132 | ERCT | ERCOT All | NG | 939.6 |  | 3903757 | 28530317 | 81.0845 | 0.041542 | 0.0056841 | EPA/NEI | 28530317 | 81.0845
2019 | TX | Tenderloin Wind (6) LLC | 56562 | SPSO | SPP South | WND | 10 |  | 15877 |  |  |  |  | Estimated using an emission factor | 141369
2019 | TX | Tenet Hospital | 50241 | ERCT | ERCOT All | DFO | 4.2 | 0.48363 | 68 | 424.623 | 0.032953 | 0.96921 | 0.15521 | Estimated using an emission factor | 878 | 0.068138
2019 | TX | Tessman Road | 56113 | ERCT | ERCOT All | LFG | 9.8 |  | 34438.999 | 426119.996 | 3.132 | 0.18189 | 0.0147 | Estimated using an emission factor | 426119.996 | 3.132
2019 | TX | Texas City Cogeneration | 52088 | ERCT | ERCOT All | NG | 450 | 0.49187 | 1749994 | 9217803.218 | 29.5916 | 0.033819 | 0.0064205 | EPA/NEI | 18740202 | 60.161
2019 | TX | Texas City Plant Union Carbide | 50153 | ERCT | ERCOT All | PUR | 85 | 1 | 70346 | 626360 |  |  |  | EPA/NEI; Estimated using an emission factor | 626360
2019 | TX | Texas Gulf Wind 2 | 56662 | ERCT | ERCOT All | WND | 187.2
2019 | TX | Texas Petrochemicals | 50229 | ERCT | ERCOT All | NG | 595 | 0.098052 | 215882 | 1194058.851 | 4.8075 | 0.044538 | 0.0080524 | EPA/NEI; Estimated using an emission factor | 12177766 | 49.0303
2019 | TX | Tex-Mex Renewable Energy Project, LLC | 60269 | ERCT | ERCOT All | WND | 80
2019 | TX | The Methodist Hospital, Gas Turbine | 59381 | ERCT | ERCOT All | NG | 5 | 1 | 28504 | 263817 | 0.72331 | 0.050751 | 0.0054834 | NEI avg EF - PM, fuel type, firing type | 263817 | 0.72331
2019 | TX | Ticona Polymers Inc | 10243 | ERCT | ERCOT All | NG | 56.8 | 0.78566 | 269498 | 2736704.809 | 7.5032 | 0.055683 | 0.0054834 | EPA/NEI; Estimated using an emission factor | 3483312 | 9.5502
2019 | TX | Titan Solar Project | 63320 | ERCT | ERCOT All | SUN | 260
2019 | TX | Toledo Bend | 6595 | SRMV | SERC Mississippi Valley | WAT | 81 |  | 403201 |  |  |  |  | NEI avg EF - PM, fuel type, firing type | 3590102
2019 | TX | Tolk Station | 6194 | SPSO | SPP South | SUB | 1135.8 |  | 2741753 | 30540287 | 40.3733 | 0.029451 | 0.0026439 | EPA/NEI | 30540287 | 40.3733
2019 | TX | Topaz Generating | 63688 | ERCT | ERCOT All | NG | 605
2019 | TX | Torrecillas Wind Energy, LLC | 61969 | ERCT | ERCOT All | WND | 300 |  | 966586 |  |  |  |  | Estimated using an emission factor | 8606481
2019 | TX | Toyota HQ Plan | 61895 | ERCT | ERCOT All | SUN | 7.7 |  | 12118 |  |  |  |  | Estimated using an emission factor | 107898
2019 | TX | TP 4 | 3586 | ERCT | ERCOT All | WAT | 2.4 |  | 10831 |  |  |  |  | NEI avg EF - PM, fuel type, firing type | 96439
2019 | TX | TPE Whitney Solar, LLC | 63180 | ERCT | ERCOT All | SUN | 9.9 |  | 22101 |  |  |  |  | Estimated using an emission factor | 196787
2019 | TX | Tradinghouse | 3506 | ERCT | ERCOT All | NG | 471
2019 | TX | Trent Wind Farm LP | 55968 | ERCT | ERCOT All | WND | 152 |  | 580089 |  |  |  |  | Estimated using an emission factor | 5165111
2019 | TX | TREX US Green Holly | 63201 | ERCT | ERCOT All |  | 405
2019 | TX | TREX US Red Holly | 63202 | ERCT | ERCOT All |  | 300
2019 | TX | Trinidad | 3507 | ERCT | ERCOT All | NG | 243.3 |  | 65586 | 976369.125 | 3.6234 | 0.11049 | 0.0074223 | EPA/NEI | 976369.125 | 3.6234
2019 | TX | Trinity Hills | 57520 | ERCT | ERCOT All | WND | 225 |  | 246535 |  |  |  |  | Estimated using an emission factor | 2195148
2019 | TX | Tri-Tip Wind (9) LLC | 56837 | SPSO | SPP South | WND | 10 |  | 19765 |  |  |  |  | Estimated using an emission factor | 175988
2019 | TX | Turbine | 7732 | AZNM | WECC Southwest | NG | 121
2019 | TX | Turkey Track Wind Energy LLC | 56774 | ERCT | ERCOT All | WND | 169.5 |  | 440277 |  |  |  |  | Estimated using an emission factor | 3920226
2019 | TX | Twin Oaks | 7030 | ERCT | ERCOT All | LIG | 949.2 |  | 2413924 | 28582967 | 428.1691 | 0.35475 | 0.02996 | EPA/NEI | 28582967 | 428.1691
2019 | TX | TX Hereford Wind | 58773 | ERCT | ERCOT All | WND | 200 |  | 750660 |  |  |  |  | Estimated using an emission factor | 6683876
2019 | TX | TX Jumbo Road Wind | 59621 | ERCT | ERCOT All | WND | 299.7 |  | 995277 |  |  |  |  | Estimated using an emission factor | 8861947
2019 | TX | TX17 Nickel Prairie Storage | 63880 | ERCT | ERCOT All | MWH | 100
2019 | TX | TX18 Cottage Meadow Storage | 63879 | ERCT | ERCOT All | MWH | 100
2019 | TX | TXU Sweetwater Generating Plant | 50615 | ERCT | ERCOT All | NG | 344
2019 | TX | Ty Cooke | 3602 | SPSO | SPP South | NG | 150.6 |  | 0 | 0 | 0 |  |  | EPA/NEI; Estimated using an emission factor | 0 | 0
2019 | TX | Tyler Bluff Wind Project, LLC | 60502 | ERCT | ERCOT All | WND | 125.6 |  | 409818 |  |  |  |  | Estimated using an emission factor | 3649019
2019 | TX | UL Advanced Wind Turbine Test Facility | 61589 | SPSO | SPP South | WND | 3.5 |  | 6380 |  |  |  |  | Estimated using an emission factor | 56808
2019 | TX | Union Carbide Seadrift Cogen | 50150 | ERCT | ERCOT All | NG | 168 | 0.57512 | 737527.86 | 5173445.605 | 12.5288 | 0.033975 | 0.0048435 | EPA/NEI; Estimated using an emission factor | 8995459.188 | 21.7848
2019 | TX | Union Valley Energy Center | 59616 | ERCT | ERCOT All | NG | 549
2019 | TX | University of Texas at Dallas | 54607 | ERCT | ERCOT All | NG | 3.5 | 1 | 0
2019 | TX | Upton County Solar | 60581 | ERCT | ERCOT All | SUN | 150 |  | 403654 |  |  |  |  | Estimated using an emission factor | 3594137
2019 | TX | V H Braunig | 3612 | ERCT | ERCOT All | NG | 1713 |  | 4392799 | 35836066.938 | 114.3425 | 0.052059 | 0.0063814 | EPA/NEI | 35836066.938 | 114.3425
2019 | TX | Valero Refinery Corpus Christi East | 10203 | ERCT | ERCOT All | NG | 40
2019 | TX | Valero Refinery Corpus Christi West | 50121 | ERCT | ERCOT All | PC | 76.7 | 1 | 190984 | 2756437.75 | 8.6879 | 0.090981 | 0.0063037 | EPA/NEI; Estimated using an emission factor | 3234473.875 | 8.6879
2019 | TX | Van Alstyne Energy Center | 59617 | ERCT | ERCOT All | NG | 549
2019 | TX | Victoria City Power LLC | 61241 | ERCT | ERCOT All | NG | 100 |  | 1317
2019 | TX | Victoria Port Peaking Facility | 61242 | ERCT | ERCOT All | NG | 100 |  | 43958 | 497072.547 | 1.9424 | 0.088376 | 0.0078154 | NEI avg EF - PM, fuel type, firing type | 497072.547 | 1.9424
2019 | TX | Victoria Port Power II LLC | 61966 | ERCT | ERCOT All | NG | 100
2019 | TX | Victoria Power Station | 3443 | ERCT | ERCOT All | NG | 712.9 |  | 1260976 | 9924051 | 28.385 | 0.045021 | 0.0057205 | EPA/NEI | 9924051 | 28.385
2019 | TX | Victoria Texas Plant | 10790 | ERCT | ERCOT All | NG | 102.4 | 0.4333 | 505437 | 2702858.268 | 7.4104 | 0.029323 | 0.0054834 | NEI avg EF - PM, fuel type, firing type | 6237785 | 17.1021
2019 | TX | Village Creek Water Reclamation Facility | 54520 | ERCT | ERCOT All | NG | 13.5 | 0.86042 | 35151 | 371525.164 | 2.5155 | 0.14313 | 0.013542 | EPA/NEI; Estimated using an emission factor | 431794 | 2.9236
2019 | TX | W A Parish | 3470 | ERCT | ERCOT All | SUB | 4008.4 |  | 14328218 | 149335129 | 1180.9403 | 0.16484 | 0.015816 | EPA/NEI | 149335129 | 1180.9403
2019 | TX | W B Tuttle | 3613 | ERCT | ERCOT All | NG | 493.9
2019 | TX | Wagyu | 63273 | ERCT | ERCOT All | SUN | 120
2019 | TX | Wake Wind Energy Center | 58766 | ERCT | ERCOT All | WND | 443.4 |  | 1130168 |  |  |  |  | EPA/NEI; Estimated using an emission factor | 10063017
2019 | TX | Walnut Springs Solar | 61370 | ERCT | ERCOT All | SUN | 5 |  | 11921 |  |  |  |  | Estimated using an emission factor | 106144
2019 | TX | Wasson CO2 Removal Plant | 52122 | SPSO | SPP South | NG | 23.4 | 0.75431 | 152499 | 1303368.828 | 3.5734 | 0.046865 | 0.0054834 | NEI avg EF - PM, fuel type, firing type | 1727901 | 4.7374
2019 | TX | Water Valley Wind Energy | 62846 | ERCT | ERCOT All | WND | 150
2019 | TX | Webberville Solar Project | 57699 | ERCT | ERCOT All | SUN | 30 |  | 56483 |  |  |  |  | Estimated using an emission factor | 502924
2019 | TX | Webster | 3471 | ERCT | ERCOT All | NG | 426.3
2019 | TX | Welsh Power Plant | 6139 | SPSO | SPP South | SUB | 1674 |  | 4544694 | 51709538 | 28.763 | 0.012658 | 0.0011125 | EPA/NEI | 51709538 | 28.763
2019 | TX | West Moore Solar | 61624 | ERCT | ERCOT All | SUN | 5
2019 | TX | West Moore Solar II | 61625 | ERCT | ERCOT All | SUN | 5 |  | 8422 |  |  |  |  | Estimated using an emission factor | 74989
2019 | TX | West of the Pecos Solar | 62415 | ERCT | ERCOT All | SUN | 100 |  | 5765 |  |  |  |  | Estimated using an emission factor | 51332
2019 | TX | West Raymond Wind Farm LLC | 62855 | ERCT | ERCOT All | WND | 239.8
2019 | TX | West Texas Wind Energy LLC | 55367 | ERCT | ERCOT All | WND | 75 |  | 36698 | [5 empty] | 326759
2019 | TX | Westhollow Technology Center | 54330 | ERCT | ERCOT All | NG | 3.7 | 0.65893 | 4508 | 41065.308 | 0.11259 | 0.049951 | 0.0054834 | NEI avg EF - PM, fuel type, firing type | 62321 | 0.17087
2019 | TX | WestRock (TX) | 50101 | ERCT | ERCOT All | BLQ | 57.7 | 0.10937 | 448736 | 2499677.585 | 7.465 | 0.033271 | 0.0059728 | EPA/NEI; Estimated using an emission factor | 22855516.125 | 68.2555
2019 | TX | Westside Landfill Gas Recovery | 57020 | ERCT | ERCOT All | LFG | 4.8 |  | 24353 | 271781 | 1.9976 | 0.16405 | 0.0147 | EPA/NEI; Estimated using an emission factor | 271781 | 1.9976
2019 | TX | Whirlwind Energy Center | 56673 | ERCT | ERCOT All | WND | 59.8 |  | 202291 |  |  |  |  | Estimated using an emission factor | 1801202
2019 | TX | White Camp Solar | 58888 | ERCT | ERCOT All | SUN | 100
2019 | TX | Whitesboro Solar | 61410 | ERCT | ERCOT All | SUN | 5 |  | 11018 |  |  |  |  | Estimated using an emission factor | 98104
2019 | TX | Whitesboro Solar II | 61411 | ERCT | ERCOT All | SUN | 5 |  | 10998 |  |  |  |  | Estimated using an emission factor | 97926
2019 | TX | Whitetail | 58021 | ERCT | ERCOT All | WND | 92 |  | 252964 |  |  |  |  | Estimated using an emission factor | 2252392
2019 | TX | Whitewright Solar | 61524 | ERCT | ERCOT All | SUN | 10 |  | 21745 |  |  |  |  | Estimated using an emission factor | 193616
2019 | TX | Whitney | 6414 | ERCT | ERCOT All | WAT | 41.8 |  | 0
2019 | TX | Wildcat Creek Wind Farm LLC | 62715 | ERCT | ERCOT All | WND | 180.1
2019 | TX | Wildcat Ranch Wind Project | 61674 | SPSO | SPP South | WND | 150 |  | 661780 |  |  |  |  | Estimated using an emission factor | 5892491
2019 | TX | Wildorado Wind LLC | 56432 | SPSO | SPP South | WND | 161 |  | 441215 |  |  |  |  | Estimated using an emission factor | 3928578
2019 | TX | Wilkes Power Plant | 3478 | SPSO | SPP South | NG | 882 |  | 630912 | 7462370.875 | 27.8087 | 0.088154 | 0.0074531 | EPA/NEI | 7462370.875 | 27.8087
2019 | TX | Williams Solar, LLC | 60859 | ERCT | ERCOT All | SUN | 20
2019 | TX | Willow Springs Wind Farm | 60901 | ERCT | ERCOT All | WND | 250 |  | 958805 |  |  |  |  | Estimated using an emission factor | 8537199
2019 | TX | Winchester Power Park | 56674 | ERCT | ERCOT All | NG | 242 |  | 46123 | 428883.211 | 1.6201 | 0.070252 | 0.0075551 | EPA/NEI | 428883.211 | 1.6201
2019 | TX | Windthorst-2 | 59238 | ERCT | ERCOT All | WND | 67.6 |  | 231729 |  |  |  |  | Estimated using an emission factor | 2063314
2019 | TX | Wise County Power Company, LLC | 55320 | ERCT | ERCOT All | NG | 821.7 |  | 2841134 | 20535187 | 24.0001 | 0.016895 | 0.0023375 | EPA/NEI | 20535187 | 24.0001
2019 | TX | Wolf Hollow Generating Station | 55139 | ERCT | ERCOT All | NG | 788.4 |  | 2292134 | 16430317.5 | 76.8816 | 0.067083 | 0.0093585 | EPA/NEI | 16430317.5 | 76.8816
2019 | TX | Wolf Hollow II | 59812 | ERCT | ERCOT All | NG | 1231.2 |  | 6399049 | 43155434 | 156.9675 | 0.04906 | 0.0072745 | EPA/NEI | 43155434 | 156.9675
2019 | TX | Wolf Ridge Wind | 58080 | ERCT | ERCOT All | WND | 112.5 |  | 322399 |  |  |  |  | Estimated using an emission factor | 2870641
2019 | TX | Woodall Gas Plant | 57952 | SPSO | SPP South | NG | 3 |  | 25256.001 | 352626 | 0.074404 | 0.005892 | 0.000422 | Estimated using an emission factor | 352626 | 0.074404
2019 | TX | Woodville Renewable Power Project | 58944 | SRMV | SERC Mississippi Valley | WDS | 49.9 |  | 0 | 0 | 0 |  |  | NEI avg EF - PM, fuel type, firing type | 0 | 0
2019 | TX | Woodward Mountain I | 55796 | ERCT | ERCOT All | WND | 82 |  | 150969 |  |  |  |  | Estimated using an emission factor | 1344227
2019 | TX | Woodward Mountain II | 55795 | ERCT | ERCOT All | WND | 78 |  | 143604 |  |  |  |  | Estimated using an emission factor | 1278649
2019 | TX | Works 4 | 54364 | ERCT | ERCOT All | DFO | 6 |  | 114.001 | 1049.999 | 0.16275 | 2.8552 | 0.31 | EPA/NEI; Estimated using an emission factor | 1049.999 | 0.16275
2019 | TX | Yates Gas Plant | 55025 | ERCT | ERCOT All | NG | 5.6 | 0.39988 | 10352 | 56532.904 | 0.155 | 0.029945 | 0.0054834 | NEI avg EF - PM, fuel type, firing type | 141376 | 0.38761
2019 | TX | Yellow Jacket | 61873 | ERCT | ERCOT All | SUN | 5 |  | 9210 |  |  |  |  | Estimated using an emission factor | 82007
2019 | UT | Bartholomew | 3688 | NWPP | WECC Northwest | WAT | 1.5 |  | 2307 |  |  |  |  | EPA/NEI; Estimated using an emission factor | 20542
2019 | UT | Beryl Solar Plant | 58598 | NWPP | WECC Northwest | SUN | 3 |  | 5648 |  |  |  |  | Estimated using an emission factor | 50290
2019 | UT | Bloomington Power Plant | 7767 | NWPP | WECC Northwest | DFO | 11.9 |  | 0
2019 | UT | Bloomington Solar I | 62805 | NWPP | WECC Northwest | SUN | 2 |  | 3811 |  |  |  |  | Estimated using an emission factor | 33933
2019 | UT | Blue Mountain Biogas | 58130 | NWPP | WECC Northwest | OBG | 3.2 | 1 | 447 | 3755 | 0.027599 | 0.12349 | 0.0147 | Estimated using an emission factor | 3755 | 0.027599
2019 | UT | Blundell | 299 | NWPP | WECC Northwest | GEO | 74.8 |  | 115179 |  |  |  |  | EPA/NEI; Estimated using an emission factor | 1025553
2019 | UT | Bonanza | 7790 | NWPP | WECC Northwest | BIT | 609.5 |  | 3737947 | 40305524 | 514.0969 | 0.27507 | 0.02551 | EPA/NEI | 40305524 | 514.0969
2019 | UT | Boulder | 3699 | NWPP | WECC Northwest | WAT | 4.2 |  | 25227.999 |  |  |  |  | NEI avg EF - PM, fuel type, firing type | 224629.008
2019 | UT | Bountiful City | 3665 | NWPP | WECC Northwest | NG | 44.4 |  | 16130.001 | 173009.004 | 0.47434 | 0.058814 | 0.0054834 | EPA/NEI; Estimated using an emission factor | 173009.004 | 0.47434
2019 | UT | Brigham City | 3666 | NWPP | WECC Northwest | WAT | 1.8 |  | 8421 |  |  |  |  | NEI avg EF - PM, fuel type, firing type | 74980.002
2019 | UT | Buckhorn Solar Plant | 58600 | NWPP | WECC Northwest | SUN | 3 |  | 5027 |  |  |  |  | Estimated using an emission factor | 44761
2019 | UT | BYU Central Heating Plant | 63423 | NWPP | WECC Northwest | NG | 16.5
2019 | UT | Carbon | 3644 | NWPP | WECC Northwest | BIT | 188.6
2019 | UT | Causey | 7548 | NWPP | WECC Northwest | WAT | 2.1 |  | 5511 |  |  |  |  | NEI avg EF - PM, fuel type, firing type | 49070
2019 | UT | Cedar Valley Solar Plant | 58599 | NWPP | WECC Northwest | SUN | 3 |  | 5817 |  |  |  |  | Estimated using an emission factor | 51794
2019 | UT | Central Energy Plant USU | 58139 | NWPP | WECC Northwest | NG | 5 |  | 33513 | 485676 | 1.3316 | 0.079466 | 0.0054834 | NEI avg EF - PM, fuel type, firing type | 485676 | 1.3316
2019 | UT | Clover Creek Solar | 63061 | NWPP | WECC Northwest | SUN | 80
2019 | UT | Cove Mountain Solar | 62469 | NWPP | WECC Northwest | SUN | 58
2019 | UT | Cove Mountain Solar 2 | 62470 | NWPP | WECC Northwest | SUN | 122
2019 | UT | Currant Creek Power Project | 56102 | NWPP | WECC Northwest | NG | 649 |  | 2917516 | 21563230 | 28.4195 | 0.019482 | 0.0026359 | EPA/NEI | 21563230 | 28.4195
2019 | UT | Cutler Hydro | 3646 | NWPP | WECC Northwest | WAT | 30 |  | 90186 |  |  |  |  | NEI avg EF - PM, fuel type, firing type | 803016
2019 | UT | Deer Creek (UT) | 6404 | NWPP | WECC Northwest | WAT | 4.8 |  | 22370 |  |  |  |  | NEI avg EF - PM, fuel type, firing type | 199182
2019 | UT | eBay - South Jordan | 59281 | NWPP | WECC Northwest | NG | 9.8 |  | 72065 | 951939.031 | 0 | 0 | 0 | Estimated using an emission factor | 951939.031 | 0
2019 | UT | Echo Dam | 4263 | NWPP | WECC Northwest | WAT | 4.4 |  | 7400 |  |  |  |  | NEI avg EF - PM, fuel type, firing type | 65888.999
2019 | UT | Enel Cove Fort | 58570 | NWPP | WECC Northwest | GEO | 25 |  | 129523 |  |  |  |  | Estimated using an emission factor | 1153272
2019 | UT | Enterprise Solar, LLC | 59386 | NWPP | WECC Northwest | SUN | 80 |  | 220046 |  |  |  |  | Estimated using an emission factor | 1959290
2019 | UT | Escalante Solar I, LLC | 59387 | NWPP | WECC Northwest | SUN | 80 |  | 205146 |  |  |  |  | Estimated using an emission factor | 1826620
2019 | UT | Escalante Solar II, LLC | 59388 | NWPP | WECC Northwest | SUN | 80 |  | 203681 |  |  |  |  | Estimated using an emission factor | 1813575
2019 | UT | Escalante Solar III, LLC | 59389 | NWPP | WECC Northwest | SUN | 80 |  | 204442 |  |  |  |  | Estimated using an emission factor | 1820353
2019 | UT | Fiddler's Canyon #1 | 59787 | NWPP | WECC Northwest | SUN | 3 |  | 7156 |  |  |  |  | Estimated using an emission factor | 63717
2019 | UT | Fiddler's Canyon #2 | 59786 | NWPP | WECC Northwest | SUN | 3 |  | 6105 |  |  |  |  | Estimated using an emission factor | 54359
2019 | UT | Fiddler's Canyon 3 | 59932 | NWPP | WECC Northwest | SUN | 3 |  | 6592 |  |  |  |  | Estimated using an emission factor | 58696
2019 | UT | Flaming Gorge | 6405 | RMPA | WECC Rockies | WAT | 151.8 |  | 503190 |  |  |  |  | NEI avg EF - PM, fuel type, firing type | 4480405.125
2019 | UT | Gadsby | 3648 | NWPP | WECC Northwest | NG | 492.1 |  | 134182 | 2264040.242 | 8.3233 | 0.12406 | 0.0073526 | EPA/NEI | 2264040.242 | 8.3233
2019 | UT | Gateway | 3697 | NWPP | WECC Northwest | WAT | 4 |  | 13758 |  |  |  |  | NEI avg EF - PM, fuel type, firing type | 122501
2019 | UT | Granite | 3651 | NWPP | WECC Northwest | WAT | 2 |  | 6719 |  |  |  |  | NEI avg EF - PM, fuel type, firing type | 59827
2019 | UT | Granite Mountain Solar East, LLC | 59946 | NWPP | WECC Northwest | SUN | 80 |  | 204075 |  |  |  |  | Estimated using an emission factor | 1817085
2019 | UT | Granite Mountain Solar West, LLC | 59945 | NWPP | WECC Northwest | SUN | 50.4 |  | 125440 |  |  |  |  | Estimated using an emission factor | 1116919
2019 | UT | Granite Peak Solar Plant | 58604 | NWPP | WECC Northwest | SUN | 3 |  | 5663 |  |  |  |  | Estimated using an emission factor | 50422
2019 | UT | Greenville Solar Plant | 58603 | NWPP | WECC Northwest | SUN | 2.2 |  | 3883 |  |  |  |  | Estimated using an emission factor | 34575
2019 | UT | Heber City | 7111 | NWPP | WECC Northwest | NG | 19.6 |  | 20618 | 216712 | 0.045726 | 0.0044356 | 0.000422 | EPA/NEI; Estimated using an emission factor | 216712 | 0.045726
2019 | UT | Hill AFB LFG Facility, Bldg #737 | 60349 | NWPP | WECC Northwest | LFG | 2.3 |  | 8823 | 88813.998 | 0.65278 | 0.14797 | 0.0147 | Estimated using an emission factor | 88813.998 | 0.65278
2019 | UT | HTW Plant 303 COGEN | 58597 | NWPP | WECC Northwest | NG | 7.4 | 0.42853 | 37713 | 200596.314 | 0.54997 | 0.029166 | 0.0054834 | NEI avg EF - PM, fuel type, firing type | 468100 | 1.2834
2019 | UT | Hunter | 6165 | NWPP | WECC Northwest | BIT | 1577.2 |  | 8681798 | 91003914 | 131.8606 | 0.030376 | 0.0028979 | EPA/NEI | 91003914 | 131.8606
2019 | UT | Hunter Solar LLC | 62656 | NWPP | WECC Northwest | SUN | 100
2019 | UT | Huntington | 8069 | NWPP | WECC Northwest | BIT | 1037.3 |  | 4897525 | 52200752 | 163.9835 | 0.066966 | 0.0062828 | EPA/NEI | 52200752 | 163.9835
2019 | UT | Hurricane City Power | 57899 | NWPP | WECC Northwest | NG | 16 |  | 2848.003 | 32266.999 | 1.6937 | 1.1894 | 0.10498 | EPA/NEI; Estimated using an emission factor | 32266.999 | 1.6937
2019 | UT | Hydro II | 7034 | NWPP | WECC Northwest | WAT | 6.6 |  | 16646 |  |  |  |  | NEI avg EF - PM, fuel type, firing type | 148215
2019 | UT | Hydro III | 3675 | NWPP | WECC Northwest | WAT | 2.8 |  | 3673 |  |  |  |  | EPA/NEI; Estimated using an emission factor | 32706
2019 | UT | Hydro Plant No 3 | 925 | NWPP | WECC Northwest | WAT | 2.8 |  | 2944 |  |  |  |  | NEI avg EF - PM, fuel type, firing type | 26215
2019 | UT | Intermountain | 6481 | CAMX | WECC California | BIT | 2480 | 1 | 7561844 | 72281684 | 862.112 | 0.22802 | 0.023854 | EPA/NEI | 72281684 | 862.112
2019 | UT | Iron Springs Solar, LLC | 59941 | NWPP | WECC Northwest | SUN | 80 |  | 208224 |  |  |  |  | Estimated using an emission factor | 1854026
2019 | UT | Joes Valley Dam | 4264 | NWPP | WECC Northwest | WAT | 3.4
2019 | UT | Jordanelle Dam Hydroelectric Project | 61853 | NWPP | WECC Northwest | WAT | 13 |  | 46103 |  |  |  |  | NEI avg EF - PM, fuel type, firing type | 410500
2019 | UT | Kennecott Power Plant | 56163 | NWPP | WECC Northwest | WH | 434.5 | 0.79573 | 167199 | 285251.095 | 0.78207 | 0.009355 | 0.0054834 | EPA/NEI; Estimated using an emission factor | 1602560 | 0.98283
2019 | UT | Lagoon Cogeneration Facility | 50942 | NWPP | WECC Northwest | NG | 3 | 1 | 0
2019 | UT | Laho Solar Plant | 58602 | NWPP | WECC Northwest | SUN | 3 |  | 6221 |  |  |  |  | Estimated using an emission factor | 55394
2019 | UT | Lake Creek Dam | 159 | NWPP | WECC Northwest | WAT | 1.5 |  | 3946 |  |  |  |  | NEI avg EF - PM, fuel type, firing type | 35138
2019 | UT | Lake Side Power Plant | 56237 | NWPP | WECC Northwest | NG | 1385 |  | 5063902 | 38216890 | 62.7386 | 0.024779 | 0.0032833 | EPA/NEI | 38216890 | 62.7386
2019 | UT | Latigo Wind Park | 59965 | NWPP | WECC Northwest | WND | 62.1 |  | 165201 |  |  |  |  | Estimated using an emission factor | 1470951
2019 | UT | Little Cottonwood | 6537 | NWPP | WECC Northwest | WAT | 4.8 |  | 7821 |  |  |  |  | NEI avg EF - PM, fuel type, firing type | 69637
2019 | UT | Little Mountain | 6553 | NWPP | WECC Northwest | NG | 16
2019 | UT | Logan City | 4251 | NWPP | WECC Northwest | NG | 21.5 |  | 45.999 | 2649.999 | 0.0072655 | 0.3159 | 0.0054834 | EPA/NEI; Estimated using an emission factor | 2649.999 | 0.0072655
2019 | UT | Long Ridge Solar Farm | 61170 | CAMX | WECC California | SUN | 300
2019 | UT | Manti Lower | 1020 | NWPP | WECC Northwest | WAT | 1.2 |  | 1063 |  |  |  |  | NEI avg EF - PM, fuel type, firing type | 9464
2019 | UT | Manti Upper | 3676 | NWPP | WECC Northwest | WAT | 1.6 |  | 2049 |  |  |  |  | NEI avg EF - PM, fuel type, firing type | 18246
2019 | UT | Milford 2 | 59958 | NWPP | WECC Northwest | SUN | 3 |  | 6102 |  |  |  |  | Estimated using an emission factor | 54333
2019 | UT | Milford Flat Solar Plant | 58601 | NWPP | WECC Northwest | SUN | 3 |  | 6089 |  |  |  |  | Estimated using an emission factor | 54216
2019 | UT | Milford Solar 1 | 62812 | NWPP | WECC Northwest | SUN | 99
2019 | UT | Milford Wind Corridor I LLC | 57079 | CAMX | WECC California | WND | 203.5 |  | 401083 |  |  |  |  | Estimated using an emission factor | 3571243
2019 | UT | Milford Wind Corridor Phase III | 57546 | NWPP | WECC Northwest | WND | 100
2019 | UT | Milford Wind Corridor Stage II LLC | 57107 | CAMX | WECC California | WND | 102 |  | 200272 |  |  |  |  | Estimated using an emission factor | 1783221
2019 | UT | Millcreek Power | 56253 | NWPP | WECC Northwest | NG | 80 |  | 78406 | 831990.688 | 2.6703 | 0.068114 | 0.006419 | EPA/NEI | 831990.688 | 2.6703
2019 | UT | Murray City | 3683 | NWPP | WECC Northwest | NG | 7.2
2019 | UT | Murray Turbine | 8010 | NWPP | WECC Northwest | NG | 42 |  | 5823.999 | 69313.002 | 0.19004 | 0.065259 | 0.0054834 | NEI avg EF - PM, fuel type, firing type | 69313.002 | 0.19004
2019 | UT | Nebo Power Station | 56177 | NWPP | WECC Northwest | NG | 140 |  | 419394 | 3214488.75 | 9.252 | 0.044121 | 0.0057564 | NEI avg EF - PM, fuel type, firing type | 3214488.75 | 9.252
2019 | UT | Olmstead | 3655 | NWPP | WECC Northwest | WAT | 10.3
2019 | UT | Pavant Solar II LLC | 60449 | NWPP | WECC Northwest | SUN | 50 |  | 115082 |  |  |  |  | Estimated using an emission factor | 1024690
2019 | UT | Pavant Solar III | 60886 | NWPP | WECC Northwest | SUN | 20 |  | 48133 |  |  |  |  | Estimated using an emission factor | 428576
2019 | UT | Pavant Solar, LLC | 59702 | NWPP | WECC Northwest | SUN | 50 |  | 100950 |  |  |  |  | Estimated using an emission factor | 898859
2019 | UT | Payson | 7408 | NWPP | WECC Northwest | NG | 9.7 |  | 5.999 | 292.999 | 6.1823e-05 | 0.020611 | 0.000422 | Estimated using an emission factor | 292.999 | 6.1823e-05
2019 | UT | Pine View Dam | 7132 | NWPP | WECC Northwest | WAT | 1.8 |  | 6733 |  |  |  |  | NEI avg EF - PM, fuel type, firing type | 59950
2019 | UT | Pioneer | 3656 | NWPP | WECC Northwest | WAT | 5 |  | 21353 |  |  |  |  | NEI avg EF - PM, fuel type, firing type | 190126
2019 | UT | Provo Power Plant | 61508 | NWPP | WECC Northwest | NG | 12 |  | 5709 | 50936.001 | 0.010747 | 0.0037651 | 0.000422 | Estimated using an emission factor | 50936.001 | 0.010747
2019 | UT | Quail Creek Hydro Plant #1 | 52039 | NWPP | WECC Northwest | WAT | 2.3 |  | 11899 |  |  |  |  | NEI avg EF - PM, fuel type, firing type | 106332
2019 | UT | Quichapa 1 | 61119 | NWPP | WECC Northwest | SUN | 3 |  | 7978 |  |  |  |  | Estimated using an emission factor | 71037
2019 | UT | Quichapa 2 | 61120 | NWPP | WECC Northwest | SUN | 3 |  | 7927 |  |  |  |  | Estimated using an emission factor | 70581
2019 | UT | Quichapa 3 | 61121 | NWPP | WECC Northwest | SUN | 3 |  | 7827 |  |  |  |  | Estimated using an emission factor | 69693
2019 | UT | Sage Solar I-III | 62399 | NWPP | WECC Northwest | SUN | 57.6 |  | 21574 |  |  |  |  | Estimated using an emission factor | 192098
2019 | UT | Salt Lake Energy Systems | 56554 | NWPP | WECC Northwest | LFG | 3.2 |  | 25067 | 300744 | 2.2105 | 0.17636 | 0.0147 | Estimated using an emission factor | 300744 | 2.2105
2019 | UT | Salt Palace Solar Gen Plant | 58006 | NWPP | WECC Northwest | SUN | 1.3 |  | 2135 |  |  |  |  | Estimated using an emission factor | 19011
2019 | UT | Sigurd Solar LLC | 62666 | NWPP | WECC Northwest | SUN | 80
2019 | UT | Snake Creek | 3658 | NWPP | WECC Northwest | WAT | 1.2 |  | 5011 |  |  |  |  | NEI avg EF - PM, fuel type, firing type | 44618
2019 | UT | Snowbird Power Plant | 10215 | NWPP | WECC Northwest | NG | 1.8 | 0.55062 | 14.001 | 100.213 | 2.1145e-05 | 0.0030205 | 0.000422 | Estimated using an emission factor | 182.001 | 3.8402e-05
2019 | UT | South Milford Solar Plant | 59620 | NWPP | WECC Northwest | SUN | 2.9 |  | 7207 |  |  |  |  | Estimated using an emission factor | 64171
2019 | UT | Spanish Fork | 3691 | NWPP | WECC Northwest | WAT | 3.6 |  | 13870.999 |  |  |  |  | NEI avg EF - PM, fuel type, firing type | 123507
2019 | UT | Spanish Fork Wind Park 2 LLC | 56751 | NWPP | WECC Northwest | WND | 18.9 |  | 49052 |  |  |  |  | Estimated using an emission factor | 436762
2019 | UT | St George Red Rock | 7080 | NWPP | WECC Northwest | DFO | 14 |  | 77 | 636 | 0.09858 | 2.5605 | 0.31 | Estimated using an emission factor | 636 | 0.09858
2019 | UT | Stairs | 3659 | NWPP | WECC Northwest | WAT | 1 |  | 5771 |  |  |  |  | NEI avg EF - PM, fuel type, firing type | 51384
2019 | UT | Sunnyside Cogen Associates | 50951 | NWPP | WECC Northwest | WC | 58.1 | 1 | 401049 | 4883655.5 | 15.1517 | 0.07556 | 0.0062051 | EPA/NEI | 4883655.5 | 15.1517
2019 | UT | Tesoro SLC Cogeneration Plant | 56509 | NWPP | WECC Northwest | NG | 30.4 | 0.95629 | 194753 | 2171719.734 | 5.9542 | 0.061146 | 0.0054834 | NEI avg EF - PM, fuel type, firing type | 2270996 | 6.2264
2019 | UT | Thermo No 1 | 57353 | NWPP | WECC Northwest | GEO | 28 |  | 65612 |  |  |  |  | EPA/NEI; Estimated using an emission factor | 584209
2019 | UT | Thermo Solar PV-01 | 59883 | NWPP | WECC Northwest | SUN | 2.9
2019 | UT | Three Peaks Power | 60432 | NWPP | WECC Northwest | SUN | 80 |  | 216718 |  |  |  |  | Estimated using an emission factor | 1929656
2019 | UT | Tooele Army Depot | 59817 | NWPP | WECC Northwest | WND | 3.2 |  | 3076 |  |  |  |  | EPA/NEI; Estimated using an emission factor | 27389
2019 | UT | Trans-Jordan Generating Station | 56853 | NWPP | WECC Northwest | LFG | 4.8 |  | 36399 | 464565 | 3.4146 | 0.18762 | 0.0147 | Estimated using an emission factor | 464565 | 3.4146
2019 | UT | Uintah | 3704 | NWPP | WECC Northwest | WAT | 1.2 |  | 5906 |  |  |  |  | NEI avg EF - PM, fuel type, firing type | 52587
2019 | UT | Unit 4 | 7015 | NWPP | WECC Northwest | WAT | 1.3 |  | 4220 |  |  |  |  | NEI avg EF - PM, fuel type, firing type | 37574
2019 | UT | Upper Beaver | 3643 | NWPP | WECC Northwest | WAT | 2.5 |  | 10742 |  |  |  |  | NEI avg EF - PM, fuel type, firing type | 95647
2019 | UT | US Magnesium | 58191 | NWPP | WECC Northwest | NG | 78 | 0.23159 | 157800 | 1107021.14 | 3.0351 | 0.038468 | 0.0054834 | EPA/NEI; Estimated using an emission factor | 4780198.875 | 13.1059
2019 | UT | Utah Red Hills Renewable Energy Park | 58660 | NWPP | WECC Northwest | SUN | 80 |  | 198228 |  |  |  |  | Estimated using an emission factor | 1765022
2019 | UT | Veyo Heat Recovery Project | 60421 | NWPP | WECC Northwest | WH | 9.5 | 1 | 48865 |  |  |  |  | Estimated using an emission factor | 435096
2019 | UT | Wanship | 3698 | NWPP | WECC Northwest | WAT | 1.9 |  | 6206 |  |  |  |  | NEI avg EF - PM, fuel type, firing type | 55257
2019 | UT | Washington City Electric Generation | 59660 | NWPP | WECC Northwest | NG | 6 |  | 989.001 | 5639.001 | 0.0011898 | 0.0024061 | 0.000422 | Estimated using an emission factor | 5639.001 | 0.0011898
2019 | UT | Weber | 3661 | NWPP | WECC Northwest | WAT | 3.8 |  | 14064 |  |  |  |  | NEI avg EF - PM, fuel type, firing type | 125226
2019 | UT | Weber State University - Davis Campus PV | 60821 | NWPP | WECC Northwest | SUN | 1.3 |  | 2226 |  |  |  |  | Estimated using an emission factor | 19819
2019 | UT | West Valley Power Plant | 55622 | NWPP | WECC Northwest | NG | 217 |  | 191170 | 2041206.547 | 4.1309 | 0.043217 | 0.0040475 | EPA/NEI | 2041206.547 | 4.1309
2019 | UT | Whitehead | 7028 | NWPP | WECC Northwest | NG | 31 | 1 | 6862 | 82526 | 0.017413 | 0.0050752 | 0.000422 | Estimated using an emission factor | 82526 | 0.017413
2019 | VA | Altavista Power Station | 10773 | SRVC | SERC Virginia/Carolina | WDS | 71.1 |  | 272457 | 3745790.125 | 9.9224 | 0.072836 | 0.0052979 | EPA/NEI | 3745790.125 | 9.9224
2019 | VA | Amelia | 56681 | SRVC | SERC Virginia/Carolina | LFG | 14.4 |  | 45874.992 | 543357.984 | 3.9937 | 0.17411 | 0.0147 | Estimated using an emission factor | 543357.984 | 3.9937
2019 | VA | Ameresco Stafford | 56894 | SRVC | SERC Virginia/Carolina | LFG | 2.2 |  | 10544 | 120867 | 0.88837 | 0.16851 | 0.0147 | Estimated using an emission factor | 120867 | 0.88837
2019 | VA | Bath County | 6167 | SRVC | SERC Virginia/Carolina | WAT | 2862 |  | -780339 | [5 empty] | 0
2019 | VA | Bayview | 3782 | RFCE | RFC East | DFO | 12 |  | 2586 | 25654.002 | 3.9764 | 3.0753 | 0.31 | Estimated using an emission factor | 25654.002 | 3.9764
2019 | VA | Bear Garden Generating Station | 56807 | SRVC | SERC Virginia/Carolina | NG | 559 |  | 3558440 | 25052968 | 20.3762 | 0.011452 | 0.0016267 | EPA/NEI | 25052968 | 20.3762
2019 | VA | Bedford Solar | 61126 | RFCW | RFC West | SUN | 3 |  | 5322 |  |  |  |  | Estimated using an emission factor | 47386
2019 | VA | Belle Haven Diesel Generation Facility | 60234 | RFCE | RFC East | DFO | 4 |  | 185 | 1776 | 0.27528 | 2.976 | 0.31 | Estimated using an emission factor | 1776 | 0.27528
2019 | VA | Bellmeade Power Station | 50966 | SRVC | SERC Virginia/Carolina | DFO | 330 |  | 0 | 0 | 0 |  |  | NEI avg EF - PM, fuel type | 0 | 0
2019 | VA | Birchwood Power Facility | 54304 | SRVC | SERC Virginia/Carolina | BIT | 258.3 | 1 | 48334 | 745872.812 | 0.65486 | 0.027097 | 0.001756 | EPA/NEI | 745872.812 | 0.65486
2019 | VA | Bluestone Solar | 62950 | SRVC | SERC Virginia/Carolina | SUN | 49.9
2019 | VA | Boydton Plank Road Cogen Plant | 54766 | SRVC | SERC Virginia/Carolina | DFO | 10.2 |  | 133.008 | 1253.988 | 0.19437 | 2.9227 | 0.31 | Estimated using an emission factor | 1253.988 | 0.19437
2019 | VA | Brasfield | 10155 | SRVC | SERC Virginia/Carolina | WAT | 2.9 |  | 10768 |  |  |  |  | NEI avg EF - PM, fuel type, firing type | 95878
2019 | VA | Bremo Power Station | 3796 | SRVC | SERC Virginia/Carolina | DFO | 254.2 |  | 0 | 0 |  |  |  |  | 0
2019 | VA | Bristol Plant | 60222 | SRTV | SERC Tennessee Valley | LFG | 5.4 |  | 5959.008 | 77385.006 | 0.56878 | 0.1909 | 0.0147 | Estimated using an emission factor | 77385.006 | 0.56878
2019 | VA | Brunswick County Power Station | 58260 | SRVC | SERC Virginia/Carolina | NG | 1472.2 |  | 8333358 | 58476184 | 139.0338 | 0.033368 | 0.0047552 | EPA/NEI | 58476184 | 139.0338
2019 | VA | Brunswick Landfill Gas | 56682 | SRVC | SERC Virginia/Carolina | LFG | 10.5 |  | 46453.995 | 524604.985 | 3.8558 | 0.16601 | 0.0147 | Estimated using an emission factor | 524604.985 | 3.8558
2019 | VA | Buchanan Units 1 & 2 | 55738 | RFCW | RFC West | NG | 88 |  | 343967 | 3199418 | 22.3966 | 0.13023 | 0.014 | EPA/NEI | 3199418 | 22.3966
2019 | VA | Buck Hydro | 3772 | RFCW | RFC West | WAT | 8.4 |  | 33036.999 |  |  |  |  | NEI avg EF - PM, fuel type, firing type | 294160.992
2019 | VA | Buckingham Solar LLC | 60917 | SRVC | SERC Virginia/Carolina | SUN | 19.8 |  | 34697 |  |  |  |  | Estimated using an emission factor | 308941
2019 | VA | Byllesby 2 | 3773 | RFCW | RFC West | WAT | 21.6 |  | 66494 |  |  |  |  | NEI avg EF - PM, fuel type, firing type | 592064
2019 | VA | C4GT | 61760 | SRVC | SERC Virginia/Carolina | NG | 1060
2019 | VA | Cabin Point Solar Center | 63134 | SRVC | SERC Virginia/Carolina | SUN | 75
2019 | VA | Caden Energix Hickory LLC | 63084 | SRVC | SERC Virginia/Carolina | SUN | 32
2019 | VA | Caden Energix Pamplin LLC | 63083 | SRVC | SERC Virginia/Carolina | SUN | 15.7
2019 | VA | Caden Energix Rives Road LLC | 63087 | SRVC | SERC Virginia/Carolina | SUN | 19.7
2019 | VA | Celanese Acetate LLC | 52089 | RFCW | RFC West | NG | 29.8 | 0.11692 | 179857 | 1021370.964 | 3.4738 | 0.038628 | 0.0068021 | NEI avg EF - PM, fuel type, firing type | 8735637.25 | 29.7105
2019 | VA | Charles City | 56683 | SRVC | SERC Virginia/Carolina | LFG | 14.4 |  | 61290 | 706123.031 | 5.19 | 0.16936 | 0.0147 | Estimated using an emission factor | 706123.031 | 5.19
2019 | VA | Cherrydale Solar Power Facility | 61375 | RFCE | RFC East | SUN | 20 |  | 36895 |  |  |  |  | Estimated using an emission factor | 328513
2019 | VA | Chesapeake | 3803 | SRVC | SERC Virginia/Carolina | DFO | 812.1 |  | 140.001 | 2317.001 | 0.019995 | 0.28564 | 0.017259 | EPA/NEI; Estimated using an emission factor | 2317.001 | 0.019995
2019 | VA | Chesterfield Landfill Gas | 56684 | SRVC | SERC Virginia/Carolina | LFG | 14.4 |  | 56382 | 656059.031 | 4.822 | 0.17105 | 0.0147 | Estimated using an emission factor | 656059.031 | 4.822
2019 | VA | Chesterfield Power Station | 3797 | SRVC | SERC Virginia/Carolina | NG | 1799.5 |  | 3614833 | 29625093.5 | 89.8148 | 0.049692 | 0.0060634 | EPA/NEI; Estimated using an emission factor | 29625093.5 | 89.8148
2019 | VA | Chickahominy Power LLC | 63886 | SRVC | SERC Virginia/Carolina | NG | 1716.3
2019 | VA | Church Street Plant | 7438 | SRVC | SERC Virginia/Carolina | DFO | 7.3 |  | 118 | 1242.001 | 0.19251 | 3.2629 | 0.31 | EPA/NEI; Estimated using an emission factor | 1242.001 | 0.19251
2019 | VA | City Point Energy Center | 10377 | SRVC | SERC Virginia/Carolina | BIT | 114.8 | 0.059515 | 17158 | 104615.867 | 1.0924 | 0.12734 | 0.020885 | EPA/NEI | 1757809.512 | 18.3555
2019 | VA | Clarke Solar Power Facility | 61374 | RFCW | RFC West | SUN | 10 |  | 17771 |  |  |  |  | Estimated using an emission factor | 158233
2019 | VA | Claytor | 3774 | RFCW | RFC West | WAT | 74.8 |  | 283036 |  |  |  |  | NEI avg EF - PM, fuel type, firing type | 2520153
2019 | VA | Clinch River | 3775 | RFCW | RFC West | NG | 712.5 |  | 338987 | 4096560.5 | 24.9665 | 0.1473 | 0.012189 | EPA/NEI; Estimated using an emission factor | 4096560.5 | 24.9665
2019 | VA | Clover Power Station | 7213 | SRVC | SERC Virginia/Carolina | BIT | 848 |  | 1281310 | 14106944.5 | 194.2269 | 0.30317 | 0.027536 | EPA/NEI | 14106944.5 | 194.2269
2019 | VA | Coastal Virginia Offshore Wind (CVOW) | 59693 | SRVC | SERC Virginia/Carolina | WND | 12
2019 | VA | Coleman Falls | 56313 | RFCW | RFC West | WAT | 1.5 |  | 0
2019 | VA | Colonial Trail West | 61985 | SRVC | SERC Virginia/Carolina | SUN | 142.4 |  | 6451 |  |  |  |  | Estimated using an emission factor | 57440
2019 | VA | Commonwealth Chesapeake | 55381 | RFCE | RFC East | DFO | 402.5 |  | 13750.002 | 188072.523 | 10.289 | 1.4966 | 0.10942 | EPA/NEI | 188072.523 | 10.289
2019 | VA | Correctional Solar LLC | 60915 | SRVC | SERC Virginia/Carolina | SUN | 20 |  | 34197 |  |  |  |  | Estimated using an emission factor | 304491
2019 | VA | Covanta Alexandria/Arlington Energy | 50663 | SRVC | SERC Virginia/Carolina | MSW | 29 |  | 139742 | 3327626.75 | 2.5955 | 0.037148 | 0.00156 | Estimated using an emission factor | 3327626.75 | 2.5955
2019 | VA | Covanta Fairfax Energy | 50658 | SRVC | SERC Virginia/Carolina | MSW | 124 |  | 723286 | 11907417 | 8.359 | 0.023114 | 0.001404 | Estimated using an emission factor | 11907417 | 8.359
2019 | VA | Cushaw | 3798 | SRVC | SERC Virginia/Carolina | WAT | 7.5 |  | 19344 |  |  |  |  | NEI avg EF - PM, fuel type, firing type | 172236.992
2019 | VA | Danville | 61849 | SRVC | SERC Virginia/Carolina | SUN | 6 |  | 13045 |  |  |  |  | Estimated using an emission factor | 116155
2019 | VA | Danville Kentuck Road Plant | 56364 | SRVC | SERC Virginia/Carolina | DFO | 1.8 |  | 0
2019 | VA | Danville New Design Plant | 56363 | SRVC | SERC Virginia/Carolina | DFO | 1.8 |  | 0
2019 | VA | Danville Westover Plant | 56365 | SRVC | SERC Virginia/Carolina | DFO | 1.8 |  | 82 | 1150 | 0.17825 | 4.3476 | 0.31 | Estimated using an emission factor | 1150 | 0.17825
2019 | VA | Darbytown Combustion Turbine | 7212 | SRVC | SERC Virginia/Carolina | NG | 368.4 |  | 62737 | 789256.5 | 4.2119 | 0.13427 | 0.010673 | EPA/NEI; Estimated using an emission factor | 789256.5 | 4.2119
2019 | VA | Dean Drive Area Electric Generators | 56491 | SRVC | SERC Virginia/Carolina | DFO | 3.2 |  | 0
2019 | VA | Depot Solar Center, LLC | 61691 | SRVC | SERC Virginia/Carolina | SUN | 15
2019 | VA | Desper Solar | 62730 | SRVC | SERC Virginia/Carolina | SUN | 88.2
2019 | VA | DG AMP Solar Front Royal | 61055 | SRVC | SERC Virginia/Carolina | SUN | 2.5 |  | 4682 |  |  |  |  | Estimated using an emission factor | 41689
2019 | VA | Dominion/Lo Mar | 7797 | SRVC | SERC Virginia/Carolina | DFO | 24.6 |  | 271.999 | 2075 | 0.23424 | 1.7224 | 0.22578 | EPA/NEI; Estimated using an emission factor | 2075 | 0.23424
2019 | VA | Doswell Limited Partnership | 52019 | SRVC | SERC Virginia/Carolina | NG | 1313 |  | 5422339.02 | 50376477.75 | 547.1005 | 0.2018 | 0.02172 | EPA/NEI; Estimated using an emission factor | 50376477.75 | 547.1005
2019 | VA | Downtown | 55954 | SRVC | SERC Virginia/Carolina | DFO | 3.2 |  | 62 | 990 | 0.15345 | 4.95 | 0.31 | Estimated using an emission factor | 990 | 0.15345
2019 | VA | Eastern Shore Solar, LLC | 60127 | RFCE | RFC East | SUN | 80 |  | 165334 |  |  |  |  | Estimated using an emission factor | 1472132
2019 | VA | Electric Avenue Facility | 56367 | SRVC | SERC Virginia/Carolina | DFO | 6.9 |  | 292 | 2944 | 0.45632 | 3.1255 | 0.31 | Estimated using an emission factor | 2944 | 0.45632
2019 | VA | Elizabeth River Combustion Turbine Sta | 52087 | SRVC | SERC Virginia/Carolina | NG | 388.8 |  | 97913.001 | 1192978.781 | 4.5955 | 0.093868 | 0.0077042 | EPA/NEI | 1192978.781 | 4.5955
2019 | VA | Elkton | 52148 | SRVC | SERC Virginia/Carolina | NG | 12.2 | 0.090689 | 13000.001 | 74104.925 | 0.36958 | 0.056859 | 0.0099746 | EPA/NEI; Estimated using an emission factor | 817133.973 | 4.0753
2019 | VA | Emporia | 50175 | SRVC | SERC Virginia/Carolina | WAT | 2.5 |  | 7054 |  |  |  |  | NEI avg EF - PM, fuel type, firing type | 62807.998
2019 | VA | Essex Solar Center | 61406 | SRVC | SERC Virginia/Carolina | SUN | 20 |  | 42723 |  |  |  |  | Estimated using an emission factor | 380404
2019 | VA | Flannagan Hydroelectric Project | 58827 | RFCW | RFC West | WAT | 1.6
2019 | VA | Frederick County LFGTE Facility | 57754 | SRVC | SERC Virginia/Carolina | LFG | 2 |  | 9196 | 87883 | 0.64594 | 0.14048 | 0.0147 | Estimated using an emission factor | 87883 | 0.64594
2019 | VA | Fries Hydroelectric Project | 10798 | RFCW | RFC West | WAT | 5.4 |  | 12524 |  |  |  |  | NEI avg EF - PM, fuel type, firing type | 111511.002
2019 | VA | Gateway Gen | 7798 | SRVC | SERC Virginia/Carolina | DFO | 3.6 |  | 63 | 510 | 0.07905 | 2.5095 | 0.31 | Estimated using an emission factor | 510 | 0.07905
2019 | VA | Glen Lyn | 3776 | RFCW | RFC West | BIT | 337.5
2019 | VA | Gloucester Solar | 63031 | SRVC | SERC Virginia/Carolina | SUN | 19.9 |  | 35520 |  |  |  |  | Estimated using an emission factor | 316270
2019 | VA | Godwin Drive Plant | 7439 | SRVC | SERC Virginia/Carolina | DFO | 6.3 |  | 266.001 | 2023.001 | 0.31357 | 2.3576 | 0.31 | Estimated using an emission factor | 2023.001 | 0.31357
2019 | VA | Gordonsville Power Station | 54844 | SRVC | SERC Virginia/Carolina | NG | 300.4 |  | 1203488 | 10179909.5 | 33.1508 | 0.055091 | 0.006513 | EPA/NEI | 10179909.5 | 33.1508
2019 | VA | GP Big Island, LLC | 50479 | RFCW | RFC West | NG | 7.9 | 0.16356 | 51844 | 262309.495 | 0.41276 | 0.015923 | 0.0031471 | EPA/NEI; Estimated using an emission factor | 1605025 | 2.5236
2019 | VA | Grasshopper Solar | 62813 | SRVC | SERC Virginia/Carolina | SUN | 80
2019 | VA | Gravel Neck Combustion Turbine | 7032 | SRVC | SERC Virginia/Carolina | NG | 407.7 |  | 78818.999 | 1020968.391 | 14.352 | 0.36418 | 0.028115 | EPA/NEI | 1020968.391 | 14.352
2019 | VA | Greensville County Power Station | 59913 | SRVC | SERC Virginia/Carolina | NG | 1773.3 |  | 9859878 | 64656094 | 186.0941 | 0.037748 | 0.0057564 | NEI avg EF - PM, fuel type, firing type | 64656094 | 186.0941
2019 | VA | Greensville Solar | 63745 | SRVC | SERC Virginia/Carolina | SUN | 80
2019 | VA | Halifax | 50178 | SRVC | SERC Virginia/Carolina | WAT | 1.6 |  | 2188 |  |  |  |  | NEI avg EF - PM, fuel type, firing type | 19481
2019 | VA | Halifax County Biomass | 58560 | SRVC | SERC Virginia/Carolina | WDS | 49.9 |  | 206566 | 2816931 | 32.1302 | 0.31109 | 0.022812 | NEI avg EF - PM, fuel type | 2816931 | 32.1302
2019 | VA | Harrisonburg Power Plant | 56006 | SRVC | SERC Virginia/Carolina | NG | 2.5
2019 | VA | Henrico | 57356 | SRVC | SERC Virginia/Carolina | LFG | 3.6 |  | 13506 | 158007.996 | 1.1614 | 0.17198 | 0.0147 | Estimated using an emission factor | 158007.996 | 1.1614
2019 | VA | Highlander Solar Station 1 | 62014 | SRVC | SERC Virginia/Carolina | SUN | 165
2019 | VA | Holcomb Rock | 56314 | RFCW | RFC West | WAT | 1.8 |  | 0
2019 | VA | Hollyfield | 61023 | SRVC | SERC Virginia/Carolina | SUN | 17 |  | 32080 |  |  |  |  | Estimated using an emission factor | 285641
2019 | VA | Hopewell Cogeneration Facility | 10633 | SRVC | SERC Virginia/Carolina | NG | 399 | 0.93967 | 1495428 | 12508924.723 | 10.4825 | 0.014019 | 0.001676 | EPA/NEI | 13312068.5 | 11.1555
2019 | VA | Hopewell Mill | 50813 | SRVC | SERC Virginia/Carolina | BLQ | 47.6 | 0.22505 | 262082 | 1907123.673 | 10.7059 | 0.081699 | 0.011227 | EPA/NEI; Estimated using an emission factor | 8474349.5 | 47.5719
2019 | VA | Hopewell Power Station | 10771 | SRVC | SERC Virginia/Carolina | WDS | 71.1 | 1 | 285836 | 4424898.75 | 17.5345 | 0.12269 | 0.0079254 | EPA/NEI | 4424898.75 | 17.5345
2019 | VA | HP Hood CT | 59860 | RFCW | RFC West | NG | 15 | 0.4359 | 84452 | 424165.45 | 1.1629 | 0.027541 | 0.0054834 | NEI avg EF - PM, fuel type, firing type | 973084 | 2.6679
2019 | VA | I 95 Landfill Phase II | 54723 | SRVC | SERC Virginia/Carolina | LFG | 3.2 |  | 20789 | 293093 | 2.1542 | 0.20725 | 0.0147 | Estimated using an emission factor | 293093 | 2.1542
2019 | VA | I 95 Municipal Landfill Phase I | 52051 | SRVC | SERC Virginia/Carolina | LFG | 3.2 | 1 | 4318 | 49964 | 0.36724 | 0.1701 | 0.0147 | Estimated using an emission factor | 49964 | 0.36724
2019 | VA | IKEA Norfolk Rooftop PV System | 62355 | SRVC | SERC Virginia/Carolina | SUN | 1.3 |  | 1649 |  |  |  |  | Estimated using an emission factor | 14683
2019 | VA | International Paper Franklin Mill | 52152 | SRVC | SERC Virginia/Carolina | BLQ | 146.1 | 0.22968 | 276641 | 1573521.205 | 24.4133 | 0.1765 | 0.03103 | EPA/NEI; Estimated using an emission factor | 6850815 | 106.2909
2019 | VA | John H Kerr | 3833 | SRVC | SERC Virginia/Carolina | WAT | 296.8 |  | 539436.999 |  |  |  |  | NEI avg EF - PM, fuel type, firing type | 4803147.137
2019 | VA | King & Queen | 56686 | SRVC | SERC Virginia/Carolina | LFG | 10.8 |  | 60591.996 | 657639 | 4.8336 | 0.15955 | 0.0147 | Estimated using an emission factor | 657639 | 4.8336
2019 | VA | Kruger Energy Mantura Solar, LLC | 63822 | SRVC | SERC Virginia/Carolina | SUN | 60
2019 | VA | Ladysmith Combustion Turbine Sta | 7839 | SRVC | SERC Virginia/Carolina | NG | 892.5 |  | 656039 | 6507058.25 | 22.725 | 0.06928 | 0.0069847 | EPA/NEI | 6507058.25 | 22.725
2019 | VA | Leesville | 3777 | RFCW | RFC West | WAT | 40 |  | 72286 |  |  |  |  | NEI avg EF - PM, fuel type, firing type | 643633
2019 | VA | Louisa Generation Facility | 7837 | SRVC | SERC Virginia/Carolina | NG | 509.1 |  | 486791.998 | 5580958.938 | 33.3422 | 0.13699 | 0.011949 | EPA/NEI | 5580958.938 | 33.3422
2019 | VA | Low Moor | 3799 | SRVC | SERC Virginia/Carolina | DFO | 82.8 |  | 599 | 10292 | 0.088816 | 0.29655 | 0.017259 | NEI avg EF - PM, fuel type, firing type | 10292 | 0.088816
2019 | VA | Luray Hydro Station | 3789 | RFCW | RFC West | WAT | 1.6 |  | 5926 |  |  |  |  | NEI avg EF - PM, fuel type, firing type | 52766
2019 | VA | Marsh Run Generation Facility | 7836 | SRVC | SERC Virginia/Carolina | NG | 708.8 |  | 708342.001 | 7337606 | 43.6055 | 0.12312 | 0.011885 | EPA/NEI | 7337606 | 43.6055
2019 | VA | Martin Solar Center | 61458 | SRVC | SERC Virginia/Carolina | SUN | 5 |  | 9292 |  |  |  |  | Estimated using an emission factor | 82737
2019 | VA | Martinsville | 3826 | RFCW | RFC West | WAT | 1.3 |  | 310 |  |  |  |  | NEI avg EF - PM, fuel type, firing type | 2761
2019 | VA | Martinsville LFG Generator | 57893 | RFCW | RFC West | LFG | 1.1 |  | 6126 | 75992 | 0.55854 | 0.18235 | 0.0147 | Estimated using an emission factor | 75992 | 0.55854
2019 | VA | Mecklenburg Power Station | 52007 | SRVC | SERC Virginia/Carolina | DFO | 139.8 |  | 0 | 0 | 0 |  |  | NEI avg EF - PM, fuel type, firing type | 0 | 0
2019 | VA | Meherrin Solar | 62758 | SRVC | SERC Virginia/Carolina | SUN | 59.6
2019 | VA | Merck | 59905 | SRVC | SERC Virginia/Carolina | SUN | 2.1 |  | 1569 |  |  |  |  | Estimated using an emission factor | 13971
2019 | VA | MillerCoors Shenandoah Brewery | 58057 | RFCW | RFC West | OBG | 1.4 |  | 3410 | 35101 | 0.37909 | 0.22234 | 0.0216 | Estimated using an emission factor | 35101 | 0.37909
2019 | VA | MM Prince William Energy | 55156 | SRVC | SERC Virginia/Carolina | LFG | 6.6 |  | 51892.999 | 608394 | 4.4717 | 0.17234 | 0.0147 | Estimated using an emission factor | 608394 | 4.4717
2019 | VA | Monterey Diesel Generation Facility | 59614 | RFCW | RFC West | DFO | 6 |  | 286 | 2694 | 0.41757 | 2.9201 | 0.31 | Estimated using an emission factor | 2694 | 0.41757
2019 | VA | Mount Clinton | 56004 | SRVC | SERC Virginia/Carolina | DFO | 24 |  | 615.44 | 8211 | 0.51978 | 1.6891 | 0.1266 | EPA/NEI; Estimated using an emission factor | 8211 | 0.51978
2019 | VA | Mt. Jackson Solar | 61318 | SRVC | SERC Virginia/Carolina | SUN | 15.7
2019 | VA | Multitrade of Pittsylvania LP | 52118 | SRVC | SERC Virginia/Carolina | WDS | 90 |  | 0 | 0 | 0 |  |  | EPA/NEI; Estimated using an emission factor | 0 | 0
2019 | VA | Myrtle Solar | 63746 | SRVC | SERC Virginia/Carolina | SUN | 15
2019 | VA | NASA Wallops Flight Facility Solar | 62948 |  |  | SUN | 4.3
2019 | VA | New River | 59845 | SRVC | SERC Virginia/Carolina | LFG | 5.4 |  | 19445.004 | 210578.994 | 1.5478 | 0.15919 | 0.0147 | Estimated using an emission factor | 210578.994 | 1.5478
2019 | VA | Newport Hydro Station | 3790 | RFCW | RFC West | WAT | 1.4 |  | 5503.001 |  |  |  |  | NEI avg EF - PM, fuel type, firing type | 48999
2019 | VA | Niagara | 3778 | RFCW | RFC West | WAT | 3.6 |  | 10524 |  |  |  |  | NEI avg EF - PM, fuel type, firing type | 93706.002
2019 | VA | North Anna | 6168 | SRVC | SERC Virginia/Carolina | NUC | 1960.4 |  | 15325055 |  |  |  |  | EPA/NEI; Estimated using an emission factor | 160017435
2019 | VA | Northern Neck | 3800 | SRVC | SERC Virginia/Carolina | DFO | 82.8 |  | 535 | 9644 | 0.083224 | 0.31112 | 0.017259 | NEI avg EF - PM, fuel type, firing type | 9644 | 0.083224
2019 | VA | Nottoway Diesel Generating Facility | 7941 | SRVC | SERC Virginia/Carolina | DFO | 4 |  | 516 | 5009 | 0.77639 | 3.0093 | 0.31 | Estimated using an emission factor | 5009 | 0.77639
2019 | VA | Oceana Solar | 60584 | SRVC | SERC Virginia/Carolina | SUN | 17.6 |  | 32768 |  |  |  |  | Estimated using an emission factor | 291767
2019 | VA | Onancock Diesel Generation Facility | 60236 | RFCE | RFC East | DFO | 4 |  | 249 | 2408 | 0.37324 | 2.9979 | 0.31 | Estimated using an emission factor | 2408 | 0.37324
2019 | VA | Orange Street G1 | 63173 | RFCW | RFC West | DFO | 1.8 |  | 72 | 686 | 0.10613 | 2.9481 | 0.30942 | NEI avg EF - PM, fuel type, firing type | 686 | 0.10613
2019 | VA | Otter Creek Solar | 63909 | SRVC | SERC Virginia/Carolina | SUN | 60
2019 | VA | Palmer Solar Center | 61457 | SRVC | SERC Virginia/Carolina | SUN | 5 |  | 11160 |  |  |  |  | Estimated using an emission factor | 99369
2019 | VA | Panda Stonewall Power Project | 59004 | SRVC | SERC Virginia/Carolina | NG | 812 |  | 3957679 | 28332945 | 35.3654 | 0.017872 | 0.0024964 | EPA/NEI | 28332945 | 35.3654
2019 | VA | Park 500 Philip Morris USA | 50275 | SRVC | SERC Virginia/Carolina | NG | 19.1 | 0.22221 | 23537.915 | 166085.83 | 0.6687 | 0.056819 | 0.0080524 | EPA/NEI; Estimated using an emission factor | 747413.188 | 3.0092
2019 | VA | Perdue Diesel Generation Facility | 60235 | RFCE | RFC East | DFO | 4 |  | 252 | 2419 | 0.37494 | 2.9758 | 0.31 | Estimated using an emission factor | 2419 | 0.37494
2019 | VA | Philip Morris | 59911 | SRVC | SERC Virginia/Carolina | SUN | 2 |  | 1700 |  |  |  |  | Estimated using an emission factor | 15135
2019 | VA | Philpott Lake | 3834 | RFCW | RFC West | WAT | 14 |  | 33862.001 |  |  |  |  | NEI avg EF - PM, fuel type, firing type | 301507.01
2019 | VA | Piney Creek Solar | 62768 | SRVC | SERC Virginia/Carolina | SUN | 80
2019 | VA | Pinnacles | 3825 | SRVC | SERC Virginia/Carolina | WAT | 11.1 |  | 35207.001 |  |  |  |  | NEI avg EF - PM, fuel type, firing type | 313483.992
2019 | VA | Pleasant Valley (VA) | 56005 | SRVC | SERC Virginia/Carolina | DFO | 20.5 |  | 427.28 | 6200 | 0.22578 | 1.0568 | 0.072833 | EPA/NEI; Estimated using an emission factor | 6200 | 0.22578
2019 | VA | Pleinmont Solar 1 | 62012 | SRVC | SERC Virginia/Carolina | SUN | 75
2019 | VA | Pleinmont Solar 2 | 62013 | SRVC | SERC Virginia/Carolina | SUN | 240
2019 | VA | Ponton Diesel Generating Facility | 7940 | SRVC | SERC Virginia/Carolina | DFO | 4 |  | 398 | 3811 | 0.59071 | 2.9684 | 0.31 | Estimated using an emission factor | 3811 | 0.59071
2019 | VA | Poplar Camp Wind Farm | 61111 | NYUP | NPCC Upstate NY | WND | 72
2019 | VA | Possum Point Power Station | 3804 | SRVC | SERC Virginia/Carolina | NG | 2081.9 |  | 2855931 | 20793282.344 | 70.259 | 0.049202 | 0.0067579 | EPA/NEI | 20793282.344 | 70.259
2019 | VA | Pretlow | 55953 | SRVC | SERC Virginia/Carolina | DFO | 3.2 |  | 28 | 726 | 0.11253 | 8.0379 | 0.31 | Estimated using an emission factor | 726 | 0.11253
2019 | VA | Puller Solar | 62140 | SRVC | SERC Virginia/Carolina | SUN | 15 |  | 28962 |  |  |  |  | Estimated using an emission factor | 257878
2019 | VA | Radford | 3827 | RFCW | RFC West | WAT | 1 |  | 6394 |  |  |  |  | NEI avg EF - PM, fuel type, firing type | 56933
2019 | VA | Radford Army Ammunition Plant | 52072 | RFCW | RFC West | NG | 24 | 1 | 28543 | 2426745 | 9.7706 | 0.68462 | 0.0080524 | EPA/NEI; Estimated using an emission factor | 2426745 | 9.7706
2019 | VA | Rappahannock Solar, LLC | 62780 | SRVC | SERC Virginia/Carolina | SUN | 1.5
2019 | VA | Remington Combustion Turbine Station | 7838 | SRVC | SERC Virginia/Carolina | NG | 705.5 |  | 294356.999 | 2968528.438 | 8.6482 | 0.05876 | 0.0058266 | EPA/NEI | 2968528.438 | 8.6482
2019 | VA | Remington Solar Facility | 59685 | SRVC | SERC Virginia/Carolina | SUN | 20 |  | 34188 |  |  |  |  | Estimated using an emission factor | 304411
2019 | VA | Reusens | 3779 | RFCW | RFC West | WAT | 12.5 |  | 15756 |  |  |  |  | NEI avg EF - PM, fuel type, firing type | 140292.002
2019 | VA | Richmond Energy | 57897 | SRVC | SERC Virginia/Carolina | LFG | 6.4 |  | 32868 | 433403 | 3.1855 | 0.19384 | 0.0147 | Estimated using an emission factor | 433403 | 3.1855
2019 | VA | Richmond Spider Solar | 62011 | SRVC | SERC Virginia/Carolina | SUN | 20
2019 | VA | RockTenn West Point Mill | 10017 | SRVC | SERC Virginia/Carolina | BIT | 101 | 0.18461 | 575563 | 3198150.868 | 39.0177 | 0.13558 | 0.0244 | EPA/NEI; Estimated using an emission factor | 17324038.062 | 211.3541
2019 | VA | Rockville 1 & 2 | 56692 | SRVC | SERC Virginia/Carolina | DFO | 10.8 | 1 | 90 | 486 | 0.07533 | 1.674 | 0.31 | Estimated using an emission factor | 486 | 0.07533
2019 | VA | Sadler Solar | 62814 | SRVC | SERC Virginia/Carolina | SUN | 100
2019 | VA | Salem Electric Department | 56519 | RFCW | RFC West | DFO | 1.3 |  | 86 | 882 | 0.13671 | 3.1793 | 0.31 | Estimated using an emission factor | 882 | 0.13671
2019 | VA | Salem Street Dept | 56289 | RFCW | RFC West | DFO | 1.8 |  | 139 | 1410 | 0.21855 | 3.1446 | 0.31 | Estimated using an emission factor | 1410 | 0.21855
2019 | VA | Salem Water Plant | 56288 | RFCW | RFC West | DFO | 2 |  | 137 | 1344 | 0.20832 | 3.0412 | 0.31 | Estimated using an emission factor | 1344 | 0.20832
2019 | VA | Sappony Solar LLC | 60916 | SRVC | SERC Virginia/Carolina | SUN | 20 |  | 43598 |  |  |  |  | Estimated using an emission factor | 388196
2019 | VA | Schoolfield Dam | 54655 | SRVC | SERC Virginia/Carolina | WAT | 4.5 |  | 14781 |  |  |  |  | NEI avg EF - PM, fuel type, firing type | 131610
2019 | VA | Scott Solar Farm | 60316 | SRVC | SERC Virginia/Carolina | SUN | 17 |  | 21111 |  |  |  |  | Estimated using an emission factor | 187973
2019 | VA | Scott-II Solar LLC | 60968 | SRVC | SERC Virginia/Carolina | SUN | 20 |  | 40859 |  |  |  |  | Estimated using an emission factor | 363809
2019 | VA | Skipjack Solar Center | 62675 | SRVC | SERC Virginia/Carolina | SUN | 175
2019 | VA | Smith Mountain | 3780 | RFCW | RFC West | WAT | 547.5 |  | 5801.999 |  |  |  |  | EPA/NEI; Estimated using an emission factor | 2935346
2019 | VA | Snowden | 3821 | RFCW | RFC West | WAT | 5 |  | 14530 |  |  |  |  | NEI avg EF - PM, fuel type, firing type | 129374
2019 | VA | Southampton Power Station | 10774 | SRVC | SERC Virginia/Carolina | WDS | 71.1 | 1 | 265571 | 4095026.125 | 11.9809 | 0.090227 | 0.0058514 | EPA/NEI | 4095026.125 | 11.9809
2019 | VA | Southampton Solar, LLC | 61422 | SRVC | SERC Virginia/Carolina | SUN | 100 |  | 223874 |  |  |  |  | Estimated using an emission factor | 1993375
2019 | VA | Spring Grove I | 61986 | SRVC | SERC Virginia/Carolina | SUN | 97.9
2019 | VA | Spruance Genco, LLC | 54081 | SRVC | SERC Virginia/Carolina | BIT | 229.6 | 0.012852 | 16219 | 105127.744 | 0.41811 | 0.051558 | 0.0079542 | EPA/NEI; Estimated using an emission factor | 8179964.938 | 32.5324
2019 | VA | Stratford Solar Center, LLC | 61908 | SRVC | SERC Virginia/Carolina | SUN | 15
2019 | VA | Suffolk Energy Partners LP | 54781 | SRVC | SERC Virginia/Carolina | LFG | 3.2 |  | 20410 | 286944 | 2.109 | 0.20667 | 0.0147 | Estimated using an emission factor | 286944 | 2.109
2019 | VA | Surry | 3806 | SRVC | SERC Virginia/Carolina | NUC | 1695 |  | 14172977 |  |  |  |  | Estimated using an emission factor | 147988680
2019 | VA | Tangier | 6390 | RFCE | RFC East | DFO | 4.1 |  | 395 | 4088 | 0.63364 | 3.2083 | 0.31 | EPA/NEI; Estimated using an emission factor | 4088 | 0.63364
2019 | VA | Tasley Energy Center | 3785 | RFCE | RFC East | DFO | 27 |  | 656 | 12814.2 | 0.016951 | 0.05168 | 0.0026457 | EPA/NEI | 12814.2 | 0.016951
2019 | VA | Tenaska Virginia Generating Station | 55439 | SRVC | SERC Virginia/Carolina | NG | 1011.4 |  | 5938030 | 41720036 | 31.6419 | 0.010657 | 0.0015169 | EPA/NEI | 41720036 | 31.6419
2019 | VA | Twittys Creek Solar, LLC | 63077 | SRVC | SERC Virginia/Carolina | SUN | 13.8
2019 | VA | Virginia Beach | 56693 | SRVC | SERC Virginia/Carolina | LFG | 10.8 |  | 293.004 | 3170.016 | 0.0233 | 0.15904 | 0.0147 | Estimated using an emission factor | 3170.016 | 0.0233
2019 | VA | Virginia City Hybrid Energy Center | 56808 | RFCW | RFC West | BIT | 668 |  | 1185080 | 14152586.5 | 74.5492 | 0.12581 | 0.010535 | EPA/NEI | 14152586.5 | 74.5492
2019 | VA | Virginia Tech Power Plant | 56785 | RFCW | RFC West | NG | 6.3 | 0.083223 | 20569 | 116194.873 | 0.46783 | 0.045488 | 0.0080524 | NEI avg EF - PM, fuel type | 1396187 | 5.6214
2019 | VA | VMEA 1 Credit Gen | 7440 | SRVC | SERC Virginia/Carolina | DFO | 14.8 |  | 386.001 | 1309.002 | 0.2029 | 1.0513 | 0.31 | EPA/NEI; Estimated using an emission factor | 1309.002 | 0.2029
2019 | VA | VMEA Peaking Gen | 7441 | SRVC | SERC Virginia/Carolina | DFO | 6.4 |  | 191 | 1297 | 0.20103 | 2.1051 | 0.31 | Estimated using an emission factor | 1297 | 0.20103
2019 | VA | Warren County Power Station | 55939 | SRVC | SERC Virginia/Carolina | NG | 1472.2 |  | 8769572 | 60258746 | 48.447 | 0.011049 | 0.001608 | EPA/NEI | 60258746 | 48.447
2019 | VA | Waste Management Bethel LFGTE | 56531 | SRVC | SERC Virginia/Carolina | LFG | 4.8 |  | 36945 | 435705.984 | 3.2024 | 0.17336 | 0.0147 | Estimated using an emission factor | 435705.984 | 3.2024
2019 | VA | Waste Management King George LFGTE | 57022 | SRVC | SERC Virginia/Carolina | LFG | 13.2 |  | 74153 | 1334819 | 14.416 | 0.38882 | 0.0216 | Estimated using an emission factor | 1334819 | 14.416
2019 | VA | Waste Management Middle Peninsula LFGTE | 57018 | SRVC | SERC Virginia/Carolina | LFG | 6.4 |  | 48978 | 575924 | 4.233 | 0.17285 | 0.0147 | Estimated using an emission factor | 575924 | 4.233
2019 | VA | Water Strider Solar | 63549 | SRVC | SERC Virginia/Carolina | SUN | 80
2019 | VA | Water Treatment Plant Generators | 56368 | SRVC | SERC Virginia/Carolina | DFO | 1.8 |  | 5 | 60 | 0.0093 | 3.72 | 0.31 | Estimated using an emission factor | 60 | 0.0093
2019 | VA | Waynesboro Virginia Plant | 10796 | SRVC | SERC Virginia/Carolina | BIT | 12.4
2019 | VA | Western Branch High School | 59904 | SRVC | SERC Virginia/Carolina | SUN | 1 |  | 0
2019 | VA | Westmoreland County Solar Project | 63696 | SRVC | SERC Virginia/Carolina | SUN | 19.9
2019 | VA | WestRock Virginia Corp Covington Ops | 50900 | SRVC | SERC Virginia/Carolina | BLQ | 187.4 | 0.1956 | 904766 | 6899409.863 | 5.7742 | 0.012764 | 0.0016738 | EPA/NEI; Estimated using an emission factor | 35272972.75 | 29.5204
2019 | VA | Wheelabrator Portsmouth | 54998 | SRVC | SERC Virginia/Carolina | MSW | 60 | 0.26778 | 196539 | 1879342.158 | 20.5224 | 0.20884 | 0.02184 | Estimated using an emission factor | 7018251.125 | 76.6393
2019 | VA | Whitehorn Solar | 62959 | SRVC | SERC Virginia/Carolina | SUN | 50
2019 | VA | Whitehouse Solar Farm | 60319 | SRVC | SERC Virginia/Carolina | SUN | 20 |  | 37031 |  |  |  |  | Estimated using an emission factor | 329724
2019 | VA | Wolf Hills Energy | 55285 | RFCW | RFC West | NG | 285 |  | 115294 | 1306036.586 | 8.6179 | 0.14949 | 0.013197 | EPA/NEI | 1306036.586 | 8.6179
2019 | VA | Woodland Solar Farm | 60318 | SRVC | SERC Virginia/Carolina | SUN | 19 |  | 32633 |  |  |  |  | Estimated using an emission factor | 290564
2019 | VA | Yorktown Power Station | 3809 | SRVC | SERC Virginia/Carolina | RFO | 1257 |  | 61459 | 850598.389 | 9.7491 | 0.31726 | 0.022923 | EPA/NEI | 850598.389 | 9.7491
2019 | VT | 158th Fighter Wing Solar Farm | 60542 | NEWE | NPCC New England | SUN | 1.3 |  | 1520 |  |  |  |  | Estimated using an emission factor | 13534
2019 | VT | Apple Hill Solar | 61037 | NEWE | NPCC New England | SUN | 2
2019 | VT | Ascutney | 3708 | NEWE | NPCC New England | DFO | 13.2 |  | 150 | 4816 | 0.04156 | 0.55414 | 0.017259 | NEI avg EF - PM, fuel type, firing type | 4816 | 0.04156
2019 | VT | Ball Mountain Hydro | 59040 | NEWE | NPCC New England | WAT | 2.4 |  | 3264.996 |  |  |  |  | NEI avg EF - PM, fuel type, firing type | 29073
2019 | VT | Barton Solar Farm | 59741 | NEWE | NPCC New England | SUN | 1.9 |  | 2546 |  |  |  |  | Estimated using an emission factor | 22669
2019 | VT | Battle Creek Solar | 63212 | NEWE | NPCC New England | SUN | 2.2 |  | 544 |  |  |  |  | Estimated using an emission factor | 4845
2019 | VT | Beldens | 6451 | NEWE | NPCC New England | WAT | 5.7 |  | 19614.999 |  |  |  |  | NEI avg EF - PM, fuel type, firing type | 174650
2019 | VT | Bellows Falls | 3745 | NEWE | NPCC New England | WAT | 40.8 |  | 255044.001 |  |  |  |  | NEI avg EF - PM, fuel type, firing type | 2270910.938
2019 | VT | Berlin 5 | 3734 | NEWE | NPCC New England | DFO | 41.8 |  | 270 | 5063.9 | 0.060054 | 0.44484 | 0.023718 | NEI avg EF - PM, fuel type, firing type | 5063.9 | 0.060054
2019 | VT | Bolton Falls | 7056 | NEWE | NPCC New England | WAT | 8.8 |  | 28043 |  |  |  |  | NEI avg EF - PM, fuel type, firing type | 249693
2019 | VT | Boltonville Hydro Associates | 50539 | NEWE | NPCC New England | WAT | 1.1 |  | 4172 |  |  |  |  | NEI avg EF - PM, fuel type, firing type | 37146
2019 | VT | Cadys Falls | 3765 | NEWE | NPCC New England | WAT | 1.6 |  | 1923 |  |  |  |  | NEI avg EF - PM, fuel type, firing type | 17122
2019 | VT | Canaan | 3750 | NEWE | NPCC New England | WAT | 1.1 |  | 6106 |  |  |  |  | NEI avg EF - PM, fuel type, firing type | 54369
2019 | VT | Cavendish | 3710 | NEWE | NPCC New England | WAT | 1.7 |  | 3782.001 |  |  |  |  | NEI avg EF - PM, fuel type, firing type | 33677
2019 | VT | Chace Mill Winooski One | 54355 | NEWE | NPCC New England | WAT | 7.5 |  | 33246 |  |  |  |  | NEI avg EF - PM, fuel type, firing type | 296020.008
2019 | VT | Charlotte Solar LLC VT | 59719 | NEWE | NPCC New England | SUN | 2 |  | 3029 |  |  |  |  | Estimated using an emission factor | 26970
2019 | VT | Chester Power Partners | 59755 | NEWE | NPCC New England | SUN | 2.2 |  | 2716 |  |  |  |  | Estimated using an emission factor | 24184
2019 | VT | Chittenden County Solar Partners | 57481 | NEWE | NPCC New England | SUN | 2.2 |  | 3184 |  |  |  |  | Estimated using an emission factor | 28349
2019 | VT | Claire Solar Farm | 59477 | NEWE | NPCC New England | SUN | 2.2 |  | 3470 |  |  |  |  | Estimated using an emission factor | 30896
2019 | VT | Clarendon Solar Farm | 59476 | NEWE | NPCC New England | SUN | 2 |  | 2855 |  |  |  |  | Estimated using an emission factor | 25423
2019 | VT | Clark Falls | 3711 | NEWE | NPCC New England | WAT | 3 |  | 16192 |  |  |  |  | NEI avg EF - PM, fuel type, firing type | 144174
2019 | VT | Colchester 16 | 3735 | NEWE | NPCC New England | DFO | 18 |  | 91 | 2923 | 0.025224 | 0.55438 | 0.017259 | NEI avg EF - PM, fuel type, firing type | 2923 | 0.025224
2019 | VT | Cold River Road Solar | 60912 | NEWE | NPCC New England | SUN | 2.3 |  | 3394 |  |  |  |  | Estimated using an emission factor | 30219
2019 | VT | Coolidge Solar 1, LLC | 61959 | NEWE | NPCC New England | SUN | 19.6 |  | 26448 |  |  |  |  | Estimated using an emission factor | 235494
2019 | VT | Coventry Clean Energy Corporation | 62859 | NEWE | NPCC New England | LFG | 8 |  | 55727 | 516236.016 | 3.7943 | 0.13618 | 0.0147 | NEI avg EF - PM, fuel type, firing type | 516236.016 | 3.7943
2019 | VT | Coventry Photovoltaic, LLC | 60411 | NEWE | NPCC New England | SUN | 2.2 |  | 2585 |  |  |  |  | Estimated using an emission factor | 23017
2019 | VT | Deerfield Wind LLC | 61039 | NEWE | NPCC New England | WND | 30 |  | 103027 |  |  |  |  | Estimated using an emission factor | 917352
2019 | VT | Deweys Mill | 10137 | NEWE | NPCC New England | WAT | 3 |  | 2156 |  |  |  |  | NEI avg EF - PM, fuel type, firing type | 19198
2019 | VT | East Barnet | 788 | NEWE | NPCC New England | WAT | 2.2 |  | 6900 |  |  |  |  | NEI avg EF - PM, fuel type, firing type | 61437
2019 | VT | Elizabeth Mines Solar 1 | 61124 | NEWE | NPCC New England | SUN | 5 |  | 6857 |  |  |  |  | Estimated using an emission factor | 61056
2019 | VT | Essex Junction 19 | 3737 | NEWE | NPCC New England | WAT | 20 |  | 43993 | 360 | 0.0558 | 0.0025368 | 0.31 | EPA/NEI; Estimated using an emission factor | 391762.988 | 0.0558
2019 | VT | Fairfax Falls | 3712 | NEWE | NPCC New England | WAT | 3.5 |  | 22872 |  |  |  |  | NEI avg EF - PM, fuel type, firing type | 203651
2019 | VT | Florence | 7337 | NEWE | NPCC New England | DFO | 9.2 | 1 | 0
2019 | VT | Georgia Mountain Community Wind Farm | 58238 | NEWE | NPCC New England | WND | 10 |  | 28898 |  |  |  |  | Estimated using an emission factor | 257308
2019 | VT | Gilman Mill | 10608 | NEWE | NPCC New England | WAT | 8.8 |  | 22551 |  |  |  |  | EPA/NEI; Estimated using an emission factor | 200794.004
2019 | VT | Glen | 3714 | NEWE | NPCC New England | WAT | 2 |  | 8920 |  |  |  |  | NEI avg EF - PM, fuel type, firing type | 79424
2019 | VT | GMP Solar - Hartford | 60874 | NEWE | NPCC New England | SUN | 5 |  | 7494 |  |  |  |  | Estimated using an emission factor | 66727
2019 | VT | GMP Solar - Panton Hybrid | 60562 | NEWE | NPCC New England | SUN | 5.9 |  | 8001 | 0 |  |  |  | EPA/NEI; Estimated using an emission factor | 77296
2019 | VT | GMP Solar - Richmond | 60547 | NEWE | NPCC New England | SUN | 1.9 |  | 2884 |  |  |  |  | Estimated using an emission factor | 25681
2019 | VT | GMP Solar - Williamstown | 60877 | NEWE | NPCC New England | SUN | 5 |  | 6629 |  |  |  |  | Estimated using an emission factor | 59022
2019 | VT | GMP Solar - Williston | 60875 | NEWE | NPCC New England | SUN | 4.7 |  | 7201 |  |  |  |  | Estimated using an emission factor | 64120
2019 | VT | GMP Solar/Storage-Essex Hybrid | 62383 | NEWE | NPCC New England | SUN | 6.5 |  | 1578 | 0 |  |  |  | EPA/NEI; Estimated using an emission factor | 15439
2019 | VT | GMP Solar/Storage-Ferrisburgh Hybrid | 62382 | NEWE | NPCC New England | SUN | 7 |  | 833 | 0 |  |  |  | EPA/NEI; Estimated using an emission factor | 8877
2019 | VT | GMP Solar/Storage-Milton Hybrid | 62381 | NEWE | NPCC New England | SUN | 7 |  | 1056 | 0 |  |  |  | EPA/NEI; Estimated using an emission factor | 10791
2019 | VT | Gorge 18 | 6475 | NEWE | NPCC New England | WAT | 3 |  | 12701 |  |  |  |  | NEI avg EF - PM, fuel type, firing type | 113090
2019 | VT | Great Falls (VT) | 3762 | NEWE | NPCC New England | WAT | 1.9 |  | 1895.999 |  |  |  |  | NEI avg EF - PM, fuel type, firing type | 16882
2019 | VT | GSPP Gilman, LLC | 63368 | NEWE | NPCC New England | SUN | 2.1 |  | 2985 |  |  |  |  | Estimated using an emission factor | 26578
2019 | VT | Harriman | 3746 | NEWE | NPCC New England | WAT | 33.6 |  | 103662 |  |  |  |  | NEI avg EF - PM, fuel type, firing type | 923007
2019 | VT | Highgate Falls | 6618 | NEWE | NPCC New England | WAT | 11.1 |  | 49655 |  |  |  |  | NEI avg EF - PM, fuel type, firing type | 442127
2019 | VT | Hinesburg | 62907 | NEWE | NPCC New England | MWH | 1.9 |  | -34 | 0 |  |  |  |  | 0
2019 | VT | Huntington Falls | 50713 | NEWE | NPCC New England | WAT | 5.7 |  | 20266 |  |  |  |  | NEI avg EF - PM, fuel type, firing type | 180450
2019 | VT | J C McNeil | 589 | NEWE | NPCC New England | WDS | 59.5 |  | 227247 | 3860691.75 | 39.0509 | 0.34369 | 0.02023 | EPA/NEI | 3860691.75 | 39.0509
2019 | VT | Kingdom Community Wind | 57979 | NEWE | NPCC New England | WND | 65 |  | 158773 |  |  |  |  | Estimated using an emission factor | 1413717
2019 | VT | Limerick Road Solar Farm | 60537 | NEWE | NPCC New England | SUN | 2.2 |  | 3178 |  |  |  |  | Estimated using an emission factor | 28297
2019 | VT | Lower Middlebury | 3716 | NEWE | NPCC New England | WAT | 2.4 |  | 0
2019 | VT | Main Street Solar Project | 59682 | NEWE | NPCC New England | SUN | 1.5 |  | 2271 |  |  |  |  | Estimated using an emission factor | 20221
2019 | VT | Marshfield 6 | 3739 | NEWE | NPCC New England | WAT | 5 |  | 11334 |  |  |  |  | NEI avg EF - PM, fuel type, firing type | 100918
2019 | VT | Mcindoes | 6483 | NEWE | NPCC New England | WAT | 10.4 |  | 48652 |  |  |  |  | NEI avg EF - PM, fuel type, firing type | 433199
2019 | VT | MHG Wallingford | 62728 | NEWE | NPCC New England | SUN | 2.2 |  | 0
2019 | VT | Middlebury College | 57804 | NEWE | NPCC New England | WDS | 1.6 | 0.072625 | 3395 | 19050.523 | 0.21729 | 0.12801 | 0.022812 | EPA/NEI; Estimated using an emission factor | 262314.992 | 2.992
2019 | VT | Middlesex 2 | 3740 | NEWE | NPCC New England | WAT | 3.2 |  | 12049 |  |  |  |  | NEI avg EF - PM, fuel type, firing type | 107284
2019 | VT | Milton | 3717 | NEWE | NPCC New England | WAT | 7.4 |  | 43658 |  |  |  |  | NEI avg EF - PM, fuel type, firing type | 388731
2019 | VT | Moretown | 56891 | NEWE | NPCC New England | LFG | 3.2 |  | 10736 | 114039 | 0.83819 | 0.15615 | 0.0147 | EPA/NEI; Estimated using an emission factor | 114039 | 0.83819
2019 | VT | Moretown Generating Station | 52033 | NEWE | NPCC New England | WAT | 1.2
2019 | VT | Morrisville | 3764 | NEWE | NPCC New England | WAT | 1.8 |  | 3647 |  |  |  |  | NEI avg EF - PM, fuel type, firing type | 32472.999
2019 | VT | Nebraska Valley Solar Farm | 61125 | NEWE | NPCC New England | SUN | 1 |  | 1199 |  |  |  |  | Estimated using an emission factor | 10677
2019 | VT | Newport | 3731 | NEWE | NPCC New England | WAT | 4 |  | 17811 |  |  |  |  | NEI avg EF - PM, fuel type, firing type | 158590
2019 | VT | Newport Diesels | 3730 | NEWE | NPCC New England | DFO | 6.9
2019 | VT | Next Generation Solar Farm | 61340 | NEWE | NPCC New England | SUN | 2.2 |  | 4189 |  |  |  |  | Estimated using an emission factor | 37301
2019 | VT | Open View Solar Farm | 58935 | NEWE | NPCC New England | SUN | 2 |  | 2821 |  |  |  |  | Estimated using an emission factor | 25117
2019 | VT | Ottauquechee Hydro | 50126 | NEWE | NPCC New England | WAT | 1.8 |  | 1352 |  |  |  |  | NEI avg EF - PM, fuel type, firing type | 12037
2019 | VT | Penny Lane Gas Turbine | 3754 | NEWE | NPCC New England | DFO | 25.5 |  | 80 | 1673.9 | 0.019851 | 0.49628 | 0.023718 | NEI avg EF - PM, fuel type, firing type | 1673.9 | 0.019851
2019 | VT | Peterson | 3720 | NEWE | NPCC New England | WAT | 6.3 |  | 16192 |  |  |  |  | NEI avg EF - PM, fuel type, firing type | 144174
2019 | VT | Pittsford | 3722 | NEWE | NPCC New England | WAT | 3.6 |  | 11388.999 |  |  |  |  | NEI avg EF - PM, fuel type, firing type | 101407.998
2019 | VT | Proctor | 6450 | NEWE | NPCC New England | WAT | 6.9 |  | 31176.001 |  |  |  |  | NEI avg EF - PM, fuel type, firing type | 277589.996
2019 | VT | Rutland | 3723 | NEWE | NPCC New England | DFO | 13.2 |  | 95 | 3519 | 0.030368 | 0.63932 | 0.017259 | NEI avg EF - PM, fuel type, firing type | 3519 | 0.030368
2019 | VT | Ryegate Power Station | 51026 | NEWE | NPCC New England | WDS | 21.5 |  | 130864 | 1771638 | 20.2075 | 0.30883 | 0.022812 | NEI avg EF - PM, fuel type | 1771638 | 20.2075
2019 | VT | Saint Albans Solar | 61928 | NEWE | NPCC New England | SUN | 4.9 |  | 6176 |  |  |  |  | Estimated using an emission factor | 54993
2019 | VT | Salisbury | 3724 | NEWE | NPCC New England | WAT | 1.3 |  | 4676 |  |  |  |  | NEI avg EF - PM, fuel type, firing type | 41634
2019 | VT | Searsburg | 6529 | NEWE | NPCC New England | WAT | 4 |  | 19391 |  |  |  |  | NEI avg EF - PM, fuel type, firing type | 172657
2019 | VT | Searsburg Wind Turbine | 7381 | NEWE | NPCC New England | WND | 6 |  | 12151 |  |  |  |  | Estimated using an emission factor | 108193
2019 | VT | Sheffield Wind | 57080 | NEWE | NPCC New England | WND | 40 |  | 74629 |  |  |  |  | Estimated using an emission factor | 664496
2019 | VT | Sheldon Solar | 58824 | NEWE | NPCC New England | SUN | 2.3 |  | 1611 |  |  |  |  | Estimated using an emission factor | 14345
2019 | VT | Sheldon Springs Hydroelectric | 10494 | NEWE | NPCC New England | WAT | 25.2 |  | 59222.999 |  |  |  |  | NEI avg EF - PM, fuel type, firing type | 527322.001
2019 | VT | Silver Lake (VT) | 3725 | NEWE | NPCC New England | WAT | 2.2 |  | 6962 |  |  |  |  | NEI avg EF - PM, fuel type, firing type | 61989
2019 | VT | Smith (VT) | 3709 | NEWE | NPCC New England | WAT | 1.5 |  | 3357 |  |  |  |  | NEI avg EF - PM, fuel type, firing type | 29891.001
2019 | VT | St. Albans SPEED Project | 59445 | NEWE | NPCC New England | SUN | 2 |  | 2809 |  |  |  |  | Estimated using an emission factor | 25013
2019 | VT | Stafford Hill Solar Hybrid | 60518 | NEWE | NPCC New England | SUN | 4 |  | 1902 | 0 |  |  |  | EPA/NEI; Estimated using an emission factor | 14951
2019 | VT | Sudbury Solar | 60344 | NEWE | NPCC New England | SUN | 2 |  | 3216 |  |  |  |  | Estimated using an emission factor | 28635
2019 | VT | SunGen Sharon 1 LLC | 58541 | NEWE | NPCC New England | SUN | 1.8 |  | 2698 |  |  |  |  | Estimated using an emission factor | 24023
2019 | VT | SVEP Solar Project Company | 58144 | NEWE | NPCC New England | SUN | 2 |  | 1854 |  |  |  |  | Estimated using an emission factor | 16509
2019 | VT | Technology Drive Solar | 58964 | NEWE | NPCC New England | SUN | 2 |  | 2704 |  |  |  |  | Estimated using an emission factor | 24078
2019 | VT | VEC Alburgh Array | 60860 | NEWE | NPCC New England | SUN | 1 |  | 1595 |  |  |  |  | Estimated using an emission factor | 14202
2019 | VT | VEC Magee Hill Solar | 60954 | NEWE | NPCC New England | SUN | 1.3 |  | 1705 |  |  |  |  | Estimated using an emission factor | 15181
2019 | VT | Vergennes 9 | 6519 | NEWE | NPCC New England | WAT | 6.4 |  | 5885 | 267 | 0.041385 | 0.014065 | 0.31 | EPA/NEI; Estimated using an emission factor | 52407 | 0.041385
2019 | VT | Vernon Dam | 2352 | NEWE | NPCC New England | WAT | 44.9 |  | 162335.999 |  |  |  |  | EPA/NEI; Estimated using an emission factor | 1445438.992
2019 | VT | VPPSA Project 10 | 63203 | NEWE | NPCC New England | DFO | 47.2 |  | 264 | 4176 | 0.036037 | 0.27301 | 0.017259 | NEI avg EF - PM, fuel type, firing type | 4176 | 0.036037
2019 | VT | W K Sanders | 678 | NEWE | NPCC New England | WAT | 1.8 |  | 1046 |  |  |  |  | NEI avg EF - PM, fuel type, firing type | 9314
2019 | VT | Waterbury 22 | 6520 | NEWE | NPCC New England | WAT | 5.5 |  | 17821 |  |  |  |  | NEI avg EF - PM, fuel type, firing type | 158678
2019 | VT | West Charleston | 3753 | NEWE | NPCC New England | WAT | 4.2 |  | 4118 |  |  |  |  | EPA/NEI; Estimated using an emission factor | 36667
2019 | VT | West Danville 15 | 3743 | NEWE | NPCC New England | WAT | 1 |  | 3651 |  |  |  |  | NEI avg EF - PM, fuel type, firing type | 32509
2019 | VT | Westminster | 62443 | NEWE | NPCC New England | SUN | 1.8 |  | 2910 |  |  |  |  | Estimated using an emission factor | 25909
2019 | VT | Weybridge | 3728 | NEWE | NPCC New England | WAT | 3 |  | 17047 |  |  |  |  | NEI avg EF - PM, fuel type, firing type | 151786
2019 | VT | Weybridge 1 Solar | 61038 | NEWE | NPCC New England | SUN | 3
2019 | VT | Whitcomb Solar Farm | 59049 | NEWE | NPCC New England | SUN | 2.2 |  | 3488 |  |  |  |  | Estimated using an emission factor | 31055
2019 | VT | Wilder | 2353 | NEWE | NPCC New England | WAT | 35.6 |  | 164636.999 |  |  |  |  | NEI avg EF - PM, fuel type, firing type | 1465929.031
2019 | VT | Williamstown Solar | 58145 | NEWE | NPCC New England | SUN | 2 |  | 2219 |  |  |  |  | Estimated using an emission factor | 19758
2019 | VT | Wrightsville Hydro Plant | 7051 | NEWE | NPCC New England | WAT | 1 |  | 2711 |  |  |  |  | NEI avg EF - PM, fuel type, firing type | 24140
2019 | WA | Adams Nielson Solar | 61933 | NWPP | WECC Northwest | SUN | 19.2 |  | 43339 |  |  |  |  | Estimated using an emission factor | 385890
2019 | WA | Alder | 3913 | NWPP | WECC Northwest | WAT | 50 |  | 142707 |  |  |  |  | NEI avg EF - PM, fuel type, firing type | 1270664
2019 | WA | Big Horn Wind II | 57319 | NWPP | WECC Northwest | WND | 50 |  | 109221 |  |  |  |  | Estimated using an emission factor | 972503
2019 | WA | Big Horn Wind Project | 56361 | NWPP | WECC Northwest | WND | 199 |  | 446663 |  |  |  |  | Estimated using an emission factor | 3977088
2019 | WA | Biotech LS 0836 | 56932 | NWPP | WECC Northwest | DFO | 1 |  | 0
2019 | WA | Black Creek | 54860 | NWPP | WECC Northwest | WAT | 3.7 |  | 8030 |  |  |  |  | NEI avg EF - PM, fuel type, firing type | 71499
2019 | WA | Boulder Park | 8022 | NWPP | WECC Northwest | NG | 24.6 |  | 66910.002 | 606185.016 | 0.12791 | 0.0038232 | 0.000422 | Estimated using an emission factor | 606185.016 | 0.12791
2019 | WA | Boundary | 6433 | NWPP | WECC Northwest | WAT | 1118.6 |  | 3300777 |  |  |  |  | NEI avg EF - PM, fuel type, firing type | 29390120
2019 | WA | Box Canyon | 3891 | NWPP | WECC Northwest | WAT | 90 |  | 460813 |  |  |  |  | NEI avg EF - PM, fuel type, firing type | 4103078
2019 | WA | Calligan Creek Hydroelectric Project | 60418 | NWPP | WECC Northwest | WAT | 6 |  | 10998 |  |  |  |  | NEI avg EF - PM, fuel type, firing type | 97924
2019 | WA | Camas Solar Project | 62071 | NWPP | WECC Northwest | SUN | 5
2019 | WA | Cedar Falls (WA) | 6430 | NWPP | WECC Northwest | WAT | 30 |  | 40858 |  |  |  |  | NEI avg EF - PM, fuel type, firing type | 363799
2019 | WA | Cedar Hills | 57298 | NWPP | WECC Northwest | LFG | 5.4 | 1 | 0
2019 | WA | Centralia | 3845 | NWPP | WECC Northwest | RC | 1781.8 |  | 7154907 | 83415496 | 331.8034 | 0.092748 | 0.0079554 | EPA/NEI | 83415496 | 331.8034
2019 | WA | Chandler | 6406 | NWPP | WECC Northwest | WAT | 12 |  | 42456 |  |  |  |  | NEI avg EF - PM, fuel type, firing type | 378028
2019 | WA | Chehalis Generation Facility | 55662 | NWPP | WECC Northwest | NG | 698 |  | 2431536 | 18041299 | 38.0476 | 0.031295 | 0.0042178 | EPA/NEI | 18041299 | 38.0476
2019 | WA | Chelan | 6424 | NWPP | WECC Northwest | WAT | 59.2 |  | 326484 |  |  |  |  | NEI avg EF - PM, fuel type, firing type | 2907013
2019 | WA | Chief Joseph | 3921 | NWPP | WECC Northwest | WAT | 2456.2 |  | 9854016.996 |  |  |  |  | NEI avg EF - PM, fuel type, firing type | 87740170
2019 | WA | Coastal Energy Project | 57756 | NWPP | WECC Northwest | WND | 6 |  | 11878 |  |  |  |  | Estimated using an emission factor | 105762
2019 | WA | Columbia Generating Station | 371 | NWPP | WECC Northwest | NUC | 1200 |  | 8866499 |  |  |  |  | Estimated using an emission factor | 92580512
2019 | WA | Condit | 3846 | NWPP | WECC Northwest | WAT | 13.7
2019 | WA | Cosmo Specialty Fibers Plant | 50185 | NWPP | WECC Northwest | WDL | 15 | 0.098552 | 121535 | 677688.812 | 2.3781 | 0.039135 | 0.0070184 | EPA/NEI; Estimated using an emission factor | 6876479.875 | 24.1308
2019 | WA | Cowiche | 50423 | NWPP | WECC Northwest | WAT | 1.7 |  | 2916 |  |  |  |  | NEI avg EF - PM, fuel type, firing type | 25964
2019 | WA | Cowlitz Falls | 7427 | NWPP | WECC Northwest | WAT | 70 |  | 165250 |  |  |  |  | NEI avg EF - PM, fuel type, firing type | 1471386
2019 | WA | Coyote Crest Wind Farm | 58778 | NWPP | WECC Northwest | WND | 127.5
2019 | WA | Crystal Mountain | 3853 | NWPP | WECC Northwest | DFO | 2.7 |  | 186 | 2084 | 0.32302 | 3.4733 | 0.31 | Estimated using an emission factor | 2084 | 0.32302
2019 | WA | Cushman 1 | 3914 | NWPP | WECC Northwest | WAT | 43.2 |  | 76049 |  |  |  |  | NEI avg EF - PM, fuel type, firing type | 677140
2019 | WA | Cushman 2 | 3915 | NWPP | WECC Northwest | WAT | 84.6 |  | 102803 |  |  |  |  | NEI avg EF - PM, fuel type, firing type | 915357.02
2019 | WA | Darrington | 57969 | NWPP | WECC Northwest | WDS | 4.5 | 0.15371 | 16782 | 93361.736 | 1.0649 | 0.12691 | 0.022812 | NEI avg EF - PM, fuel type | 607404 | 6.9281
2019 | WA | Diablo | 6432 | NWPP | WECC Northwest | WAT | 182.4 |  | 609755 |  |  |  |  | NEI avg EF - PM, fuel type, firing type | 5429260.133
2019 | WA | Diesel Generator Farm | 8021 | NWPP | WECC Northwest | DFO | 47.8
2019 | WA | Drop 2 (WA) | 6507 | NWPP | WECC Northwest | WAT | 2.5 |  | 0
2019 | WA | Drop 3 (WA) | 6508 | NWPP | WECC Northwest | WAT | 1.6
2019 | WA | Electron | 3854 | NWPP | WECC Northwest | WAT | 22.8 |  | 143608 |  |  |  |  | NEI avg EF - PM, fuel type, firing type | 1278685.031
2019 | WA | Eltopia Branch Canal 4.6 | 56696 | NWPP | WECC Northwest | WAT | 2.2 |  | 7967 |  |  |  |  | NEI avg EF - PM, fuel type, firing type | 70939
2019 | WA | Elwha Hydroelectric Project | 54051 | NWPP | WECC Northwest | WAT | 12.6
2019 | WA | Encogen Generating Station | 7870 | NWPP | WECC Northwest | NG | 176.4 |  | 401290 | 3552307.625 | 12.3625 | 0.061614 | 0.0069603 | EPA/NEI | 3552307.625 | 12.3625
2019 | WA | Everett Cogen | 7627 | NWPP | WECC Northwest | WDS | 42
2019 | WA | Ferndale Generating Station | 54537 | NWPP | WECC Northwest | NG | 285.5 | 0.87758 | 1047804 | 7777170.842 | 27.4231 | 0.052344 | 0.0070522 | EPA/NEI | 8862083.5 | 31.2486
2019 | WA | FPL Energy Vansycle LLC (WA) | 55560 | NWPP | WECC Northwest | WND | 176.9 |  | 322622 |  |  |  |  | Estimated using an emission factor | 2872625
2019 | WA | Frederickson | 99 | NWPP | WECC Northwest | NG | 177.8 |  | 81365 | 1220322 | 3.3458 | 0.082241 | 0.0054834 | NEI avg EF - PM, fuel type, firing type | 1220322 | 3.3458
2019 | WA | Frederickson Power LP | 55818 | NWPP | WECC Northwest | NG | 318.3 |  | 1343534 | 9533500 | 46.2904 | 0.068908 | 0.0097111 | EPA/NEI | 9533500 | 46.2904
2019 | WA | Fredonia Generating Station | 607 | NWPP | WECC Northwest | NG | 376 |  | 195825 | 340256.949 | 1.394 | 0.014237 | 0.008194 | EPA/NEI | 340256.949 | 1.394
2019 | WA | Fumaria Solar Project | 62070 | NWPP | WECC Northwest | SUN | 5
2019 | WA | Glacier Battery Storage | 60444 | NWPP | WECC Northwest | MWH | 2 |  | -258 | 0 |  |  |  |  | 0
2019 | WA | Glines Hydroelectric Project | 54050 | NWPP | WECC Northwest | WAT | 16.3
2019 | WA | Goldendale Generating Station | 55482 | NWPP | WECC Northwest | NG | 284.3 |  | 1905173 | 13510385 | 8.0842 | 0.0084866 | 0.0011967 | EPA/NEI | 13510385 | 8.0842
2019 | WA | Goodnoe Hills | 56666 | NWPP | WECC Northwest | WND | 103.4 |  | 47965 |  |  |  |  | Estimated using an emission factor | 427079
2019 | WA | Gorge | 6431 | NWPP | WECC Northwest | WAT | 207.3 |  | 831786 |  |  |  |  | NEI avg EF - PM, fuel type, firing type | 7406221.125
2019 | WA | Grand Coulee | 6163 | NWPP | WECC Northwest | WAT | 6809 |  | 16639420.995 |  |  |  |  | EPA/NEI; Estimated using an emission factor | 148081379.672
2019 | WA | Grays Harbor Energy Center | 7999 | NWPP | WECC Northwest | NG | 697.8 |  | 3407096 | 24787377 | 27.1637 | 0.015945 | 0.0021917 | EPA/NEI | 24787377 | 27.1637
2019 | WA | Grimes Way | 56016 | NWPP | WECC Northwest | DFO | 4 |  | 389 | 5314 | 0.37127 | 1.9088 | 0.13973 | Estimated using an emission factor | 5314 | 0.37127
2019 | WA | H M Jackson | 7588 | NWPP | WECC Northwest | WAT | 111.8 |  | 306344 |  |  |  |  | NEI avg EF - PM, fuel type, firing type | 2727687.875
2019 | WA | Hancock Creek Hydroelectric Project | 60517 | NWPP | WECC Northwest | WAT | 6 |  | 9993 |  |  |  |  | NEI avg EF - PM, fuel type, firing type | 88976
2019 | WA | Harvest Wind Project | 57152 | NWPP | WECC Northwest | WND | 98.9 |  | 237407 |  |  |  |  | Estimated using an emission factor | 2113871
2019 | WA | Hopkins Ridge Wind | 56255 | NWPP | WECC Northwest | WND | 156.6 |  | 337993 |  |  |  |  | Estimated using an emission factor | 3009489.062
2019 | WA | Ice Harbor | 3925 | NWPP | WECC Northwest | WAT | 603 |  | 1722250.002 |  |  |  |  | NEI avg EF - PM, fuel type, firing type | 15334913.25
2019 | WA | Juniper Canyon I Wind Project | 57320 | NWPP | WECC Northwest | WND | 151.2 |  | 301555 |  |  |  |  | Estimated using an emission factor | 2685044
2019 | WA | Kettle Falls Generating Station | 550 | NWPP | WECC Northwest | WDS | 57.9 |  | 334386 | 4682970 | 51.602 | 0.30864 | 0.022038 | EPA/NEI; Estimated using an emission factor | 4682970 | 51.602
2019 | WA | Koma Kulshan Associates | 54267 | NWPP | WECC Northwest | WAT | 12 |  | 30191 |  |  |  |  | NEI avg EF - PM, fuel type, firing type | 268821
2019 | WA | LaGrande | 3916 | NWPP | WECC Northwest | WAT | 64 |  | 244588 |  |  |  |  | NEI avg EF - PM, fuel type, firing type | 2177812
2019 | WA | Lilliwaup Falls Generating | 50700 | NWPP | WECC Northwest | WAT | 1.4 |  | 3616.998 |  |  |  |  | NEI avg EF - PM, fuel type, firing type | 32205.999
2019 | WA | Linden Wind Energy Project | 57635 | NWPP | WECC Northwest | WND | 50 |  | 123466 |  |  |  |  | Estimated using an emission factor | 1099342
2019 | WA | Little Falls (WA) | 3866 | NWPP | WECC Northwest | WAT | 43.2 |  | 163998 |  |  |  |  | NEI avg EF - PM, fuel type, firing type | 1460240
2019 | WA | Little Goose | 3926 | NWPP | WECC Northwest | WAT | 810 |  | 2101741.998 |  |  |  |  | NEI avg EF - PM, fuel type, firing type | 18713910
2019 | WA | Long Lake | 3867 | NWPP | WECC Northwest | WAT | 70 |  | 438456 |  |  |  |  | NEI avg EF - PM, fuel type, firing type | 3904011
2019 | WA | Longview Fibre | 54562 | NWPP | WECC Northwest | BLQ | 135 | 0.071452 | 221007 | 1257135.299 | 4.8966 | 0.044312 | 0.0077902 | EPA/NEI; Estimated using an emission factor | 17594182 | 68.5304
2019 | WA | Lower Baker | 3855 | NWPP | WECC Northwest | WAT | 111.2 |  | 263806 |  |  |  |  | NEI avg EF - PM, fuel type, firing type | 2348929
2019 | WA | Lower Granite | 6175 | NWPP | WECC Northwest | WAT | 810 |  | 2192833.002 |  |  |  |  | NEI avg EF - PM, fuel type, firing type | 19524982.5
2019 | WA | Lower Monumental | 3927 | NWPP | WECC Northwest | WAT | 810 |  | 2240943 |  |  |  |  | NEI avg EF - PM, fuel type, firing type | 19953355.5
2019 | WA | Lower Snake River Wind Energy Project | 57195 | NWPP | WECC Northwest | WND | 342.7 |  | 704096 |  |  |  |  | Estimated using an emission factor | 6269271
2019 | WA | LRI LFGTE Facility | 58688 | NWPP | WECC Northwest | LFG | 4.5 |  | 31473 | 337672.008 | 2.4819 | 0.15772 | 0.0147 | Estimated using an emission factor | 337672.008 | 2.4819
2019 | WA | Lund Hill | 61045 | NWPP | WECC Northwest | WND | 60
2019 | WA | Lund Hill Solar | 63509 | NWPP | WECC Northwest | SUN | 150
2019 | WA | Main Canal Headworks | 56698 | NWPP | WECC Northwest | WAT | 26.8 |  | 85811 |  |  |  |  | NEI avg EF - PM, fuel type, firing type | 764062
2019 | WA | March Point Cogeneration | 54268 | NWPP | WECC Northwest | NG | 166.8 | 0.48211 | 954978 | 5460283.065 | 14.9704 | 0.031352 | 0.0054834 | EPA/NEI; Estimated using an emission factor | 11325867 | 31.0521
2019 | WA | Marengo Wind Plant | 56466 | NWPP | WECC Northwest | WND | 210.6 |  | 234734 |  |  |  |  | Estimated using an emission factor | 2090073
2019 | WA | Mayfield | 3917 | NWPP | WECC Northwest | WAT | 162 |  | 448832 |  |  |  |  | NEI avg EF - PM, fuel type, firing type | 3996399
2019 | WA | McKinley Paper Co. - Washington Mill | 58352 | NWPP | WECC Northwest | WDS | 20 | 1 | 0 | 0 | 0 |  |  | NEI avg EF - PM, fuel type, firing type | 0 | 0
2019 | WA | McNary Dam Fish Attraction Project | 7511 | NWPP | WECC Northwest | WAT | 10 |  | 72264 |  |  |  |  | NEI avg EF - PM, fuel type, firing type | 643439
2019 | WA | Merwin | 3847 | NWPP | WECC Northwest | WAT | 136 |  | 337034 |  |  |  |  | NEI avg EF - PM, fuel type, firing type | 3000952.012
2019 | WA | MESA 1 | 60016 | NWPP | WECC Northwest | MWH | 2 |  | -65 | 0 |  |  |  |  | 0
2019 | WA | MESA 2 | 60021 | NWPP | WECC Northwest | MWH | 2.4 |  | -49 | 0 |  |  |  |  | 0
2019 | WA | Meyers Falls | 3868 | NWPP | WECC Northwest | WAT | 1.6 |  | 9413.001 |  |  |  |  | NEI avg EF - PM, fuel type, firing type | 83813.001
2019 | WA | Mint Farm Generating Station | 55700 | NWPP | WECC Northwest | NG | 319 |  | 1864732 | 14072251 | 20.0841 | 0.021541 | 0.0028544 | EPA/NEI | 14072251 | 20.0841
2019 | WA | Monroe Street | 9095 | NWPP | WECC Northwest | WAT | 14.8 |  | 98076 |  |  |  |  | NEI avg EF - PM, fuel type, firing type | 873270
2019 | WA | Mossyrock | 3918 | NWPP | WECC Northwest | WAT | 300 |  | 583455 |  |  |  |  | NEI avg EF - PM, fuel type, firing type | 5195085
2019 | WA | Newhalem | 9842 | NWPP | WECC Northwest | WAT | 2.3 |  | -76 |  |  |  |  | NEI avg EF - PM, fuel type, firing type | 0
2019 | WA | Nine Canyon | 7936 | NWPP | WECC Northwest | WND | 95.9 |  | 196564 |  |  |  |  | Estimated using an emission factor | 1750206
2019 | WA | Nine Mile | 3869 | NWPP | WECC Northwest | WAT | 37.6 |  | 119575 |  |  |  |  | NEI avg EF - PM, fuel type, firing type | 1064694.031
2019 | WA | Nippon Dynawave Packaging Longview WA | 50187 | NWPP | WECC Northwest | BLQ | 62.4 | 0.092228 | 276108.841 | 1555296.583 | 6.1019 | 0.044199 | 0.0078466 | EPA/NEI; Estimated using an emission factor | 16863641 | 66.1612
2019 | WA | Nooksack Hydro | 58696 | NWPP | WECC Northwest | WAT | 1.5 |  | 22780 |  |  |  |  | NEI avg EF - PM, fuel type, firing type | 202833
2019 | WA | Northeast (WA) | 6210 | NWPP | WECC Northwest | NG | 61.8 |  | 3459 | 42719 | 0.11712 | 0.06772 | 0.0054834 | NEI avg EF - PM, fuel type, firing type | 42719 | 0.11712
2019 | WA | Orchard Avenue 1 | 50421 | NWPP | WECC Northwest | WAT | 1.6 |  | 2520 |  |  |  |  | NEI avg EF - PM, fuel type, firing type | 22436
2019 | WA | Packwood | 3929 | NWPP | WECC Northwest | WAT | 27.5 |  | 58329 |  |  |  |  | NEI avg EF - PM, fuel type, firing type | 519362
2019 | WA | Palouse | 57530 | NWPP | WECC Northwest | WND | 105.3 |  | 308922 |  |  |  |  | Estimated using an emission factor | 2750643
2019 | WA | PEC Headworks | 7113 | NWPP | WECC Northwest | WAT | 6.6 |  | 19717 |  |  |  |  | NEI avg EF - PM, fuel type, firing type | 175558
2019 | WA | Penstemon Solar Project | 62069 | NWPP | WECC Northwest | SUN | 5
2019 | WA | Port Townsend Paper | 50544 | NWPP | WECC Northwest | BLQ | 13.9 | 0.035343 | 38288.121 | 216424.36 | 2.9189 | 0.15247 | 0.026974 | EPA/NEI; Estimated using an emission factor | 6123576.469 | 82.5891
2019 | WA | Potholes East Canal 66.0 | 56697 | NWPP | WECC Northwest | WAT | 2.3 |  | 4256 |  |  |  |  | NEI avg EF - PM, fuel type, firing type | 37895
2019 | WA | Priest Rapids | 3887 | NWPP | WECC Northwest | WAT | 955.6 |  | 3988833.996 |  |  |  |  | NEI avg EF - PM, fuel type, firing type | 35516576.5
2019 | WA | Quincy Chute | 917 | NWPP | WECC Northwest | WAT | 9.4 |  | 27837 |  |  |  |  | NEI avg EF - PM, fuel type, firing type | 247861
2019 | WA | Randolph Road | 7994 | NWPP | WECC Northwest | DFO | 32
2019 | WA | Rattlesnake | 62936 | NWPP | WECC Northwest | WND | 144
2019 | WA | River Road | 7605 | NWPP | WECC Northwest | NG | 248 |  | 1746286 | 12724877 | 33.088 | 0.037895 | 0.0052005 | EPA/NEI | 12724877 | 33.088
2019 | WA | Rock Island | 6200 | NWPP | WECC Northwest | WAT | 629.4 |  | 2257714.999 |  |  |  |  | NEI avg EF - PM, fuel type, firing type | 20102697.105
2019 | WA | Rocky Brook Hydroelectric | 50228 | NWPP | WECC Northwest | WAT | 1.6 |  | 440 |  |  |  |  | NEI avg EF - PM, fuel type, firing type | 3918
2019 | WA | Rocky Reach | 3883 | NWPP | WECC Northwest | WAT | 1299.6 |  | 5020822.998 |  |  |  |  | NEI avg EF - PM, fuel type, firing type | 44705407
2019 | WA | Roosevelt Biogas 1 | 7832 | NWPP | WECC Northwest | LFG | 38.6 |  | 0 | 0 | 0 |  |  | EPA/NEI; Estimated using an emission factor | 0 | 0
2019 | WA | Ross | 6202 | NWPP | WECC Northwest | WAT | 450 |  | 522600 |  |  |  |  | NEI avg EF - PM, fuel type, firing type | 4653230
2019 | WA | Roza | 6407 | NWPP | WECC Northwest | WAT | 12.9 |  | 58229 |  |  |  |  | NEI avg EF - PM, fuel type, firing type | 518471
2019 | WA | Russell D Smith | 56694 | NWPP | WECC Northwest | WAT | 6.1 |  | 12746 |  |  |  |  | NEI avg EF - PM, fuel type, firing type | 113490
2019 | WA | Saddle Mountain East Wind Farm | 62263 | NWPP | WECC Northwest | WND | 126
2019 | WA | Sagebrush Power Partners | 56858 | NWPP | WECC Northwest | WND | 100.7 |  | 237193 |  |  |  |  | Estimated using an emission factor | 2111967
2019 | WA | SDS Lumber Gorge Energy Division | 50231 | NWPP | WECC Northwest | WDS | 13.5 | 0 | 0 | 0 | 0 |  |  | EPA/NEI; Estimated using an emission factor | 318354.594 | 3.6312
2019 | WA | Sheep Creek Hydro | 50091 | NWPP | WECC Northwest | WAT | 1.6 |  | 6800.999 |  |  |  |  | NEI avg EF - PM, fuel type, firing type | 60558
2019 | WA | Sierra Pacific Aberdeen | 55882 | NWPP | WECC Northwest | WDS | 18 | 0.27059 | 117831 | 634541.056 | 7.2376 | 0.12285 | 0.022812 | NEI avg EF - PM, fuel type | 2345004 | 26.7474
2019 | WA | Sierra Pacific Burlington Facility | 56406 | NWPP | WECC Northwest | WDS | 28 | 0.26847 | 164459 | 884808.943 | 10.0922 | 0.12273 | 0.022812 | NEI avg EF - PM, fuel type | 3295692 | 37.591
2019 | WA | Skookumchuck | 7259 | NWPP | WECC Northwest | WAT | 1 |  | 2318 |  |  |  |  | NEI avg EF - PM, fuel type, firing type | 20640
2019 | WA | Skookumchuck Wind Facility | 63205 | NWPP | WECC Northwest | WND | 136
2019 | WA | Snoqualmie | 3860 | NWPP | WECC Northwest | WAT | 18.4 |  | 48585.001 |  |  |  |  | EPA/NEI; Estimated using an emission factor | 432601
2019 | WA | Snoqualmie 2 | 7867 | NWPP | WECC Northwest | WAT | 48.5 |  | 137390 |  |  |  |  | EPA/NEI; Estimated using an emission factor | 1223321.031
2019 | WA | South Fork Tolt | 622 | NWPP | WECC Northwest | WAT | 16.8 |  | 29293 |  |  |  |  | NEI avg EF - PM, fuel type, firing type | 260827
2019 | WA | SPI - Everett | 56281 | NWPP | WECC Northwest | WDS | 28
2019 | WA | Spokane Waste to Energy | 50886 | NWPP | WECC Northwest | MSW | 26 |  | 121031 | 2559641.375 | 1.9965 | 0.032992 | 0.00156 | Estimated using an emission factor | 2559641.375 | 1.9965
2019 | WA | Steam plant | 3920 | NWPP | WECC Northwest | WDS | 50
2019 | WA | Sullivan CR | 773 | NWPP | WECC Northwest | WAT
2019 | WA | Sumas Generating Station | 54476 | NWPP | WECC Northwest | NG | 125.5 | 0.93556 | 483617 | 3947502.608 | 10.8822 | 0.045003 | 0.0055134 | EPA/NEI | 4219415 | 11.6317
2019 | WA | Summer Falls Power Plant | 56695 | NWPP | WECC Northwest | WAT | 92 |  | 330526 |  |  |  |  | NEI avg EF - PM, fuel type, firing type | 2943004
2019 | WA | Swauk Wind LLC | 58441 | NWPP | WECC Northwest | WND | 4.3 |  | 10224 |  |  |  |  | Estimated using an emission factor | 91035
2019 | WA | Swift 1 | 3850 | NWPP | WECC Northwest | WAT | 240 |  | 369084 |  |  |  |  | NEI avg EF - PM, fuel type, firing type | 3286324.125
2019 | WA | Swift 2 | 6265 | NWPP | WECC Northwest | WAT | 72
2019 | WA | Tieton Dam Hydro Electric Project | 57496 | NWPP | WECC Northwest | WAT | 13.8 |  | 29149 |  |  |  |  | NEI avg EF - PM, fuel type, firing type | 259544
2019 | WA | Tono Solar | 63902 | NWPP | WECC Northwest | SUN | 80
2019 | WA | Tucannon River Wind Farm | 58571 | NWPP | WECC Northwest | WND | 266.8 |  | 723467 |  |  |  |  | Estimated using an emission factor | 6441751
2019 | WA | Tuolumne Wind Project | 56702 | NWPP | WECC Northwest | WND | 136.3 |  | 362927 |  |  |  |  | Estimated using an emission factor | 3231503
2019 | WA | Turner Energy Storage Project | 60675 | NWPP | WECC Northwest | MWH | 1.2
2019 | WA | Twin Falls Hydro | 50827 | NWPP | WECC Northwest | WAT | 24 |  | 53198 |  |  |  |  | NEI avg EF - PM, fuel type, firing type | 473675
2019 | WA | Twin Reservoirs | 50382 | NWPP | WECC Northwest | WAT | 2.2 |  | 8118 |  |  |  |  | NEI avg EF - PM, fuel type, firing type | 72283
2019 | WA | Typha Solar Project | 62068 | NWPP | WECC Northwest | SUN | 5
2019 | WA | University of Washington Power Plant | 54809 | NWPP | WECC Northwest | NG | 15 | 0.024361 | 7014.25 | 39678.573 | 0.16391 | 0.046736 | 0.0082619 | EPA/NEI; Estimated using an emission factor | 1628761 | 6.7283
2019 | WA | Upper Baker | 3861 | NWPP | WECC Northwest | WAT | 104.8 |  | 262946 |  |  |  |  | NEI avg EF - PM, fuel type, firing type | 2341273
2019 | WA | Upper Falls | 9096 | NWPP | WECC Northwest | WAT | 10 |  | 66538 |  |  |  |  | NEI avg EF - PM, fuel type, firing type | 592454
2019 | WA | Upriver Dam Hydro Plant | 50380 | NWPP | WECC Northwest | WAT | 17.6 |  | 37552.001 |  |  |  |  | NEI avg EF - PM, fuel type, firing type | 334363.996
2019 | WA | Urtica Solar Project | 62067 | NWPP | WECC Northwest | SUN | 5
2019 | WA | Vantage Wind Energy LLC | 57188 | NWPP | WECC Northwest | WND | 90 |  | 238417 |  |  |  |  | Estimated using an emission factor | 2122866
2019 | WA | Wanapum | 3888 | NWPP | WECC Northwest | WAT | 2258 |  | 4252008 |  |  |  |  | EPA/NEI; Estimated using an emission factor | 37859879.5
2019 | WA | Washington State University | 50083 | NWPP | WECC Northwest | BIT | 2
2019 | WA | Weeks Falls | 54387 | NWPP | WECC Northwest | WAT | 4.3 |  | 9494 |  |  |  |  | NEI avg EF - PM, fuel type, firing type | 84534
2019 | WA | Wells | 3886 | NWPP | WECC Northwest | WAT | 774 |  | 3687032 |  |  |  |  | NEI avg EF - PM, fuel type, firing type | 32829335
2019 | WA | West Point Treatment Plant | 50329 | NWPP | WECC Northwest | OBG | 4.6 | 0.5694 | 14971 | 88066.803 | 0.64729 | 0.086473 | 0.0147 | Estimated using an emission factor | 154666 | 1.1368
2019 | WA | WestRock (WA) | 57099 | NWPP | WECC Northwest | BLQ | 64 | 0.20911 | 287788 | 1984057.952 | 8.0731 | 0.056105 | 0.008138 | EPA/NEI; Estimated using an emission factor | 9488029.5 | 38.6066
2019 | WA | White Creek Wind Farm | 56487 | NWPP | WECC Northwest | WND | 204 |  | 497186 |  |  |  |  | Estimated using an emission factor | 4426944
2019 | WA | White River (WA) | 3862 | NWPP | WECC Northwest | WAT | 70
2019 | WA | Whitehorn | 6120 | NWPP | WECC Northwest | NG | 169.2 |  | 7870 | 126340 | 0.34639 | 0.088027 | 0.0054834 | NEI avg EF - PM, fuel type, firing type | 126340 | 0.34639
2019 | WA | Wild Horse | 56322 | NWPP | WECC Northwest | WND | 273.1 |  | 613275 |  |  |  |  | Estimated using an emission factor | 5460599
2019 | WA | Windy Flats Wind Project | 57159 | NWPP | WECC Northwest | WND | 262.2 |  | 611875 |  |  |  |  | Estimated using an emission factor | 5448135
2019 | WA | Wynoochee | 7127 | NWPP | WECC Northwest | WAT | 12.8 |  | 13734 |  |  |  |  | NEI avg EF - PM, fuel type, firing type | 122286
2019 | WA | Yale | 3852 | NWPP | WECC Northwest | WAT | 134 |  | 370023 |  |  |  |  | NEI avg EF - PM, fuel type, firing type | 3294683
2019 | WA | Yelm | 3878 | NWPP | WECC Northwest | WAT | 12 |  | 64114 |  |  |  |  | NEI avg EF - PM, fuel type, firing type | 570871
2019 | WA | Youngs Creek Hydroelectric Project | 57763 | NWPP | WECC Northwest | WAT | 7.5 |  | 12292 |  |  |  |  | NEI avg EF - PM, fuel type, firing type | 109449
2019 | WI | Alexander | 4060 | MROE | MRO East | WAT | 4.2 |  | 29103 |  |  |  |  | NEI avg EF - PM, fuel type, firing type | 259132.992
2019 | WI | Alma | 4140 | MROW | MRO West | BIT | 181
2019 | WI | Ameresco Janesville | 56427 | MROE | MRO East | LFG | 3 |  | 11478.999 | 155289 | 1.1414 | 0.19886 | 0.0147 | Estimated using an emission factor | 155289 | 1.1414
2019 | WI | Apple River | 6231 | MROW | MRO West | WAT | 3.2 |  | 12461.001 |  |  |  |  | EPA/NEI; Estimated using an emission factor | 110952.996
2019 | WI | Appleton | 4043 | RFCW | RFC West | WAT | 2.2 |  | 6820 |  |  |  |  | NEI avg EF - PM, fuel type, firing type | 60726
2019 | WI | Appleton Property Ventures LLC | 55558 | RFCW | RFC West | NG | 66.5 | 0.86856 | 362487 | 2858207.205 | 9.4724 | 0.052264 | 0.0066282 | EPA/NEI | 3290755.75 | 10.906
2019 | WI | Arcadia Electric | 4100 | MROW | MRO West | NG | 16.9 |  | 256.998 | 7145.998 | 0.71492 | 5.5637 | 0.20009 | Estimated using an emission factor | 7145.998 | 0.71492
2019 | WI | Arcadia Solar | 62744 | MROW | MRO West | SUN | 5 |  | 1371 |  |  |  |  | Estimated using an emission factor | 12208
2019 | WI | Argyle | 7810 | MROW | MRO West | DFO | 4.5 |  | 68 | 424 | 0.06572 | 1.9329 | 0.31 | EPA/NEI; Estimated using an emission factor | 665 | 0.06572
2019 | WI | Arpin Dam | 3995 | MROW | MRO West | WAT | 1.4 |  | 8265.999 |  |  |  |  | NEI avg EF - PM, fuel type, firing type | 73598.998
2019 | WI | Badger Hollow Solar Farm LLC | 62955 | MROE | MRO East | SUN | 300
2019 | WI | Barron | 4102 | MROW | MRO West | WAT | 8.6 |  | 382 |  |  |  |  | EPA/NEI; Estimated using an emission factor | 3401
2019 | WI | Bay Front | 3982 | MROW | MRO West | WDS | 67.2 |  | 185594 | 3242005.25 | 2.0023 | 0.021577 | 0.0012352 | EPA/NEI; Estimated using an emission factor | 3242005.25 | 2.0023
2019 | WI | Beloit Memorial Hospital Power Plant | 62117 | MROE | MRO East | NG | 3 | 1 | 73 | 721 | 0.00015213 | 0.004168 | 0.000422 | Estimated using an emission factor | 721 | 0.00015213
2019 | WI | Berlin Landfill Gas | 56069 | MROE | MRO East | LFG | 2.4 |  | 18434.001 | 207355.992 | 1.5241 | 0.16535 | 0.0147 | Estimated using an emission factor | 207355.992 | 1.5241
2019 | WI | Big Falls | 3983 | MROW | MRO West | WAT | 7.7 |  | 32788.001 |  |  |  |  | NEI avg EF - PM, fuel type, firing type | 291944.992
2019 | WI | Biron | 3971 | MROE | MRO East | WAT | 6 |  | 34916.998 |  |  |  |  | EPA/NEI; Estimated using an emission factor | 310906.006
2019 | WI | Biron Mill | 10234 | MROE | MRO East | SUB | 61.6 | 0.39725 | 164179 | 1335350.372 | 8.4054 | 0.10239 | 0.012589 | NEI avg EF - PM, fuel type | 3361463.375 | 21.1587
2019 | WI | Blackhawk | 4048 | MROE | MRO East | NG | 50
2019 | WI | Blount Street | 3992 | MROE | MRO East | NG | 187.5 |  | 43290 | 723753.5 | 2.5963 | 0.11995 | 0.0071744 | NEI avg EF - PM, fuel type, firing type | 723753.5 | 2.5963
2019 | WI | Blue Sky Green Field Wind Project | 56391 | RFCW | RFC West | WND | 145.2 |  | 321615 |  |  |  |  | Estimated using an emission factor | 2863660
2019 | WI | Brule | 1775 | RFCW | RFC West | WAT | 5.3 |  | 12756.999 |  |  |  |  | NEI avg EF - PM, fuel type, firing type | 113589
2019 | WI | Butler Ridge | 56647 | MROE | MRO East | WND | 54 |  | 144165 |  |  |  |  | Estimated using an emission factor | 1283647
2019 | WI | Byron | 7901 | RFCW | RFC West | WND | 1.4 |  | 944 | [5 empty] | 8406
2019 | WI | Caldron Falls | 4061 | MROE | MRO East | WAT | 6.4 |  | 23819 |  |  |  |  | NEI avg EF - PM, fuel type, firing type | 212085
2019 | WI | Capitol Heat and Power | 54406 | MROE | MRO East | NG | 5 |  | 0
2019 | WI | Cashton | 4107 | MROW | MRO West | DFO | 3.8 |  | 0
2019 | WI | Cashton Greens Wind Farm | 57968 | MROW | MRO West | WND | 5 |  | 10057 |  |  |  |  | Estimated using an emission factor | 89548
2019 | WI | Cashton Solar | 62858 | MROW | MRO West | SUN | 2 |  | 582 |  |  |  |  | Estimated using an emission factor | 5182
2019 | WI | Castle Rock | 4079 | MROE | MRO East | WAT | 15 |  | 109498 |  |  |  |  | NEI avg EF - PM, fuel type, firing type | 974972.031
2019 | WI | Cedar Falls (WI) | 3998 | MROW | MRO West | WAT | 6 |  | 46944 |  |  |  |  | NEI avg EF - PM, fuel type, firing type | 417990.984
2019 | WI | Cedar Ridge | 56347 | MROE | MRO East | WND | 67.7 |  | 176428 |  |  |  |  | Estimated using an emission factor | 1570916
2019 | WI | Chippewa Falls | 4000 | MROW | MRO West | WAT | 21.6 |  | 85921.002 |  |  |  |  | NEI avg EF - PM, fuel type, firing type | 765041.016
2019 | WI | Clam River Dam | 4018 | MROW | MRO West | WAT | 1.2 |  | 6407.001 |  |  |  |  | NEI avg EF - PM, fuel type, firing type | 57049.002
2019 | WI | Clean Fuel Dane Community Digester | 59559 | MROE | MRO East | OBG | 2 | 0.60326 | 11906 | 65768.156 | 0.4834 | 0.081202 | 0.0147 | Estimated using an emission factor | 109022 | 0.80131
2019 | WI | Columbia | 8023 | MROE | MRO East | SUB | 1112 |  | 5366563 | 60808898 | 78.709 | 0.029333 | 0.0025887 | EPA/NEI | 60808898 | 78.709
2019 | WI | Combined Locks | 4201 | RFCW | RFC West | WAT | 6.2 |  | 38199 |  |  |  |  | NEI avg EF - PM, fuel type, firing type | 340125
2019 | WI | Concord | 7159 | RFCW | RFC West | NG | 381.6 |  | 82828 | 1214484.953 | 26.1865 | 0.63231 | 0.043124 | EPA/NEI | 1214484.953 | 26.1865
2019 | WI | Conrath DPC Solar | 60889 | MROW | MRO West | SUN | 1 |  | 1198 |  |  |  |  | Estimated using an emission factor | 10667
2019 | WI | Consumer Operations LLC | 10360 | MROE | MRO East | NG | 164 | 0.18286 | 148123 | 823939.865 | 4.1749 | 0.056371 | 0.010134 | EPA/NEI; Estimated using an emission factor | 4505737.211 | 22.8305
2019 | WI | Cornell | 6086 | MROW | MRO West | WAT | 35.3 |  | 128587 |  |  |  |  | NEI avg EF - PM, fuel type, firing type | 1144938.041
2019 | WI | Cumberland (WI) | 4112 | MROW | MRO West | DFO | 21.9 |  | 139 | 1400 | 0.097268 | 1.3995 | 0.13895 | Estimated using an emission factor | 1400 | 0.097268
2019 | WI | Cumberland Solar | 62849 | MROW | MRO West | SUN | 2.5 |  | 379 |  |  |  |  | Estimated using an emission factor | 3375
2019 | WI | Custer Energy Center | 7795 | MROE | MRO East | NG | 24.5 |  | 1347 | 23928 | 0.065603 | 0.097407 | 0.0054834 | NEI avg EF - PM, fuel type, firing type | 23928 | 0.065603
2019 | WI | Dairyland WTE Plant | 59810 | MROE | MRO East | OBG | 1.4 |  | 5960 | 75003 | 0.55127 | 0.18499 | 0.0147 | Estimated using an emission factor | 75003 | 0.55127
2019 | WI | Danbury Dam | 4019 | MROW | MRO West | WAT | 1 |  | 2825 |  |  |  |  | NEI avg EF - PM, fuel type, firing type | 25153
2019 | WI | Danbury Diesel | 55998 | MROW | MRO West | DFO | 7.8 |  | -315 | 0 | 0 | 0 |  | NEI avg EF - PM, fuel type, firing type | 0 | 0
2019 | WI | Dane County Landfill #2 Rodefeld | 55770 | MROE | MRO East | LFG | 6.4 | 1 | 5431 | 55690 | 0.40932 | 0.15074 | 0.0147 | Estimated using an emission factor | 55690 | 0.40932
2019 | WI | Deertrack Park Gas Recovery | 56520 | RFCW | RFC West | LFG | 6.4 |  | 35157 | 427426 | 3.1416 | 0.17872 | 0.0147 | Estimated using an emission factor | 427426 | 3.1416
2019 | WI | Dells | 4002 | MROW | MRO West | WAT | 13.5 |  | 61029 |  |  |  |  | EPA/NEI; Estimated using an emission factor | 543401.992
2019 | WI | Depere Energy Center | 55029 | MROE | MRO East | NG | 192.3 | 1 | 118185 | 1422703.25 | 4.6975 | 0.079494 | 0.0066036 | EPA/NEI | 1422703.25 | 4.6975
2019 | WI | Diesel Generators | 56070 | MROE | MRO East | DFO | 54 |  | 696 | 7369 | 1.1422 | 3.2822 | 0.31 | Estimated using an emission factor | 7369 | 1.1422
2019 | WI | Domtar Paper Company Rothschild | 50190 | MROE | MRO East | WAT | 9.4 | 1 | 4497 |  |  |  |  | EPA/NEI; Estimated using an emission factor | 40040
2019 | WI | Downsville DPC Solar | 60892 | MROW | MRO West | SUN | 1 |  | 1465 |  |  |  |  | Estimated using an emission factor | 13043
2019 | WI | Du Bay | 3972 | MROE | MRO East | WAT | 7.2 |  | 49057.999 |  |  |  |  | NEI avg EF - PM, fuel type, firing type | 436815
2019 | WI | Eagle River | 4062 | MROE | MRO East | DFO | 4
2019 | WI | Edgewater (4050) | 4050 | MROE | MRO East | SUB | 833.7 |  | 1427122 | 16035403 | 29.2112 | 0.040937 | 0.0036433 | EPA/NEI | 16035403 | 29.2112
2019 | WI | Elk Mound Generating Station | 7863 | MROW | MRO West | NG | 142 |  | 1997 | 40108 | 0.15673 | 0.15697 | 0.0078154 | NEI avg EF - PM, fuel type, firing type | 40108 | 0.15673
2019 | WI | Elm Road Generating Station | 56068 | RFCW | RFC West | RC | 1402.6 |  | 7577896 | 79492612 | 2.1411 | 0.00056509 | 5.3869e-05 | EPA/NEI | 79492612 | 2.1411
2019 | WI | Elroy | 4113 | MROW | MRO West | DFO | 6.6 |  | 60 | 167.999 | 0.02604 | 0.86799 | 0.31 | Estimated using an emission factor | 167.999 | 0.02604
2019 | WI | Elroy Solar | 62868 | MROW | MRO West | SUN | 1.5 |  | 382 |  |  |  |  | Estimated using an emission factor | 3401
2019 | WI | Epic Verona | 62676 | MROE | MRO East | SUN | 43.2 |  | 879 | 2453.004 | 0.3795 | 0.86348 | 0.30942 | EPA/NEI; Estimated using an emission factor | 8196.004 | 0.3795
2019 | WI | Fairbanks Morse Engine | 56937 | MROE | MRO East | DFO | 4.6 |  | 0
2019 | WI | FCPC Renewable Generation | 59931 | RFCW | RFC West | OBG | 2.2 | 0.46007 | 6460 | 31234.299 | 0.22957 | 0.071075 | 0.0147 | Estimated using an emission factor | 67891 | 0.499
2019 | WI | Fennimore | 4114 | MROW | MRO West | DFO | 7.4 |  | 17.999 | 297.998 | 0.04619 | 5.1325 | 0.31 | Estimated using an emission factor | 297.998 | 0.04619
2019 | WI | Fennimore Solar | 62847 | MROW | MRO West | SUN | 3 |  | 442 |  |  |  |  | Estimated using an emission factor | 3936
2019 | WI | Fiber Recovery, Inc. | 61652 | MROE | MRO East | LFG | 2.4 | 1 | 1569.999 | 14910.999 | 0.1096 | 0.13961 | 0.0147 | Estimated using an emission factor | 14910.999 | 0.1096
2019 | WI | Fitchburg Generating Station | 3991 | MROE | MRO East | NG | 57.6 |  | -230 | 1042.9 | 0.0040754 | 0 | 0.0078154 | NEI avg EF - PM, fuel type, firing type | 1042.9 | 0.0040754
2019 | WI | Flambeau Crowley Rapids Project | 55684 | MROW | MRO West | WAT | 1.5 |  | 7841 |  |  |  |  | NEI avg EF - PM, fuel type, firing type | 69817.002
2019 | WI | Flambeau Hydroelectric Station | 4142 | MROW | MRO West | WAT | 22 |  | 95864 |  |  |  |  | NEI avg EF - PM, fuel type, firing type | 853573.016
2019 | WI | Flambeau Lower Project | 55685 | MROW | MRO West | WAT | 1.2 |  | 6674.001 |  |  |  |  | NEI avg EF - PM, fuel type, firing type | 59425.002
2019 | WI | Flambeau River Papers | 50620 | MROW | MRO West | WDS | 5.7 | 1 | 0
2019 | WI | Flambeau Solar Partners | 61595 | MROW | MRO West | SUN | 2.5 |  | 4256 |  |  |  |  | Estimated using an emission factor | 37895
2019 | WI | Forward Wind Energy Center | 56942 | RFCW | RFC West | WND | 129 |  | 339199 |  |  |  |  | Estimated using an emission factor | 3020228.125
2019 | WI | Fox Energy Center | 56031 | RFCW | RFC West | NG | 618.8 |  | 4311102 | 27320902 | 45.4373 | 0.021079 | 0.0033262 | EPA/NEI | 27320902 | 45.4373
2019 | WI | Frederic Diesel | 4020 | MROW | MRO West | DFO | 13.7 |  | -78 | 0 | 0 | 0 |  | NEI avg EF - PM, fuel type, firing type | 0 | 0
2019 | WI | French Island | 4005 | MROW | MRO West | WDS | 188 |  | 60648 | 1360631.9 | 15.4796 | 0.51047 | 0.022754 | EPA/NEI; Estimated using an emission factor | 1360631.9 | 15.4796
2019 | WI | Galactic Wind | 62161 | MROE | MRO East | WND | 9.9 |  | 21419 |  |  |  |  | Estimated using an emission factor | 190713
2019 | WI | Genoa | 4143 | MROW | MRO West | SUB | 345.6 |  | 1188925 | 13086889 | 14.2092 | 0.023903 | 0.0021715 | EPA/NEI | 13086889 | 14.2092
2019 | WI | Georgia-Pacific Corp - Nekoosa Mill | 50395 | MROE | MRO East | BLQ | 39 | 0.42461 | 187949.998 | 920192.71 | 1.4316 | 0.015234 | 0.0031115 | EPA/NEI; Estimated using an emission factor | 2390891.731 | 3.3716
2019 | WI | Germantown Power Plant | 6253 | RFCW | RFC West | NG | 335.7 |  | 15260.999 | 275164.995 | 5.2326 | 0.68575 | 0.038032 | EPA/NEI | 275164.995 | 5.2326
2019 | WI | GL Dairy Biogas | 58219 | MROE | MRO East | OBG | 2 |  | 11045 | 127133.996 | 0.93443 | 0.16921 | 0.0147 | Estimated using an emission factor | 127133.996 | 0.93443
2019 | WI | Glacier Hills | 57199 | RFCW | RFC West | WND | 162 |  | 370854 |  |  |  |  | Estimated using an emission factor | 3302084
2019 | WI | Glenmore Turbines | 7882 | MROE | MRO East | WND | 1.2
2019 | WI | Gordon | 3976 | MROW | MRO West | DFO | 7 |  | 0
2019 | WI | Grandfather Falls | 4063 | MROE | MRO East | WAT | 17.2 |  | 58504 |  |  |  |  | NEI avg EF - PM, fuel type, firing type | 520919.984
2019 | WI | Grantsburg Diesel | 4021 | MROW | MRO West | DFO | 6.4 |  | -282.001 | 212.001 | 0.03286 | 0 | 0.31 | Estimated using an emission factor | 212.001 | 0.03286
2019 | WI | GreenWhey Energy Inc | 58747 | MROW | MRO West | OBG | 3.2 | 0.47761 | 5232 | 25904.981 | 0.1904 | 0.072783 | 0.0147 | Estimated using an emission factor | 54239 | 0.39866
2019 | WI | Grimh | 3996 | MROW | MRO West |  | 1.1
2019 | WI | Hat Rapids | 4064 | MROE | MRO East | WAT | 2.6 |  | 10199 |  |  |  |  | EPA/NEI; Estimated using an emission factor | 90812
2019 | WI | High Falls (WI) | 4065 | MROE | MRO East | WAT | 7 |  | 15116 |  |  |  |  | NEI avg EF - PM, fuel type, firing type | 134592.998
2019 | WI | Holcombe | 4007 | MROW | MRO West | WAT | 33.9 |  | 150330.999 |  |  |  |  | NEI avg EF - PM, fuel type, firing type | 1338547.031
2019 | WI | Holsum Elm Dairy | 58663 | MROE | MRO East | OBG | 1.2 | 0.80827 | 4872 | 39765.201 | 0.29227 | 0.11998 | 0.0147 | Estimated using an emission factor | 49198 | 0.36161
2019 | WI | Holsum Irish Dairy | 62019 | MROE | MRO East | OBG | 1 |  | 4079 | 46798 | 0.34397 | 0.16865 | 0.0147 | Estimated using an emission factor | 46798 | 0.34397
2019 | WI | HQC Rock River Solar Power Gen Station | 60573 | MROE | MRO East | SUN | 2.1 |  | 3053 |  |  |  |  | Estimated using an emission factor | 27183
2019 | WI | IKEA Oak Creek Rooftop PV System | 61816 | RFCW | RFC West | SUN | 1.2 |  | 1474 |  |  |  |  | Estimated using an emission factor | 13124
2019 | WI | Island Street Peaking Plant | 55836 | RFCW | RFC West | NG | 60.5 |  | 7919 | 95647.277 | 0.37376 | 0.094396 | 0.0078154 | NEI avg EF - PM, fuel type, firing type | 95647.277 | 0.37376
2019 | WI | J P Madgett | 4271 | MROW | MRO West | SUB | 387 |  | 1534882 | 18418672 | 19.9516 | 0.025998 | 0.0021665 | EPA/NEI | 18418672 | 19.9516
2019 | WI | Jefferson Solar Park | 59771 | RFCW | RFC West | SUN | 1 |  | 1132 |  |  |  |  | Estimated using an emission factor | 10081
2019 | WI | Jim Falls | 4008 | MROW | MRO West | WAT | 59.8 |  | 212075.001 |  |  |  |  | NEI avg EF - PM, fuel type, firing type | 1888316.949
2019 | WI | Johnson Falls | 4067 | MROE | MRO East | WAT | 3.4 |  | 11966 |  |  |  |  | NEI avg EF - PM, fuel type, firing type | 106544
2019 | WI | Juneau | 8050 | MROE | MRO East | DFO | 16
2019 | WI | Kaukauna City Hydro | 7822 | RFCW | RFC West | WAT | 4.8 |  | 40130 |  |  |  |  | NEI avg EF - PM, fuel type, firing type | 357317
2019 | WI | Kaukauna Gas Turbine | 4118 | RFCW | RFC West | NG | 18 |  | 705 | 12302 | 0.033728 | 0.095683 | 0.0054834 | NEI avg EF - PM, fuel type, firing type | 12302 | 0.033728
2019 | WI | Kaukauna Paper Mill | 54098 | RFCW | RFC West | BIT | 44.6 | 0.14138 | 194559 | 1093274.058 | 10.1556 | 0.1044 | 0.018578 | EPA/NEI; Estimated using an emission factor | 7732646.438 | 71.8297
2019 | WI | Kilbourn | 4053 | MROE | MRO East | WAT | 9.7 |  | 42715.001 |  |  |  |  | NEI avg EF - PM, fuel type, firing type | 380333
2019 | WI | Kimberly Mill | 54885 | RFCW | RFC West | WAT | 37.3 |  | 12435.999 |  |  |  |  | EPA/NEI; Estimated using an emission factor | 110730
2019 | WI | La Farge | 4124 | MROW | MRO West | DFO | 1.5 |  | 0
2019 | WI | LAC Courte Oreilles Hydroelect | 10453 | MROW | MRO West | WAT | 3.4 |  | 15325.999 |  |  |  |  | NEI avg EF - PM, fuel type, firing type | 136463
2019 | WI | Ladysmith Dam | 3986 | MROW | MRO West | WAT | 3.4 |  | 14529 |  |  |  |  | NEI avg EF - PM, fuel type, firing type | 129365
2019 | WI | Lafayette DPC Solar | 60888 | MROW | MRO West | SUN | 1 |  | 1427 |  |  |  |  | Estimated using an emission factor | 12707
2019 | WI | Lake Area Landfill Gas Recovery | 56366 | MROW | MRO West | LFG | 3.8
2019 | WI | Liberty Pole DPC Solar | 60891 | MROW | MRO West | SUN | 1.1 |  | 1814 |  |  |  |  | Estimated using an emission factor | 16150
2019 | WI | Lincoln Turbines | 7366 | MROE | MRO East | WND | 9.2
2019 | WI | Little Chute | 4119 | RFCW | RFC West | WAT | 3.3 |  | 25644.999 |  |  |  |  | NEI avg EF - PM, fuel type, firing type | 228343.008
2019 | WI | Little Quinnesec Falls Hydro Project | 57190 | MROE | MRO East | WAT | 9 |  | 69632 |  |  |  |  | NEI avg EF - PM, fuel type, firing type | 620001.992
2019 | WI | Manitowoc | 4125 | MROE | MRO East | PC | 213.4 | 0.65021 | 131997 | 1292753.624 | 4.3328 | 0.06565 | 0.0067032 | EPA/NEI | 1988216.336 | 6.6637
2019 | WI | Marathon Electric | 50990 | MROE | MRO East | DFO | 3.3 |  | 1 | 18 | 0.0027848 | 5.5695 | 0.30942 | EPA/NEI; Estimated using an emission factor | 18 | 0.0027848
2019 | WI | Marshfield Utilities Combustion Turbine | 56480 | MROE | MRO East | NG | 60.4 |  | 970 | 10855.198 | 0.042419 | 0.087462 | 0.0078154 | NEI avg EF - PM, fuel type, firing type | 10855.198 | 0.042419
2019 | WI | Medford DPC Solar | 60894 | MROW | MRO West | SUN | 2 |  | 2807 |  |  |  |  | Estimated using an emission factor | 24994
2019 | WI | Menomonie | 4009 | MROW | MRO West | WAT | 5.4 |  | 31704 |  |  |  |  | NEI avg EF - PM, fuel type, firing type | 282293
2019 | WI | Merrill | 4068 | MROE | MRO East | WAT | 2.3 |  | 7005 |  |  |  |  | NEI avg EF - PM, fuel type, firing type | 62372
2019 | WI | Metro Gas Recovery | 50576 | RFCW | RFC West | LFG | 9.2 |  | 38140 | 605692 | 5.7998 | 0.30413 | 0.019151 | Estimated using an emission factor | 605692 | 5.7998
2019 | WI | Middleton Airport Solar | 62731 | MROE | MRO East | SUN | 5
2019 | WI | Milwaukee County | 7549 | RFCW | RFC West | SUB | 11
2019 | WI | MMSD Jones Island Wastewater | 54851 | RFCW | RFC West | NG | 48.8 | 0.44817 | 88748 | 486807.635 | 3.0642 | 0.069055 | 0.012589 | EPA/NEI; Estimated using an emission factor | 1086210.047 | 6.8372
2019 | WI | MMSD South Shore Wastewater | 55525 | RFCW | RFC West | OBG | 5.1 | 0.50899 | 24511.002 | 134645.96 | 0.98965 | 0.080751 | 0.0147 | Estimated using an emission factor | 264537 | 1.9443
2019 | WI | Montfort Wind Energy Center | 55742 | RFCW | RFC West | WND | 30 |  | 45408 |  |  |  |  | Estimated using an emission factor | 404313
2019 | WI | Mosinee Mill | 50614 | MROE | MRO East | BLQ | 23.4 | 0.1701 | 126908 | 694076.057 | 7.7299 | 0.12182 | 0.022274 | EPA/NEI; Estimated using an emission factor | 4263227.754 | 45.4424
2019 | WI | Mt. Hope DPC Solar | 60893 | MROE | MRO East | SUN | 1 |  | 1923 |  |  |  |  | Estimated using an emission factor | 17123
2019 | WI | Neenah Energy Facility | 55135 | RFCW | RFC West | NG | 371 |  | 299592 | 3353789.5 | 8.5924 | 0.05736 | 0.005124 | EPA/NEI | 3353789.5 | 8.5924
2019 | WI | Nelson Dewey Generating Station | 4054 | MROE | MRO East | SUB | 227.2
2019 | WI | New Auburn DPC Solar | 60936 | MROW | MRO West | SUN | 2.5 |  | 4149 |  |  |  |  | Estimated using an emission factor | 36942
2019 | WI | New Badger | 4120 | RFCW | RFC West | WAT | 11.8 |  | 55504 |  |  |  |  | EPA/NEI; Estimated using an emission factor | 494207
2019 | WI | New Lisbon | 4130 | MROW | MRO West | DFO | 8.9 |  | 24.001 | 145.001 | 0.022475 | 1.8729 | 0.31 | EPA/NEI; Estimated using an emission factor | 145.001 | 0.022475
2019 | WI | New Lisbon Solar | 62848 | MROW | MRO West | SUN | 2.5 |  | 339 |  |  |  |  | Estimated using an emission factor | 3018
2019 | WI | Niagara Mill | 54857 | MROE | MRO East | BIT | 11.8
2019 | WI | Nine Springs | 9674 | MROE | MRO East | NG | 16.2 |  | 23 | 429 | 0.0011762 | 0.10228 | 0.0054834 | NEI avg EF - PM, fuel type, firing type | 429 | 0.0011762
2019 | WI | Northern States Flambeau | 3984 | MROW | MRO West | NG | 16.3
2019 | WI | Oconto Falls Lower | 50439 | RFCW | RFC West | WAT | 2 |  | 11421 |  |  |  |  | NEI avg EF - PM, fuel type, firing type | 101692.997
2019 | WI | Oconto Falls Upper | 4044 | RFCW | RFC West | WAT | 1.1 |  | 9523 |  |  |  |  | NEI avg EF - PM, fuel type, firing type | 84794
2019 | WI | Old Badger | 4121 | RFCW | RFC West | WAT | 2
2019 | WI | Omega Hills Gas Recovery | 50577 | RFCW | RFC West | LFG | 13.9 |  | 87718 | 1518711 | 16.4021 | 0.37397 | 0.0216 | EPA/NEI; Estimated using an emission factor | 1518711 | 16.4021
2019 | WI | Onalaska Campus Landfill Biogas | 57824 | MROW | MRO West | LFG | 1.1 |  | 5626 | 57755 | 0.4245 | 0.15091 | 0.0147 | Estimated using an emission factor | 57755 | 0.4245
2019 | WI | Oneida Casino | 7602 | MROE | MRO East | DFO | 4
2019 | WI | Oshkosh Foundation Rosedale Biodigester LLC | 58555 | MROE | MRO East | OBG | 1.4 |  | 2206 | 19887 | 0.14617 | 0.13252 | 0.0147 | Estimated using an emission factor | 19887 | 0.14617
2019 | WI | Outagamie County Co-Generation Facility | 54842 | RFCW | RFC West | LFG | 8.8 | 1 | 43710 | 383769 | 2.8207 | 0.12906 | 0.0147 | EPA/NEI; Estimated using an emission factor | 383769 | 2.8207
2019 | WI | Packaging of America Tomahawk Mill | 50476 | MROE | MRO East | WDS | 18.7 | 0.11001 | 116862.385 | 646427.698 | 5.7604 | 0.098585 | 0.017822 | EPA/NEI; Estimated using an emission factor | 6042721.453 | 52.3629
2019 | WI | Paris | 7270 | RFCW | RFC West | NG | 381.6 |  | 87897 | 1256555.18 | 27.428 | 0.62409 | 0.043656 | EPA/NEI | 1256555.18 | 27.428
2019 | WI | Park Mill | 50408 | MROE | MRO East | WAT | 2.1 |  | 12180.998 |  |  |  |  | NEI avg EF - PM, fuel type, firing type | 108459.997
2019 | WI | Petenwell | 4080 | MROE | MRO East | WAT | 20 |  | 134969 |  |  |  |  | NEI avg EF - PM, fuel type, firing type | 1201763
2019 | WI | Pheasant Run Landfill Gas Recovery | 54661 | RFCW | RFC West | LFG | 8.8 |  | 50327.002 | 602099.008 | 4.4254 | 0.17587 | 0.0147 | Estimated using an emission factor | 602099.008 | 4.4254
2019 | WI | Pine | 4045 | RFCW | RFC West | WAT | 3.2 |  | 1659 |  |  |  |  | NEI avg EF - PM, fuel type, firing type | 14770
2019 | WI | Pleasant Prairie | 6170 | RFCW | RFC West |  | 1235.2
2019 | WI | Point Beach Nuclear Plant | 4046 | RFCW | RFC West | NUC | 1311 |  | 10029974 | 2402 | 0.020728 | 4.1333e-06 | 0.017259 | EPA/NEI; Estimated using an emission factor | 104734922 | 0.020728
2019 | WI | Port Edwards Mill | 54103 | MROE | MRO East | WAT | 13.6 |  | 21830.001 |  |  |  |  | EPA/NEI; Estimated using an emission factor | 194377.001
2019 | WI | Port Washington Generating Station | 4040 | RFCW | RFC West | NG | 1548.4 |  | 7867603 | 53865543 | 53.9069 | 0.013704 | 0.0020015 | EPA/NEI | 53865543 | 53.9069
2019 | WI | Potato Rapids | 4071 | MROE | MRO East | WAT | 1.3 |  | 7008.999 |  |  |  |  | NEI avg EF - PM, fuel type, firing type | 62409
2019 | WI | Prairie Du Sac | 4056 | MROE | MRO East | WAT | 33.4 |  | 184907 |  |  |  |  | NEI avg EF - PM, fuel type, firing type | 1646412.969
2019 | WI | Pulliam | 4072 | MROE | MRO East | NG | 671.2 |  | 53774 | 677967.312 | 2.1744 | 0.080871 | 0.0064144 | EPA/NEI | 677967.312 | 2.1744
2019 | WI | Quilt Block Wind Farm LLC | 57116 | MROE | MRO East | WND | 98 |  | 370486 |  |  |  |  | Estimated using an emission factor | 3298808
2019 | WI | Rapide Croche | 4122 | RFCW | RFC West | WAT | 2.4 |  | 16771 |  |  |  |  | NEI avg EF - PM, fuel type, firing type | 149329
2019 | WI | Rhinelander Mill | 50933 | MROE | MRO East | NG | 25.3 | 0.06768 | 30429 | 167475.124 | 2.048 | 0.13461 | 0.024457 | EPA/NEI; Estimated using an emission factor | 2574867.25 | 30.2601
2019 | WI | Richland Center Renewable Energy LLC | 58834 | MROE | MRO East | OBG | 1.8 | 0.61843 | 10199 | 91559.497 | 0.67296 | 0.13197 | 0.0147 | Estimated using an emission factor | 148051 | 1.0882
2019 | WI | Ridgeview | 55925 | RFCW | RFC West | LFG | 8 |  | 32030 | 389767 | 2.8648 | 0.17888 | 0.0147 | EPA/NEI; Estimated using an emission factor | 389767 | 2.8648
2019 | WI | Riverside Energy Center | 55641 | MROE | MRO East | NG | 1402.1 |  | 4042588 | 28430652 | 30.5664 | 0.015122 | 0.0021502 | EPA/NEI; Estimated using an emission factor | 28430652 | 30.5664
2019 | WI | Rock River | 4057 | MROE | MRO East | NG | 318.9 |  | 2772 | 86395.2 | 0.33761 | 0.24358 | 0.0078154 | EPA/NEI; Estimated using an emission factor | 86395.2 | 0.33761
2019 | WI | Rockgen Energy Center | 55391 | MROE | MRO East | NG | 561 |  | 486777 | 5392737.5 | 9.3176 | 0.038283 | 0.0034556 | EPA/NEI | 5392737.5 | 9.3176
2019 | WI | Rothschild Biomass Cogeneration Facility | 58124 | MROE | MRO East | WDS | 57.5 | 0.14226 | 99233 | 585793.741 | 0.37414 | 0.0075406 | 0.0012774 | EPA/NEI | 4117784 | 2.63
2019 | WI | Sand Lake DPC Solar | 60957 | MROW | MRO West | SUN | 1 |  | 1780 |  |  |  |  | Estimated using an emission factor | 15849
2019 | WI | Sandstone Rapids | 4074 | MROE | MRO East | WAT | 3.8 |  | 16572 |  |  |  |  | NEI avg EF - PM, fuel type, firing type | 147560
2019 | WI | Sauk DPC Solar | 60887 | MROW | MRO West | SUN | 1 |  | 1381 |  |  |  |  | Estimated using an emission factor | 12296
2019 | WI | Saxon Falls | 1756 | MROW | MRO West | WAT | 1.6 |  | 11362 |  |  |  |  | NEI avg EF - PM, fuel type, firing type | 101169
2019 | WI | Seven Mile Creek LFG | 56149 | MROW | MRO West | LFG | 4.8
2019 | WI | Sheboygan Falls Energy Facility | 56166 | MROE | MRO East | NG | 346.8 |  | 337245 | 3738365.5 | 7.2082 | 0.042747 | 0.0038563 | EPA/NEI | 3738365.5 | 7.2082
2019 | WI | Sheepskin | 4059 | MROE | MRO East | NG | 41.7 |  | 565 | 22865.1 | 0.08935 | 0.31628 | 0.0078154 | NEI avg EF - PM, fuel type, firing type | 22865.1 | 0.08935
2019 | WI | Sherry Energy Center | 55834 | MROE | MRO East | NG | 1236
2019 | WI | Shirley Wind | 57553 | MROE | MRO East | WND | 20 |  | 53881 |  |  |  |  | Estimated using an emission factor | 479756
2019 | WI | Solon Diesel | 7058 | MROW | MRO West | DFO | 8 |  | 0
2019 | WI | South Fond Du Lac | 7203 | MROE | MRO East | NG | 381.6 |  | 21917 | 487871.344 | 1.9065 | 0.17397 | 0.0078154 | NEI avg EF - PM, fuel type, firing type | 487871.344 | 1.9065
2019 | WI | South Oak Creek | 4041 | RFCW | RFC West | RC | 1259.6 |  | 3806012 | 46328816 | 2.6218 | 0.0013777 | 0.00011318 | EPA/NEI | 46328816 | 2.6218
2019 | WI | St Croix Falls | 4011 | MROW | MRO West | WAT | 23.2 |  | 127400 |  |  |  |  | NEI avg EF - PM, fuel type, firing type | 1134371.031
2019 | WI | Stevens Point | 3973 | MROE | MRO East | WAT | 4.8 |  | 32206.998 |  |  |  |  | NEI avg EF - PM, fuel type, firing type | 286768.992
2019 | WI | Stevens Point Mill | 55861 | MROE | MRO East | NG | 7.6 | 0.09156 | 17853 | 110846.586 | 0.44629 | 0.049997 | 0.0080525 | NEI avg EF - PM, fuel type | 1210649 | 4.8743
2019 | WI | Stiles | 4147 | MROE | MRO East | WAT | 1 |  | 7384 |  |  |  |  | NEI avg EF - PM, fuel type, firing type | 65746
2019 | WI | Superior Generation Energy Center | 8057 | MROW | MRO West | NG | 170
2019 | WI | Sycamore (WI) | 3993 | MROE | MRO East | NG | 41.6 |  | -216 | 750 | 0.0020563 | 0 | 0.0054834 | NEI avg EF - PM, fuel type, firing type | 750 | 0.0020563
2019 | WI | Thornapple | 3988 | MROW | MRO West | WAT | 1.4 |  | 9784 |  |  |  |  | NEI avg EF - PM, fuel type, firing type | 87117
2019 | WI | Timberline Trail Gas Recovery | 56525 | MROW | MRO West | LFG | 5.6 |  | 19094 | 237213.008 | 1.7435 | 0.18262 | 0.0147 | EPA/NEI; Estimated using an emission factor | 237213.008 | 1.7435
2019 | WI | Tisch Mills Wind | 60674 | MROE | MRO East | WND | 150
2019 | WI | Tomahawk | 4075 | MROE | MRO East | WAT | 2.6 |  | 10425 |  |  |  |  | NEI avg EF - PM, fuel type, firing type | 92823
2019 | WI | Trego | 4012 | MROW | MRO West | WAT | 1.2 |  | 9802 |  |  |  |  | NEI avg EF - PM, fuel type, firing type | 87278
2019 | WI | Twin Falls (WI) | 59836 | RFCW | RFC West | WAT | 9.2 |  | 48428 |  |  |  |  | NEI avg EF - PM, fuel type, firing type | 431202
2019 | WI | Two Creeks Solar | 63105 |  |  | SUN | 150
2019 | WI | UW Madison Charter Street Plant | 54408 | MROE | MRO East | NG | 33 | 0 | 0 | 0 | 0 |  |  | EPA/NEI; Estimated using an emission factor | 3479718.625 | 14.0101
2019 | WI | Valley (WEPCO) | 4042 | RFCW | RFC West | NG | 274.7 | 0.33977 | 379801 | 2318206.882 | 3.6834 | 0.019396 | 0.0031778 | EPA/NEI | 6822773 | 10.8407
2019 | WI | Viola | 4139 | MROW | MRO West | DFO | 2.9 |  | -2 | 0 | 0 | 0 |  | EPA/NEI; Estimated using an emission factor | 0 | 0
2019 | WI | Warren DPC Solar | 60890 | MROW | MRO West | SUN | 2.2 |  | 3461 |  |  |  |  | Estimated using an emission factor | 30816
2019 | WI | Washington Island | 4148 | MROE | MRO East | DFO | 5 |  | 27 | 246 | 0.03813 | 2.8244 | 0.31 | Estimated using an emission factor | 246 | 0.03813
2019 | WI | Waupun Correctional Central Heating Plt | 54407 | MROE | MRO East | NG | 4.3 | 0 | 0
2019 | WI | Wausau | 4077 | MROE | MRO East | WAT | 5.4 |  | 15870 |  |  |  |  | NEI avg EF - PM, fuel type, firing type | 141306
2019 | WI | Waxdale | 59448 | RFCW | RFC West | LFG | 10 | 0.4329 | 46577 | 243754.164 | 1.6504 | 0.070869 | 0.013542 | EPA/NEI; Estimated using an emission factor | 628754 | 3.8125
2019 | WI | West Campus Cogeneration Facility | 7991 | MROE | MRO East | NG | 169.3 | 0.69657 | 369905 | 2990917.038 | 3.5581 | 0.019238 | 0.0023793 | EPA/NEI | 4293780.875 | 5.1081
2019 | WI | West Marinette | 4076 | MROE | MRO East | NG | 270.1 |  | 110073.001 | 1489293.355 | 1.1653 | 0.021173 | 0.0015649 | EPA/NEI | 1489293.355 | 1.1653
2019 | WI | Weston | 4078 | MROE | MRO East | SUB | 1163.4 |  | 4409017 | 41262930.527 | 62.6552 | 0.028421 | 0.0030369 | EPA/NEI; Estimated using an emission factor | 41262930.527 | 62.6552
2019 | WI | Wheaton Generating Plant | 4014 | MROW | MRO West | NG | 300.2 |  | 15426 | 279018.5 | 4.1283 | 0.53524 | 0.029592 | EPA/NEI; Estimated using an emission factor | 279018.5 | 4.1283
2019 | WI | Wheaton Solar | 60203 | MROW | MRO West | SUN | 3.8
2019 | WI | Whistling Winds DPC Solar | 60895 | MROE | MRO East | SUN | 1.5 |  | 2432 |  |  |  |  | Estimated using an emission factor | 21653
2019 | WI | White River (WI) | 3989 | MROW | MRO West | WAT | 1 |  | 5304 |  |  |  |  | NEI avg EF - PM, fuel type, firing type | 47228
2019 | WI | Whitewater Cogeneration Facility | 55011 | RFCW | RFC West | NG | 283.5 | 0.79724 | 822840.33 | 5366982.966 | 5.4399 | 0.013222 | 0.0020272 | EPA/NEI | 6731950 | 6.8235
2019 | WI | Whiting | 3975 | MROE | MRO East | WAT | 5.1 |  | 30243 |  |  |  |  | NEI avg EF - PM, fuel type, firing type | 269281.992
2019 | WI | Whiting Mill | 10476 | MROE | MRO East | SUB | 4.1
2019 | WI | Wind Turbine | 7886 | MROE | MRO East | WND | 11 |  | 15977 |  |  |  |  | Estimated using an emission factor | 142259
2019 | WI | Winnebago County Landfill Gas | 50936 | MROE | MRO East | LFG | 7.1 | 0.59984 | 18725 | 126178.65 | 0.92741 | 0.099056 | 0.0147 | EPA/NEI; Estimated using an emission factor | 210353 | 1.5461
2019 | WI | Winter | 8013 | MROW | MRO West | DFO | 5.6 |  | -38 | 695 | 0.10773 | 0 | 0.31 | Estimated using an emission factor | 695 | 0.10773
2019 | WI | Wisconsin Rapids | 3974 | MROE | MRO East | WAT | 8.8 |  | 57146.998 |  |  |  |  | NEI avg EF - PM, fuel type, firing type | 508835.016
2019 | WI | Wisconsin Rapids Paper Mill | 10466 | MROE | MRO East | PUR | 20.8 | 1 | 18795 | 167347 |  |  |  | Estimated using an emission factor | 167347
2019 | WI | Wisconsin Rapids Pulp Mill | 10477 | MROE | MRO East | BLQ | 72.3 | 0.12693 | 289589.99 | 1627472.572 | 5.6298 | 0.038881 | 0.0069184 | EPA/NEI; Estimated using an emission factor | 12821772.25 | 44.3534
2019 | WI | Wissota | 4015 | MROW | MRO West | WAT | 39.4 |  | 205664 |  |  |  |  | NEI avg EF - PM, fuel type, firing type | 1831232
2019 | WI | WPPI Hartford DG | 56266 | RFCW | RFC West | DFO | 1.1 |  | 7 | 72 | 0.01116 | 3.1886 | 0.31 | Estimated using an emission factor | 72 | 0.01116
2019 | WV | AEP Milton NaS | 59995 | RFCW | RFC West | MWH | 2 |  | -117 | 0 |  |  |  |  | 0
2019 | WV | Axiall Corporation Natrium Plant | 50491 | RFCW | RFC West | NG | 123 | 0.41651 | 682909.665 | 4426921.728 | 15.8803 | 0.046508 | 0.0071744 | EPA/NEI; Estimated using an emission factor | 10628604.25 | 38.127
2019 | WV | Beech Ridge Energy LLC | 57151 | RFCW | RFC West | WND | 100.5 |  | 230745 |  |  |  |  | Estimated using an emission factor | 2054553
2019 | WV | Beech Ridge Energy Storage | 60390 | RFCW | RFC West | MWH | 31.5 |  | -1565 | 0 |  |  |  |  | 0
2019 | WV | Beech Ridge II Wind Energy Center | 62482 | RFCW | RFC West | WND | 56.2
2019 | WV | Belleville Dam | 7594 | RFCW | RFC West | WAT | 42 |  | 267356 |  |  |  |  | NEI avg EF - PM, fuel type, firing type | 2380538
2019 | WV | Big Sandy Peaker Plant | 55284 | RFCW | RFC West | NG | 353.4 |  | 245748 | 2699924.484 | 6.1577 | 0.050114 | 0.0045614 | EPA/NEI | 2699924.484 | 6.1577
2019 | WV | Ceredo Generating Station | 55276 | RFCW | RFC West | NG | 519 |  | 363634.998 | 4373504.562 | 26.6268 | 0.14645 | 0.012176 | EPA/NEI | 4373504.562 | 26.6268
2019 | WV | Dam No. 4 Hydro Station | 6543 | RFCW | RFC West | WAT | 1.9 |  | 7538 |  |  |  |  | NEI avg EF - PM, fuel type, firing type | 67119
2019 | WV | Dam No. 5 Hydro Station | 6544 | RFCW | RFC West | WAT | 1 |  | 7720 |  |  |  |  | NEI avg EF - PM, fuel type, firing type | 68740
2019 | WV | ESC Brooke County Power I | 60202 | RFCW | RFC West | NG | 841.5
2019 | WV | ESC Harrison County Power | 60206 | RFCW | RFC West | NG | 578.9
2019 | WV | FirstEnergy Albright | 3942 | RFCW | RFC West | BIT | 278.2
2019 | WV | FirstEnergy Rivesville | 3945 | RFCW | RFC West | BIT | 109.7
2019 | WV | Fort Martin Power Station | 3943 | RFCW | RFC West | BIT | 1152 |  | 6701026 | 65632054 | 6326.9297 | 1.8883 | 0.1928 | EPA/NEI | 65632054 | 6326.9297
2019 | WV | Gauley River Power Partners | 56333 | RFCW | RFC West | WAT | 80 |  | 174844 |  |  |  |  | NEI avg EF - PM, fuel type, firing type | 1556810
2019 | WV | Glen Ferris Hydro | 50010 | RFCW | RFC West | WAT | 6.2 |  | 11449 |  |  |  |  | NEI avg EF - PM, fuel type, firing type | 101941.999
2019 | WV | Grant Town Power Plant | 10151 | RFCW | RFC West | WC | 95.7 | 1 | 598016 | 8916528.5 | 65.4283 | 0.21882 | 0.014676 | EPA/NEI | 8916528.5 | 65.4283
2019 | WV | Harrison Power Station | 3944 | RFCW | RFC West | BIT | 2052 |  | 12894205 | 125969676 | 1334.0188 | 0.20692 | 0.02118 | EPA/NEI | 125969676 | 1334.0188
2019 | WV | Hawks Nest Hydro | 50011 | RFCW | RFC West | WAT | 102 |  | 551650 |  |  |  |  | NEI avg EF - PM, fuel type, firing type | 4911892
2019 | WV | John E Amos | 3935 | RFCW | RFC West | BIT | 2932.6 |  | 9796207 | 101302103.9 | 9763.6646 | 1.9934 | 0.19276 | EPA/NEI; Estimated using an emission factor | 101302103.9 | 9763.6646
2019 | WV | Kammer | 3947 | RFCW | RFC West | BIT | 712.5
2019 | WV | Kanawha River | 3936 | RFCW | RFC West | BIT | 439.2
2019 | WV | Laurel Mountain Hybrid | 57447 | RFCW | RFC West | WND | 113.6 |  | 227084 | 0 |  |  |  | EPA/NEI; Estimated using an emission factor | 2064124
2019 | WV | London | 6560 | RFCW | RFC West | WAT | 14.4 |  | 68079 |  |  |  |  | NEI avg EF - PM, fuel type, firing type | 606176.016
2019 | WV | Longview Power | 56671 | RFCW | RFC West | BIT | 807.5 |  | 5264653 | 48599656 | 92.5713 | 0.035167 | 0.0038095 | EPA/NEI | 48599656 | 92.5713
2019 | WV | Marmet | 6561 | RFCW | RFC West | WAT | 14.4 |  | 64997.001 |  |  |  |  | NEI avg EF - PM, fuel type, firing type | 578735.016
2019 | WV | Millville Hydro Station | 6546 | RFCW | RFC West | WAT | 2.8 |  | 10348.999 |  |  |  |  | NEI avg EF - PM, fuel type, firing type | 92148
2019 | WV | Mitchell (WV) | 3948 | RFCW | RFC West | BIT | 1632.6 |  | 5040707 | 54266047.602 | 847.5202 | 0.33627 | 0.031236 | EPA/NEI | 54266047.602 | 847.5202
2019 | WV | Morgantown Energy Facility | 10743 | RFCW | RFC West | WC | 68.9 | 0.48433 | 344130 | 2999933.457 | 60.0202 | 0.34882 | 0.040014 | EPA/NEI | 6193964 | 123.9238
2019 | WV | Morgantown L&D Hydroelectric Project | 62387 | RFCW | RFC West | WAT | 5
2019 | WV | Moundsville Power | 59720 | RFCW | RFC West | NG | 712.6
2019 | WV | Mount Storm Power Station | 3954 | SRVC | SERC Virginia/Carolina | BIT | 1680.9 |  | 4533104 | 47839572 | 760.6492 | 0.3356 | 0.0318 | EPA/NEI | 47839572 | 760.6492
2019 | WV | Mountaineer (1301) | 6264 | RFCW | RFC West | BIT | 1300 |  | 8255230 | 82341338.6 | 1308.7405 | 0.31707 | 0.031788 | EPA/NEI; Estimated using an emission factor | 82341338.6 | 1308.7405
2019 | WV | Mountaineer Wind Energy Center | 55986 | RFCW | RFC West | WND | 66 |  | 130642 |  |  |  |  | Estimated using an emission factor | 1163236
2019 | WV | NedPower Mount Storm | 56495 | SRVC | SERC Virginia/Carolina | WND | 264 |  | 579690 |  |  |  |  | Estimated using an emission factor | 5161560.125
2019 | WV | New Creek Wind | 60132 | SRVC | SERC Virginia/Carolina | WND | 103 |  | 301531 |  |  |  |  | Estimated using an emission factor | 2684831
2019 | WV | New Martinsville Hannibal Hydro | 50036 | RFCW | RFC West | WAT | 37.4 |  | 214236 |  |  |  |  | NEI avg EF - PM, fuel type, firing type | 1907557
2019 | WV | New River Clean Energy | 63246 | RFCW | RFC West | LFG | 3.2
2019 | WV | North Branch (WV) | 7537 | SRVC | SERC Virginia/Carolina | WC | 80
2019 | WV | Opekiska L&D Hydroelectric Project | 62386 | RFCW | RFC West | WAT | 6
2019 | WV | Philip Sporn | 3938 | RFCW | RFC West | BIT | 1105.5
2019 | WV | Pinnacle Wind Force LLC | 57595 | RFCW | RFC West | WND | 55.2 |  | 156670 |  |  |  |  | Estimated using an emission factor | 1394990
2019 | WV | Pleasants Energy, LLC | 55349 | RFCW | RFC West | NG | 344 |  | 910204 | 9508955.5 | 25.063 | 0.055071 | 0.0052715 | EPA/NEI | 9508955.5 | 25.063
2019 | WV | Pleasants Power Station | 6004 | RFCW | RFC West | RC | 1368 |  | 4965173 | 51541770 | 0.26759 | 0.00010779 | 1.0383e-05 | EPA/NEI | 51541770 | 0.26759
2019 | WV | Willow Island Hydroelectric Plant | 57401 | RFCW | RFC West | WAT | 44 |  | 243590 |  |  |  |  | NEI avg EF - PM, fuel type, firing type | 2168924
2019 | WV | Willow Island Power Station | 3946 | RFCW | RFC West | BIT | 213.2
2019 | WV | Winfield | 6562 | RFCW | RFC West | WAT | 24.5 |  | 84203 |  |  |  |  | NEI avg EF - PM, fuel type, firing type | 749743
2019 | WY | Alcova | 6409 | RMPA | WECC Rockies | WAT | 41.4 |  | 92587 |  |  |  |  | NEI avg EF - PM, fuel type, firing type | 824397
2019 | WY | Arvada | 8028 | RMPA | WECC Rockies | NG | 22.5 |  | 156 | 3204.999 | 0.0087871 | 0.11266 | 0.0054834 | NEI avg EF - PM, fuel type, firing type | 3204.999 | 0.0087871
2019 | WY | Barber Creek | 8030 | RMPA | WECC Rockies | NG | 22.5 |  | 132.999 | 2592 | 0.0071065 | 0.10687 | 0.0054834 | NEI avg EF - PM, fuel type, firing type | 2592 | 0.0071065
2019 | WY | Beaver Creek Gas Plant | 55278 | RMPA | WECC Rockies | NG | 5.9 | 0.36884 | 30435 | 187436.427 | 0.51389 | 0.03377 | 0.0054834 | EPA/NEI; Estimated using an emission factor | 508176 | 1.3933
2019 | WY | Big Sand Draw Plant | 60130 | RMPA | WECC Rockies | NG | 8 |  | 26685 | 278913.008 | 0.058851 | 0.0044108 | 0.000422 | Estimated using an emission factor | 278913.008 | 0.058851
2019 | WY | Boswell Wind I | 61393 | NWPP | WECC Northwest | WND | 80
2019 | WY | Boswell Wind II | 61394 | NWPP | WECC Northwest | WND | 80
2019 | WY | Boswell Wind III | 61395 | NWPP | WECC Northwest | WND | 80
2019 | WY | Boswell Wind IV | 61396 | NWPP | WECC Northwest | WND | 80
2019 | WY | Boysen | 505 | RMPA | WECC Rockies | WAT | 15 |  | 69702 |  |  |  |  | NEI avg EF - PM, fuel type, firing type | 620627
2019 | WY | Buffalo Bill | 7317 | RMPA | WECC Rockies | WAT | 18 |  | 91284.999 |  |  |  |  | NEI avg EF - PM, fuel type, firing type | 812802
2019 | WY | Campbell Hill Windpower | 57090 | NWPP | WECC Northwest | WND | 99 |  | 323963 |  |  |  |  | Estimated using an emission factor | 2884567
2019 | WY | Casper Wind Farm | 57093 | NWPP | WECC Northwest | WND | 17 |  | 11095 |  |  |  |  | Estimated using an emission factor | 98788
2019 | WY | Cedar Springs I | 63914 | NWPP | WECC Northwest | WND | 200
2019 | WY | Cedar Springs II | 63915 | NWPP | WECC Northwest | WND | 200
2019 | WY | Cedar Springs III | 63916 | NWPP | WECC Northwest | WND | 133
2019 | WY | Cheyenne Prairie Generating Station | 57703 | RMPA | WECC Rockies | NG | 220 |  | 313140.001 | 2473881.469 | 4.2373 | 0.027063 | 0.0034257 | EPA/NEI | 2473881.469 | 4.2373
2019 | WY | Chokecherry and Sierra Madre Wind | 58987 | NWPP | WECC Northwest | WND | 3000
2019 | WY | Corriedale Wind Energy | 63436 | RMPA | WECC Rockies | WND | 52.5
2019 | WY | Dave Johnston | 4158 | NWPP | WECC Northwest | RC | 922.2 |  | 4686379 | 55053093 | 531.3439 | 0.22676 | 0.019303 | NEI avg EF - PM, fuel type, firing type | 55053093 | 531.3439
2019 | WY | Dry Fork Station | 56609 | MROW | MRO West | SUB | 483.7 |  | 2565548 | 28431434 | 3.1232 | 0.0024347 | 0.0002197 | EPA/NEI | 28431434 | 3.1232
2019 | WY | Dunlap | 57299 | NWPP | WECC Northwest | WND | 111 |  | 384833 |  |  |  |  | Estimated using an emission factor | 3426553
2019 | WY | Ekola Flats | 62591 | NWPP | WECC Northwest | WND | 250.9
2019 | WY | Elk Basin Gasoline Plant | 52127 | NWPP | WECC Northwest | OG | 2.5 | 0.085423 | 9186 | 51266.56 | 0.45913 | 0.099964 | 0.017912 | EPA/NEI; Estimated using an emission factor | 600148 | 5.3748
2019 | WY | Fontenelle | 4185 | RMPA | WECC Rockies | WAT | 10 |  | 56862 |  |  |  |  | NEI avg EF - PM, fuel type, firing type | 506300
2019 | WY | Foote Creek I | 55607 | NWPP | WECC Northwest | WND | 41.4 |  | 121307 |  |  |  |  | Estimated using an emission factor | 1080118
2019 | WY | Foote Creek II | 55608 | NWPP | WECC Northwest | WND | 1.8 |  | 5326 |  |  |  |  | Estimated using an emission factor | 47421
2019 | WY | Foote Creek III | 55609 | NWPP | WECC Northwest | WND | 24.8 |  | 37209 |  |  |  |  | Estimated using an emission factor | 331308
2019 | WY | Foote Creek IV | 55610 | NWPP | WECC Northwest | WND | 16.8 |  | 51370 |  |  |  |  | Estimated using an emission factor | 457399
2019 | WY | Fremont Canyon | 4176 | RMPA | WECC Rockies | WAT | 66.8 |  | 201867 |  |  |  |  | NEI avg EF - PM, fuel type, firing type | 1797424
2019 | WY | Garland Canal Power Plant | 57551 | NWPP | WECC Northwest | WAT | 2.9 |  | 7906 |  |  |  |  | NEI avg EF - PM, fuel type, firing type | 70394
2019 | WY | General Chemical | 54318 | NWPP | WECC Northwest | BIT | 30 | 0.10533 | 218963 | 1225848.449 | 21.8944 | 0.19998 | 0.035721 | NEI avg EF - PM, fuel type | 11637729.5 | 207.8565
2019 | WY | Genesis Alkali | 57915 | NWPP | WECC Northwest | SUB | 41 | 0.11249 | 286445 | 1585269.123 | 12.2436 | 0.085487 | 0.015447 | NEI avg EF - PM, fuel type | 14091900.562 | 108.8372
2019 | WY | Glendo | 4177 | RMPA | WECC Rockies | WAT | 38 |  | 84916 |  |  |  |  | NEI avg EF - PM, fuel type, firing type | 756090
2019 | WY | Glenrock | 56841 | NWPP | WECC Northwest | WND | 165.6 |  | 382964 |  |  |  |  | Estimated using an emission factor | 3409913.062
2019 | WY | Guernsey | 4178 | RMPA | WECC Rockies | WAT | 6.4 |  | 20321 |  |  |  |  | NEI avg EF - PM, fuel type, firing type | 180939
2019 | WY | Happy Jack Windpower Project | 56960 | RMPA | WECC Rockies | WND | 29.4 |  | 76793 |  |  |  |  | Estimated using an emission factor | 683766
2019 | WY | Hartzog | 8026 | RMPA | WECC Rockies | NG | 22.5 |  | 231 | 3534 | 0.0096892 | 0.083889 | 0.0054834 | NEI avg EF - PM, fuel type, firing type | 3534 | 0.0096892
2019 | WY | Heart Mountain | 6408 | RMPA | WECC Rockies | WAT | 5 |  | 22202 |  |  |  |  | NEI avg EF - PM, fuel type, firing type | 197688
2019 | WY | High Plains | 57040 | NWPP | WECC Northwest | WND | 122.1 |  | 235562 |  |  |  |  | Estimated using an emission factor | 2097442
2019 | WY | Jim Bridger | 8066 | NWPP | WECC Northwest | SUB | 2441.9 |  | 11254989 | 120678750 | 354.7634 | 0.063041 | 0.0058795 | EPA/NEI | 120678750 | 354.7634
2019 | WY | Kortes | 4180 | RMPA | WECC Rockies | WAT | 36 |  | 149403.999 |  |  |  |  | NEI avg EF - PM, fuel type, firing type | 1330293
2019 | WY | Lake (WY) | 7039 | NWPP | WECC Northwest | DFO | 2.7 |  | 146 | 1748 | 0.27094 | 3.7115 | 0.31 | Estimated using an emission factor | 1748 | 0.27094
2019 | WY | Laramie River | 6204 | MROW | MRO West | RC | 1710 |  | 9032133 | 110969112 | 129.0381 | 0.028573 | 0.0023257 | EPA/NEI | 110969112 | 129.0381
2019 | WY | McFadden Ridge | 57039 | NWPP | WECC Northwest | WND | 35.2 |  | 75204 |  |  |  |  | Estimated using an emission factor | 669617
2019 | WY | Medicine Bow | 692 | RMPA | WECC Rockies | WND | 10.2 |  | 15534 |  |  |  |  | EPA/NEI; Estimated using an emission factor | 138315.002
2019 | WY | Mountain Wind Power II LLC | 56753 | NWPP | WECC Northwest | WND | 80 |  | 198886 |  |  |  |  | Estimated using an emission factor | 1770882
2019 | WY | Mountain Wind Power LLC | 56752 | NWPP | WECC Northwest | WND | 61 |  | 158608 |  |  |  |  | Estimated using an emission factor | 1412244
2019 | WY | Naughton | 4162 | NWPP | WECC Northwest | SUB | 832 |  | 2840670 | 32439999 | 60.6964 | 0.042734 | 0.0037421 | EPA/NEI; Estimated using an emission factor | 32439999 | 60.6964
2019 | WY | Neil Simpson | 4150 | RMPA | WECC Rockies | SUB | 21.7
2019 | WY | Neil Simpson II | 7504 | RMPA | WECC Rockies | SUB | 130 |  | 714853 | 9291064.719 | 0.30613 | 0.00085647 | 6.5897e-05 | EPA/NEI | 9291064.719 | 0.30613
2019 | WY | Neil Simpson II (CT2) | 55477 | RMPA | WECC Rockies | NG | 40 |  | 16426 | 180710.859 | 0.14981 | 0.018241 | 0.0016581 | EPA/NEI | 180710.859 | 0.14981
2019 | WY | Old Faithful | 2196 | NWPP | WECC Northwest | DFO | 2 |  | 148 | 1726 | 0.26753 | 3.6153 | 0.31 | Estimated using an emission factor | 1726 | 0.26753
2019 | WY | Osage (WY) | 4151 | RMPA | WECC Rockies | SUB | 34.5
2019 | WY | Pilot Butte | 674 | RMPA | WECC Rockies | WAT | 1.6
2019 | WY | Pioneer Wind Park, LLC | 60259 | NWPP | WECC Northwest | WND | 80 |  | 282137 |  |  |  |  | Estimated using an emission factor | 2512146
2019 | WY | Rock River I LLC | 55740 | NWPP | WECC Northwest | WND | 50 |  | 136244 |  |  |  |  | Estimated using an emission factor | 1213116
2019 | WY | Rolling Hills | 56842 | NWPP | WECC Northwest | WND | 115.8 |  | 267528 |  |  |  |  | Estimated using an emission factor | 2382069
2019 | WY | Roundhouse Wind Energy Project | 63133 |  |  | WND | 226
2019 | WY | Seminoe | 4182 | RMPA | WECC Rockies | WAT | 51.6 |  | 141204.999 |  |  |  |  | NEI avg EF - PM, fuel type, firing type | 1257292.031
2019 | WY | Seven Mile Hill | 56843 | NWPP | WECC Northwest | WND | 146.2 |  | 385943 |  |  |  |  | Estimated using an emission factor | 3436434.938
2019 | WY | Shoshone (WY) | 4183 | RMPA | WECC Rockies | WAT | 3 |  | 20025 |  |  |  |  | NEI avg EF - PM, fuel type, firing type | 178304
2019 | WY | Shute Creek Facility | 56312 | NWPP | WECC Northwest | OG | 144 | 0.50904 | 676848 | 4159832.032 | 23.9604 | 0.0708 | 0.01152 | NEI avg EF - PM, fuel type | 8171898 | 47.0697
2019 | WY | Silver Sage Windpower | 57091 | RMPA | WECC Rockies | WND | 42 |  | 119976 |  |  |  |  | Estimated using an emission factor | 1068266
2019 | WY | Simplot Phosphates | 54472 | NWPP | WECC Northwest | OTH | 11.5 | 0.15414 | 80704 | 439190.163 | 0.20732 | 0.0051377 | 0.00094409 | EPA/NEI; Estimated using an emission factor | 2849281.102 | 1.345
2019 | WY | Sinclair Oil Refinery | 54374 | NWPP | WECC Northwest | OG | 8.4 | 0.016349 | 8753.48 | 50640.02 | 0.53499 | 0.12224 | 0.021129 | EPA/NEI; Estimated using an emission factor | 3097498.004 | 32.7232
2019 | WY | Spirit Mountain | 7541 | RMPA | WECC Rockies | WAT | 4.5 |  | 17052 |  |  |  |  | NEI avg EF - PM, fuel type, firing type | 151832
2019 | WY | Strawberry Creek | 6393 | NWPP | WECC Northwest | WAT | 1.5 |  | 9813 |  |  |  |  | NEI avg EF - PM, fuel type, firing type | 87376.002
2019 | WY | Sweetwater Solar | 61369 | NWPP | WECC Northwest | SUN | 92 |  | 180138 |  |  |  |  | Estimated using an emission factor | 1603949
2019 | WY | Swift Creek | 6394 | NWPP | WECC Northwest | WAT | 2.5 |  | 7280 |  |  |  |  | EPA/NEI; Estimated using an emission factor | 64822.999
2019 | WY | TB Flats | 62516 | NWPP | WECC Northwest | WND | 503.2
2019 | WY | Top of the World Windpower Project | 57327 | NWPP | WECC Northwest | WND | 200 |  | 548878 |  |  |  |  | Estimated using an emission factor | 4887211
2019 | WY | TransAlta Wyoming Wind | 56093 | NWPP | WECC Northwest | WND | 144 |  | 343458 |  |  |  |  | Estimated using an emission factor | 3058149
2019 | WY | Western Sugar Coop - Torrington | 57967 | RMPA | WECC Rockies | NG | 2 | 0 | 0
2019 | WY | Wygen I | 55479 | RMPA | WECC Rockies | SUB | 90 |  | 703377 | 8523099 | 2.6413 | 0.0075102 | 0.00061979 | EPA/NEI | 8523099 | 2.6413
2019 | WY | Wygen II | 56319 | RMPA | WECC Rockies | SUB | 95 |  | 730720 | 8922852 | 0.085138 | 0.00023303 | 1.9083e-05 | EPA/NEI | 8922852 | 0.085138
2019 | WY | Wygen III | 56596 | RMPA | WECC Rockies | SUB | 116 |  | 762334 | 8750568 | 0.47102 | 0.0012357 | 0.00010765 | EPA/NEI | 8750568 | 0.47102
2019 | WY | Wyodak | 6101 | NWPP | WECC Northwest | SUB | 402.3 |  | 1850871 | 23351140 | 75.2471 | 0.08131 | 0.0064448 | EPA/NEI | 23351140 | 75.2471

## 2019 PM State-level Data
Data year | Plant state abbreviation | State annual net generation (MWh) | State annual PM2.5 emissions (tons) | State annual PM2.5 total output emission rate (lb/MWh)
YEAR | PSTATABB | STNGENAN | STPM25AN | STPM25RTA
2019 | AK | 6068242.558 | 1222.7228 | 0.40299
2019 | AL | 142679432.855 | 2151.4458 | 0.030158
2019 | AR | 63857738.721 | 2493.1874 | 0.078086
2019 | AZ | 113368628.098 | 4038.6907 | 0.071249
2019 | CA | 201747828.474 | 2156.4215 | 0.021377
2019 | CO | 56336872.925 | 1252.5123 | 0.044465
2019 | CT | 40050037.539 | 228.7802 | 0.011425
2019 | DC | 174080 | 7.6564 | 0.087965
2019 | DE | 5258538.001 | 86.3978 | 0.03286
2019 | FL | 244949921.388 | 7273.6785 | 0.059389
2019 | GA | 128595116.561 | 2200.4062 | 0.034222
2019 | HI | 9749998.355 | 3154.8489 | 0.64715
2019 | IA | 61673544.58 | 852.2885 | 0.027639
2019 | ID | 18384353.737 | 125.4359 | 0.013646
2019 | IL | 184292979.459 | 3856.4343 | 0.041851
2019 | IN | 102127767.394 | 6231.6951 | 0.12204
2019 | KS | 50887993.408 | 1361.4888 | 0.053509
2019 | KY | 71804253.994 | 16392.5312 | 0.45659
2019 | LA | 99470848.984 | 2545.9235 | 0.051189
2019 | MA | 21513219.546 | 1171.4514 | 0.10891
2019 | MD | 39328689.561 | 686.3127 | 0.034901
2019 | ME | 10490562.004 | 348.8188 | 0.066501
2019 | MI | 116689224.485 | 3074.7569 | 0.0527
2019 | MN | 59379010.545 | 7972.9744 | 0.26855
2019 | MO | 77222857.994 | 3620.5725 | 0.093769
2019 | MS | 65958759.738 | 482.4975 | 0.01463
2019 | MT | 27797079.004 | 4285.1858 | 0.30832
2019 | NC | 131004605.112 | 4140.5682 | 0.063213
2019 | ND | 41147324.005 | 4848.7016 | 0.23568
2019 | NE | 37297615.002 | 451.0698 | 0.024188
2019 | NH | 18026594.829 | 312.4445 | 0.034665
2019 | NJ | 70988175.659 | 1385.6356 | 0.039038
2019 | NM | 35174510.001 | 1496.3285 | 0.08508
2019 | NV | 39889659.989 | 691.3218 | 0.034662
2019 | NY | 131568022.702 | 1872.349 | 0.028462
2019 | OH | 119407794.239 | 23606.5285 | 0.39539
2019 | OK | 85216500.998 | 1775.3367 | 0.041667
2019 | OR | 62258378.2 | 827.9683 | 0.026598
2019 | PA | 228994206.68 | 17459.3907 | 0.15249
2019 | PR | 18166187.703 | 835.6464 | 0.092
2019 | RI | 7624238.487 | 174.5345 | 0.045784
2019 | SC | 99994165.303 | 5522.9903 | 0.11047
2019 | SD | 14506646.702 | 48.6062 | 0.0067012
2019 | TN | 82232332.683 | 2436.6184 | 0.059262
2019 | TX | 483079821.375 | 10027.0957 | 0.041513
2019 | UT | 39105762.001 | 1823.2367 | 0.093246
2019 | VA | 96827639.664 | 1963.5421 | 0.040557
2019 | VT | 2289797.993 | 64.4185 | 0.056266
2019 | WA | 106463608.2 | 675.8803 | 0.012697
2019 | WI | 62021340.696 | 585.2649 | 0.018873
2019 | WV | 63925638.663 | 20633.538 | 0.64555
2019 | WY | 42145656.477 | 1222.5395 | 0.058015

## 2019 Subregion Rates
Data Year | eGRID subregion acronym | eGRID subregion name | Subregion annual net generation (MWh) | PM2.5 Emissions (tons) | PM2.5 Total Output Emission rate (lb/MWh)
YEAR | SUBRGN | SRNAME | SRNGENAN | SRPM25AN | SRPM25RTA
2019 | AKGD | ASCC Alaska Grid | 4513905.558 | 581.7927 | 0.25778
2019 | AKMS | ASCC Miscellaneous | 1554337 | 640.9301 | 0.8247
2019 | AZNM | WECC Southwest | 169846255.807 | 6098.7578 | 0.071815
2019 | CAMX | WECC California | 204484754.756 | 2956.7216 | 0.028919
2019 | ERCT | ERCOT All | 418830336.769 | 8630.9358 | 0.041214
2019 | FRCC | FRCC All | 235320760.472 | 6758.9222 | 0.057444
2019 | HIMS | HICC Miscellaneous | 2758699.355 | 1095.1858 | 0.79399
2019 | HIOA | HICC Oahu | 6991299 | 2059.6632 | 0.58921
2019 | MROE | MRO East | 20844887.685 | 292.5661 | 0.028071
2019 | MROW | MRO West | 232826409.84 | 14549.8276 | 0.12498
2019 | NEWE | NPCC New England | 100011791.398 | 2300.6986 | 0.046009
2019 | NWPP | WECC Northwest | 282811234.622 | 7934.4939 | 0.056112
2019 | NYCW | NPCC NYC/Westchester | 41509809.196 | 1109.1031 | 0.053438
2019 | NYLI | NPCC Long Island | 8943357.221 | 238.931 | 0.053432
2019 | NYUP | NPCC Upstate NY | 87477873.287 | 760.8172 | 0.017395
2019 | PRMS | Puerto Rico Miscellaneous | 18166187.703 | 835.6464 | 0.092
2019 | RFCE | RFC East | 296156270.724 | 13923.2817 | 0.094027
2019 | RFCM | RFC Michigan | 97428153.524 | 3031.5452 | 0.062231
2019 | RFCW | RFC West | 514167895.988 | 57724.6541 | 0.22454
2019 | RMPA | WECC Rockies | 66259359.922 | 1261.8093 | 0.038087
2019 | SPNO | SPP North | 70052261.403 | 1923.8666 | 0.054927
2019 | SPSO | SPP South | 157750107.516 | 3447.2247 | 0.043705
2019 | SRMV | SERC Mississippi Valley | 173701304.794 | 5061.5352 | 0.058279
2019 | SRMW | SERC Midwest | 121427324.907 | 5346.6593 | 0.088064
2019 | SRSO | SERC South | 260293359.571 | 4948.9536 | 0.038026
2019 | SRTV | SERC Tennessee Valley | 216125641.184 | 18418.7493 | 0.17044
2019 | SRVC | SERC Virginia/Carolina | 328960224.069 | 12223.3986 | 0.074315
2018 | U.S. |  | 3810253579.202 | 171933.2721 | 0.090248

## 2020 PM Unit-level Data
Data Year | Plant state abbreviation | Plant name | DOE/EIA ORIS plant or facility code | Unit ID | Prime Mover | Unit Operational Status | Unit bottom and firing type | Unit primary fuel | Unit operating hours | Unit unadjusted annual heat input (MMBtu) | Unit unadjusted annual PM2.5 emissions (tons) | Unit annual PM2.5 emission rate (lb/MMBtu) | Unit unadjusted annual heat input source | Unit unadjusted annual PM2.5 emissions source | Unit year on-line
YEAR | PSTATABB | PNAME | ORISPL | UNITID | PRMVR | UNTOPST | BOTFIRTY | FUELU1 | HRSOP | HTIAN | PM25AN | PM25RT | HTIANSRC | PM25SRC | UNTYRONL
2020 | AK | 7-Mile Ridge Wind Project | 60814 | WT1 | WT | CN | NA | WND
2020 | AK | Agrium Kenai Nitrogen Operations | 54452 | 644A | IC | RE | NA | NG
2020 | AK | Agrium Kenai Nitrogen Operations | 54452 | 644B | IC | RE | NA | NG
2020 | AK | Agrium Kenai Nitrogen Operations | 54452 | 644C | IC | RE | NA | NG
2020 | AK | Agrium Kenai Nitrogen Operations | 54452 | 644D | IC | RE | NA | NG
2020 | AK | Agrium Kenai Nitrogen Operations | 54452 | 644E | IC | RE | NA | NG
2020 | AK | Agrium Kenai Nitrogen Operations | 54452 | 644F | IC | RE | NA | NG
2020 | AK | Agrium Kenai Nitrogen Operations | 54452 | 644G | IC | RE | NA | NG
2020 | AK | Agrium Kenai Nitrogen Operations | 54452 | 744A | GT | OS | NA | NG
2020 | AK | Agrium Kenai Nitrogen Operations | 54452 | 744B | GT | OS | NA | NG
2020 | AK | Agrium Kenai Nitrogen Operations | 54452 | 744C | GT | OS | NA | NG
2020 | AK | Agrium Kenai Nitrogen Operations | 54452 | 744D | GT | OS | NA | NG
2020 | AK | Agrium Kenai Nitrogen Operations | 54452 | 744E | GT | OS | NA | NG
2020 | AK | Alakanuk | 57053 | G309 | IC | CN | NA | DFO
2020 | AK | Alakanuk | 57053 | UNIT1 | IC | RE | NA | DFO
2020 | AK | Alakanuk | 57053 | UNIT2 | IC | RE | NA | DFO
2020 | AK | Alakanuk | 57053 | UNIT3 | IC | RE | NA | DFO
2020 | AK | Alakanuk | 57053 | UNIT4 | IC | SB | NA | DFO
2020 | AK | Allison Creek Hydro | 58982 | GEN1 | HY | OP | NA | WAT |  | 182550 |  |  | EIA Prime Mover-level Data
2020 | AK | Ambler | 60243 | 1 | IC | RE | NA | DFO |  | 3081.333 | 0.47761 | 0.31 | EIA Prime Mover-level Data | Estimated using an emission factor
2020 | AK | Ambler | 60243 | 1A | IC | OP | NA | DFO |  | 3081.333 | 0.47761 | 0.31 | EIA Prime Mover-level Data | Estimated using an emission factor
2020 | AK | Ambler | 60243 | 2 | IC | OP | NA | DFO |  | 2311 | 0.3582 | 0.31 | EIA Prime Mover-level Data | Estimated using an emission factor
2020 | AK | Ambler | 60243 | 3 | IC | OP | NA | DFO |  | 3081.333 | 0.47761 | 0.31 | EIA Prime Mover-level Data | Estimated using an emission factor
2020 | AK | Anchorage 1 | 75 | 1 | GT | RE | NA | NG
2020 | AK | Anchorage 1 | 75 | 2 | GT | RE | NA | NG
2020 | AK | Anchorage 1 | 75 | 3 | GT | RE | NA | NG
2020 | AK | Anchorage 1 | 75 | 3R | GT | OP | NA | NG |  | 74050.9609 | 0.036812 | 0.00099423 | EIA Prime Mover-level Data | NEI avg EF - PM, fuel type, firing type
2020 | AK | Anchorage 1 | 75 | 4 | GT | OP | NA | NG |  | 40887.0352 | 0.020326 | 0.00099423 | EIA Prime Mover-level Data | NEI avg EF - PM, fuel type, firing type
2020 | AK | Anchorage 1 | 75 | D1 | IC | RE | NA | DFO
2020 | AK | Anchorage 1 | 75 | D2 | IC | RE | NA | DFO
2020 | AK | Anchorage 1 | 75 | P1 BS | IC | OP | NA | DFO |  | 87 | 0.013485 | 0.31 | EIA Prime Mover-level Data | Estimated using an emission factor
2020 | AK | Angoon | 7462 | 1 | IC | RE | NA | DFO
2020 | AK | Angoon | 7462 | 1A | IC | OP | NA | DFO |  | 5502.333 | 0.85286 | 0.31 | EIA Prime Mover-level Data | Estimated using an emission factor
2020 | AK | Angoon | 7462 | 2A | IC | OP | NA | DFO |  | 5502.333 | 0.85286 | 0.31 | EIA Prime Mover-level Data | Estimated using an emission factor
2020 | AK | Angoon | 7462 | 3 | IC | OP | NA | DFO |  | 5502.333 | 0.85286 | 0.31 | EIA Prime Mover-level Data | Estimated using an emission factor
2020 | AK | Aniak | 7182 | 1 | IC | OP | NA | DFO |  | 7806.1758 | 1.21 | 0.31 | EIA Prime Mover-level Data | Estimated using an emission factor
2020 | AK | Aniak | 7182 | 10 | IC | OP | NA | DFO |  | 9367.4121 | 1.4519 | 0.31 | EIA Prime Mover-level Data | Estimated using an emission factor
2020 | AK | Aniak | 7182 | 3 | IC | RE | NA | DFO
2020 | AK | Aniak | 7182 | 4 | IC | RE | NA | DFO
2020 | AK | Aniak | 7182 | 5 | IC | RE | NA | DFO
2020 | AK | Aniak | 7182 | 9 | IC | OP | NA | DFO |  | 9367.4121 | 1.4519 | 0.31 | EIA Prime Mover-level Data | Estimated using an emission factor
2020 | AK | Annex Creek | 62 | 5 | HY | OP | NA | WAT |  | 102493.3516 |  |  | EIA Prime Mover-level Data
2020 | AK | Annex Creek | 62 | 6 | HY | OP | NA | WAT |  | 125269.6484 |  |  | EIA Prime Mover-level Data
2020 | AK | Auke Bay | 7250 | 13 | GT | SB | NA | DFO |  | 394.576 | 0.0035598 | 0.018044 | EIA Prime Mover-level Data | NEI avg EF - PM, fuel type, firing type
2020 | AK | Auke Bay | 7250 | 14 | GT | SB | NA | DFO |  | 4354.4238 | 0.039285 | 0.018044 | EIA Prime Mover-level Data | NEI avg EF - PM, fuel type, firing type
2020 | AK | Auke Bay | 7250 | 4 | IC | SB | NA | DFO |  | 549 | 0.085095 | 0.31 | EIA Prime Mover-level Data | Estimated using an emission factor
2020 | AK | Aurora Energy LLC Chena | 79 | 1 | ST | OP | NA | SUB |  | 383151.6875 | 1.7032 | 0.0088906 | EIA Unit-level Data | NEI avg EF - PM, fuel type
2020 | AK | Aurora Energy LLC Chena | 79 | 2 | ST | OP | NA | SUB |  | 400932.0938 | 1.7823 | 0.0088906 | EIA Unit-level Data | NEI avg EF - PM, fuel type
2020 | AK | Aurora Energy LLC Chena | 79 | 3 | ST | OP | NA | SUB |  | 370921.3125 | 1.6489 | 0.0088906 | EIA Unit-level Data | NEI avg EF - PM, fuel type
2020 | AK | Aurora Energy LLC Chena | 79 | 5 | ST | OP | NA | SUB |  | 2162909.25 | 9.6148 | 0.0088906 | EIA Unit-level Data | NEI avg EF - PM, fuel type
2020 | AK | Barrow | 7173 | 10 | IC | OS | NA | NG
2020 | AK | Barrow | 7173 | 11 | GT | OP | NA | NG |  | 209084.1094 | 0.10394 | 0.00099423 | EIA Prime Mover-level Data | NEI avg EF - PM, fuel type, firing type
2020 | AK | Barrow | 7173 | 12 | GT | OP | NA | NG |  | 217795.9531 | 0.10827 | 0.00099423 | EIA Prime Mover-level Data | NEI avg EF - PM, fuel type, firing type
2020 | AK | Barrow | 7173 | 6 | GT | OP | NA | NG |  | 108897.9766 | 0.054135 | 0.00099423 | EIA Prime Mover-level Data | NEI avg EF - PM, fuel type, firing type
2020 | AK | Barrow | 7173 | 7 | GT | OP | NA | NG |  | 108897.9766 | 0.054135 | 0.00099423 | EIA Prime Mover-level Data | NEI avg EF - PM, fuel type, firing type
2020 | AK | Barrow | 7173 | 8 | GT | OP | NA | NG |  | 108897.9766 | 0.054135 | 0.00099423 | EIA Prime Mover-level Data | NEI avg EF - PM, fuel type, firing type
2020 | AK | Barrow | 7173 | 9 | IC | OS | NA | NG
2020 | AK | Battery Energy Storage System | 57583 | BESS | BA | OP | NA | MWH |  | 0 |  |  | EIA Prime Mover-level Data
2020 | AK | Beaver Falls | 6580 | 1 | HY | OP | NA | WAT |  | 73816.8516 |  |  | EIA Prime Mover-level Data
2020 | AK | Beaver Falls | 6580 | 3 | HY | OP | NA | WAT |  | 162397.0781 |  |  | EIA Prime Mover-level Data
2020 | AK | Beaver Falls | 6580 | 4 | HY | OP | NA | WAT |  | 162397.0781 |  |  | EIA Prime Mover-level Data
2020 | AK | Beluga | 96 | 1 | GT | OP | NA | NG |  | 17979.1543 | 0.0089377 | 0.00099423 | EIA Prime Mover-level Data | NEI avg EF - PM, fuel type, firing type
2020 | AK | Beluga | 96 | 2 | GT | OP | NA | NG |  | 17979.1543 | 0.0089377 | 0.00099423 | EIA Prime Mover-level Data | NEI avg EF - PM, fuel type, firing type
2020 | AK | Beluga | 96 | 3 | GT | OP | NA | NG |  | 66410.5 | 0.033014 | 0.00099423 | EIA Prime Mover-level Data | NEI avg EF - PM, fuel type, firing type
2020 | AK | Beluga | 96 | 5 | GT | OP | NA | NG |  | 76748.5156 | 0.038153 | 0.00099423 | EIA Prime Mover-level Data | NEI avg EF - PM, fuel type, firing type
2020 | AK | Beluga | 96 | 6 | GT | OP | NA | NG |  | 85962.8359 | 0.042733 | 0.00099423 | EIA Prime Mover-level Data | NEI avg EF - PM, fuel type, firing type
2020 | AK | Beluga | 96 | 7 | GT | OP | NA | NG |  | 85962.8359 | 0.042733 | 0.00099423 | EIA Prime Mover-level Data | NEI avg EF - PM, fuel type, firing type
2020 | AK | Beluga | 96 | 8 | CA | RE | NA | NG
2020 | AK | Bernice Lake | 6292 | 2 | GT | OP | NA | NG |  | 25741.6777 | 0.012797 | 0.00099423 | EIA Prime Mover-level Data | NEI avg EF - PM, fuel type, firing type
2020 | AK | Bernice Lake | 6292 | 3 | GT | OP | NA | NG |  | 35814.5078 | 0.017804 | 0.00099423 | EIA Prime Mover-level Data | NEI avg EF - PM, fuel type, firing type
2020 | AK | Bernice Lake | 6292 | 4 | GT | OP | NA | NG |  | 33824.8125 | 0.016815 | 0.00099423 | EIA Prime Mover-level Data | NEI avg EF - PM, fuel type, firing type
2020 | AK | Bethel | 6566 | 1 | IC | OP | NA | DFO |  | 68223.1641 | 10.5746 | 0.31 | EIA Prime Mover-level Data | Estimated using an emission factor
2020 | AK | Bethel | 6566 | 2 | IC | OP | NA | DFO |  | 68223.1641 | 10.5746 | 0.31 | EIA Prime Mover-level Data | Estimated using an emission factor
2020 | AK | Bethel | 6566 | 3 | IC | OP | NA | DFO |  | 68223.1641 | 10.5746 | 0.31 | EIA Prime Mover-level Data | Estimated using an emission factor
2020 | AK | Bethel | 6566 | 4 | IC | OP | NA | DFO |  | 68223.1641 | 10.5746 | 0.31 | EIA Prime Mover-level Data | Estimated using an emission factor
2020 | AK | Bethel | 6566 | 6 | IC | OP | NA | DFO |  | 68223.1641 | 10.5746 | 0.31 | EIA Prime Mover-level Data | Estimated using an emission factor
2020 | AK | Bethel | 6566 | 7 | IC | OP | NA | DFO |  | 68223.1641 | 10.5746 | 0.31 | EIA Prime Mover-level Data | Estimated using an emission factor
2020 | AK | Black Bear Lake | 7752 | 1 | HY | OP | NA | WAT |  | 186049 |  |  | EIA Prime Mover-level Data
2020 | AK | Blue Lake Hydro | 93 | 1 | HY | RE | NA | WAT
2020 | AK | Blue Lake Hydro | 93 | 2 | HY | RE | NA | WAT
2020 | AK | Blue Lake Hydro | 93 | 3 | HY | OP | NA | WAT
2020 | AK | Blue Lake Hydro | 93 | 4 | HY | OP | NA | WAT
2020 | AK | Blue Lake Hydro | 93 | 5 | HY | OP | NA | WAT
2020 | AK | Bradley Lake | 7367 | 1 | HY | OP | NA | WAT |  | 2046894.5 |  |  | EIA Prime Mover-level Data
2020 | AK | Bradley Lake | 7367 | 2 | HY | OP | NA | WAT |  | 2046894.5 |  |  | EIA Prime Mover-level Data
2020 | AK | Brevig Mission | 60260 | 1 | IC | OP | NA | DFO |  | 2224.2 | 0.34475 | 0.31 | EIA Prime Mover-level Data | Estimated using an emission factor
2020 | AK | Brevig Mission | 60260 | 2 | IC | OP | NA | DFO |  | 4448.3999 | 0.6895 | 0.31 | EIA Prime Mover-level Data | Estimated using an emission factor
2020 | AK | Brevig Mission | 60260 | 3 | IC | RE | NA | DFO
2020 | AK | Brevig Mission | 60260 | 3A | IC | OP | NA | DFO |  | 4448.3999 | 0.6895 | 0.31 | EIA Prime Mover-level Data | Estimated using an emission factor
2020 | AK | Centennial | 7112 | IC6 | IC | OP | NA | DFO |  | 12516 | 1.94 | 0.31 | EIA Prime Mover-level Data | Estimated using an emission factor
2020 | AK | Centennial | 7112 | IC7 | IC | RE | NA | DFO
2020 | AK | Chester Lake | 7168 | 1 | HY | OP | NA | WAT |  | 47506 |  |  | EIA Prime Mover-level Data
2020 | AK | Chevak | 6311 | 1 | IC | RE | NA | DFO
2020 | AK | Chevak | 6311 | 1A | IC | OP | NA | DFO |  | 5124.167 | 0.79425 | 0.31 | EIA Prime Mover-level Data | Estimated using an emission factor
2020 | AK | Chevak | 6311 | 2 | IC | RE | NA | DFO
2020 | AK | Chevak | 6311 | 2A | IC | OP | NA | DFO |  | 5124.167 | 0.79425 | 0.31 | EIA Prime Mover-level Data | Estimated using an emission factor
2020 | AK | Chevak | 6311 | 3 | IC | RE | NA | DFO
2020 | AK | Chevak | 6311 | 3A | IC | OP | NA | DFO |  | 8198.667 | 1.2708 | 0.31 | EIA Prime Mover-level Data | Estimated using an emission factor
2020 | AK | Cooper Lake | 6291 | 1 | HY | OP | NA | WAT |  | 266935.5 |  |  | EIA Prime Mover-level Data
2020 | AK | Cooper Lake | 6291 | 2 | HY | OP | NA | WAT |  | 266935.5 |  |  | EIA Prime Mover-level Data
2020 | AK | Craig (AK) | 421 | 1 | IC | OP | NA | DFO |  | 538.826 | 0.083518 | 0.31 | EIA Prime Mover-level Data | Estimated using an emission factor
2020 | AK | Craig (AK) | 421 | 3A | IC | RE | NA | DFO
2020 | AK | Craig (AK) | 421 | 3B | IC | OP | NA | DFO |  | 1616.478 | 0.25055 | 0.31 | EIA Prime Mover-level Data | Estimated using an emission factor
2020 | AK | Craig (AK) | 421 | 5 | IC | OP | NA | DFO |  | 987.848 | 0.15312 | 0.31 | EIA Prime Mover-level Data | Estimated using an emission factor
2020 | AK | Craig (AK) | 421 | 6 | IC | OP | NA | DFO |  | 987.848 | 0.15312 | 0.31 | EIA Prime Mover-level Data | Estimated using an emission factor
2020 | AK | Delta Power | 56325 | 6 | GT | SB | NA | DFO |  | 1899 | 0.017132 | 0.018044 | EIA Prime Mover-level Data | NEI avg EF - PM, fuel type, firing type
2020 | AK | Delta Wind Farm | 58511 | EWT1 | WT | OP | NA | WND |  | 15994.8945 |  |  | EIA Prime Mover-level Data
2020 | AK | Delta Wind Farm | 58511 | EWT2 | WT | OP | NA | WND |  | 15994.8945 |  |  | EIA Prime Mover-level Data
2020 | AK | Delta Wind Farm | 58511 | NW1 | WT | OP | NA | WND |  | 1777.2111 |  |  | EIA Prime Mover-level Data
2020 | AK | Dillingham | 109 | 10 | IC | OP | NA | DFO |  | 17297.5 | 2.6811 | 0.31 | EIA Prime Mover-level Data | Estimated using an emission factor
2020 | AK | Dillingham | 109 | 11 | IC | OP | NA | DFO |  | 15725 | 2.4374 | 0.31 | EIA Prime Mover-level Data | Estimated using an emission factor
2020 | AK | Dillingham | 109 | 12 | IC | OP | NA | DFO |  | 15725 | 2.4374 | 0.31 | EIA Prime Mover-level Data | Estimated using an emission factor
2020 | AK | Dillingham | 109 | 13 | IC | OP | NA | DFO |  | 15725 | 2.4374 | 0.31 | EIA Prime Mover-level Data | Estimated using an emission factor
2020 | AK | Dillingham | 109 | 14 | IC | OP | NA | DFO |  | 15725 | 2.4374 | 0.31 | EIA Prime Mover-level Data | Estimated using an emission factor
2020 | AK | Dillingham | 109 | 15 | IC | OP | NA | DFO |  | 15725 | 2.4374 | 0.31 | EIA Prime Mover-level Data | Estimated using an emission factor
2020 | AK | Dillingham | 109 | 16 | IC | OP | NA | DFO |  | 7862.5 | 1.2187 | 0.31 | EIA Prime Mover-level Data | Estimated using an emission factor
2020 | AK | Dillingham | 109 | 17 | IC | OP | NA | DFO |  | 34595 | 5.3622 | 0.31 | EIA Prime Mover-level Data | Estimated using an emission factor
2020 | AK | Dillingham | 109 | 18 | IC | OP | NA | DFO |  | 34595 | 5.3622 | 0.31 | EIA Prime Mover-level Data | Estimated using an emission factor
2020 | AK | Dillingham | 109 | 3 | IC | RE | NA | DFO
2020 | AK | Dillingham | 109 | 4 | IC | RE | NA | DFO
2020 | AK | Dillingham | 109 | 5 | IC | RE | NA | DFO
2020 | AK | Dillingham | 109 | 6 | IC | RE | NA | DFO
2020 | AK | Dillingham | 109 | 8 | IC | RE | NA | DFO
2020 | AK | Dillingham | 109 | IC9 | IC | RE | NA | DFO
2020 | AK | Dutch Harbor | 7502 | 1 | IC | RE | NA | DFO
2020 | AK | Dutch Harbor | 7502 | 10 | IC | OP | NA | DFO |  | 89641.8281 | 13.8945 | 0.31 | EIA Prime Mover-level Data | Estimated using an emission factor
2020 | AK | Dutch Harbor | 7502 | 11 | IC | OP | NA | DFO |  | 89641.8281 | 13.8945 | 0.31 | EIA Prime Mover-level Data | Estimated using an emission factor
2020 | AK | Dutch Harbor | 7502 | 12 | IC | OP | NA | DFO |  | 75850.7734 | 11.7569 | 0.31 | EIA Prime Mover-level Data | Estimated using an emission factor
2020 | AK | Dutch Harbor | 7502 | 13 | IC | OP | NA | DFO |  | 75850.7734 | 11.7569 | 0.31 | EIA Prime Mover-level Data | Estimated using an emission factor
2020 | AK | Dutch Harbor | 7502 | 15 | IC | SB | NA | DFO |  | 5171.644 | 0.8016 | 0.31 | EIA Prime Mover-level Data | Estimated using an emission factor
2020 | AK | Dutch Harbor | 7502 | 2 | IC | RE | NA | DFO
2020 | AK | Dutch Harbor | 7502 | 3 | IC | RE | NA | DFO
2020 | AK | Dutch Harbor | 7502 | 4 | IC | RE | NA | DFO
2020 | AK | Dutch Harbor | 7502 | 5 | IC | RE | NA | DFO
2020 | AK | Dutch Harbor | 7502 | 6 | IC | RE | NA | DFO
2020 | AK | Dutch Harbor | 7502 | 8 | IC | OP | NA | DFO |  | 20686.5762 | 3.2064 | 0.31 | EIA Prime Mover-level Data | Estimated using an emission factor
2020 | AK | Dutch Harbor | 7502 | 9 | IC | OP | NA | DFO |  | 20686.5762 | 3.2064 | 0.31 | EIA Prime Mover-level Data | Estimated using an emission factor
2020 | AK | Eielson AFB Central Heat & Power Plant | 50392 | 1 | ST | OP | NA | SUB |  | 538889.75 | 2.3955 | 0.0088906 | EIA Unit-level Data | NEI avg EF - PM, fuel type
2020 | AK | Eielson AFB Central Heat & Power Plant | 50392 | 2 | ST | OP | NA | SUB |  | 568464.625 | 2.527 | 0.0088906 | EIA Unit-level Data | NEI avg EF - PM, fuel type
2020 | AK | Eielson AFB Central Heat & Power Plant | 50392 | 3 | ST | OP | NA | SUB |  | 239577.0469 | 1.065 | 0.0088906 | EIA Unit-level Data | NEI avg EF - PM, fuel type
2020 | AK | Eielson AFB Central Heat & Power Plant | 50392 | 4 | ST | OP | NA | SUB |  | 629753.8125 | 2.7995 | 0.0088906 | EIA Unit-level Data | NEI avg EF - PM, fuel type
2020 | AK | Eielson AFB Central Heat & Power Plant | 50392 | 5 | ST | OP | NA | SUB |  | 0 | 0 |  | EIA Unit-level Data | NEI avg EF - PM, fuel type
2020 | AK | Eielson AFB Central Heat & Power Plant | 50392 | 5A | ST | OP | NA | SUB |  | 281722.0625 | 1.2523 | 0.0088906 | EIA Unit-level Data | NEI avg EF - PM, fuel type
2020 | AK | Eielson AFB Central Heat & Power Plant | 50392 | 6A | ST | OP | NA | SUB |  | 524236.5312 | 2.3304 | 0.0088906 | EIA Unit-level Data | NEI avg EF - PM, fuel type
2020 | AK | Eielson AFB Central Heat & Power Plant | 50392 | DG01 | IC | SB | NA | DFO |  | 533.25 |  |  | EIA Prime Mover-level Data
2020 | AK | Eielson AFB Central Heat & Power Plant | 50392 | DG02 | IC | SB | NA | DFO |  | 533.25 |  |  | EIA Prime Mover-level Data
2020 | AK | Eielson AFB Central Heat & Power Plant | 50392 | DG03 | IC | SB | NA | DFO |  | 533.25 |  |  | EIA Prime Mover-level Data
2020 | AK | Eielson AFB Central Heat & Power Plant | 50392 | DG04 | IC | SB | NA | DFO |  | 533.25 |  |  | EIA Prime Mover-level Data
2020 | AK | Eklutna Generation Station | 58989 | EGS01 | IC | OP | NA | NG |  | 632846.875 | 0.13353 | 0.000422 | EIA Prime Mover-level Data | Estimated using an emission factor
2020 | AK | Eklutna Generation Station | 58989 | EGS02 | IC | OP | NA | NG |  | 632846.875 | 0.13353 | 0.000422 | EIA Prime Mover-level Data | Estimated using an emission factor
2020 | AK | Eklutna Generation Station | 58989 | EGS03 | IC | OP | NA | NG |  | 632846.875 | 0.13353 | 0.000422 | EIA Prime Mover-level Data | Estimated using an emission factor
2020 | AK | Eklutna Generation Station | 58989 | EGS04 | IC | OP | NA | NG |  | 632846.875 | 0.13353 | 0.000422 | EIA Prime Mover-level Data | Estimated using an emission factor
2020 | AK | Eklutna Generation Station | 58989 | EGS05 | IC | OP | NA | NG |  | 632846.875 | 0.13353 | 0.000422 | EIA Prime Mover-level Data | Estimated using an emission factor
2020 | AK | Eklutna Generation Station | 58989 | EGS06 | IC | OP | NA | NG |  | 632846.875 | 0.13353 | 0.000422 | EIA Prime Mover-level Data | Estimated using an emission factor
2020 | AK | Eklutna Generation Station | 58989 | EGS07 | IC | OP | NA | NG |  | 632846.875 | 0.13353 | 0.000422 | EIA Prime Mover-level Data | Estimated using an emission factor
2020 | AK | Eklutna Generation Station | 58989 | EGS08 | IC | OP | NA | NG |  | 632846.875 | 0.13353 | 0.000422 | EIA Prime Mover-level Data | Estimated using an emission factor
2020 | AK | Eklutna Generation Station | 58989 | EGS09 | IC | OP | NA | NG |  | 632846.875 | 0.13353 | 0.000422 | EIA Prime Mover-level Data | Estimated using an emission factor
2020 | AK | Eklutna Generation Station | 58989 | EGS10 | IC | OP | NA | NG |  | 632846.875 | 0.13353 | 0.000422 | EIA Prime Mover-level Data | Estimated using an emission factor
2020 | AK | Eklutna Hydro Project | 77 | 1 | HY | OP | NA | WAT |  | 746499.5 |  |  | EIA Prime Mover-level Data
2020 | AK | Eklutna Hydro Project | 77 | 2 | HY | OP | NA | WAT |  | 746499.5 |  |  | EIA Prime Mover-level Data
2020 | AK | Elim | 57060 | 3A | IC | OP | NA | DFO |  | 5559.0908 | 0.86166 | 0.31 | EIA Prime Mover-level Data | Estimated using an emission factor
2020 | AK | Elim | 57060 | UNIT1 | IC | OP | NA | DFO |  | 2223.636 | 0.34466 | 0.31 | EIA Prime Mover-level Data | Estimated using an emission factor
2020 | AK | Elim | 57060 | UNIT2 | IC | OP | NA | DFO |  | 4447.2729 | 0.68933 | 0.31 | EIA Prime Mover-level Data | Estimated using an emission factor
2020 | AK | Elim | 57060 | UNIT3 | IC | RE | NA | DFO
2020 | AK | Emmonak | 6314 | 2 | IC | RE | NA | DFO
2020 | AK | Emmonak | 6314 | 2A | IC | OP | NA | DFO |  | 7160 | 1.1098 | 0.31 | EIA Prime Mover-level Data | Estimated using an emission factor
2020 | AK | Emmonak | 6314 | 4 | IC | RE | NA | DFO
2020 | AK | Emmonak | 6314 | 4a | IC | OP | NA | DFO |  | 7160 | 1.1098 | 0.31 | EIA Prime Mover-level Data | Estimated using an emission factor
2020 | AK | Emmonak | 6314 | 5 | IC | RE | NA | DFO
2020 | AK | Emmonak | 6314 | 5a | IC | RE | NA | DFO
2020 | AK | Emmonak | 6314 | 5B | IC | OP | NA | DFO |  | 18616 | 2.8855 | 0.31 | EIA Prime Mover-level Data | Estimated using an emission factor
2020 | AK | Emmonak | 6314 | 6 | IC | OP | NA | DFO |  | 12888 | 1.9976 | 0.31 | EIA Prime Mover-level Data | Estimated using an emission factor
2020 | AK | ESS Battery Microgrid | 58405 | 1 | BA | OP | NA | MWH |  | 0 |  |  | EIA Prime Mover-level Data
2020 | AK | Eva Creek Wind | 57935 | EVW | WT | OP | NA | WND |  | 404333 |  |  | EIA Prime Mover-level Data
2020 | AK | Eyak Service Center BESS | 62714 | BESS1 | BA | OP | NA | MWH |  | 0 |  |  | EIA Prime Mover-level Data
2020 | AK | Fairbanks | 6286 | 5 | IC | SB | NA | DFO |  | 77.5 | 0.012013 | 0.31 | EIA Prime Mover-level Data | Estimated using an emission factor
2020 | AK | Fairbanks | 6286 | 6 | IC | SB | NA | DFO |  | 77.5 | 0.012013 | 0.31 | EIA Prime Mover-level Data | Estimated using an emission factor
2020 | AK | Fairbanks | 6286 | GT1 | GT | OP | NA | DFO |  | 136394 | 1.2305 | 0.018044 | EIA Prime Mover-level Data | NEI avg EF - PM, fuel type, firing type
2020 | AK | Fairbanks | 6286 | GT2 | GT | OP | NA | DFO |  | 136394 | 1.2305 | 0.018044 | EIA Prime Mover-level Data | NEI avg EF - PM, fuel type, firing type
2020 | AK | False Island | 56146 | 1 | IC | OP | NA | DFO |  | 7421 | 1.1503 | 0.31 | EIA Prime Mover-level Data | Estimated using an emission factor
2020 | AK | False Island | 56146 | 3 | IC | RE | NA | DFO
2020 | AK | Fire Island Wind | 58425 | WT1 | WT | OP | NA | WND |  | 414095 |  |  | EIA Prime Mover-level Data
2020 | AK | Flywheel Energy Storage System Microgrid | 60563 | FESS | FW | OP | NA | MWH |  | 0 |  |  | EIA Prime Mover-level Data
2020 | AK | Fort Greely Power Plant | 54834 | EN-1 | IC | RE | NA | DFO
2020 | AK | Fort Greely Power Plant | 54834 | EN-2 | IC | RE | NA | DFO
2020 | AK | Fort Greely Power Plant | 54834 | EN-3 | IC | RE | NA | DFO
2020 | AK | Fort Greely Power Plant | 54834 | EN-4 | IC | SB | NA | DFO |  | 152.108 | 0.023577 | 0.31 | EIA Prime Mover-level Data | Estimated using an emission factor
2020 | AK | Fort Greely Power Plant | 54834 | EN-5 | IC | SB | NA | DFO |  | 152.108 | 0.023577 | 0.31 | EIA Prime Mover-level Data | Estimated using an emission factor
2020 | AK | Fort Greely Power Plant | 54834 | EN-6 | IC | SB | NA | DFO |  | 316.892 | 0.049118 | 0.31 | EIA Prime Mover-level Data | Estimated using an emission factor
2020 | AK | Fort Greely Power Plant | 54834 | EN-7 | IC | SB | NA | DFO |  | 316.892 | 0.049118 | 0.31 | EIA Prime Mover-level Data | Estimated using an emission factor
2020 | AK | Galena Electric Utility | 7437 | 1A | IC | OP | NA | DFO |  | 12187.8975 | 1.8891 | 0.31 | EIA Prime Mover-level Data | Estimated using an emission factor
2020 | AK | Galena Electric Utility | 7437 | 2 | IC | RE | NA | DFO
2020 | AK | Galena Electric Utility | 7437 | 2A | IC | OP | NA | DFO |  | 7617.436 | 1.1807 | 0.31 | EIA Prime Mover-level Data | Estimated using an emission factor
2020 | AK | Galena Electric Utility | 7437 | 3 | IC | RE | NA | DFO
2020 | AK | Galena Electric Utility | 7437 | 3A | IC | OP | NA | DFO |  | 12187.8975 | 1.8891 | 0.31 | EIA Prime Mover-level Data | Estimated using an emission factor
2020 | AK | Galena Electric Utility | 7437 | 4 | IC | RE | NA | DFO
2020 | AK | Galena Electric Utility | 7437 | 4A | IC | OP | NA | DFO |  | 15234.8721 | 2.3614 | 0.31 | EIA Prime Mover-level Data | Estimated using an emission factor
2020 | AK | Galena Electric Utility | 7437 | 5 | IC | RE | NA | DFO
2020 | AK | Galena Electric Utility | 7437 | 5A | IC | OP | NA | DFO |  | 12187.8975 | 1.8891 | 0.31 | EIA Prime Mover-level Data | Estimated using an emission factor
2020 | AK | Galena Electric Utility | 7437 | 6 | IC | RE | NA | DFO
2020 | AK | Galena Electric Utility | 7437 | 6A | IC | RE | NA | DFO
2020 | AK | Gambell | 57062 | 1A | IC | OP | NA | DFO |  | 3161.812 | 0.49008 | 0.31 | EIA Prime Mover-level Data | Estimated using an emission factor
2020 | AK | Gambell | 57062 | UNIT1 | IC | RE | NA | DFO
2020 | AK | Gambell | 57062 | UNIT2 | IC | OP | NA | DFO |  | 5269.688 | 0.8168 | 0.31 | EIA Prime Mover-level Data | Estimated using an emission factor
2020 | AK | Gambell | 57062 | UNIT3 | IC | OP | NA | DFO |  | 8431.5 | 1.3069 | 0.31 | EIA Prime Mover-level Data | Estimated using an emission factor
2020 | AK | George M Sullivan Generation Plant 2 | 6559 | 10 | CT |  | NA | NG |  | 1419257 | 4.3864 | 0.0061813 | EIA Unit-level Data | NEI avg EF - PM, fuel type
2020 | AK | George M Sullivan Generation Plant 2 | 6559 | 5B | CA | RE | NA | NG |  | 0 | 0 |  | EIA Unit-level Data | Estimated using an emission factor
2020 | AK | George M Sullivan Generation Plant 2 | 6559 | 7 | CT |  | NA | NG |  | 84109.7734 | 0.25995 | 0.0061813 | EIA Unit-level Data | NEI avg EF - PM, fuel type
2020 | AK | George M Sullivan Generation Plant 2 | 6559 | 7GB | CA | RE | NA | NG |  | 0 | 0 |  | EIA Unit-level Data | Estimated using an emission factor
2020 | AK | George M Sullivan Generation Plant 2 | 6559 | 9 | CT |  | NA | NG |  | 2499338 | 7.7245 | 0.0061813 | EIA Unit-level Data | NEI avg EF - PM, fuel type
2020 | AK | George M Sullivan Generation Plant 2 | 6559 | 11 | CA | OP | NA | NG |  | 0 | 0 |  | EIA Prime Mover-level Data | Estimated using an emission factor
2020 | AK | George M Sullivan Generation Plant 2 | 6559 | 5 | CT | RE | NA | NG
2020 | AK | George M Sullivan Generation Plant 2 | 6559 | GT8 | GT | OP | NA | NG |  | 11301 | 0.0056179 | 0.00099423 | EIA Prime Mover-level Data | NEI avg EF - PM, fuel type, firing type
2020 | AK | Glennallen | 6305 | 1 | IC | RE | NA | DFO
2020 | AK | Glennallen | 6305 | 2 | IC | RE | NA | DFO
2020 | AK | Glennallen | 6305 | 3 | IC | RE | NA | DFO
2020 | AK | Glennallen | 6305 | 4 | IC | RE | NA | DFO
2020 | AK | Glennallen | 6305 | 5 | IC | RE | NA | DFO
2020 | AK | Glennallen | 6305 | 6 | IC | OP | NA | DFO |  | 16588.2832 | 2.5712 | 0.31 | EIA Prime Mover-level Data | Estimated using an emission factor
2020 | AK | Glennallen | 6305 | 7 | IC | OP | NA | DFO |  | 16588.2832 | 2.5712 | 0.31 | EIA Prime Mover-level Data | Estimated using an emission factor
2020 | AK | Glennallen | 6305 | 8 | IC | OP | NA | DFO |  | 7656.1299 | 1.1867 | 0.31 | EIA Prime Mover-level Data | Estimated using an emission factor
2020 | AK | Glennallen | 6305 | 9 | IC | OP | NA | DFO |  | 17864.3047 | 2.769 | 0.31 | EIA Prime Mover-level Data | Estimated using an emission factor
2020 | AK | Goat Lake Hydro | 7751 | 1 | HY | OP | NA | WAT |  | 132516 |  |  | EIA Prime Mover-level Data
2020 | AK | Gold Creek | 63 | 1 | HY | OP | NA | WAT |  | 0 |  |  | EIA Prime Mover-level Data
2020 | AK | Gold Creek | 63 | 2 | HY | OP | NA | WAT |  | 0 |  |  | EIA Prime Mover-level Data
2020 | AK | Gold Creek | 63 | 3 | HY | OP | NA | WAT |  | 0 |  |  | EIA Prime Mover-level Data
2020 | AK | Gold Creek | 63 | IC1 | IC | SB | NA | DFO |  | 12.148 | 0.0018829 | 0.31 | EIA Prime Mover-level Data | Estimated using an emission factor
2020 | AK | Gold Creek | 63 | IC2 | IC | SB | NA | DFO |  | 12.148 | 0.0018829 | 0.31 | EIA Prime Mover-level Data | Estimated using an emission factor
2020 | AK | Gold Creek | 63 | IC3 | IC | SB | NA | DFO |  | 11.136 | 0.0017261 | 0.31 | EIA Prime Mover-level Data | Estimated using an emission factor
2020 | AK | Gold Creek | 63 | IC4 | IC | SB | NA | DFO |  | 35.432 | 0.005492 | 0.31 | EIA Prime Mover-level Data | Estimated using an emission factor
2020 | AK | Gold Creek | 63 | IC5 | IC | SB | NA | DFO |  | 11.136 | 0.0017261 | 0.31 | EIA Prime Mover-level Data | Estimated using an emission factor
2020 | AK | Green Lake | 313 | 1 | HY | OP | NA | WAT
2020 | AK | Green Lake | 313 | 2 | HY | OP | NA | WAT
2020 | AK | Gwitchyaa Zhee | 7174 | 1 | IC | RE | NA | DFO
2020 | AK | Gwitchyaa Zhee | 7174 | 10 | IC | OP | NA | DFO |  | 4485.8569 | 0.69531 | 0.31 | EIA Prime Mover-level Data | Estimated using an emission factor
2020 | AK | Gwitchyaa Zhee | 7174 | 2A | IC | RE | NA | DFO
2020 | AK | Gwitchyaa Zhee | 7174 | 3 | IC | RE | NA | DFO
2020 | AK | Gwitchyaa Zhee | 7174 | 4A | IC | RE | NA | DFO
2020 | AK | Gwitchyaa Zhee | 7174 | 5 | IC | RE | NA | DFO
2020 | AK | Gwitchyaa Zhee | 7174 | 6 | IC | RE | NA | DFO
2020 | AK | Gwitchyaa Zhee | 7174 | 7 | IC | OP | NA | DFO |  | 11214.6426 | 1.7383 | 0.31 | EIA Prime Mover-level Data | Estimated using an emission factor
2020 | AK | Gwitchyaa Zhee | 7174 | 8 | IC | OP | NA | DFO |  | 11214.6426 | 1.7383 | 0.31 | EIA Prime Mover-level Data | Estimated using an emission factor
2020 | AK | Gwitchyaa Zhee | 7174 | 9 | IC | OP | NA | DFO |  | 4485.8569 | 0.69531 | 0.31 | EIA Prime Mover-level Data | Estimated using an emission factor
2020 | AK | Haines | 69 | 10 | IC | OP | NA | DFO |  | 675.704 | 0.10473 | 0.31 | EIA Prime Mover-level Data | Estimated using an emission factor
2020 | AK | Haines | 69 | 11 | IC | OP | NA | DFO |  | 1069.864 | 0.16583 | 0.31 | EIA Prime Mover-level Data | Estimated using an emission factor
2020 | AK | Haines | 69 | 12 | IC | U | NA | DFO
2020 | AK | Haines | 69 | 5 | IC | OS | NA | DFO |  | 337.852 | 0.052367 | 0.31 | EIA Prime Mover-level Data | Estimated using an emission factor
2020 | AK | Haines | 69 | 7A | IC | OP | NA | DFO |  | 1576.642 | 0.24438 | 0.31 | EIA Prime Mover-level Data | Estimated using an emission factor
2020 | AK | Haines | 69 | 9 | IC | RE | NA | DFO
2020 | AK | Haines | 69 | IC8A | IC | OP | NA | DFO |  | 900.938 | 0.13965 | 0.31 | EIA Prime Mover-level Data | Estimated using an emission factor
2020 | AK | Healy Power Plant | 6288 | 1 | ST | OP | WALL | LIG |  | 1584844.75 | 9.1567 | 0.011555 | EIA Prime Mover-level Data | NEI avg EF - PM, fuel type, firing type | 1967
2020 | AK | Healy Power Plant | 6288 | 2 | ST | OP | WALL | LIG | 5743 | 3509299.25 | 20.2755 | 0.011555 | EIA Prime Mover-level Data | NEI avg EF - PM, fuel type, firing type | 1997
2020 | AK | Healy Power Plant | 6288 | IC1 | IC | OP | NA | DFO
2020 | AK | Hiilangaay Hydro | 59037 | GEN 1 | HY | TS | NA | WAT
2020 | AK | Hoonah | 7463 | 1 | IC | RE | NA | DFO
2020 | AK | Hoonah | 7463 | 2A | IC | OP | NA | DFO |  | 15813.5 | 2.4511 | 0.31 | EIA Prime Mover-level Data | Estimated using an emission factor
2020 | AK | Hoonah | 7463 | 3 | IC | RE | NA | DFO
2020 | AK | Hoonah | 7463 | 3A | IC | OP | NA | DFO |  | 7906.75 | 1.2255 | 0.31 | EIA Prime Mover-level Data | Estimated using an emission factor
2020 | AK | Hoonah | 7463 | 4 | IC | OP | NA | DFO |  | 7906.75 | 1.2255 | 0.31 | EIA Prime Mover-level Data | Estimated using an emission factor
2020 | AK | Hooper Bay | 6319 | 3A | IC | RE | NA | DFO
2020 | AK | Hooper Bay | 6319 | 3B | IC | OP | NA | DFO |  | 5794.3638 | 0.89813 | 0.31 | EIA Prime Mover-level Data | Estimated using an emission factor
2020 | AK | Hooper Bay | 6319 | 4A | IC | RE | NA | DFO
2020 | AK | Hooper Bay | 6319 | 4B | IC | OP | NA | DFO |  | 7242.9551 | 1.1227 | 0.31 | EIA Prime Mover-level Data | Estimated using an emission factor
2020 | AK | Hooper Bay | 6319 | 5 | IC | RE | NA | DFO
2020 | AK | Hooper Bay | 6319 | 5A | IC | OP | NA | DFO |  | 11588.7275 | 1.7963 | 0.31 | EIA Prime Mover-level Data | Estimated using an emission factor
2020 | AK | Hooper Bay | 6319 | 6 | IC | OP | NA | DFO |  | 7242.9551 | 1.1227 | 0.31 | EIA Prime Mover-level Data | Estimated using an emission factor
2020 | AK | Humpback Creek | 7042 | 1 | HY | OP | NA | WAT |  | 10516.667 |  |  | EIA Prime Mover-level Data
2020 | AK | Humpback Creek | 7042 | 2 | HY | OP | NA | WAT |  | 10516.667 |  |  | EIA Prime Mover-level Data
2020 | AK | Humpback Creek | 7042 | 3 | HY | OP | NA | WAT |  | 4206.667 |  |  | EIA Prime Mover-level Data
2020 | AK | Hydaburg | 423 | 1A | IC | OP | NA | DFO |  | 141.6 | 0.021948 | 0.31 | EIA Prime Mover-level Data | Estimated using an emission factor
2020 | AK | Hydaburg | 423 | 3A | IC | OP | NA | DFO |  | 106.2 | 0.016461 | 0.31 | EIA Prime Mover-level Data | Estimated using an emission factor
2020 | AK | Hydaburg | 423 | 5 | IC | OP | NA | DFO |  | 106.2 | 0.016461 | 0.31 | EIA Prime Mover-level Data | Estimated using an emission factor
2020 | AK | Industrial Plant | 59793 | 15 | GT | OP | NA | DFO |  | 3365 | 0.030358 | 0.018044 | EIA Prime Mover-level Data | NEI avg EF - PM, fuel type, firing type
2020 | AK | International | 6293 | 1 | GT | SB | NA | NG |  | 7121 | 0.00354 | 0.00099423 | EIA Prime Mover-level Data | NEI avg EF - PM, fuel type, firing type
2020 | AK | International | 6293 | 2 | GT | RE | NA | NG |  | 7121 | 0.00354 | 0.00099423 | EIA Prime Mover-level Data | NEI avg EF - PM, fuel type, firing type
2020 | AK | International | 6293 | 3 | GT | RE | NA | NG
2020 | AK | Jarvis Street | 6801 | 1 | IC | OP | NA | DFO
2020 | AK | Jarvis Street | 6801 | 2 | IC | OP | NA | DFO
2020 | AK | Jarvis Street | 6801 | 3 | IC | OP | NA | DFO
2020 | AK | Jarvis Street | 6801 | 4 | IC | OP | NA | DFO
2020 | AK | Jarvis Street | 6801 | 5 | IC | OP | NA | DFO
2020 | AK | JBER Landfill Gas Power Plant | 58380 | 1 | IC | OP | NA | LFG |  | 80986.3984 | 0.59525 | 0.0147 | EIA Prime Mover-level Data | Estimated using an emission factor
2020 | AK | JBER Landfill Gas Power Plant | 58380 | 2 | IC | OP | NA | LFG |  | 80986.3984 | 0.59525 | 0.0147 | EIA Prime Mover-level Data | Estimated using an emission factor
2020 | AK | JBER Landfill Gas Power Plant | 58380 | 3 | IC | OP | NA | LFG |  | 80986.3984 | 0.59525 | 0.0147 | EIA Prime Mover-level Data | Estimated using an emission factor
2020 | AK | JBER Landfill Gas Power Plant | 58380 | 4 | IC | OP | NA | LFG |  | 80986.3984 | 0.59525 | 0.0147 | EIA Prime Mover-level Data | Estimated using an emission factor
2020 | AK | JBER Landfill Gas Power Plant | 58380 | 5 | IC | OP | NA | LFG |  | 80986.3984 | 0.59525 | 0.0147 | EIA Prime Mover-level Data | Estimated using an emission factor
2020 | AK | Kake | 7464 | 1 | IC | RE | NA | DFO
2020 | AK | Kake | 7464 | 1A | IC | RE | NA | DFO
2020 | AK | Kake | 7464 | 1B | IC | OP | NA | DFO |  | 3024.032 | 0.46872 | 0.31 | EIA Prime Mover-level Data | Estimated using an emission factor
2020 | AK | Kake | 7464 | 2 | IC | OP | NA | DFO |  | 6652.8711 | 1.0312 | 0.31 | EIA Prime Mover-level Data | Estimated using an emission factor
2020 | AK | Kake | 7464 | 2A | IC | OP | NA | DFO |  | 3024.032 | 0.46872 | 0.31 | EIA Prime Mover-level Data | Estimated using an emission factor
2020 | AK | Kake | 7464 | 3A | IC | RE | NA | DFO
2020 | AK | Kake | 7464 | 3B | IC | OP | NA | DFO |  | 3024.032 | 0.46872 | 0.31 | EIA Prime Mover-level Data | Estimated using an emission factor
2020 | AK | Kake | 7464 | 4 | IC | OP | NA | DFO |  | 3024.032 | 0.46872 | 0.31 | EIA Prime Mover-level Data | Estimated using an emission factor
2020 | AK | Kasidaya Creek Hydro | 56542 | 1 | HY | OP | NA | WAT |  | 50735 |  |  | EIA Prime Mover-level Data
2020 | AK | Kasigluk | 57066 | 1 | IC | OP | NA | DFO |  | 10215.5996 | 1.5834 | 0.31 | EIA Prime Mover-level Data | Estimated using an emission factor
2020 | AK | Kasigluk | 57066 | 5A | IC | OP | NA | DFO |  | 8938.6504 | 1.3855 | 0.31 | EIA Prime Mover-level Data | Estimated using an emission factor
2020 | AK | Kasigluk | 57066 | UNIT1 | IC | RE | NA | DFO
2020 | AK | Kasigluk | 57066 | UNIT2 | IC | OP | NA | DFO |  | 6384.75 | 0.98964 | 0.31 | EIA Prime Mover-level Data | Estimated using an emission factor
2020 | AK | Ketchikan | 84 | 3 | HY | OP | NA | WAT |  | 70775 |  |  | EIA Prime Mover-level Data
2020 | AK | Ketchikan | 84 | 4 | HY | OP | NA | WAT |  | 70775 |  |  | EIA Prime Mover-level Data
2020 | AK | Ketchikan | 84 | 5 | HY | OP | NA | WAT |  | 70775 |  |  | EIA Prime Mover-level Data
2020 | AK | Kiana | 6323 | 1A | IC | RE | NA | DFO
2020 | AK | Kiana | 6323 | 1B | IC | OP | NA | DFO |  | 4289.25 | 0.66483 | 0.31 | EIA Prime Mover-level Data | Estimated using an emission factor
2020 | AK | Kiana | 6323 | 2 | IC | RE | NA | DFO
2020 | AK | Kiana | 6323 | 3A | IC | RE | NA | DFO
2020 | AK | Kiana | 6323 | 3B | IC | OP | NA | DFO |  | 5719 | 0.88645 | 0.31 | EIA Prime Mover-level Data | Estimated using an emission factor
2020 | AK | Kiana | 6323 | 4 | IC | OP | NA | DFO |  | 7148.75 | 1.1081 | 0.31 | EIA Prime Mover-level Data | Estimated using an emission factor
2020 | AK | King Cove | 7493 | 1 | IC | OP | NA | DFO |  | 927.333 | 0.14374 | 0.31 | EIA Prime Mover-level Data | Estimated using an emission factor
2020 | AK | King Cove | 7493 | 2 | IC | OP | NA | DFO |  | 1545.556 | 0.23956 | 0.31 | EIA Prime Mover-level Data | Estimated using an emission factor
2020 | AK | King Cove | 7493 | 3 | IC | OP | NA | DFO |  | 2163.7781 | 0.33539 | 0.31 | EIA Prime Mover-level Data | Estimated using an emission factor
2020 | AK | King Cove | 7493 | 4 | HY | OP | NA | WAT |  | 31731 |  |  | EIA Prime Mover-level Data
2020 | AK | King Cove | 7493 | 5 | IC | OP | NA | DFO |  | 927.333 | 0.14374 | 0.31 | EIA Prime Mover-level Data | Estimated using an emission factor
2020 | AK | Kivalina | 57065 | UNIT1 | IC | OP | NA | DFO |  | 3032.7271 | 0.47007 | 0.31 | EIA Prime Mover-level Data | Estimated using an emission factor
2020 | AK | Kivalina | 57065 | UNIT2 | IC | OP | NA | DFO |  | 4549.0908 | 0.70511 | 0.31 | EIA Prime Mover-level Data | Estimated using an emission factor
2020 | AK | Kivalina | 57065 | UNIT3 | IC | OP | NA | DFO |  | 3032.7271 | 0.47007 | 0.31 | EIA Prime Mover-level Data | Estimated using an emission factor
2020 | AK | Kivalina | 57065 | UNIT4 | IC | OP | NA | DFO |  | 6065.4551 | 0.94015 | 0.31 | EIA Prime Mover-level Data | Estimated using an emission factor
2020 | AK | Klawock | 7466 | 1 | IC | RE | NA | DFO
2020 | AK | Klawock | 7466 | 2 | IC | RE | NA | DFO
2020 | AK | Klawock | 7466 | 3 | IC | RE | NA | DFO
2020 | AK | Klawock | 7466 | 4 | IC | RE | NA | DFO
2020 | AK | Klawock Power Generation Station | 61684 | 1 | IC | OP | NA | DFO |  | 5504 | 0.85312 | 0.31 | EIA Prime Mover-level Data | Estimated using an emission factor
2020 | AK | Kodiak Microgrid | 6281 | 1 | IC | OP | NA | DFO
2020 | AK | Kodiak Microgrid | 6281 | 2 | IC | RE | NA | DFO
2020 | AK | Kodiak Microgrid | 6281 | 2c | IC | OP | NA | DFO
2020 | AK | Kodiak Microgrid | 6281 | 3 | IC | RE | NA | DFO
2020 | AK | Kodiak Microgrid | 6281 | 3c | IC | OP | NA | DFO
2020 | AK | Kodiak Microgrid | 6281 | 4 | IC | OP | NA | DFO
2020 | AK | Kodiak Microgrid | 6281 | 6 | IC | RE | NA | DFO
2020 | AK | Kodiak Microgrid | 6281 | 7 | IC | RE | NA | DFO
2020 | AK | Kodiak Microgrid | 6281 | 8 | IC | RE | NA | DFO
2020 | AK | Kodiak Microgrid | 6281 | 9 | IC | RE | NA | DFO
2020 | AK | Kotlik | 57064 | UNIT1 | IC | OP | NA | DFO |  | 4023.8569 | 0.6237 | 0.31 | EIA Prime Mover-level Data | Estimated using an emission factor
2020 | AK | Kotlik | 57064 | UNIT2 | IC | OP | NA | DFO |  | 4023.8569 | 0.6237 | 0.31 | EIA Prime Mover-level Data | Estimated using an emission factor
2020 | AK | Kotlik | 57064 | UNIT3 | IC | OP | NA | DFO |  | 5365.1431 | 0.8316 | 0.31 | EIA Prime Mover-level Data | Estimated using an emission factor
2020 | AK | Kotlik | 57064 | UNIT4 | IC | OP | NA | DFO |  | 5365.1431 | 0.8316 | 0.31 | EIA Prime Mover-level Data | Estimated using an emission factor
2020 | AK | Kotzebue Hybrid | 6304 | 10 | IC | OP | NA | DFO |  | 43872.2031 | 6.8002 | 0.31 | EIA Prime Mover-level Data | Estimated using an emission factor
2020 | AK | Kotzebue Hybrid | 6304 | 10wt | WT | RE | NA | WND |  | 776.511 |  |  | EIA Prime Mover-level Data
2020 | AK | Kotzebue Hybrid | 6304 | 11 | IC | RE | NA | DFO
2020 | AK | Kotzebue Hybrid | 6304 | 11wt | WT | OP | NA | WND |  | 776.511 |  |  | EIA Prime Mover-level Data
2020 | AK | Kotzebue Hybrid | 6304 | 12 | IC | RE | NA | DFO
2020 | AK | Kotzebue Hybrid | 6304 | 12wt | WT | RE | NA | WND |  | 776.511 |  |  | EIA Prime Mover-level Data
2020 | AK | Kotzebue Hybrid | 6304 | 13WT | WT | OP | NA | WND |  | 776.511 |  |  | EIA Prime Mover-level Data
2020 | AK | Kotzebue Hybrid | 6304 | 14 | IC | OP | NA | DFO |  | 40947.3906 | 6.3468 | 0.31 | EIA Prime Mover-level Data | Estimated using an emission factor
2020 | AK | Kotzebue Hybrid | 6304 | 14wt | WT | OP | NA | WND |  | 776.511 |  |  | EIA Prime Mover-level Data
2020 | AK | Kotzebue Hybrid | 6304 | 15 | IC | OP | NA | DFO |  | 40947.3906 | 6.3468 | 0.31 | EIA Prime Mover-level Data | Estimated using an emission factor
2020 | AK | Kotzebue Hybrid | 6304 | 15WT | WT | OP | NA | WND |  | 776.511 |  |  | EIA Prime Mover-level Data
2020 | AK | Kotzebue Hybrid | 6304 | 16 | IC | OP | NA | DFO |  | 20473.6953 | 3.1734 | 0.31 | EIA Prime Mover-level Data | Estimated using an emission factor
2020 | AK | Kotzebue Hybrid | 6304 | 16WT | WT | OP | NA | WND |  | 776.511 |  |  | EIA Prime Mover-level Data
2020 | AK | Kotzebue Hybrid | 6304 | 17 | IC | OP | NA | DFO |  | 10236.8477 | 1.5867 | 0.31 | EIA Prime Mover-level Data | Estimated using an emission factor
2020 | AK | Kotzebue Hybrid | 6304 | 17WT | WT | OP | NA | WND |  | 776.511 |  |  | EIA Prime Mover-level Data
2020 | AK | Kotzebue Hybrid | 6304 | 18WT | WT | OP | NA | WND |  | 6988.6001 |  |  | EIA Prime Mover-level Data
2020 | AK | Kotzebue Hybrid | 6304 | 19WT | WT | OP | NA | WND |  | 6988.6001 |  |  | EIA Prime Mover-level Data
2020 | AK | Kotzebue Hybrid | 6304 | 1WT | WT | OP | NA | WND |  | 4659.0669 |  |  | EIA Prime Mover-level Data
2020 | AK | Kotzebue Hybrid | 6304 | 2WT | WT | OP | NA | WND |  | 776.511 |  |  | EIA Prime Mover-level Data
2020 | AK | Kotzebue Hybrid | 6304 | 3WT | WT | OP | NA | WND |  | 1553.022 |  |  | EIA Prime Mover-level Data
2020 | AK | Kotzebue Hybrid | 6304 | 4WT | WT | RE | NA | WND |  | 3882.5559 |  |  | EIA Prime Mover-level Data
2020 | AK | Kotzebue Hybrid | 6304 | 5WT | WT | RE | NA | WND |  | 776.511 |  |  | EIA Prime Mover-level Data
2020 | AK | Kotzebue Hybrid | 6304 | 6WT | WT | RE | NA | WND |  | 776.511 |  |  | EIA Prime Mover-level Data
2020 | AK | Kotzebue Hybrid | 6304 | 7A | IC | OP | NA | DFO |  | 16086.4746 | 2.4934 | 0.31 | EIA Prime Mover-level Data | Estimated using an emission factor
2020 | AK | Kotzebue Hybrid | 6304 | 7WT | WT | RE | NA | WND |  | 776.511 |  |  | EIA Prime Mover-level Data
2020 | AK | Kotzebue Hybrid | 6304 | 8WT | WT | RE | NA | WND |  | 776.511 |  |  | EIA Prime Mover-level Data
2020 | AK | Kotzebue Hybrid | 6304 | 9 | IC | RE | NA | DFO
2020 | AK | Kotzebue Hybrid | 6304 | 9wt | WT | RE | NA | WND |  | 776.511 |  |  | EIA Prime Mover-level Data
2020 | AK | Kotzebue Hybrid | 6304 | ES1 | BA | OP | NA | MWH |  | 0 |  |  | EIA Prime Mover-level Data
2020 | AK | Koyuk | 57059 | UNIT1 | IC | OP | NA | DFO |  | 2115.636 | 0.32792 | 0.31 | EIA Prime Mover-level Data | Estimated using an emission factor
2020 | AK | Koyuk | 57059 | UNIT2 | IC | OP | NA | DFO |  | 4231.2729 | 0.65585 | 0.31 | EIA Prime Mover-level Data | Estimated using an emission factor
2020 | AK | Koyuk | 57059 | UNIT3 | IC | OP | NA | DFO |  | 5289.0908 | 0.81981 | 0.31 | EIA Prime Mover-level Data | Estimated using an emission factor
2020 | AK | Lake Dorothy Hydroelectric Project | 57085 | 1 | HY | OP | NA | WAT |  | 635552 |  |  | EIA Prime Mover-level Data
2020 | AK | Lemon Creek | 64 | 1 | IC | SB | NA | DFO |  | 231.224 | 0.03584 | 0.31 | EIA Prime Mover-level Data | Estimated using an emission factor
2020 | AK | Lemon Creek | 64 | 2 | IC | SB | NA | DFO |  | 240.473 | 0.037273 | 0.31 | EIA Prime Mover-level Data | Estimated using an emission factor
2020 | AK | Lemon Creek | 64 | 3 | IC | SB | NA | DFO |  | 240.473 | 0.037273 | 0.31 | EIA Prime Mover-level Data | Estimated using an emission factor
2020 | AK | Lemon Creek | 64 | 5 | GT | SB | NA | DFO |  | 1494 | 0.013479 | 0.018044 | EIA Prime Mover-level Data | NEI avg EF - PM, fuel type, firing type
2020 | AK | Lemon Creek | 64 | 6 | GT | SB | NA | DFO |  | 1494 | 0.013479 | 0.018044 | EIA Prime Mover-level Data | NEI avg EF - PM, fuel type, firing type
2020 | AK | Lemon Creek | 64 | 7 | IC | SB | NA | DFO |  | 258.971 | 0.040141 | 0.31 | EIA Prime Mover-level Data | Estimated using an emission factor
2020 | AK | Lemon Creek | 64 | IC10 | IC | SB | NA | DFO |  | 258.971 | 0.040141 | 0.31 | EIA Prime Mover-level Data | Estimated using an emission factor
2020 | AK | Lemon Creek | 64 | IC11 | IC | SB | NA | DFO |  | 258.971 | 0.040141 | 0.31 | EIA Prime Mover-level Data | Estimated using an emission factor
2020 | AK | Lemon Creek | 64 | IC12 | IC | SB | NA | DFO |  | 258.971 | 0.040141 | 0.31 | EIA Prime Mover-level Data | Estimated using an emission factor
2020 | AK | Lemon Creek | 64 | IC8 | IC | SB | NA | DFO |  | 258.971 | 0.040141 | 0.31 | EIA Prime Mover-level Data | Estimated using an emission factor
2020 | AK | Lemon Creek | 64 | IC9 | IC | SB | NA | DFO |  | 258.971 | 0.040141 | 0.31 | EIA Prime Mover-level Data | Estimated using an emission factor
2020 | AK | Mahoney Lake Hydroelectric | 59027 | GEN 1 | HY | P | NA | WAT
2020 | AK | Marshall | 60244 | 1 | IC | OP | NA | DFO |  | 6402.7271 | 0.99242 | 0.31 | EIA Prime Mover-level Data | Estimated using an emission factor
2020 | AK | Marshall | 60244 | 2 | IC | OP | NA | DFO |  | 5122.1821 | 0.79394 | 0.31 | EIA Prime Mover-level Data | Estimated using an emission factor
2020 | AK | Marshall | 60244 | 3 | IC | OP | NA | DFO |  | 2561.0911 | 0.39697 | 0.31 | EIA Prime Mover-level Data | Estimated using an emission factor
2020 | AK | McGrath | 6555 | 11 | IC | V | NA | DFO
2020 | AK | McGrath | 6555 | 12 | IC | V | NA | DFO
2020 | AK | McGrath | 6555 | 13 | IC | V | NA | DFO
2020 | AK | McGrath | 6555 | 14 | IC | V | NA | DFO
2020 | AK | McGrath | 6555 | 3 | IC | RE | NA | DFO
2020 | AK | McGrath | 6555 | 3A | IC | OP | NA | DFO |  | 4883.4092 | 0.75693 | 0.31 | EIA Prime Mover-level Data | Estimated using an emission factor
2020 | AK | McGrath | 6555 | 4 | IC | RE | NA | DFO
2020 | AK | McGrath | 6555 | 4A | IC | OP | NA | DFO |  | 4883.4092 | 0.75693 | 0.31 | EIA Prime Mover-level Data | Estimated using an emission factor
2020 | AK | McGrath | 6555 | 5 | IC | RE | NA | DFO
2020 | AK | McGrath | 6555 | 6 | IC | OP | NA | DFO |  | 5860.0908 | 0.90831 | 0.31 | EIA Prime Mover-level Data | Estimated using an emission factor
2020 | AK | McGrath | 6555 | 7 | IC | OP | NA | DFO |  | 5860.0908 | 0.90831 | 0.31 | EIA Prime Mover-level Data | Estimated using an emission factor
2020 | AK | Mountain Village | 6329 | 1 | IC | OP | NA | DFO |  | 3005.217 | 0.46581 | 0.31 | EIA Prime Mover-level Data | Estimated using an emission factor
2020 | AK | Mountain Village | 6329 | 3A | IC | RE | NA | DFO
2020 | AK | Mountain Village | 6329 | 3B | IC | OP | NA | DFO |  | 5008.6958 | 0.77635 | 0.31 | EIA Prime Mover-level Data | Estimated using an emission factor
2020 | AK | Mountain Village | 6329 | 4 | IC | RE | NA | DFO
2020 | AK | Mountain Village | 6329 | 4A | IC | OP | NA | DFO |  | 8013.9131 | 1.2422 | 0.31 | EIA Prime Mover-level Data | Estimated using an emission factor
2020 | AK | Mountain Village | 6329 | 5 | IC | RE | NA | DFO
2020 | AK | Mountain Village | 6329 | 5A | IC | OP | NA | DFO |  | 7012.1738 | 1.0869 | 0.31 | EIA Prime Mover-level Data | Estimated using an emission factor
2020 | AK | Naknek | 6301 | 4A | IC | OP | NA | DFO |  | 16109.5996 | 2.497 | 0.31 | EIA Prime Mover-level Data | Estimated using an emission factor
2020 | AK | Naknek | 6301 | 5 | IC | RE | NA | DFO
2020 | AK | Naknek | 6301 | 5A | IC | OP | NA | DFO |  | 12392 | 1.9208 | 0.31 | EIA Prime Mover-level Data | Estimated using an emission factor
2020 | AK | Naknek | 6301 | 6 | IC | RE | NA | DFO
2020 | AK | Naknek | 6301 | 6A | IC | OP | NA | DFO |  | 12392 | 1.9208 | 0.31 | EIA Prime Mover-level Data | Estimated using an emission factor
2020 | AK | Naknek | 6301 | 7 | IC | RE | NA | DFO
2020 | AK | Naknek | 6301 | 7A | IC | OP | NA | DFO |  | 12392 | 1.9208 | 0.31 | EIA Prime Mover-level Data | Estimated using an emission factor
2020 | AK | Naknek | 6301 | 8 | IC | OP | NA | DFO |  | 12392 | 1.9208 | 0.31 | EIA Prime Mover-level Data | Estimated using an emission factor
2020 | AK | Naknek | 6301 | NA1 | IC | OP | NA | DFO |  | 13631.2002 | 2.1128 | 0.31 | EIA Prime Mover-level Data | Estimated using an emission factor
2020 | AK | Naknek | 6301 | NA2 | IC | OP | NA | DFO |  | 13631.2002 | 2.1128 | 0.31 | EIA Prime Mover-level Data | Estimated using an emission factor
2020 | AK | Naknek | 6301 | NA3 | IC | OP | NA | DFO |  | 9913.5996 | 1.5366 | 0.31 | EIA Prime Mover-level Data | Estimated using an emission factor
2020 | AK | Naknek | 6301 | NA4 | IC | OP | NA | DFO |  | 9913.5996 | 1.5366 | 0.31 | EIA Prime Mover-level Data | Estimated using an emission factor
2020 | AK | Naknek | 6301 | NA5 | IC | OP | NA | DFO |  | 9913.5996 | 1.5366 | 0.31 | EIA Prime Mover-level Data | Estimated using an emission factor
2020 | AK | Naknek | 6301 | NA6 | IC | OP | NA | DFO |  | 40893.6016 | 6.3385 | 0.31 | EIA Prime Mover-level Data | Estimated using an emission factor
2020 | AK | Naknek | 6301 | NA7 | IC | OP | NA | DFO |  | 40893.6016 | 6.3385 | 0.31 | EIA Prime Mover-level Data | Estimated using an emission factor
2020 | AK | New Stuyahok | 60245 | 1 | IC | OP | NA | DFO |  | 4074.5259 | 0.63155 | 0.31 | EIA Prime Mover-level Data | Estimated using an emission factor
2020 | AK | New Stuyahok | 60245 | 2 | IC | OP | NA | DFO |  | 5093.1582 | 0.78944 | 0.31 | EIA Prime Mover-level Data | Estimated using an emission factor
2020 | AK | New Stuyahok | 60245 | 3 | IC | RE | NA | DFO |  | 5093.1582 | 0.78944 | 0.31 | EIA Prime Mover-level Data | Estimated using an emission factor
2020 | AK | New Stuyahok | 60245 | 3A | IC | OP | NA | DFO |  | 5093.1582 | 0.78944 | 0.31 | EIA Prime Mover-level Data | Estimated using an emission factor
2020 | AK | Newhalen | 7183 | 1 | IC | RE | NA | DFO
2020 | AK | Newhalen | 7183 | 2 | IC | RE | NA | DFO
2020 | AK | Newhalen | 7183 | 3 | IC | RE | NA | DFO
2020 | AK | Newhalen | 7183 | 4 | IC | RE | NA | DFO
2020 | AK | Newhalen | 7183 | 5 | IC | OP | NA | DFO |  | 84.333 | 0.013072 | 0.31 | EIA Prime Mover-level Data | Estimated using an emission factor
2020 | AK | Newhalen | 7183 | 6 | IC | OP | NA | DFO |  | 84.333 | 0.013072 | 0.31 | EIA Prime Mover-level Data | Estimated using an emission factor
2020 | AK | Newhalen | 7183 | 7 | IC | OP | NA | DFO |  | 84.333 | 0.013072 | 0.31 | EIA Prime Mover-level Data | Estimated using an emission factor
2020 | AK | Newhalen | 7183 | H-1 | HY | OP | NA | WAT |  | 15011.5 |  |  | EIA Prime Mover-level Data
2020 | AK | Newhalen | 7183 | H-2 | HY | OP | NA | WAT |  | 15011.5 |  |  | EIA Prime Mover-level Data
2020 | AK | Nikiski Combined Cycle | 55966 | GT1 | CT |  | NA | NG |  | 3345536.75 | 10.3398 | 0.0061813 | EIA Unit-level Data | NEI avg EF - PM, fuel type
2020 | AK | Nikiski Combined Cycle | 55966 | HRSG | CA | OP | NA | NG |  | 248284.1875 | 0.052388 | 0.000422 | EIA Unit-level Data | Estimated using an emission factor
2020 | AK | Noatak | 57051 | 5A | IC | OP | NA | DFO |  | 6808.0771 | 1.0553 | 0.31 | EIA Prime Mover-level Data | Estimated using an emission factor
2020 | AK | Noatak | 57051 | UNIT2 | IC | OP | NA | DFO |  | 4084.8459 | 0.63315 | 0.31 | EIA Prime Mover-level Data | Estimated using an emission factor
2020 | AK | Noatak | 57051 | UNIT4 | IC | OP | NA | DFO |  | 6808.0771 | 1.0553 | 0.31 | EIA Prime Mover-level Data | Estimated using an emission factor
2020 | AK | Noatak | 57051 | UNIT5 | IC | RE | NA | DFO
2020 | AK | Noorvik | 6330 | 1A | IC | OP | NA | DFO |  | 3727.2 | 0.57772 | 0.31 | EIA Prime Mover-level Data | Estimated using an emission factor
2020 | AK | Noorvik | 6330 | 2A | IC | RE | NA | DFO
2020 | AK | Noorvik | 6330 | 2B | IC | OP | NA | DFO |  | 6212 | 0.96286 | 0.31 | EIA Prime Mover-level Data | Estimated using an emission factor
2020 | AK | Noorvik | 6330 | 3 | IC | RE | NA | DFO
2020 | AK | Noorvik | 6330 | 3A | IC | OP | NA | DFO |  | 8696.7998 | 1.348 | 0.31 | EIA Prime Mover-level Data | Estimated using an emission factor
2020 | AK | North Pole | 6285 | GT3 | CT |  | NA | WO |  | 3045477.5 | 472.049 | 0.31 | EIA Unit-level Data | Estimated using an emission factor
2020 | AK | North Pole | 6285 | HRSG1 | CA | OP | NA | DFO |  | 0 | 0 |  | EIA Unit-level Data | Estimated using an emission factor
2020 | AK | North Pole | 6285 | 1 | GT | OP | NA | DFO |  | 981237.5 | 8.8526 | 0.018044 | EIA Prime Mover-level Data | NEI avg EF - PM, fuel type, firing type
2020 | AK | North Pole | 6285 | 2 | GT | OP | NA | DFO |  | 981237.5 | 8.8526 | 0.018044 | EIA Prime Mover-level Data | NEI avg EF - PM, fuel type, firing type
2020 | AK | Northway | 7169 | 1A | IC | OP | NA | DFO |  | 5451.8179 | 0.84503 | 0.31 | EIA Prime Mover-level Data | Estimated using an emission factor
2020 | AK | Northway | 7169 | 2A | IC | OP | NA | DFO |  | 2180.7271 | 0.33801 | 0.31 | EIA Prime Mover-level Data | Estimated using an emission factor
2020 | AK | Northway | 7169 | 4 | IC | RE | NA | DFO
2020 | AK | Northway | 7169 | 5 | IC | OP | NA | DFO |  | 4361.4551 | 0.67603 | 0.31 | EIA Prime Mover-level Data | Estimated using an emission factor
2020 | AK | NSB Anaktuvuk Pass | 7487 | 1 | IC | OP | NA | DFO |  | 4705.5562 | 0.72936 | 0.31 | EIA Prime Mover-level Data | Estimated using an emission factor
2020 | AK | NSB Anaktuvuk Pass | 7487 | 2 | IC | OP | NA | DFO |  | 4705.5562 | 0.72936 | 0.31 | EIA Prime Mover-level Data | Estimated using an emission factor
2020 | AK | NSB Anaktuvuk Pass | 7487 | 3 | IC | OP | NA | DFO |  | 4705.5562 | 0.72936 | 0.31 | EIA Prime Mover-level Data | Estimated using an emission factor
2020 | AK | NSB Anaktuvuk Pass | 7487 | 4 | IC | RE | NA | DFO
2020 | AK | NSB Anaktuvuk Pass | 7487 | 5 | IC | RE | NA | DFO
2020 | AK | NSB Anaktuvuk Pass | 7487 | 6 | IC | OP | NA | DFO |  | 14116.667 | 2.1881 | 0.31 | EIA Prime Mover-level Data | Estimated using an emission factor
2020 | AK | NSB Anaktuvuk Pass | 7487 | 7 | IC | OP | NA | DFO |  | 14116.667 | 2.1881 | 0.31 | EIA Prime Mover-level Data | Estimated using an emission factor
2020 | AK | NSB Atqasuk Utility | 7482 | NA1 | IC | OP | NA | DFO |  | 10358.1562 | 1.6055 | 0.31 | EIA Prime Mover-level Data | Estimated using an emission factor
2020 | AK | NSB Atqasuk Utility | 7482 | NA2 | IC | OP | NA | DFO |  | 10358.1562 | 1.6055 | 0.31 | EIA Prime Mover-level Data | Estimated using an emission factor
2020 | AK | NSB Atqasuk Utility | 7482 | NA3 | IC | OP | NA | DFO |  | 4603.625 | 0.71356 | 0.31 | EIA Prime Mover-level Data | Estimated using an emission factor
2020 | AK | NSB Atqasuk Utility | 7482 | PG1 | IC | RE | NA | DFO
2020 | AK | NSB Atqasuk Utility | 7482 | PG2 | IC | OP | NA | DFO |  | 4603.625 | 0.71356 | 0.31 | EIA Prime Mover-level Data | Estimated using an emission factor
2020 | AK | NSB Atqasuk Utility | 7482 | PG3 | IC | OP | NA | DFO |  | 6905.438 | 1.0703 | 0.31 | EIA Prime Mover-level Data | Estimated using an emission factor
2020 | AK | NSB Kaktovik Utility | 7483 | PG1A | IC | OP | NA | DFO |  | 16594.9609 | 2.5722 | 0.31 | EIA Prime Mover-level Data | Estimated using an emission factor
2020 | AK | NSB Kaktovik Utility | 7483 | PG2A | IC | OP | NA | DFO |  | 16594.9609 | 2.5722 | 0.31 | EIA Prime Mover-level Data | Estimated using an emission factor
2020 | AK | NSB Kaktovik Utility | 7483 | PG3A | IC | OP | NA | DFO |  | 7375.5391 | 1.1432 | 0.31 | EIA Prime Mover-level Data | Estimated using an emission factor
2020 | AK | NSB Kaktovik Utility | 7483 | PG4A | IC | OP | NA | DFO |  | 7375.5391 | 1.1432 | 0.31 | EIA Prime Mover-level Data | Estimated using an emission factor
2020 | AK | NSB Nuiqsut Utility | 7484 | PG1A | IC | OP | NA | DFO |  | 19967.3184 | 3.0949 | 0.31 | EIA Prime Mover-level Data | Estimated using an emission factor
2020 | AK | NSB Nuiqsut Utility | 7484 | PG2A | IC | OP | NA | DFO |  | 19967.3184 | 3.0949 | 0.31 | EIA Prime Mover-level Data | Estimated using an emission factor
2020 | AK | NSB Nuiqsut Utility | 7484 | PG3A | IC | OP | NA | DFO |  | 8874.3633 | 1.3755 | 0.31 | EIA Prime Mover-level Data | Estimated using an emission factor
2020 | AK | NSB Nuiqsut Utility | 7484 | PG3B | IC | OP | NA | NG |  | 13311.5459 | 0.0028087 | 0.000422 | EIA Prime Mover-level Data | Estimated using an emission factor
2020 | AK | NSB Nuiqsut Utility | 7484 | PG4A | IC | RE | NA | DFO
2020 | AK | NSB Nuiqsut Utility | 7484 | PG5A | IC | OP | NA | NG |  | 17748.7266 | 0.003745 | 0.000422 | EIA Prime Mover-level Data | Estimated using an emission factor
2020 | AK | NSB Nuiqsut Utility | 7484 | PG6A | IC | OP | NA | NG |  | 17748.7266 | 0.003745 | 0.000422 | EIA Prime Mover-level Data | Estimated using an emission factor
2020 | AK | NSB Point Hope Utility | 7485 | PG1 | IC | RE | NA | DFO
2020 | AK | NSB Point Hope Utility | 7485 | PG1A | IC | OP | NA | DFO |  | 23012.5801 | 3.5669 | 0.31 | EIA Prime Mover-level Data | Estimated using an emission factor
2020 | AK | NSB Point Hope Utility | 7485 | PG2 | IC | RE | NA | DFO
2020 | AK | NSB Point Hope Utility | 7485 | PG3 | IC | RE | NA | DFO
2020 | AK | NSB Point Hope Utility | 7485 | PG4 | IC | RE | NA | DFO
2020 | AK | NSB Point Hope Utility | 7485 | PG5 | IC | RE | NA | DFO
2020 | AK | NSB Point Hope Utility | 7485 | PG6 | IC | OP | NA | DFO |  | 13807.5488 | 2.1402 | 0.31 | EIA Prime Mover-level Data | Estimated using an emission factor
2020 | AK | NSB Point Hope Utility | 7485 | PG7 | IC | OP | NA | DFO |  | 13807.5488 | 2.1402 | 0.31 | EIA Prime Mover-level Data | Estimated using an emission factor
2020 | AK | NSB Point Hope Utility | 7485 | PG8 | IC | OP | NA | DFO |  | 20711.3223 | 3.2103 | 0.31 | EIA Prime Mover-level Data | Estimated using an emission factor
2020 | AK | NSB Point Lay Utility | 7486 | PG10 | IC | OP | NA | DFO |  | 9609.75 | 1.4895 | 0.31 | EIA Prime Mover-level Data | Estimated using an emission factor
2020 | AK | NSB Point Lay Utility | 7486 | PG1A | IC | RE | NA | DFO
2020 | AK | NSB Point Lay Utility | 7486 | PG2A | IC | RE | NA | DFO
2020 | AK | NSB Point Lay Utility | 7486 | PG3 | IC | RE | NA | DFO
2020 | AK | NSB Point Lay Utility | 7486 | PG3A | IC | RE | NA | DFO
2020 | AK | NSB Point Lay Utility | 7486 | PG4 | IC | RE | NA | DFO
2020 | AK | NSB Point Lay Utility | 7486 | PG4A | IC | RE | NA | DFO
2020 | AK | NSB Point Lay Utility | 7486 | PG5 | IC | RE | NA | DFO
2020 | AK | NSB Point Lay Utility | 7486 | PG6 | IC | RE | NA | DFO
2020 | AK | NSB Point Lay Utility | 7486 | PG7 | IC | OP | NA | DFO |  | 9609.75 | 1.4895 | 0.31 | EIA Prime Mover-level Data | Estimated using an emission factor
2020 | AK | NSB Point Lay Utility | 7486 | PG8 | IC | OP | NA | DFO |  | 9609.75 | 1.4895 | 0.31 | EIA Prime Mover-level Data | Estimated using an emission factor
2020 | AK | NSB Point Lay Utility | 7486 | PG9 | IC | OP | NA | DFO |  | 9609.75 | 1.4895 | 0.31 | EIA Prime Mover-level Data | Estimated using an emission factor
2020 | AK | NSB Wainwright Utility | 7488 | PG1 | IC | OP | NA | DFO |  | 10704.2666 | 1.6592 | 0.31 | EIA Prime Mover-level Data | Estimated using an emission factor
2020 | AK | NSB Wainwright Utility | 7488 | PG2 | IC | OP | NA | DFO |  | 10704.2666 | 1.6592 | 0.31 | EIA Prime Mover-level Data | Estimated using an emission factor
2020 | AK | NSB Wainwright Utility | 7488 | PG3 | IC | OP | NA | DFO |  | 10704.2666 | 1.6592 | 0.31 | EIA Prime Mover-level Data | Estimated using an emission factor
2020 | AK | NSB Wainwright Utility | 7488 | PG4 | IC | RE | NA | DFO
2020 | AK | NSB Wainwright Utility | 7488 | PG4A | IC | OP | NA | DFO |  | 24084.5996 | 3.7331 | 0.31 | EIA Prime Mover-level Data | Estimated using an emission factor
2020 | AK | NSB Wainwright Utility | 7488 | PG5 | IC | OP | NA | DFO |  | 24084.5996 | 3.7331 | 0.31 | EIA Prime Mover-level Data | Estimated using an emission factor
2020 | AK | Nunapitchuk | 6333 | 1A | IC | SB | NA | DFO
2020 | AK | Nunapitchuk | 6333 | 2 | IC | RE | NA | DFO
2020 | AK | Nunapitchuk | 6333 | 3 | IC | RE | NA | DFO
2020 | AK | Nunapitchuk | 6333 | 4 | IC | RE | NA | DFO
2020 | AK | Nunapitchuk | 6333 | 5 | IC | RE | NA | DFO
2020 | AK | Nymans Plant Microgrid | 7723 | 1 | IC | OP | NA | DFO
2020 | AK | Nymans Plant Microgrid | 7723 | 2 | IC | OP | NA | DFO
2020 | AK | Orca | 789 | 1 | IC | CN | NA | DFO
2020 | AK | Orca | 789 | 2 | IC | CN | NA | DFO
2020 | AK | Orca | 789 | 3 | IC | OP | NA | DFO |  | 18734.5801 | 2.9039 | 0.31 | EIA Prime Mover-level Data | Estimated using an emission factor
2020 | AK | Orca | 789 | 4 | IC | OP | NA | DFO |  | 17985.1953 | 2.7877 | 0.31 | EIA Prime Mover-level Data | Estimated using an emission factor
2020 | AK | Orca | 789 | 5 | IC | OP | NA | DFO |  | 8243.2148 | 1.2777 | 0.31 | EIA Prime Mover-level Data | Estimated using an emission factor
2020 | AK | Orca | 789 | 6 | IC | OP | NA | DFO |  | 8243.2148 | 1.2777 | 0.31 | EIA Prime Mover-level Data | Estimated using an emission factor
2020 | AK | Orca | 789 | 7 | IC | OP | NA | DFO |  | 26977.7949 | 4.1816 | 0.31 | EIA Prime Mover-level Data | Estimated using an emission factor
2020 | AK | Pelican | 6702 | HC1 | HY | OP | NA | WAT |  | 985.714 |  |  | EIA Prime Mover-level Data
2020 | AK | Pelican | 6702 | HC2 | HY | OS | NA | WAT |  | 1314.286 |  |  | EIA Prime Mover-level Data
2020 | AK | Pelican | 6702 | IC1 | IC | RE | NA | DFO
2020 | AK | Pelican | 6702 | IC2 | IC | RE | NA | DFO
2020 | AK | Pelican | 6702 | IC3 | IC | RE | NA | DFO
2020 | AK | Pelican | 6702 | IC4 | IC | RE | NA | DFO
2020 | AK | Pelican | 6702 | IC5 | IC | RE | NA | DFO
2020 | AK | Pelican | 6702 | IC6 | IC | OP | NA | DFO |  | 4028 | 0.62434 | 0.31 | EIA Prime Mover-level Data | Estimated using an emission factor
2020 | AK | Pelican | 6702 | IC7 | IC | OP | NA | DFO |  | 4028 | 0.62434 | 0.31 | EIA Prime Mover-level Data | Estimated using an emission factor
2020 | AK | Pelican | 6702 | IC8 | IC | OP | NA | DFO |  | 2014 | 0.31217 | 0.31 | EIA Prime Mover-level Data | Estimated using an emission factor
2020 | AK | Petersburg | 91 | 3 | HY | OP | NA | WAT |  | 116444 |  |  | EIA Prime Mover-level Data
2020 | AK | Petersburg | 91 | IC1 | IC | OP | NA | DFO |  | 1771.0229 | 0.27451 | 0.31 | EIA Prime Mover-level Data | Estimated using an emission factor
2020 | AK | Petersburg | 91 | IC2 | IC | RE | NA | DFO
2020 | AK | Petersburg | 91 | IC3 | IC | OP | NA | DFO |  | 817.395 | 0.1267 | 0.31 | EIA Prime Mover-level Data | Estimated using an emission factor
2020 | AK | Petersburg | 91 | IC4 | IC | OP | NA | DFO |  | 408.698 | 0.063348 | 0.31 | EIA Prime Mover-level Data | Estimated using an emission factor
2020 | AK | Petersburg | 91 | IC5 | IC | OP | NA | DFO |  | 544.93 | 0.084464 | 0.31 | EIA Prime Mover-level Data | Estimated using an emission factor
2020 | AK | Petersburg | 91 | IC6 | IC | OP | NA | DFO |  | 1771.0229 | 0.27451 | 0.31 | EIA Prime Mover-level Data | Estimated using an emission factor
2020 | AK | Petersburg | 91 | IC7 | IC | OP | NA | DFO |  | 1771.0229 | 0.27451 | 0.31 | EIA Prime Mover-level Data | Estimated using an emission factor
2020 | AK | Petersburg | 91 | IC8 | IC | OP | NA | DFO |  | 1702.907 | 0.26395 | 0.31 | EIA Prime Mover-level Data | Estimated using an emission factor
2020 | AK | Pillar Mountain Wind Project Microgrid | 57187 | 1 | WT | OP | NA | WND |  | 108267.5 |  |  | EIA Prime Mover-level Data
2020 | AK | Pillar Mountain Wind Project Microgrid | 57187 | 2 | WT | OP | NA | WND |  | 108267.5 |  |  | EIA Prime Mover-level Data
2020 | AK | Pilot Station | 57058 | 1 | IC | OP | NA | DFO |  | 6822.6919 | 1.0575 | 0.31 | EIA Prime Mover-level Data | Estimated using an emission factor
2020 | AK | Pilot Station | 57058 | UNIT1 | IC | RE | NA | DFO
2020 | AK | Pilot Station | 57058 | UNIT2 | IC | OP | NA | DFO |  | 6822.6919 | 1.0575 | 0.31 | EIA Prime Mover-level Data | Estimated using an emission factor
2020 | AK | Pilot Station | 57058 | UNIT3 | IC | OP | NA | DFO |  | 4093.615 | 0.63451 | 0.31 | EIA Prime Mover-level Data | Estimated using an emission factor
2020 | AK | Port Lions Microgrid | 6282 | 1 | IC | RE | NA | DFO
2020 | AK | Port Lions Microgrid | 6282 | 2 | IC | RE | NA | DFO
2020 | AK | Port Lions Microgrid | 6282 | 3 | IC | RE | NA | DFO
2020 | AK | Port Lions Microgrid | 6282 | 4 | IC | RE | NA | DFO
2020 | AK | Port Lions Microgrid | 6282 | 5 | IC | OP | NA | DFO
2020 | AK | Power Creek | 7862 | 4 | HY | OP | NA | WAT |  | 61050.5 |  |  | EIA Prime Mover-level Data
2020 | AK | Power Creek | 7862 | 5 | HY | OP | NA | WAT |  | 61050.5 |  |  | EIA Prime Mover-level Data
2020 | AK | Purple Lake | 6302 | 1 | HY | OP | NA | WAT |  | 32688.334 |  |  | EIA Prime Mover-level Data
2020 | AK | Purple Lake | 6302 | 2 | HY | OP | NA | WAT |  | 32688.334 |  |  | EIA Prime Mover-level Data
2020 | AK | Purple Lake | 6302 | 3 | HY | OP | NA | WAT |  | 32688.334 |  |  | EIA Prime Mover-level Data
2020 | AK | Quinhagak | 57057 | 1A | IC | CN | NA | DFO
2020 | AK | Quinhagak | 57057 | 3A | IC | OP | NA | DFO |  | 7952.5 | 1.2326 | 0.31 | EIA Prime Mover-level Data | Estimated using an emission factor
2020 | AK | Quinhagak | 57057 | UNIT1 | IC | OP | NA | DFO |  | 6362 | 0.98611 | 0.31 | EIA Prime Mover-level Data | Estimated using an emission factor
2020 | AK | Quinhagak | 57057 | UNIT2 | IC | OP | NA | DFO |  | 4771.5 | 0.73958 | 0.31 | EIA Prime Mover-level Data | Estimated using an emission factor
2020 | AK | Quinhagak | 57057 | UNIT3 | IC | RE | NA | DFO
2020 | AK | S W Bailey | 85 | 1 | IC | OP | NA | DFO |  | 2193.1851 | 0.33994 | 0.31 | EIA Prime Mover-level Data | Estimated using an emission factor
2020 | AK | S W Bailey | 85 | 2 | IC | OP | NA | DFO |  | 2193.1851 | 0.33994 | 0.31 | EIA Prime Mover-level Data | Estimated using an emission factor
2020 | AK | S W Bailey | 85 | 3 | IC | OP | NA | DFO |  | 3119.197 | 0.48348 | 0.31 | EIA Prime Mover-level Data | Estimated using an emission factor
2020 | AK | S W Bailey | 85 | 4 | IC | OP | NA | DFO |  | 5117.4331 | 0.7932 | 0.31 | EIA Prime Mover-level Data | Estimated using an emission factor
2020 | AK | Salmon Creek 1 | 65 | HY7 | HY | OP | NA | WAT |  | 241775 |  |  | EIA Prime Mover-level Data
2020 | AK | Sand Point | 1 | 1 | IC | SB | NA | DFO
2020 | AK | Sand Point | 1 | 2 | IC | OP | NA | DFO
2020 | AK | Sand Point | 1 | 3 | IC | OP | NA | DFO
2020 | AK | Sand Point | 1 | 5 | IC | OA | NA | DFO
2020 | AK | Sand Point | 1 | WT1 | WT | OA | NA | WND |  | 1522.5 |  |  | EIA Prime Mover-level Data
2020 | AK | Sand Point | 1 | WT2 | WT | OA | NA | WND |  | 1522.5 |  |  | EIA Prime Mover-level Data
2020 | AK | Savoonga | 57052 | 2A | IC | OP | NA | DFO |  | 6505.5879 | 1.0084 | 0.31 | EIA Prime Mover-level Data | Estimated using an emission factor
2020 | AK | Savoonga | 57052 | UNIT1 | IC | OP | NA | DFO |  | 5204.4712 | 0.80669 | 0.31 | EIA Prime Mover-level Data | Estimated using an emission factor
2020 | AK | Savoonga | 57052 | UNIT2 | IC | RE | NA | DFO
2020 | AK | Savoonga | 57052 | UNIT3 | IC | OP | NA | DFO |  | 10408.9414 | 1.6134 | 0.31 | EIA Prime Mover-level Data | Estimated using an emission factor
2020 | AK | Scammon Bay | 57056 | UNIT1 | IC | OP | NA | DFO |  | 5076.3081 | 0.78683 | 0.31 | EIA Prime Mover-level Data | Estimated using an emission factor
2020 | AK | Scammon Bay | 57056 | UNIT2 | IC | OP | NA | DFO |  | 5076.3081 | 0.78683 | 0.31 | EIA Prime Mover-level Data | Estimated using an emission factor
2020 | AK | Scammon Bay | 57056 | UNIT3 | IC | OP | NA | DFO |  | 6345.3848 | 0.98353 | 0.31 | EIA Prime Mover-level Data | Estimated using an emission factor
2020 | AK | Selawik | 6341 | 1 | IC | RE | NA | DFO
2020 | AK | Selawik | 6341 | 1A | IC | RE | NA | DFO |  | 3452.76 | 0.53518 | 0.31 | EIA Prime Mover-level Data | Estimated using an emission factor
2020 | AK | Selawik | 6341 | 1B | IC | OP | NA | DFO |  | 9207.3604 | 1.4271 | 0.31 | EIA Prime Mover-level Data | Estimated using an emission factor
2020 | AK | Selawik | 6341 | 2 | IC | RE | NA | DFO
2020 | AK | Selawik | 6341 | 2A | IC | RE | NA | DFO
2020 | AK | Selawik | 6341 | 2B | IC | OP | NA | DFO |  | 5754.6001 | 0.89196 | 0.31 | EIA Prime Mover-level Data | Estimated using an emission factor
2020 | AK | Selawik | 6341 | 3 | IC | RE | NA | DFO
2020 | AK | Selawik | 6341 | 3A | IC | RE | NA | DFO
2020 | AK | Selawik | 6341 | 3B | IC | OP | NA | DFO |  | 10358.2803 | 1.6055 | 0.31 | EIA Prime Mover-level Data | Estimated using an emission factor
2020 | AK | Seldovia | 6283 | 1 | IC | RE | NA | DFO
2020 | AK | Seldovia | 6283 | 2 | IC | RE | NA | DFO
2020 | AK | Seldovia | 6283 | 3 | IC | RE | NA | DFO
2020 | AK | Seldovia | 6283 | 4 | IC | RE | NA | DFO
2020 | AK | Seldovia | 6283 | 5 | IC | OP | NA | DFO |  | 800.727 | 0.12411 | 0.31 | EIA Prime Mover-level Data | Estimated using an emission factor
2020 | AK | Seldovia | 6283 | 6 | IC | RE | NA | DFO
2020 | AK | Seldovia | 6283 | 7 | IC | OP | NA | DFO |  | 667.273 | 0.10343 | 0.31 | EIA Prime Mover-level Data | Estimated using an emission factor
2020 | AK | Seward (AK) | 92 | 1 | IC | RE | NA | DFO
2020 | AK | Seward (AK) | 92 | 2 | IC | RE | NA | DFO
2020 | AK | Seward (AK) | 92 | 3 | IC | OP | NA | DFO
2020 | AK | Seward (AK) | 92 | 4 | IC | OP | NA | DFO
2020 | AK | Seward (AK) | 92 | 5 | IC | OP | NA | DFO
2020 | AK | Seward (AK) | 92 | 6 | IC | OP | NA | DFO
2020 | AK | Seward (AK) | 92 | N1 | IC | OP | NA | DFO
2020 | AK | Seward (AK) | 92 | N2 | IC | OP | NA | DFO
2020 | AK | Shishmaref | 6345 | 1 | IC | OP | NA | DFO |  | 3545.6001 | 0.54957 | 0.31 | EIA Prime Mover-level Data | Estimated using an emission factor
2020 | AK | Shishmaref | 6345 | 2 | IC | OP | NA | DFO |  | 3545.6001 | 0.54957 | 0.31 | EIA Prime Mover-level Data | Estimated using an emission factor
2020 | AK | Shishmaref | 6345 | 3 | IC | RE | NA | DFO
2020 | AK | Shishmaref | 6345 | 3A | IC | OP | NA | DFO |  | 4727.4668 | 0.73276 | 0.31 | EIA Prime Mover-level Data | Estimated using an emission factor
2020 | AK | Shishmaref | 6345 | 4 | IC | RE | NA | DFO
2020 | AK | Shishmaref | 6345 | 4A | IC | OP | NA | DFO |  | 5909.333 | 0.91595 | 0.31 | EIA Prime Mover-level Data | Estimated using an emission factor
2020 | AK | Shungnak | 57063 | UNIT1 | IC | OP | NA | DFO |  | 2874 | 0.44547 | 0.31 | EIA Prime Mover-level Data | Estimated using an emission factor
2020 | AK | Shungnak | 57063 | UNIT2 | IC | OP | NA | DFO |  | 4311 | 0.66821 | 0.31 | EIA Prime Mover-level Data | Estimated using an emission factor
2020 | AK | Shungnak | 57063 | UNIT3 | IC | OP | NA | DFO |  | 4311 | 0.66821 | 0.31 | EIA Prime Mover-level Data | Estimated using an emission factor
2020 | AK | Shungnak | 57063 | UNIT4 | IC | OP | NA | DFO |  | 5748 | 0.89094 | 0.31 | EIA Prime Mover-level Data | Estimated using an emission factor
2020 | AK | Silvis | 6581 | 1 | HY | OP | NA | WAT |  | 119434 |  |  | EIA Prime Mover-level Data
2020 | AK | Skagway | 66 | 1 | HY | OP | NA | WAT |  | 7482.3999 |  |  | EIA Prime Mover-level Data
2020 | AK | Skagway | 66 | 2 | HY | OP | NA | WAT |  | 1870.6 |  |  | EIA Prime Mover-level Data
2020 | AK | Skagway | 66 | 3 | HY | OP | NA | WAT |  | 5611.7998 |  |  | EIA Prime Mover-level Data
2020 | AK | Skagway | 66 | 4 | HY | OP | NA | WAT |  | 3741.2 |  |  | EIA Prime Mover-level Data
2020 | AK | Skagway | 66 | 6A | IC | OP | NA | DFO |  | 3397.8821 | 0.52667 | 0.31 | EIA Prime Mover-level Data | Estimated using an emission factor
2020 | AK | Skagway | 66 | 7A | IC | OP | NA | DFO |  | 4672.0879 | 0.72417 | 0.31 | EIA Prime Mover-level Data | Estimated using an emission factor
2020 | AK | Skagway | 66 | 8A | IC | OP | NA | DFO |  | 2123.677 | 0.32917 | 0.31 | EIA Prime Mover-level Data | Estimated using an emission factor
2020 | AK | Skagway | 66 | 9 | IC | OP | NA | DFO |  | 4247.353 | 0.65834 | 0.31 | EIA Prime Mover-level Data | Estimated using an emission factor
2020 | AK | Slana Generating Station | 61685 | 1 | IC | OP | NA | DFO |  | 4320.333 | 0.66965 | 0.31 | EIA Prime Mover-level Data | Estimated using an emission factor
2020 | AK | Slana Generating Station | 61685 | 2 | IC | OP | NA | DFO |  | 4320.333 | 0.66965 | 0.31 | EIA Prime Mover-level Data | Estimated using an emission factor
2020 | AK | Slana Generating Station | 61685 | 3 | IC | OP | NA | DFO |  | 4320.333 | 0.66965 | 0.31 | EIA Prime Mover-level Data | Estimated using an emission factor
2020 | AK | Snake River | 90 | 11 | IC | RE | NA | DFO
2020 | AK | Snake River | 90 | 12 | IC | OP | NA | DFO |  | 58903.8906 | 9.1301 | 0.31 | EIA Prime Mover-level Data | Estimated using an emission factor
2020 | AK | Snake River | 90 | 14 | IC | OP | NA | DFO |  | 31002.0488 | 4.8053 | 0.31 | EIA Prime Mover-level Data | Estimated using an emission factor
2020 | AK | Snake River | 90 | 15 | IC | OP | NA | DFO |  | 80605.3281 | 12.4938 | 0.31 | EIA Prime Mover-level Data | Estimated using an emission factor
2020 | AK | Snake River | 90 | 16 | IC | OP | NA | DFO |  | 80605.3281 | 12.4938 | 0.31 | EIA Prime Mover-level Data | Estimated using an emission factor
2020 | AK | Snake River | 90 | 18 | IC | OP | NA | DFO |  | 6200.4102 | 0.96106 | 0.31 | EIA Prime Mover-level Data | Estimated using an emission factor
2020 | AK | Snake River | 90 | 5 | IC | RE | NA | DFO
2020 | AK | Snake River | 90 | 6 | IC | RE | NA | DFO
2020 | AK | Snake River | 90 | 9 | IC | RE | NA | DFO
2020 | AK | Snake River | 90 | ENT | WT | OP | NA | WND |  | 6432.6152 |  |  | EIA Prime Mover-level Data
2020 | AK | Snake River | 90 | EWT 1 | WT | OP | NA | WND |  | 7236.6919 |  |  | EIA Prime Mover-level Data
2020 | AK | Snake River | 90 | EWT 2 | WT | OP | NA | WND |  | 7236.6919 |  |  | EIA Prime Mover-level Data
2020 | AK | Snettisham | 78 | 1 | HY | OP | NA | WAT |  | 749794.3125 |  |  | EIA Prime Mover-level Data
2020 | AK | Snettisham | 78 | 2 | HY | OP | NA | WAT |  | 749794.3125 |  |  | EIA Prime Mover-level Data
2020 | AK | Snettisham | 78 | 3 | HY | OP | NA | WAT |  | 984899.3125 |  |  | EIA Prime Mover-level Data
2020 | AK | Soldotna | 57206 | 1 | GT | OP | NA | NG |  | 357446 | 0.17769 | 0.00099423 | EIA Prime Mover-level Data | NEI avg EF - PM, fuel type, firing type
2020 | AK | Soldotna | 57206 | 2 | GT | IP | NA | NG
2020 | AK | Soldotna | 57206 | 3 | BA | U | NA | MWH
2020 | AK | Solomon Gulch | 390 | 1 | HY | OP | NA | WAT |  | 146987.5 |  |  | EIA Prime Mover-level Data
2020 | AK | Solomon Gulch | 390 | 2 | HY | OP | NA | WAT |  | 146987.5 |  |  | EIA Prime Mover-level Data
2020 | AK | South Fork | 56265 | 1 | HY | OP | NA | WAT |  | 52332 |  |  | EIA Prime Mover-level Data
2020 | AK | Southcentral Power Project | 57036 | 1 | CT |  | NA | NG |  | 2236992 | 6.9137 | 0.0061813 | EIA Unit-level Data | NEI avg EF - PM, fuel type
2020 | AK | Southcentral Power Project | 57036 | 2 | CT |  | NA | NG |  | 2106146 | 6.5093 | 0.0061813 | EIA Unit-level Data | NEI avg EF - PM, fuel type
2020 | AK | Southcentral Power Project | 57036 | 3 | CT |  | NA | NG |  | 2163046 | 6.6852 | 0.0061813 | EIA Unit-level Data | NEI avg EF - PM, fuel type
2020 | AK | Southcentral Power Project | 57036 | OTSG1 | CA | OP | NA | NG |  | 0 | 0 |  | EIA Unit-level Data | Estimated using an emission factor
2020 | AK | Southcentral Power Project | 57036 | OTSG2 | CA | OP | NA | NG |  | 0 | 0 |  | EIA Unit-level Data | Estimated using an emission factor
2020 | AK | Southcentral Power Project | 57036 | OTSG3 | CA | OP | NA | NG |  | 0 | 0 |  | EIA Unit-level Data | Estimated using an emission factor
2020 | AK | St Marys IC | 6338 | 1 | IC | RE | NA | DFO
2020 | AK | St Marys IC | 6338 | 1B | IC | OP | NA | DFO |  | 16376.9229 | 2.5384 | 0.31 | EIA Prime Mover-level Data | Estimated using an emission factor
2020 | AK | St Marys IC | 6338 | 2 | IC | OP | NA | DFO |  | 1965.231 | 0.30461 | 0.31 | EIA Prime Mover-level Data | Estimated using an emission factor
2020 | AK | St Marys IC | 6338 | 3 | IC | OP | NA | DFO |  | 2947.8459 | 0.45692 | 0.31 | EIA Prime Mover-level Data | Estimated using an emission factor
2020 | AK | St. Michael | 57061 | 4 | IC | SB | NA | DFO
2020 | AK | St. Michael | 57061 | UNIT1 | IC | RE | NA | DFO
2020 | AK | St. Michael | 57061 | UNIT2 | IC | RE | NA | DFO
2020 | AK | St. Michael | 57061 | UNIT3 | IC | RE | NA | DFO
2020 | AK | Stebbins | 57055 | 1 | IC | OP | NA | DFO |  | 8000.25 | 1.24 | 0.31 | EIA Prime Mover-level Data | Estimated using an emission factor
2020 | AK | Stebbins | 57055 | 2 | IC | OP | NA | DFO |  | 8000.25 | 1.24 | 0.31 | EIA Prime Mover-level Data | Estimated using an emission factor
2020 | AK | Stebbins | 57055 | 3 | IC | OP | NA | DFO |  | 8000.25 | 1.24 | 0.31 | EIA Prime Mover-level Data | Estimated using an emission factor
2020 | AK | Stebbins | 57055 | 4 | IC | OP | NA | DFO |  | 8000.25 | 1.24 | 0.31 | EIA Prime Mover-level Data | Estimated using an emission factor
2020 | AK | Stebbins | 57055 | UNIT1 | IC | RE | NA | DFO
2020 | AK | Stebbins | 57055 | UNIT2 | IC | RE | NA | DFO
2020 | AK | Stebbins | 57055 | UNIT3 | IC | RE | NA | DFO
2020 | AK | Swampy Acres Microgrid | 60250 | 13 | IC | OP | NA | DFO
2020 | AK | Swampy Acres Microgrid | 60250 | 6A | IC | OP | NA | DFO
2020 | AK | Swampy Acres Microgrid | 60250 | 7A | IC | OP | NA | DFO
2020 | AK | Swan Lake | 70 | 1 | HY | OP | NA | WAT |  | 318670 |  |  | EIA Prime Mover-level Data
2020 | AK | Swan Lake | 70 | 2 | HY | OP | NA | WAT |  | 318670 |  |  | EIA Prime Mover-level Data
2020 | AK | Sweetheart Lake Hydroelectric Facility | 60588 | JHI01 | HY | P | NA | WAT
2020 | AK | Sweetheart Lake Hydroelectric Facility | 60588 | JHI02 | HY | P | NA | WAT
2020 | AK | Sweetheart Lake Hydroelectric Facility | 60588 | JHI03 | HY | P | NA | WAT
2020 | AK | Terror Lake Microgrid | 71 | 1 | HY | OP | NA | WAT |  | 369691.3438 |  |  | EIA Prime Mover-level Data
2020 | AK | Terror Lake Microgrid | 71 | 2 | HY | OP | NA | WAT |  | 369691.3438 |  |  | EIA Prime Mover-level Data
2020 | AK | Terror Lake Microgrid | 71 | 3 | HY | OP | NA | WAT |  | 369691.3438 |  |  | EIA Prime Mover-level Data
2020 | AK | Tesoro Kenai Cogeneration Plant | 52184 | GEN1 | GT | OP | NA | NG |  | 421339.5 | 0.20945 | 0.00099423 | EIA Prime Mover-level Data | NEI avg EF - PM, fuel type, firing type
2020 | AK | Tesoro Kenai Cogeneration Plant | 52184 | GEN2 | GT | OP | NA | NG |  | 421339.5 | 0.20945 | 0.00099423 | EIA Prime Mover-level Data | NEI avg EF - PM, fuel type, firing type
2020 | AK | Tesoro Kenai Cogeneration Plant | 52184 | GEN3 | GT | CN | NA | NG
2020 | AK | Thorne Bay Plant | 7414 | 2 | IC | OP | NA | DFO |  | 541.8 | 0.083979 | 0.31 | EIA Prime Mover-level Data | Estimated using an emission factor
2020 | AK | Thorne Bay Plant | 7414 | 4 | IC | OP | NA | DFO |  | 361.2 | 0.055986 | 0.31 | EIA Prime Mover-level Data | Estimated using an emission factor
2020 | AK | TNSG North Plant | 58278 | 13 | IC | OP | NA | DFO
2020 | AK | TNSG North Plant | 58278 | CT1 | GT | OP | NA | NG |  | 144490.5938 | 0.071828 | 0.00099423 | EIA Prime Mover-level Data | NEI avg EF - PM, fuel type, firing type
2020 | AK | TNSG North Plant | 58278 | CT2 | GT | OP | NA | NG |  | 144490.5938 | 0.071828 | 0.00099423 | EIA Prime Mover-level Data | NEI avg EF - PM, fuel type, firing type
2020 | AK | TNSG North Plant | 58278 | CT3 | GT | OP | NA | NG |  | 208399.9062 | 0.1036 | 0.00099423 | EIA Prime Mover-level Data | NEI avg EF - PM, fuel type, firing type
2020 | AK | TNSG North Plant | 58278 | CT4 | GT | OP | NA | NG |  | 208399.9062 | 0.1036 | 0.00099423 | EIA Prime Mover-level Data | NEI avg EF - PM, fuel type, firing type
2020 | AK | TNSG South Plant | 58117 | 12 | IC | RE | NA | NG
2020 | AK | TNSG South Plant | 58117 | 1A | IC | OP | NA | NG |  | 124.564 | 2.6283e-05 | 0.000422 | EIA Prime Mover-level Data | Estimated using an emission factor
2020 | AK | TNSG South Plant | 58117 | 2 | IC | OP | NA | NG |  | 71.179 | 1.5019e-05 | 0.000422 | EIA Prime Mover-level Data | Estimated using an emission factor
2020 | AK | TNSG South Plant | 58117 | 3 | IC | OP | NA | NG |  | 71.179 | 1.5019e-05 | 0.000422 | EIA Prime Mover-level Data | Estimated using an emission factor
2020 | AK | TNSG South Plant | 58117 | 4A | IC | OP | NA | NG |  | 124.564 | 2.6283e-05 | 0.000422 | EIA Prime Mover-level Data | Estimated using an emission factor
2020 | AK | TNSG South Plant | 58117 | 6 | IC | OP | NA | NG |  | 302.513 | 6.383e-05 | 0.000422 | EIA Prime Mover-level Data | Estimated using an emission factor
2020 | AK | Togiak | 6348 | 1 | IC | OP | NA | DFO |  | 5766.8569 | 0.89386 | 0.31 | EIA Prime Mover-level Data | Estimated using an emission factor
2020 | AK | Togiak | 6348 | 2 | IC | RE | NA | DFO
2020 | AK | Togiak | 6348 | 2a | IC | RE | NA | DFO
2020 | AK | Togiak | 6348 | 2B | IC | OP | NA | DFO |  | 5766.8569 | 0.89386 | 0.31 | EIA Prime Mover-level Data | Estimated using an emission factor
2020 | AK | Togiak | 6348 | 3 | IC | OP | NA | DFO |  | 10572.5713 | 1.6387 | 0.31 | EIA Prime Mover-level Data | Estimated using an emission factor
2020 | AK | Togiak | 6348 | 4 | IC | RE | NA | DFO
2020 | AK | Togiak | 6348 | 4a | IC | RE | NA | DFO
2020 | AK | Togiak | 6348 | 4B | IC | RE | NA | DFO
2020 | AK | Togiak | 6348 | 4C | IC | OP | NA | DFO |  | 4805.7139 | 0.74489 | 0.31 | EIA Prime Mover-level Data | Estimated using an emission factor
2020 | AK | Togiak | 6348 | 5 | IC | RE | NA | DFO
2020 | AK | Togiak | 6348 | 5A | IC | RE | NA | DFO
2020 | AK | Tok | 406 | 3A | IC | OP | NA | DFO |  | 23839.5469 | 3.6951 | 0.31 | EIA Prime Mover-level Data | Estimated using an emission factor
2020 | AK | Tok | 406 | 4A | IC | OP | NA | DFO |  | 20171.9238 | 3.1266 | 0.31 | EIA Prime Mover-level Data | Estimated using an emission factor
2020 | AK | Tok | 406 | 5A | IC | OP | NA | DFO |  | 20171.9238 | 3.1266 | 0.31 | EIA Prime Mover-level Data | Estimated using an emission factor
2020 | AK | Tok | 406 | 6 | IC | OS | NA | DFO |  | 9169.0566 | 1.4212 | 0.31 | EIA Prime Mover-level Data | Estimated using an emission factor
2020 | AK | Tok | 406 | 8 | IC | OP | NA | DFO |  | 7335.2451 | 1.137 | 0.31 | EIA Prime Mover-level Data | Estimated using an emission factor
2020 | AK | Tok | 406 | 9 | IC | OP | NA | DFO |  | 16504.3027 | 2.5582 | 0.31 | EIA Prime Mover-level Data | Estimated using an emission factor
2020 | AK | Toksook Bay | 57067 | 1A | IC | OP | NA | DFO |  | 11570.2861 | 1.7934 | 0.31 | EIA Prime Mover-level Data | Estimated using an emission factor
2020 | AK | Toksook Bay | 57067 | UNIT1 | IC | RE | NA | DFO
2020 | AK | Toksook Bay | 57067 | UNIT2 | IC | OP | NA | DFO |  | 7231.4292 | 1.1209 | 0.31 | EIA Prime Mover-level Data | Estimated using an emission factor
2020 | AK | Toksook Bay | 57067 | UNIT3 | IC | OP | NA | DFO |  | 11570.2861 | 1.7934 | 0.31 | EIA Prime Mover-level Data | Estimated using an emission factor
2020 | AK | Tyee Lake Hydroelectric Facility | 61166 | UNIT1 | HY | OP | NA | WAT |  | 393281 |  |  | EIA Prime Mover-level Data
2020 | AK | Tyee Lake Hydroelectric Facility | 61166 | UNIT2 | HY | OP | NA | WAT |  | 393281 |  |  | EIA Prime Mover-level Data
2020 | AK | Unalakleet | 6299 | 1 | IC | RE | NA | DFO
2020 | AK | Unalakleet | 6299 | 2 | IC | RE | NA | DFO
2020 | AK | Unalakleet | 6299 | 3 | IC | RE | NA | DFO
2020 | AK | Unalakleet | 6299 | 4 | IC | RE | NA | DFO
2020 | AK | Unalakleet | 6299 | 5 | IC | OP | NA | DFO |  | 8028.5 | 1.2444 | 0.31 | EIA Prime Mover-level Data | Estimated using an emission factor
2020 | AK | Unalakleet | 6299 | 6 | IC | OP | NA | DFO |  | 8028.5 | 1.2444 | 0.31 | EIA Prime Mover-level Data | Estimated using an emission factor
2020 | AK | Unalakleet | 6299 | 7 | IC | OP | NA | DFO |  | 8028.5 | 1.2444 | 0.31 | EIA Prime Mover-level Data | Estimated using an emission factor
2020 | AK | Unalakleet | 6299 | 8 | IC | OP | NA | DFO |  | 8028.5 | 1.2444 | 0.31 | EIA Prime Mover-level Data | Estimated using an emission factor
2020 | AK | Unalaska Power Module | 7503 | 7 | IC | OP | NA | DFO |  | 31453 | 4.8752 | 0.31 | EIA Prime Mover-level Data | Estimated using an emission factor
2020 | AK | Unisea G 2 | 54422 | CAT1 | IC | RE | NA | DFO
2020 | AK | Unisea G 2 | 54422 | CAT2 | IC | RE | NA | DFO
2020 | AK | Unisea G 2 | 54422 | CAT4 | IC | OP | NA | DFO |  | 18672.4004 | 2.8942 | 0.31 | EIA Prime Mover-level Data | Estimated using an emission factor
2020 | AK | Unisea G 2 | 54422 | CAT5 | IC | OP | NA | DFO |  | 18672.4004 | 2.8942 | 0.31 | EIA Prime Mover-level Data | Estimated using an emission factor
2020 | AK | Unisea G 2 | 54422 | GEN1 | IC | OP | NA | DFO |  | 46681 | 7.2356 | 0.31 | EIA Prime Mover-level Data | Estimated using an emission factor
2020 | AK | Unisea G 2 | 54422 | GEN2 | IC | OP | NA | DFO |  | 48548.2383 | 7.525 | 0.31 | EIA Prime Mover-level Data | Estimated using an emission factor
2020 | AK | Unisea G 2 | 54422 | GEN3 | IC | OP | NA | DFO |  | 50415.4805 | 7.8144 | 0.31 | EIA Prime Mover-level Data | Estimated using an emission factor
2020 | AK | Unisea G 2 | 54422 | GEN4 | IC | OP | NA | DFO |  | 46681 | 7.2356 | 0.31 | EIA Prime Mover-level Data | Estimated using an emission factor
2020 | AK | Unisea G 2 | 54422 | GEN5 | IC | OP | NA | DFO |  | 50415.4805 | 7.8144 | 0.31 | EIA Prime Mover-level Data | Estimated using an emission factor
2020 | AK | Unisea G 2 | 54422 | GEN6 | IC | OP | NA | DFO |  | 46681 | 7.2356 | 0.31 | EIA Prime Mover-level Data | Estimated using an emission factor
2020 | AK | University of Alaska Fairbanks | 50711 | BLR1 | ST | RE | NA | JF |  | 0 |  |  | EIA Unit-level Data
2020 | AK | University of Alaska Fairbanks | 50711 | BLR2 | ST | RE | NA | JF |  | 0 |  |  | EIA Unit-level Data
2020 | AK | University of Alaska Fairbanks | 50711 | BLR3 | ST | OP | NA | JF |  | 14409.2002 |  |  | EIA Unit-level Data
2020 | AK | University of Alaska Fairbanks | 50711 | BLR4 | ST | OP | NA | JF |  | 72747.2031 |  |  | EIA Unit-level Data
2020 | AK | University of Alaska Fairbanks | 50711 | BLR5 | ST | OP | NA | SUB |  | 1186752.5 | 5.2755 | 0.0088906 | EIA Unit-level Data | NEI avg EF - PM, fuel type
2020 | AK | University of Alaska Fairbanks | 50711 | GEN4 | IC | SB | NA | DFO |  | 0 | 0 |  | EIA Prime Mover-level Data | Estimated using an emission factor
2020 | AK | Upper Kalskag | 57054 | UNIT1 | IC | OP | NA | DFO |  | 2713.0911 | 0.42053 | 0.31 | EIA Prime Mover-level Data | Estimated using an emission factor
2020 | AK | Upper Kalskag | 57054 | UNIT2 | IC | OP | NA | DFO |  | 5426.1821 | 0.84106 | 0.31 | EIA Prime Mover-level Data | Estimated using an emission factor
2020 | AK | Upper Kalskag | 57054 | UNIT3 | IC | OP | NA | DFO |  | 6782.7271 | 1.0513 | 0.31 | EIA Prime Mover-level Data | Estimated using an emission factor
2020 | AK | Utility Plants Section | 50308 | 3 | ST | OP | NA | SUB |  | 351288.3125 | 1.5616 | 0.0088906 | EIA Unit-level Data | NEI avg EF - PM, fuel type
2020 | AK | Utility Plants Section | 50308 | 4 | ST | OP | NA | SUB |  | 649999.0625 | 2.8895 | 0.0088906 | EIA Unit-level Data | NEI avg EF - PM, fuel type
2020 | AK | Utility Plants Section | 50308 | 5 | ST | OP | NA | SUB |  | 687453.625 | 3.0559 | 0.0088906 | EIA Unit-level Data | NEI avg EF - PM, fuel type
2020 | AK | Utility Plants Section | 50308 | 6 | ST | OP | NA | SUB |  | 449039.9062 | 1.9961 | 0.0088906 | EIA Unit-level Data | NEI avg EF - PM, fuel type
2020 | AK | Utility Plants Section | 50308 | 7 | ST | OP | NA | SUB |  | 472943.6875 | 2.1024 | 0.0088906 | EIA Unit-level Data | NEI avg EF - PM, fuel type
2020 | AK | Utility Plants Section | 50308 | 8 | ST | OP | NA | SUB |  | 518454 | 2.3047 | 0.0088906 | EIA Unit-level Data | NEI avg EF - PM, fuel type
2020 | AK | Valdez | 6306 | 1 | IC | RE | NA | DFO
2020 | AK | Valdez | 6306 | 11 | IC | OP | NA | DFO |  | 10054.8838 | 1.5585 | 0.31 | EIA Prime Mover-level Data | Estimated using an emission factor
2020 | AK | Valdez | 6306 | 12 | IC | OP | NA | DFO |  | 10054.8838 | 1.5585 | 0.31 | EIA Prime Mover-level Data | Estimated using an emission factor
2020 | AK | Valdez | 6306 | 2 | IC | RE | NA | DFO
2020 | AK | Valdez | 6306 | 3 | IC | RE | NA | DFO
2020 | AK | Valdez | 6306 | 4 | IC | OP | NA | DFO |  | 11940.1748 | 1.8507 | 0.31 | EIA Prime Mover-level Data | Estimated using an emission factor
2020 | AK | Valdez | 6306 | 5 | IC | OP | NA | DFO |  | 16339.1865 | 2.5326 | 0.31 | EIA Prime Mover-level Data | Estimated using an emission factor
2020 | AK | Valdez | 6306 | 6 | IC | OP | NA | DFO |  | 5655.8721 | 0.87666 | 0.31 | EIA Prime Mover-level Data | Estimated using an emission factor
2020 | AK | Valdez | 6306 | 7 | GT | RE | NA | DFO
2020 | AK | Valdez Cogen | 7841 | 1 | GT | OP | NA | WO |  | 312622 | 48.4564 | 0.31 | EIA Prime Mover-level Data | Estimated using an emission factor
2020 | AK | Viking | 56147 | 1 | IC | OS | NA | DFO
2020 | AK | Westward Seafoods | 54305 | 2 | IC | OP | NA | DFO |  | 48031 | 7.4448 | 0.31 | EIA Prime Mover-level Data | Estimated using an emission factor
2020 | AK | Westward Seafoods | 54305 | 3 | IC | OP | NA | DFO |  | 48031 | 7.4448 | 0.31 | EIA Prime Mover-level Data | Estimated using an emission factor
2020 | AK | Westward Seafoods | 54305 | 4 | IC | OP | NA | DFO |  | 48031 | 7.4448 | 0.31 | EIA Prime Mover-level Data | Estimated using an emission factor
2020 | AK | Whitman | 58977 | WPG-1 | HY | OP | NA | WAT |  | 67523.625 |  |  | EIA Prime Mover-level Data
2020 | AK | Whitman | 58977 | WPG-2 | HY | OP | NA | WAT |  | 15582.375 |  |  | EIA Prime Mover-level Data
2020 | AK | Wrangell | 95 | 1 | IC | RE | NA | DFO
2020 | AK | Wrangell | 95 | 11 | IC | OP | NA | DFO |  | 1225.177 | 0.1899 | 0.31 | EIA Prime Mover-level Data | Estimated using an emission factor
2020 | AK | Wrangell | 95 | 12 | IC | OP | NA | DFO |  | 1225.177 | 0.1899 | 0.31 | EIA Prime Mover-level Data | Estimated using an emission factor
2020 | AK | Wrangell | 95 | 13 | IC | OP | NA | DFO |  | 1225.177 | 0.1899 | 0.31 | EIA Prime Mover-level Data | Estimated using an emission factor
2020 | AK | Wrangell | 95 | 2 | IC | RE | NA | DFO
2020 | AK | Wrangell | 95 | 3 | IC | RE | NA | DFO
2020 | AK | Wrangell | 95 | 4 | IC | RE | NA | DFO
2020 | AK | Wrangell | 95 | 5 | IC | RE | NA | DFO
2020 | AK | Wrangell | 95 | 7 | IC | RE | NA | DFO
2020 | AK | Wrangell | 95 | 9 | IC | OP | NA | DFO |  | 1531.4709 | 0.23738 | 0.31 | EIA Prime Mover-level Data | Estimated using an emission factor
2020 | AK | Yakutat | 6637 | 2A | IC | RE | NA | DFO
2020 | AK | Yakutat | 6637 | 2B | IC | OP | NA | DFO |  | 11548.6318 | 1.79 | 0.31 | EIA Prime Mover-level Data | Estimated using an emission factor
2020 | AK | Yakutat | 6637 | 3 | IC | RE | NA | DFO
2020 | AK | Yakutat | 6637 | 3A | IC | OP | NA | DFO |  | 8661.4736 | 1.3425 | 0.31 | EIA Prime Mover-level Data | Estimated using an emission factor
2020 | AK | Yakutat | 6637 | 4 | IC | RE | NA | DFO
2020 | AK | Yakutat | 6637 | 4A | IC | RE | NA | DFO
2020 | AK | Yakutat | 6637 | 5 | IC | RE | NA | DFO
2020 | AK | Yakutat | 6637 | 6 | IC | OP | NA | DFO |  | 17322.9473 | 2.6851 | 0.31 | EIA Prime Mover-level Data | Estimated using an emission factor
2020 | AK | Yakutat | 6637 | 7 | IC | OP | NA | DFO |  | 17322.9473 | 2.6851 | 0.31 | EIA Prime Mover-level Data | Estimated using an emission factor
2020 | AL | ABC Coke | 56076 | 1 | ST | OP | NA | OG |  | 1136169 | 6.9076 | 0.012159 | EIA Prime Mover-level Data | NEI avg EF - PM, fuel type
2020 | AL | AL Solar C LLC | 63513 | OEALC | PV | T | NA | SUN
2020 | AL | Alabama Pine Pulp | 54429 | PB2 | ST | OP | NA | WDS |  | 371144.375 | 3.47 | 0.018699 | EIA Unit-level Data | NEI avg EF - PM, fuel type
2020 | AL | Alabama Pine Pulp | 54429 | RB2 | ST | OP | NA | BLQ |  | 12435374 | 41.524 | 0.0066784 | EIA Unit-level Data | NEI avg EF - PM, fuel type
2020 | AL | Alabama River Pulp | 10216 | PB1 | ST | OP | NA | WDS |  | 4193901.25 | 39.2108 | 0.018699 | EIA Unit-level Data | NEI avg EF - PM, fuel type
2020 | AL | Alabama River Pulp | 10216 | RB1 | ST | OP | NA | BLQ |  | 10128292 | 33.8203 | 0.0066784 | EIA Unit-level Data | NEI avg EF - PM, fuel type
2020 | AL | Albertville | 7924 | DG1 | IC | OP | NA | DFO
2020 | AL | Albertville | 7924 | DG2 | IC | OP | NA | DFO
2020 | AL | Albertville | 7924 | DG3 | IC | OP | NA | DFO
2020 | AL | Albertville | 7924 | DG4 | IC | OP | NA | DFO
2020 | AL | AMEA Sylacauga Plant | 56018 | 1 | GT | OP | CT | NG | 515 | 210227.7969 | 0.69 | 0.0065643 | EPA/CAMD | EPA/NEI | 2004
2020 | AL | AMEA Sylacauga Plant | 56018 | 2 | GT | OP | CT | NG | 515 | 208355.4062 | 0.69 | 0.0066233 | EPA/CAMD | EPA/NEI | 2004
2020 | AL | ANAD Solar Array | 60680 | 1 | PV | OP | NA | SUN |  | 103917 |  |  | EIA Prime Mover-level Data
2020 | AL | APC1 | 7708 | 2 | CC | CN | NA | NG
2020 | AL | APC2 | 7876 | 1 | CT | CN | NA | NG
2020 | AL | APC3 | 7877 | 1 | CC | CN | NA | NG
2020 | AL | Bankhead Dam | 2 | 1 | HY | OP | NA | WAT |  | 1220939 |  |  | EIA Prime Mover-level Data
2020 | AL | Barry | 3 | 1 | ST | OP | TANGENTIAL | NG | 227 | 78516.75 | 0.29 | 0.007387 | EPA/CAMD | EPA/NEI | 1954
2020 | AL | Barry | 3 | 2 | ST | OP | TANGENTIAL | NG | 118 | 28565.5508 | 0.11 | 0.0077016 | EPA/CAMD | EPA/NEI | 1954
2020 | AL | Barry | 3 | 4 | ST | OP | TANGENTIAL | BIT | 916 | 1598916.5 | 9 | 0.011258 | EPA/CAMD | EPA/NEI | 1969
2020 | AL | Barry | 3 | 5 | ST | OP | TANGENTIAL | BIT | 6464 | 30493728 | 44 | 0.0028858 | EPA/CAMD | EPA/NEI | 1971
2020 | AL | Barry | 3 | 6A | CT | OP | CC | NG | 7748 | 14324808 | 55.32 | 0.0077237 | EPA/CAMD | EPA/NEI | 2000
2020 | AL | Barry | 3 | 6B | CT | OP | CC | NG | 8305 | 15573972 | 62.57 | 0.0080352 | EPA/CAMD | EPA/NEI | 2000
2020 | AL | Barry | 3 | 7A | CT | OP | CC | NG | 7552 | 14845594 | 87.27 | 0.011757 | EPA/CAMD | EPA/NEI | 2001
2020 | AL | Barry | 3 | 7B | CT | OP | CC | NG | 7571 | 14951776 | 58.95 | 0.0078854 | EPA/CAMD | EPA/NEI | 2001
2020 | AL | Bartletts Ferry | 702 | 1 | HY | OP | NA | WAT |  | 474214.5 |  |  | EIA Prime Mover-level Data
2020 | AL | Bartletts Ferry | 702 | 2 | HY | OP | NA | WAT |  | 474214.5 |  |  | EIA Prime Mover-level Data
2020 | AL | Bartletts Ferry | 702 | 3 | HY | OP | NA | WAT |  | 474214.5 |  |  | EIA Prime Mover-level Data
2020 | AL | Bartletts Ferry | 702 | 4 | HY | OP | NA | WAT |  | 632286 |  |  | EIA Prime Mover-level Data
2020 | AL | Bartletts Ferry | 702 | 5 | HY | OP | NA | WAT |  | 1707172.25 |  |  | EIA Prime Mover-level Data
2020 | AL | Bartletts Ferry | 702 | 6 | HY | OP | NA | WAT |  | 1707172.25 |  |  | EIA Prime Mover-level Data
2020 | AL | Bellefonte | 6150 | DG-1 | IC | OS | NA | DFO
2020 | AL | Bellefonte | 6150 | DG-2 | IC | OS | NA | DFO
2020 | AL | Blackbear Solar 1 | 63765 | ALBB1 | PV | P | NA | SUN
2020 | AL | Browns Ferry | 46 | 1 | ST | OP | NA | NUC |  | 95832616 |  |  | EIA Prime Mover-level Data
2020 | AL | Browns Ferry | 46 | 2 | ST | OP | NA | NUC |  | 105493120 |  |  | EIA Prime Mover-level Data
2020 | AL | Browns Ferry | 46 | 3 | ST | OP | NA | NUC |  | 99255720 |  |  | EIA Prime Mover-level Data
2020 | AL | Calhoun Energy Center | 55409 | CT1 | GT | OP | CT | NG | 126 | 153244.8438 | 0.399 | 0.0052074 | EPA/CAMD | EPA/NEI | 2003
2020 | AL | Calhoun Energy Center | 55409 | CT2 | GT | OP | CT | NG | 32 | 32515.3652 | 0.086 | 0.0052898 | EPA/CAMD | EPA/NEI | 2003
2020 | AL | Calhoun Energy Center | 55409 | CT3 | GT | OP | CT | NG | 36 | 37408.8281 | 0.097 | 0.0051859 | EPA/CAMD | EPA/NEI | 2003
2020 | AL | Calhoun Energy Center | 55409 | CT4 | GT | OP | CT | NG | 158 | 199502.2188 | 0.546 | 0.0054736 | EPA/CAMD | EPA/NEI | 2003
2020 | AL | Central Alabama Gen Station | 55440 | CTGDB1 | CT | OP | CC | NG | 7083 | 13288471 | 31.7 | 0.0047711 | EPA/CAMD | EPA/NEI | 2003
2020 | AL | Central Alabama Gen Station | 55440 | CTGDB2 | CT | OP | CC | NG | 7280 | 14070873 | 32.2 | 0.0045768 | EPA/CAMD | EPA/NEI | 2002
2020 | AL | Central Alabama Gen Station | 55440 | CTGDB3 | CT | OP | CC | NG | 7062 | 12889568 | 28.5 | 0.0044222 | EPA/CAMD | EPA/NEI | 2003
2020 | AL | Charles R Lowman | 56 | 1 | ST | OP | WALL | BIT | 0 | [5 empty] | 1969
2020 | AL | Charles R Lowman | 56 | 2 | ST | OP | WALL | BIT | 2262 | 4043808.75 | 30.623 | 0.015146 | EPA/CAMD | NEI avg EF - PM, fuel type, firing type | 1979
2020 | AL | Charles R Lowman | 56 | 3 | ST | OP | WALL | BIT | 0 | [5 empty] | 1980
2020 | AL | Colbert | 47 | CCT1 | GT | OP | CT | NG | 19 | 7137 | 0.0548 | 0.015357 | EPA/CAMD | EPA/NEI | 1972
2020 | AL | Colbert | 47 | CCT2 | GT | OP | CT | NG | 19 | 7485.7998 | 0.0574 | 0.015336 | EPA/CAMD | EPA/NEI | 1972
2020 | AL | Colbert | 47 | CCT3 | GT | OP | CT | NG | 13 | 553 | 0.0042 | 0.01519 | EPA/CAMD | EPA/NEI | 1972
2020 | AL | Colbert | 47 | CCT4 | GT | OP | CT | NG | 16 | 6138.2002 | 0.0471 | 0.015347 | EPA/CAMD | EPA/NEI | 1972
2020 | AL | Colbert | 47 | CCT5 | GT | OP | CT | NG | 20 | 6916.1001 | 0.0531 | 0.015355 | EPA/CAMD | EPA/NEI | 1972
2020 | AL | Colbert | 47 | CCT6 | GT | OP | CT | NG | 18 | 6938.2002 | 0.0532 | 0.015335 | EPA/CAMD | EPA/NEI | 1972
2020 | AL | Colbert | 47 | CCT7 | GT | OP | CT | NG | 22 | 9418 | 0.0722 | 0.015332 | EPA/CAMD | EPA/NEI | 1972
2020 | AL | Colbert | 47 | CCT8 | GT | OP | CT | NG | 22 | 8838.7002 | 0.0678 | 0.015342 | EPA/CAMD | EPA/NEI | 1972
2020 | AL | Crestwood Dothan | 54985 | GEN1 | IC | OP | NA | DFO |  | 1080.9301 | 0.16754 | 0.31 | EIA Prime Mover-level Data | Estimated using an emission factor
2020 | AL | Crestwood Dothan | 54985 | GEN2 | IC | OP | NA | DFO |  | 1080.9301 | 0.16754 | 0.31 | EIA Prime Mover-level Data | Estimated using an emission factor
2020 | AL | Crestwood Dothan | 54985 | GEN3 | IC | OP | NA | DFO |  | 2161.8601 | 0.33509 | 0.31 | EIA Prime Mover-level Data | Estimated using an emission factor
2020 | AL | Crestwood Dothan | 54985 | GEN5 | IC | OP | NA | DFO |  | 1080.9301 | 0.16754 | 0.31 | EIA Prime Mover-level Data | Estimated using an emission factor
2020 | AL | Crestwood Dothan | 54985 | GEN7 | IC | OP | NA | DFO |  | 1080.9301 | 0.16754 | 0.31 | EIA Prime Mover-level Data | Estimated using an emission factor
2020 | AL | Crestwood Dothan | 54985 | GEN8 | IC | SB | NA | DFO |  | 648.558 | 0.10053 | 0.31 | EIA Prime Mover-level Data | Estimated using an emission factor
2020 | AL | Crestwood Dothan | 54985 | GEN9 | IC | OP | NA | DFO |  | 2161.8601 | 0.33509 | 0.31 | EIA Prime Mover-level Data | Estimated using an emission factor
2020 | AL | Crestwood Dothan | 54985 | P83 | ST | RE | NA | NG
2020 | AL | Cumblerland Land Holdings, LLC | 61924 | CUMB | PV | OP | NA | SUN |  | 256617 |  |  | EIA Prime Mover-level Data
2020 | AL | Decatur Energy Center | 55292 | CTG-1 | CT | OP | CC | NG | 2545 | 3502260.5 | 5.47 | 0.0031237 | EPA/CAMD | EPA/NEI | 2002
2020 | AL | Decatur Energy Center | 55292 | CTG-2 | CT | OP | CC | NG | 2731 | 3780618 | 5.9 | 0.0031212 | EPA/CAMD | EPA/NEI | 2002
2020 | AL | Decatur Energy Center | 55292 | CTG-3 | CT | OP | CC | NG | 2775 | 3725659 | 5.8 | 0.0031135 | EPA/CAMD | EPA/NEI | 2003
2020 | AL | Decatur-Morgan Co LFG Recovery Project | 58061 | 290 | IC | OP | NA | LFG |  | 68678.5 | 0.50479 | 0.0147 | EIA Prime Mover-level Data | Estimated using an emission factor
2020 | AL | Decatur-Morgan Co LFG Recovery Project | 58061 | 1496 | IC | OP | NA | LFG |  | 68678.5 | 0.50479 | 0.0147 | EIA Prime Mover-level Data | Estimated using an emission factor
2020 | AL | District 100 Transco Gas Pipe Line | 54743 | 1 | ST | RE | NA | WH
2020 | AL | District 100 Transco Gas Pipe Line | 54743 | 2 | ST | RE | NA | WH
2020 | AL | E B Harris Generating Plant | 7897 | 1A | CT | OP | CC | NG | 3855 | 6821953 | 11.25 | 0.0032982 | EPA/CAMD | EPA/NEI | 2003
2020 | AL | E B Harris Generating Plant | 7897 | 1B | CT | OP | CC | NG | 3754 | 6676297 | 11.02 | 0.0033012 | EPA/CAMD | EPA/NEI | 2003
2020 | AL | E B Harris Generating Plant | 7897 | 2A | CT | OP | CC | NG | 5964 | 9444060 | 22.66 | 0.0047988 | EPA/CAMD | EPA/NEI | 2003
2020 | AL | E B Harris Generating Plant | 7897 | 2B | CT | OP | CC | NG | 4940 | 7821371 | 16.03 | 0.004099 | EPA/CAMD | EPA/NEI | 2003
2020 | AL | E C Gaston | 26 | 1 | ST | OP | WALL | NG | 3188 | 3637596.5 | 12.39 | 0.0068122 | EPA/CAMD | EPA/NEI | 1960
2020 | AL | E C Gaston | 26 | 2 | ST | OP | WALL | NG | 3569 | 3983322.5 | 15.71 | 0.0078879 | EPA/CAMD | EPA/NEI | 1960
2020 | AL | E C Gaston | 26 | 3 | ST | OP | WALL | NG | 3767 | 4261401 | 15.97 | 0.0074952 | EPA/CAMD | EPA/NEI | 1960
2020 | AL | E C Gaston | 26 | 4 | ST | OP | WALL | NG | 3709 | 3533358 | 12.29 | 0.0069566 | EPA/CAMD | EPA/NEI | 1962
2020 | AL | E C Gaston | 26 | 5 | ST | OP | TANGENTIAL | BIT | 4096 | 28590070 | 35 | 0.0024484 | EPA/CAMD | EPA/NEI | 1974
2020 | AL | Fort Rucker Solar Array | 60679 | 1 | PV | OP | NA | SUN |  | 131746 |  |  | EIA Prime Mover-level Data
2020 | AL | Gadsden | 7 | 1 | ST | OP | TANGENTIAL | NG | 2653 | 886757.5625 | 3.32 | 0.007488 | EPA/CAMD | EPA/NEI | 2049
2020 | AL | Gadsden | 7 | 2 | ST | OP | TANGENTIAL | NG | 0 |  | 0 |  |  | EPA/NEI | 2049
2020 | AL | Gantt | 53 | 3 | HY | OP | NA | WAT |  | 22072.8008 |  |  | EIA Prime Mover-level Data
2020 | AL | Gantt | 53 | 4 | HY | OP | NA | WAT |  | 33109.1992 |  |  | EIA Prime Mover-level Data
2020 | AL | Georgia-Pacific Brewton Mill | 54789 | 1PB | ST | RE | NA | BLQ |  | 0 | 0 |  | EIA Unit-level Data | NEI avg EF - PM, fuel type
2020 | AL | Georgia-Pacific Brewton Mill | 54789 | 1RB | ST | RE | NA | BLQ |  | 0 | 0 |  | EIA Unit-level Data | NEI avg EF - PM, fuel type
2020 | AL | Georgia-Pacific Brewton Mill | 54789 | 2PB | ST | OP | WALL | NG |  | 1644660.75 | 6.0391 | 0.0073439 | EIA Unit-level Data | NEI avg EF - PM, fuel type, firing type
2020 | AL | Georgia-Pacific Brewton Mill | 54789 | 2RB | ST | RE | NA | BLQ |  | 0 | 0 |  | EIA Unit-level Data | NEI avg EF - PM, fuel type
2020 | AL | Georgia-Pacific Brewton Mill | 54789 | 3PB | ST | RE | WALL | NG |  | 3895702 | 14.3049 | 0.0073439 | EIA Unit-level Data | NEI avg EF - PM, fuel type, firing type
2020 | AL | Georgia-Pacific Brewton Mill | 54789 | 3RB | ST | RE | NA | BLQ |  | 0 | 0 |  | EIA Unit-level Data | NEI avg EF - PM, fuel type
2020 | AL | Georgia-Pacific Brewton Mill | 54789 | 4RB | ST | OP | WALL | BLQ |  | 9663012 | 27.72 | 0.0057373 | EIA Unit-level Data | NEI avg EF - PM, fuel type, firing type
2020 | AL | Georgia-Pacific Consr Prods LP-Naheola | 10699 | 1 | ST | RE | STOKER | BIT |  | 0 | 0 |  | EIA Unit-level Data | NEI avg EF - PM, fuel type, firing type
2020 | AL | Georgia-Pacific Consr Prods LP-Naheola | 10699 | 2 | ST | RE | STOKER | BIT |  | 0 | 0 |  | EIA Unit-level Data | NEI avg EF - PM, fuel type, firing type
2020 | AL | Georgia-Pacific Consr Prods LP-Naheola | 10699 | 3 | ST | RE | WALL | NG |  | 659673.8125 | 2.4223 | 0.0073439 | EIA Unit-level Data | NEI avg EF - PM, fuel type, firing type
2020 | AL | Georgia-Pacific Consr Prods LP-Naheola | 10699 | 4 | ST | OP | WALL | BLQ |  | 11221143 | 32.1897 | 0.0057373 | EIA Unit-level Data | NEI avg EF - PM, fuel type, firing type
2020 | AL | Georgia-Pacific Consr Prods LP-Naheola | 10699 | BFB | ST | OP | FLUIDIZED | WDS |  | 4294303.5 | 11.4179 | 0.0053177 | EIA Unit-level Data | NEI avg EF - PM, fuel type, firing type
2020 | AL | Goat Rock | 707 | 1 | HY | RE | NA | WAT
2020 | AL | Goat Rock | 707 | 2 | HY | RE | NA | WAT
2020 | AL | Goat Rock | 707 | 3 | HY | OP | NA | WAT |  | 221079.5312 |  |  | EIA Prime Mover-level Data
2020 | AL | Goat Rock | 707 | 4 | HY | OP | NA | WAT |  | 221079.5312 |  |  | EIA Prime Mover-level Data
2020 | AL | Goat Rock | 707 | 5 | HY | OP | NA | WAT |  | 221079.5312 |  |  | EIA Prime Mover-level Data
2020 | AL | Goat Rock | 707 | 6 | HY | OP | NA | WAT |  | 221079.5312 |  |  | EIA Prime Mover-level Data
2020 | AL | Goat Rock | 707 | 7 | HY | OP | NA | WAT |  | 411207.9375 |  |  | EIA Prime Mover-level Data
2020 | AL | Goat Rock | 707 | 8 | HY | OP | NA | WAT |  | 411207.9375 |  |  | EIA Prime Mover-level Data
2020 | AL | Gorgas | 8 | 10 | ST | RE | TANGENTIAL | BIT
2020 | AL | Gorgas | 8 | 6 | ST | RE | WALL | BIT
2020 | AL | Gorgas | 8 | 7 | ST | RE | WALL | BIT
2020 | AL | Gorgas | 8 | 8 | ST | RE | TANGENTIAL | BIT
2020 | AL | Gorgas | 8 | 9 | ST | RE | TANGENTIAL | BIT
2020 | AL | Greene County | 10 | 1 | ST | OP | CELL | NG | 4834 | 5238860.5 | 19.68 | 0.0075131 | EPA/CAMD | EPA/NEI | 1965
2020 | AL | Greene County | 10 | 2 | ST | OP | WALL | NG | 5911 | 5681199.5 | 21.3 | 0.0074984 | EPA/CAMD | EPA/NEI | 1966
2020 | AL | Greene County | 10 | CT10 | GT | OP | CT | NG | 108 | 63731.4492 | 0.04376 | 0.0013733 | EPA/CAMD | EPA/NEI | 1996
2020 | AL | Greene County | 10 | CT2 | GT | OP | CT | NG | 144 | 87181.6016 | 0.06564 | 0.0015058 | EPA/CAMD | EPA/NEI | 1996
2020 | AL | Greene County | 10 | CT3 | GT | OP | CT | NG | 175 | 110423.1484 | 0.08752 | 0.0015852 | EPA/CAMD | EPA/NEI | 1995
2020 | AL | Greene County | 10 | CT4 | GT | OP | CT | NG | 143 | 87446.4531 | 0.06564 | 0.0015013 | EPA/CAMD | EPA/NEI | 1995
2020 | AL | Greene County | 10 | CT5 | GT | OP | CT | NG | 178 | 110587.6016 | 0.08752 | 0.0015828 | EPA/CAMD | EPA/NEI | 1995
2020 | AL | Greene County | 10 | CT6 | GT | OP | CT | NG | 73 | 41562.2734 | 0.04376 | 0.0021058 | EPA/CAMD | EPA/NEI | 1995
2020 | AL | Greene County | 10 | CT7 | GT | OP | CT | NG | 209 | 129732.1484 | 0.1094 | 0.0016866 | EPA/CAMD | EPA/NEI | 1995
2020 | AL | Greene County | 10 | CT8 | GT | OP | CT | NG | 67 | 35665.9492 | 0.02188 | 0.0012269 | EPA/CAMD | EPA/NEI | 1996
2020 | AL | Greene County | 10 | CT9 | GT | OP | CT | NG | 100 | 55358.9492 | 0.04376 | 0.001581 | EPA/CAMD | EPA/NEI | 1996
2020 | AL | Guntersville | 48 | 1 | HY | OP | NA | WAT |  | 2063846.25 |  |  | EIA Prime Mover-level Data
2020 | AL | Guntersville | 48 | 2 | HY | OP | NA | WAT |  | 2063846.25 |  |  | EIA Prime Mover-level Data
2020 | AL | Guntersville | 48 | 3 | HY | OP | NA | WAT |  | 2063846.25 |  |  | EIA Prime Mover-level Data
2020 | AL | Guntersville | 48 | 4 | HY | OP | NA | WAT |  | 2063846.25 |  |  | EIA Prime Mover-level Data
2020 | AL | H Neely Henry Dam | 11 | 1 | HY | OP | NA | WAT |  | 787722 |  |  | EIA Prime Mover-level Data
2020 | AL | H Neely Henry Dam | 11 | 2 | HY | OP | NA | WAT |  | 787722 |  |  | EIA Prime Mover-level Data
2020 | AL | H Neely Henry Dam | 11 | 3 | HY | OP | NA | WAT |  | 787722 |  |  | EIA Prime Mover-level Data
2020 | AL | Harris Dam | 6188 | 1 | HY | OP | NA | WAT |  | 1067357.5 |  |  | EIA Prime Mover-level Data
2020 | AL | Harris Dam | 6188 | 2 | HY | OP | NA | WAT |  | 1067357.5 |  |  | EIA Prime Mover-level Data
2020 | AL | Hillabee Energy Center | 55411 | CT1 | CT | OP | CC | NG | 7368 | 18254968 | 58.4 | 0.0063983 | EPA/CAMD | EPA/NEI | 2009
2020 | AL | Hillabee Energy Center | 55411 | CT2 | CT | OP | CC | NG | 7474 | 18522136 | 61.11 | 0.0065986 | EPA/CAMD | EPA/NEI | 2009
2020 | AL | Hog Bayou Energy Center | 55241 | COG01 | CT | OP | CC | NG | 7972 | 12651626 | 19.8 | 0.00313 | EPA/CAMD | EPA/NEI | 2001
2020 | AL | Holt Dam | 12 | 1 | HY | OP | NA | WAT |  | 1635209 |  |  | EIA Prime Mover-level Data
2020 | AL | International Paper Pine Hill Mill | 54752 | 1PB | ST | OP | NA | WDS |  | 2799473.75 | 26.1736 | 0.018699 | EIA Unit-level Data | NEI avg EF - PM, fuel type
2020 | AL | International Paper Pine Hill Mill | 54752 | 2PB | ST | OP | NA | WDS |  | 5847740.5 | 54.6733 | 0.018699 | EIA Unit-level Data | NEI avg EF - PM, fuel type
2020 | AL | International Paper Pine Hill Mill | 54752 | RECB | ST | OP | NA | BLQ |  | 7560746 | 25.2467 | 0.0066784 | EIA Unit-level Data | NEI avg EF - PM, fuel type
2020 | AL | International Paper-Prattville Mill | 52140 | Z006 | ST | OP | OTHER BOILER | NG | 8685 | 2765112.75 | 20.92 | 0.015131 | EPA/CAMD | EPA/NEI | 1967
2020 | AL | International Paper-Prattville Mill | 52140 | Z008 | ST | OP | OTHER BOILER | BLQ | 8604 | 3649025.25 | 15.08 | 0.0082652 | EPA/CAMD | EPA/NEI | 1980
2020 | AL | International Paper-Riverdale Mill | 54096 | X026 | CT | OP | CC | NG | 2338 | 1094091.625 | 8.012 | 0.014646 | EIA non-ozone season distributed and EPA/CAMD ozone season | EPA/NEI | 1994
2020 | AL | International Paper-Riverdale Mill | 54096 | Z007 | ST | OP | WALL | NG | 1717 | 4550632.5 | 1.6635 | 0.00073111 | EIA non-ozone season distributed and EPA/CAMD ozone season | EPA/NEI | 1966
2020 | AL | James H Miller Jr | 6002 | 1 | ST | OP | WALL | SUB | 8570 | 43860412 | 28.2884 | 0.0012899 | EPA/CAMD | EPA/NEI | 1978
2020 | AL | James H Miller Jr | 6002 | 2 | ST | OP | WALL | SUB | 7337 | 40266864 | 28.2277 | 0.001402 | EPA/CAMD | EPA/NEI | 1985
2020 | AL | James H Miller Jr | 6002 | 3 | ST | OP | WALL | SUB | 7979 | 46620428 | 25.7978 | 0.0011067 | EPA/CAMD | EPA/NEI | 1989
2020 | AL | James H Miller Jr | 6002 | 4 | ST | OP | WALL | SUB | 8535 | 48952032 | 45.15 | 0.0018447 | EPA/CAMD | EPA/NEI | 1991
2020 | AL | Jones Bluff | 6131 | 1 | HY | OP | NA | WAT |  | 625859 |  |  | EIA Prime Mover-level Data
2020 | AL | Jones Bluff | 6131 | 2 | HY | OP | NA | WAT |  | 625859 |  |  | EIA Prime Mover-level Data
2020 | AL | Jones Bluff | 6131 | 3 | HY | OP | NA | WAT |  | 625859 |  |  | EIA Prime Mover-level Data
2020 | AL | Jones Bluff | 6131 | 4 | HY | OP | NA | WAT |  | 625859 |  |  | EIA Prime Mover-level Data
2020 | AL | Jordan Dam | 13 | 1 | HY | OP | NA | WAT |  | 1287599.75 |  |  | EIA Prime Mover-level Data
2020 | AL | Jordan Dam | 13 | 2 | HY | OP | NA | WAT |  | 1287599.75 |  |  | EIA Prime Mover-level Data
2020 | AL | Jordan Dam | 13 | 3 | HY | OP | NA | WAT |  | 1287599.75 |  |  | EIA Prime Mover-level Data
2020 | AL | Jordan Dam | 13 | 4 | HY | OP | NA | WAT |  | 1287599.75 |  |  | EIA Prime Mover-level Data
2020 | AL | Joseph M Farley | 6001 | 1 | ST | OP | NA | NUC |  | 81503856 |  |  | EIA Prime Mover-level Data
2020 | AL | Joseph M Farley | 6001 | 2 | ST | OP | NA | NUC |  | 72843792 |  |  | EIA Prime Mover-level Data
2020 | AL | Kimberly Clark Mobile - CHP Plant | 62449 | GT100 | GT | OP | NA | NG |  | 1833152 | 0.91129 | 0.00099423 | EIA Prime Mover-level Data | NEI avg EF - PM, fuel type, firing type
2020 | AL | Kimberly Clark Mobile - CHP Plant | 62449 | GT200 | GT | OP | NA | NG |  | 1833152 | 0.91129 | 0.00099423 | EIA Prime Mover-level Data | NEI avg EF - PM, fuel type, firing type
2020 | AL | LaFayette Solar Farm | 60583 | PV1 | PV | OP | NA | SUN |  | 1295957 |  |  | EIA Prime Mover-level Data
2020 | AL | Langdale | 711 | 5 | HY | RE | NA | WAT
2020 | AL | Langdale | 711 | 6 | HY | RE | NA | WAT
2020 | AL | Lay Dam | 15 | 1 | HY | OP | NA | WAT |  | 1027653.1875 |  |  | EIA Prime Mover-level Data
2020 | AL | Lay Dam | 15 | 2 | HY | OP | NA | WAT |  | 1027653.1875 |  |  | EIA Prime Mover-level Data
2020 | AL | Lay Dam | 15 | 3 | HY | OP | NA | WAT |  | 1027653.1875 |  |  | EIA Prime Mover-level Data
2020 | AL | Lay Dam | 15 | 4 | HY | OP | NA | WAT |  | 1027653.1875 |  |  | EIA Prime Mover-level Data
2020 | AL | Lay Dam | 15 | 5 | HY | OP | NA | WAT |  | 1027653.1875 |  |  | EIA Prime Mover-level Data
2020 | AL | Lay Dam | 15 | 6 | HY | OP | NA | WAT |  | 1027653.1875 |  |  | EIA Prime Mover-level Data
2020 | AL | Lewis Smith Dam | 18 | 1 | HY | OP | NA | WAT |  | 1723819.5 |  |  | EIA Prime Mover-level Data
2020 | AL | Lewis Smith Dam | 18 | 2 | HY | OP | NA | WAT |  | 1723819.5 |  |  | EIA Prime Mover-level Data
2020 | AL | Logan Martin Dam | 14 | 1 | HY | OP | NA | WAT |  | 1431964 |  |  | EIA Prime Mover-level Data
2020 | AL | Logan Martin Dam | 14 | 2 | HY | OP | NA | WAT |  | 1431964 |  |  | EIA Prime Mover-level Data
2020 | AL | Logan Martin Dam | 14 | 3 | HY | OP | NA | WAT |  | 1431964 |  |  | EIA Prime Mover-level Data
2020 | AL | Martin Dam | 16 | 1 | HY | OP | NA | WAT |  | 1115623 |  |  | EIA Prime Mover-level Data
2020 | AL | Martin Dam | 16 | 2 | HY | OP | NA | WAT |  | 1115623 |  |  | EIA Prime Mover-level Data
2020 | AL | Martin Dam | 16 | 3 | HY | OP | NA | WAT |  | 1115623 |  |  | EIA Prime Mover-level Data
2020 | AL | Martin Dam | 16 | 4 | HY | OP | NA | WAT |  | 1333414 |  |  | EIA Prime Mover-level Data
2020 | AL | McIntosh (7063) | 7063 | **1 | CE | OP | OTHER TURBINE | NG | 153 | 26654.6543 | 0.13 | 0.0097544 | EPA/CAMD | EPA/NEI | 1991
2020 | AL | McIntosh (7063) | 7063 | **2 | GT | OP | CT | NG | 333 | 279660.0938 | 1 | 0.0071515 | EPA/CAMD | EPA/NEI | 1998
2020 | AL | McIntosh (7063) | 7063 | **3 | GT | OP | CT | NG | 495 | 442563.25 | 1.4 | 0.0063268 | EPA/CAMD | EPA/NEI | 1998
2020 | AL | McIntosh (7063) | 7063 | **4 | GT | OP | CT | NG | 1017 | 1552153.875 | 5.1 | 0.0065715 | EPA/CAMD | EPA/NEI | 2010
2020 | AL | McIntosh (7063) | 7063 | **5 | GT | OP | CT | NG | 1095 | 1699315.625 | 5.6 | 0.0065909 | EPA/CAMD | EPA/NEI | 2010
2020 | AL | McWilliams | 533 | **4 | CT | OP | CC | NG | 3735 | 3436034.25 | 11.4 | 0.0066356 | EPA/CAMD | EPA/NEI | 1996
2020 | AL | McWilliams | 533 | **V1 | CT | OP | CC | NG | 7196 | 12443908 | 41 | 0.0065896 | EPA/CAMD | EPA/NEI | 2001
2020 | AL | McWilliams | 533 | **V2 | CT | OP | CC | NG | 8065 | 14007475 | 46 | 0.0065679 | EPA/CAMD | EPA/NEI | 2001
2020 | AL | Millers Ferry | 38 | 1 | HY | OP | NA | WAT |  | 1036538.3125 |  |  | EIA Prime Mover-level Data
2020 | AL | Millers Ferry | 38 | 2 | HY | OP | NA | WAT |  | 1036538.3125 |  |  | EIA Prime Mover-level Data
2020 | AL | Millers Ferry | 38 | 3 | HY | OP | NA | WAT |  | 1036538.3125 |  |  | EIA Prime Mover-level Data
2020 | AL | Mitchell Dam | 17 | 4 | HY | OP | NA | WAT |  | 665875.75 |  |  | EIA Prime Mover-level Data
2020 | AL | Mitchell Dam | 17 | 5 | HY | OP | NA | WAT |  | 1664689.375 |  |  | EIA Prime Mover-level Data
2020 | AL | Mitchell Dam | 17 | 6 | HY | OP | NA | WAT |  | 1664689.375 |  |  | EIA Prime Mover-level Data
2020 | AL | Mitchell Dam | 17 | 7 | HY | OP | NA | WAT |  | 1664689.375 |  |  | EIA Prime Mover-level Data
2020 | AL | Morgan Energy Center | 55293 | CT-1 | CT | OP | CC | NG | 4764 | 7714340 | 5.7 | 0.0014778 | EPA/CAMD | EPA/NEI | 2003
2020 | AL | Morgan Energy Center | 55293 | CT-2 | CT | OP | CC | NG | 4553 | 7298576.5 | 5.3 | 0.0014523 | EPA/CAMD | EPA/NEI | 2003
2020 | AL | Morgan Energy Center | 55293 | CT-3 | CT | OP | CC | NG | 4578 | 7274933 | 5.3 | 0.0014571 | EPA/CAMD | EPA/NEI | 2003
2020 | AL | Muscle Shoals | 62462 | GEN01 | PV | V | NA | SUN
2020 | AL | OE_ALD | 64469 | OEALD | PV | T | NA | SUN
2020 | AL | Packaging Corporation of America Jackson Mill | 55044 | PB3 | ST | OP | NA | NG |  | 312204.0625 | 1.159 | 0.0074247 | EIA Unit-level Data | NEI avg EF - PM, fuel type
2020 | AL | Packaging Corporation of America Jackson Mill | 55044 | PB4 | ST | OP | NA | NG |  | 549900.4375 | 2.0414 | 0.0074247 | EIA Unit-level Data | NEI avg EF - PM, fuel type
2020 | AL | Packaging Corporation of America Jackson Mill | 55044 | PB5 | ST | OP | NA | NG |  | 629167.3125 | 2.3357 | 0.0074247 | EIA Unit-level Data | NEI avg EF - PM, fuel type
2020 | AL | Packaging Corporation of America Jackson Mill | 55044 | RB1 | ST | OP | NA | BLQ |  | 2849770.5 | 9.5159 | 0.0066784 | EIA Unit-level Data | NEI avg EF - PM, fuel type
2020 | AL | Pinckard Solar | 62787 | PCKND | PV | P | NA | SUN
2020 | AL | Plant H. Allen Franklin | 7710 | 1A | CT | OP | CC | NG | 7164 | 12782405 | 26.84 | 0.0041995 | EPA/CAMD | EPA/NEI | 2001
2020 | AL | Plant H. Allen Franklin | 7710 | 1B | CT | OP | CC | NG | 7160 | 12726981 | 41.99 | 0.0065986 | EPA/CAMD | EPA/NEI | 2001
2020 | AL | Plant H. Allen Franklin | 7710 | 2A | CT | OP | CC | NG | 8235 | 15489736 | 30.2 | 0.0038994 | EPA/CAMD | EPA/NEI | 2003
2020 | AL | Plant H. Allen Franklin | 7710 | 2B | CT | OP | CC | NG | 8294 | 15528438 | 30.28 | 0.0038999 | EPA/CAMD | EPA/NEI | 2003
2020 | AL | Plant H. Allen Franklin | 7710 | 3A | CT | OP | CC | NG | 8064 | 15636884 | 38.31 | 0.0049 | EPA/CAMD | EPA/NEI | 2008
2020 | AL | Plant H. Allen Franklin | 7710 | 3B | CT | OP | CC | NG | 8014 | 15258932 | 29.76 | 0.0039007 | EPA/CAMD | EPA/NEI | 2008
2020 | AL | Point A | 55 | 1 | HY | OP | NA | WAT |  | 14946.7695 |  |  | EIA Prime Mover-level Data
2020 | AL | Point A | 55 | 2 | HY | OP | NA | WAT |  | 14946.7695 |  |  | EIA Prime Mover-level Data
2020 | AL | Point A | 55 | 3 | HY | OP | NA | WAT |  | 18683.4609 |  |  | EIA Prime Mover-level Data
2020 | AL | Redstone Arsenal Hybrid | 61901 | BA | BA | OP | NA | MWH |  | 0 |  |  | EIA Prime Mover-level Data
2020 | AL | Redstone Arsenal Hybrid | 61901 | REDST | PV | OP | NA | SUN |  | 151598 |  |  | EIA Prime Mover-level Data
2020 | AL | River Bend Solar, LLC | 60058 | RVRBN | PV | OP | NA | SUN |  | 1146751 |  |  | EIA Prime Mover-level Data
2020 | AL | SABIC Innovative Plastics - Burkville | 7698 | CC1 | CT | OP | CC | NG | 8691 | 6175748.5 | 48.14 | 0.01559 | EPA/CAMD | EPA/NEI | 1999
2020 | AL | Sand Valley Power Station | 59710 | GMA | IC | OP | NA | LFG |  | 120120.3359 | 0.88288 | 0.0147 | EIA Prime Mover-level Data | Estimated using an emission factor
2020 | AL | Sand Valley Power Station | 59710 | GMB | IC | OP | NA | LFG |  | 120120.3359 | 0.88288 | 0.0147 | EIA Prime Mover-level Data | Estimated using an emission factor
2020 | AL | Sand Valley Power Station | 59710 | GMC | IC | OP | NA | LFG |  | 120120.3359 | 0.88288 | 0.0147 | EIA Prime Mover-level Data | Estimated using an emission factor
2020 | AL | Sloss Industries Corp | 50359 | 1 | ST | OP | NA | COG |  | 791931.5 | 5.615 | 0.014181 | EIA Unit-level Data | NEI avg EF - PM, fuel type
2020 | AL | Sloss Industries Corp | 50359 | 3 | ST | OP | NA | COG |  | 2881 | 0.020427 | 0.014181 | EIA Unit-level Data | NEI avg EF - PM, fuel type
2020 | AL | Sloss Industries Corp | 50359 | 4 | ST | OP | NA | NG |  | 858860 | 3.1884 | 0.0074247 | EIA Unit-level Data | NEI avg EF - PM, fuel type
2020 | AL | Tenaska Lindsay Hill Generating Station | 55271 | CT1 | CT | OP | CC | NG | 1325 | 3053528 | 6.61 | 0.0043294 | EPA/CAMD | EPA/NEI | 2002
2020 | AL | Tenaska Lindsay Hill Generating Station | 55271 | CT2 | CT | OP | CC | NG | 2264 | 4191970.5 | 6.4 | 0.0030535 | EPA/CAMD | EPA/NEI | 2002
2020 | AL | Tenaska Lindsay Hill Generating Station | 55271 | CT3 | CT | OP | CC | NG | 3752 | 7244966.5 | 18.7 | 0.0051622 | EPA/CAMD | EPA/NEI | 2002
2020 | AL | Theodore Cogeneration | 7721 | CC1 | CT | OP | CC | NG | 8538 | 13248743 | 102.5 | 0.015473 | EPA/CAMD | EPA/NEI | 2000
2020 | AL | Thurlow Dam | 19 | 1 | HY | OP | NA | WAT |  | 1171348.125 |  |  | EIA Prime Mover-level Data
2020 | AL | Thurlow Dam | 19 | 2 | HY | OP | NA | WAT |  | 1171348.125 |  |  | EIA Prime Mover-level Data
2020 | AL | Thurlow Dam | 19 | 3 | HY | OP | NA | WAT |  | 289221.75 |  |  | EIA Prime Mover-level Data
2020 | AL | Tom Bevill Lock and Dam Hydroelectric | 61749 | GEN1 | HY | CN | NA | WAT
2020 | AL | Tom Bevill Lock and Dam Hydroelectric | 61749 | GEN2 | HY | CN | NA | WAT
2020 | AL | Tom Bevill Lock and Dam Hydroelectric | 61749 | GEN3 | HY | CN | NA | WAT
2020 | AL | U S Alliance Coosa Pines | 54216 | PB1 | ST | OP | NA | NG |  | 1321479.25 | 4.9058 | 0.0074247 | EIA Unit-level Data | NEI avg EF - PM, fuel type
2020 | AL | U S Alliance Coosa Pines | 54216 | PB2 | ST | OP | NA | NG |  | 1321479.25 | 4.9058 | 0.0074247 | EIA Unit-level Data | NEI avg EF - PM, fuel type
2020 | AL | U S Alliance Coosa Pines | 54216 | REC3 | ST | OP | NA | BLQ |  | 7092646 | 23.6837 | 0.0066784 | EIA Unit-level Data | NEI avg EF - PM, fuel type
2020 | AL | U S Alliance Coosa Pines | 54216 | AOW3 | ST | RE | NA | BIT
2020 | AL | W&T Onshore Treating Facility (OTF) | 54550 | 901A | CT |  | NA | NG |  | 298131.4688 | 0.92142 | 0.0061813 | EIA Unit-level Data | NEI avg EF - PM, fuel type
2020 | AL | W&T Onshore Treating Facility (OTF) | 54550 | 901B | CT |  | NA | NG |  | 237298 | 0.7334 | 0.0061813 | EIA Unit-level Data | NEI avg EF - PM, fuel type
2020 | AL | W&T Onshore Treating Facility (OTF) | 54550 | 901C | CT |  | NA | NG |  | 258291.6875 | 0.79829 | 0.0061813 | EIA Unit-level Data | NEI avg EF - PM, fuel type
2020 | AL | W&T Onshore Treating Facility (OTF) | 54550 | STG1 | CA | OP | NA | NG |  | 0 | 0 |  | EIA Unit-level Data | Estimated using an emission factor
2020 | AL | Walter Bouldin Dam | 4 | 1 | HY | OP | NA | WAT |  | 1621873.625 |  |  | EIA Prime Mover-level Data
2020 | AL | Walter Bouldin Dam | 4 | 2 | HY | OP | NA | WAT |  | 1621873.625 |  |  | EIA Prime Mover-level Data
2020 | AL | Walter Bouldin Dam | 4 | 3 | HY | OP | NA | WAT |  | 1621873.625 |  |  | EIA Prime Mover-level Data
2020 | AL | Walton Discover Power Facility | 55138 | 1A | GT | OP | CT | NG | 3 | 329.98 | 0.00109 | 0.0066065 | EPA/CAMD | EPA/NEI | 1999
2020 | AL | Walton Discover Power Facility | 55138 | 1B | GT | OP | CT | NG | 3 | 326.482 | 0.001079 | 0.0066099 | EPA/CAMD | EPA/NEI | 1999
2020 | AL | Walton Discover Power Facility | 55138 | 2A | GT | OP | CT | NG | 2 | 249.916 | 0.000826 | 0.0066102 | EPA/CAMD | EPA/NEI | 1999
2020 | AL | Walton Discover Power Facility | 55138 | 2B | GT | OP | CT | NG | 2 | 223.726 | 0.000739 | 0.0066063 | EPA/CAMD | EPA/NEI | 1999
2020 | AL | Washington County Cogen (Olin) | 7697 | CC1 | CT | OP | CC | NG | 7433 | 7939410 | 51.1 | 0.012872 | EPA/CAMD | EPA/NEI | 1999
2020 | AL | Weiss Dam | 20 | 1 | HY | OP | NA | WAT |  | 852162.3125 |  |  | EIA Prime Mover-level Data
2020 | AL | Weiss Dam | 20 | 2 | HY | OP | NA | WAT |  | 852162.3125 |  |  | EIA Prime Mover-level Data
2020 | AL | Weiss Dam | 20 | 3 | HY | OP | NA | WAT |  | 852162.3125 |  |  | EIA Prime Mover-level Data
2020 | AL | Westervelt Moundville Cogen | 57467 | TE | ST | OP | NA | WDS |  | 662367.6875 | 6.1928 | 0.018699 | EIA Unit-level Data | NEI avg EF - PM, fuel type
2020 | AL | Westervelt Moundville Cogen | 57467 | WE | ST | OP | NA | WDS |  | 652261.625 | 6.0983 | 0.018699 | EIA Unit-level Data | NEI avg EF - PM, fuel type
2020 | AL | WestRock Coated Board | 54802 | X022 | GT | OP | CT | NG | 3622 | 2658720.75 | 9.5528 | 0.007186 | EIA non-ozone season distributed and EPA/CAMD ozone season | EPA/NEI | 1998
2020 | AL | WestRock Coated Board | 54802 | Z008 | ST | OP | WALL | NG | 3588 | 13602018 | 2.6307 | 0.00038681 | EIA non-ozone season distributed and EPA/CAMD ozone season | EPA/NEI | 1965
2020 | AL | WestRock Demopolis Mill | 54763 | PB1 | ST | RE | NA | WDS |  | 0 | 0 |  | EIA Unit-level Data | NEI avg EF - PM, fuel type
2020 | AL | WestRock Demopolis Mill | 54763 | PB2 | ST | RE | NA | BLQ |  | 0 | 0 |  | EIA Unit-level Data | NEI avg EF - PM, fuel type
2020 | AL | WestRock Demopolis Mill | 54763 | PB3 | ST | RE | NA | BLQ |  | 0 | 0 |  | EIA Unit-level Data | NEI avg EF - PM, fuel type
2020 | AL | WestRock Demopolis Mill | 54763 | PB4 | ST | OP | NA | WDS |  | 3965599.5 | 37.0763 | 0.018699 | EIA Unit-level Data | NEI avg EF - PM, fuel type
2020 | AL | WestRock Demopolis Mill | 54763 | PB5 | ST | OP | NA | NG |  | 123234.3516 | 0.45749 | 0.0074247 | EIA Unit-level Data | NEI avg EF - PM, fuel type
2020 | AL | WestRock Demopolis Mill | 54763 | R2 | ST | RE | NA | BLQ |  | 0 | 0 |  | EIA Unit-level Data | NEI avg EF - PM, fuel type
2020 | AL | WestRock Demopolis Mill | 54763 | R3 | ST | OP | NA | BLQ |  | 9106317 | 30.4077 | 0.0066784 | EIA Unit-level Data | NEI avg EF - PM, fuel type
2020 | AL | WestRock Demopolis Mill | 54763 | ITG | ST | RE | NA | BLQ
2020 | AL | Wheeler Dam | 49 | 1 | HY | OP | NA | WAT |  | 1745492.125 |  |  | EIA Prime Mover-level Data
2020 | AL | Wheeler Dam | 49 | 10 | HY | OP | NA | WAT |  | 1790248.25 |  |  | EIA Prime Mover-level Data
2020 | AL | Wheeler Dam | 49 | 11 | HY | OP | NA | WAT |  | 2168189.5 |  |  | EIA Prime Mover-level Data
2020 | AL | Wheeler Dam | 49 | 2 | HY | OP | NA | WAT |  | 1745492.125 |  |  | EIA Prime Mover-level Data
2020 | AL | Wheeler Dam | 49 | 3 | HY | OP | NA | WAT |  | 1745492.125 |  |  | EIA Prime Mover-level Data
2020 | AL | Wheeler Dam | 49 | 4 | HY | OP | NA | WAT |  | 1745492.125 |  |  | EIA Prime Mover-level Data
2020 | AL | Wheeler Dam | 49 | 5 | HY | OP | NA | WAT |  | 1745492.125 |  |  | EIA Prime Mover-level Data
2020 | AL | Wheeler Dam | 49 | 6 | HY | OP | NA | WAT |  | 1745492.125 |  |  | EIA Prime Mover-level Data
2020 | AL | Wheeler Dam | 49 | 7 | HY | OP | NA | WAT |  | 1745492.125 |  |  | EIA Prime Mover-level Data
2020 | AL | Wheeler Dam | 49 | 8 | HY | OP | NA | WAT |  | 1745492.125 |  |  | EIA Prime Mover-level Data
2020 | AL | Wheeler Dam | 49 | 9 | HY | OP | NA | WAT |  | 2168189.5 |  |  | EIA Prime Mover-level Data
2020 | AL | Widows Creek | 50 | 1 | ST | RE | WALL | BIT
2020 | AL | Widows Creek | 50 | 2 | ST | RE | WALL | BIT
2020 | AL | Widows Creek | 50 | 3 | ST | RE | WALL | BIT
2020 | AL | Widows Creek | 50 | 4 | ST | RE | WALL | BIT
2020 | AL | Widows Creek | 50 | 5 | ST | RE | WALL | BIT
2020 | AL | Widows Creek | 50 | 6 | ST | RE | WALL | BIT
2020 | AL | Widows Creek | 50 | 7 | ST | RE | TANGENTIAL | BIT
2020 | AL | Widows Creek | 50 | 8 | ST | RE | TANGENTIAL | BIT
2020 | AL | Wilson Dam | 6440 | 1 | HY | OP | NA | WAT |  | 943323.375 |  |  | EIA Prime Mover-level Data
2020 | AL | Wilson Dam | 6440 | 10 | HY | OP | NA | WAT |  | 1197610.5 |  |  | EIA Prime Mover-level Data
2020 | AL | Wilson Dam | 6440 | 11 | HY | OP | NA | WAT |  | 1197610.5 |  |  | EIA Prime Mover-level Data
2020 | AL | Wilson Dam | 6440 | 12 | HY | OP | NA | WAT |  | 1197610.5 |  |  | EIA Prime Mover-level Data
2020 | AL | Wilson Dam | 6440 | 13 | HY | OP | NA | WAT |  | 1197610.5 |  |  | EIA Prime Mover-level Data
2020 | AL | Wilson Dam | 6440 | 14 | HY | OP | NA | WAT |  | 1033554.3125 |  |  | EIA Prime Mover-level Data
2020 | AL | Wilson Dam | 6440 | 15 | HY | OP | NA | WAT |  | 1197610.5 |  |  | EIA Prime Mover-level Data
2020 | AL | Wilson Dam | 6440 | 16 | HY | OP | NA | WAT |  | 1197610.5 |  |  | EIA Prime Mover-level Data
2020 | AL | Wilson Dam | 6440 | 17 | HY | OP | NA | WAT |  | 1197610.5 |  |  | EIA Prime Mover-level Data
2020 | AL | Wilson Dam | 6440 | 18 | HY | OP | NA | WAT |  | 1033554.3125 |  |  | EIA Prime Mover-level Data
2020 | AL | Wilson Dam | 6440 | 19 | HY | OP | NA | WAT |  | 2214759.25 |  |  | EIA Prime Mover-level Data
2020 | AL | Wilson Dam | 6440 | 2 | HY | OP | NA | WAT |  | 943323.375 |  |  | EIA Prime Mover-level Data
2020 | AL | Wilson Dam | 6440 | 20 | HY | OP | NA | WAT |  | 2214759.25 |  |  | EIA Prime Mover-level Data
2020 | AL | Wilson Dam | 6440 | 21 | HY | OP | NA | WAT |  | 2214759.25 |  |  | EIA Prime Mover-level Data
2020 | AL | Wilson Dam | 6440 | 3 | HY | OP | NA | WAT |  | 943323.375 |  |  | EIA Prime Mover-level Data
2020 | AL | Wilson Dam | 6440 | 4 | HY | OP | NA | WAT |  | 943323.375 |  |  | EIA Prime Mover-level Data
2020 | AL | Wilson Dam | 6440 | 5 | HY | OP | NA | WAT |  | 1476506.125 |  |  | EIA Prime Mover-level Data
2020 | AL | Wilson Dam | 6440 | 6 | HY | OP | NA | WAT |  | 1267334.375 |  |  | EIA Prime Mover-level Data
2020 | AL | Wilson Dam | 6440 | 7 | HY | OP | NA | WAT |  | 1267334.375 |  |  | EIA Prime Mover-level Data
2020 | AL | Wilson Dam | 6440 | 8 | HY | OP | NA | WAT |  | 1267334.375 |  |  | EIA Prime Mover-level Data
2020 | AL | Wilson Dam | 6440 | 9 | HY | OP | NA | WAT |  | 1197610.5 |  |  | EIA Prime Mover-level Data
2020 | AL | Yates Dam | 21 | 1 | HY | OP | NA | WAT |  | 869010.1875 |  |  | EIA Prime Mover-level Data
2020 | AL | Yates Dam | 21 | 2 | HY | OP | NA | WAT |  | 851970.8125 |  |  | EIA Prime Mover-level Data
2020 | AL | Yellowhammer Gas Plant | 54730 | 701 | GT | OP | NA | NG |  | 297349 | 0.14782 | 0.00099423 | EIA Prime Mover-level Data | NEI avg EF - PM, fuel type, firing type
2020 | AR | Archer Daniels Midland Little Rock | 54311 | GEN1 | IC | RE | NA | NG
2020 | AR | Archer Daniels Midland Little Rock | 54311 | GEN2 | IC | RE | NA | NG
2020 | AR | Archer Daniels Midland Little Rock | 54311 | GEN3 | IC | RE | NA | NG
2020 | AR | Archer Daniels Midland Little Rock | 54311 | GEN4 | IC | RE | NA | NG
2020 | AR | Arkansas Nuclear One | 8055 | 1 | ST | OP | NA | NUC |  | 77680240 |  |  | EIA Prime Mover-level Data
2020 | AR | Arkansas Nuclear One | 8055 | 2 | ST | OP | NA | NUC |  | 79668040 |  |  | EIA Prime Mover-level Data
2020 | AR | Ashdown | 54104 | PB1 | ST | RE | WALL | BIT |  | 0 | 0 |  | EIA Unit-level Data | NEI avg EF - PM, fuel type, firing type
2020 | AR | Ashdown | 54104 | PB2 | ST | OP | WALL | BIT |  | 2392628.25 | 18.1189 | 0.015146 | EIA Unit-level Data | NEI avg EF - PM, fuel type, firing type
2020 | AR | Ashdown | 54104 | PB3 | ST | OP | WALL | NG |  | 2583169.25 | 9.4853 | 0.0073439 | EIA Unit-level Data | NEI avg EF - PM, fuel type, firing type
2020 | AR | Ashdown | 54104 | RB2 | ST | OP | WALL | BLQ |  | 6732486.5 | 19.3133 | 0.0057373 | EIA Unit-level Data | NEI avg EF - PM, fuel type, firing type
2020 | AR | Ashdown | 54104 | RB3 | ST | OP | WALL | BLQ |  | 9131075 | 26.194 | 0.0057373 | EIA Unit-level Data | NEI avg EF - PM, fuel type, firing type
2020 | AR | Beaver Dam | 182 | 1 | HY | OP | NA | WAT |  | 860206 |  |  | EIA Prime Mover-level Data
2020 | AR | Beaver Dam | 182 | 2 | HY | OS | NA | WAT |  | 860206 |  |  | EIA Prime Mover-level Data
2020 | AR | Big Creek Solar LLC | 64670 | KOV4A | PV | T | NA | SUN
2020 | AR | Blakely Mountain | 197 | 1 | HY | OP | NA | WAT |  | 1443939 |  |  | EIA Prime Mover-level Data
2020 | AR | Blakely Mountain | 197 | 2 | HY | OP | NA | WAT |  | 1443939 |  |  | EIA Prime Mover-level Data
2020 | AR | Branch Solar Farm | 64392 | CVS1 | PV | U | NA | SUN
2020 | AR | Bull Shoals | 198 | 1 | HY | OP | NA | WAT |  | 1588519.875 |  |  | EIA Prime Mover-level Data
2020 | AR | Bull Shoals | 198 | 2 | HY | OP | NA | WAT |  | 1588519.875 |  |  | EIA Prime Mover-level Data
2020 | AR | Bull Shoals | 198 | 3 | HY | OP | NA | WAT |  | 1588519.875 |  |  | EIA Prime Mover-level Data
2020 | AR | Bull Shoals | 198 | 4 | HY | OP | NA | WAT |  | 1588519.875 |  |  | EIA Prime Mover-level Data
2020 | AR | Bull Shoals | 198 | 5 | HY | OP | NA | WAT |  | 1787084.875 |  |  | EIA Prime Mover-level Data
2020 | AR | Bull Shoals | 198 | 6 | HY | OP | NA | WAT |  | 1787084.875 |  |  | EIA Prime Mover-level Data
2020 | AR | Bull Shoals | 198 | 7 | HY | OP | NA | WAT |  | 1787084.875 |  |  | EIA Prime Mover-level Data
2020 | AR | Bull Shoals | 198 | 8 | HY | OP | NA | WAT |  | 1787084.875 |  |  | EIA Prime Mover-level Data
2020 | AR | Carl Bailey | 202 | 1 | ST | OP | WALL | NG | 134 | 44763.7812 | 1.8442 | 0.082395 | EPA/CAMD | EPA/NEI | 1966
2020 | AR | Carpenter | 166 | 1 | HY | OP | NA | WAT |  | 681425.5 |  |  | EIA Prime Mover-level Data
2020 | AR | Carpenter | 166 | 2 | HY | OP | NA | WAT |  | 681425.5 |  |  | EIA Prime Mover-level Data
2020 | AR | Cecil Lynch | 167 | 2 | ST | RE | WALL | NG
2020 | AR | Cecil Lynch | 167 | 3 | ST | RE | WALL | NG
2020 | AR | Cecil Lynch | 167 | 4 | IC | RE | NA | DFO
2020 | AR | Chicot Solar | 63295 | CHICO | PV | OP | NA | SUN |  | 472548 |  |  | EIA Prime Mover-level Data
2020 | AR | City of Paris Solar | 64444 | PARIS | PV | OP | NA | SUN |  | 12650 |  |  | EIA Prime Mover-level Data
2020 | AR | City Water & Light - City of Jonesboro | 56505 | SN04 | GT | OP | CT | NG | 62 | 15119.2002 | 0.40881 | 0.054078 | EPA/CAMD | EPA/NEI | 2000
2020 | AR | City Water & Light - City of Jonesboro | 56505 | SN06 | GT | OP | CT | NG | 233 | 75042 | 1.4015 | 0.037352 | EPA/CAMD | EPA/NEI | 2003
2020 | AR | City Water & Light - City of Jonesboro | 56505 | SN07 | GT | OP | CT | NG | 80 | 22438.9004 | 0.48674 | 0.043383 | EPA/CAMD | EPA/NEI | 2007
2020 | AR | Clearwater Paper APP CB | 50638 | PB1 | ST | OP | NA | NG |  | 2394298.25 | 8.8885 | 0.0074247 | EIA Unit-level Data | NEI avg EF - PM, fuel type
2020 | AR | Clearwater Paper APP CB | 50638 | REC1 | ST | OP | NA | BLQ |  | 6083746.5 | 20.3148 | 0.0066784 | EIA Unit-level Data | NEI avg EF - PM, fuel type
2020 | AR | Columbia Flooring Melbourne | 56182 | Kato | ST | RE | NA | WDS
2020 | AR | Dam 2 | 7246 | 1 | HY | OP | NA | WAT |  | 1032310 |  |  | EIA Prime Mover-level Data
2020 | AR | Dam 2 | 7246 | 2 | HY | OP | NA | WAT |  | 1032310 |  |  | EIA Prime Mover-level Data
2020 | AR | Dam 2 | 7246 | 3 | HY | OP | NA | WAT |  | 1032310 |  |  | EIA Prime Mover-level Data
2020 | AR | Dardanelle | 199 | 1 | HY | OP | NA | WAT |  | 1063952 |  |  | EIA Prime Mover-level Data
2020 | AR | Dardanelle | 199 | 2 | HY | OP | NA | WAT |  | 1063952 |  |  | EIA Prime Mover-level Data
2020 | AR | Dardanelle | 199 | 3 | HY | OP | NA | WAT |  | 1063952 |  |  | EIA Prime Mover-level Data
2020 | AR | Dardanelle | 199 | 4 | HY | OP | NA | WAT |  | 1063952 |  |  | EIA Prime Mover-level Data
2020 | AR | Degray | 187 | 1 | HY | OP | NA | WAT |  | 711368 |  |  | EIA Prime Mover-level Data
2020 | AR | Degray | 187 | 2 | PS | OP | NA | WAT |  | 0 |  |  | EIA Prime Mover-level Data
2020 | AR | Dell Power Plant | 55340 | 1 | CT | OP | CC | NG | 6041 | 10672243 | 27.15 | 0.005088 | EPA/CAMD | EPA/NEI | 2007
2020 | AR | Dell Power Plant | 55340 | 2 | CT | OP | CC | NG | 5941 | 10795810 | 27.15 | 0.0050297 | EPA/CAMD | EPA/NEI | 2007
2020 | AR | Elkins Generating Center | 56489 | A | GT | OP | NA | NG |  | 12727.333 | 0.0063269 | 0.00099423 | EIA Prime Mover-level Data | NEI avg EF - PM, fuel type, firing type
2020 | AR | Elkins Generating Center | 56489 | B | GT | OP | NA | NG |  | 12727.333 | 0.0063269 | 0.00099423 | EIA Prime Mover-level Data | NEI avg EF - PM, fuel type, firing type
2020 | AR | Elkins Generating Center | 56489 | C | GT | OP | NA | NG |  | 12727.333 | 0.0063269 | 0.00099423 | EIA Prime Mover-level Data | NEI avg EF - PM, fuel type, firing type
2020 | AR | Ellis Hydro | 7040 | 1 | HY | OP | NA | WAT |  | 340699.3438 |  |  | EIA Prime Mover-level Data
2020 | AR | Ellis Hydro | 7040 | 2 | HY | OP | NA | WAT |  | 340699.3438 |  |  | EIA Prime Mover-level Data
2020 | AR | Ellis Hydro | 7040 | 3 | HY | OP | NA | WAT |  | 340699.3438 |  |  | EIA Prime Mover-level Data
2020 | AR | FECC Solar Benton | 61839 | FECC1 | PV | OP | NA | SUN |  | 11905 |  |  | EIA Prime Mover-level Data
2020 | AR | Flint Creek Power Plant | 6138 | 1 | ST | OP | WALL | SUB | 6418 | 20074444 | 21.8448 | 0.0021764 | EPA/CAMD | EPA/NEI | 1978
2020 | AR | Forrest City- Eldridge Road | 64262 | 453 | PV | V | NA | SUN
2020 | AR | Forrest City- Prison Site | 64261 | 361 | PV | V | NA | SUN
2020 | AR | Fourche Creek Wastewater | 10050 | 1 | IC | RE | NA | OBG
2020 | AR | Fourche Creek Wastewater | 10050 | 2 | IC | RE | NA | OBG
2020 | AR | Fourche Creek Wastewater | 10050 | 3 | IC | RE | NA | OBG
2020 | AR | Fourche Creek Wastewater | 10050 | 4 | IC | OP | NA | OBG |  | 35734 | 0.26264 | 0.0147 | EIA Prime Mover-level Data | Estimated using an emission factor
2020 | AR | Fulton | 7825 | CT1 | GT | OP | CT | NG | 576 | 752603.75 | 2.4339 | 0.006468 | EPA/CAMD | EPA/NEI | 2001
2020 | AR | Genova Arkansas I LLC | 55869 | CTG1 | CT | CN | NA | NG
2020 | AR | Genova Arkansas I LLC | 55869 | CTG2 | CT | CN | NA | NG
2020 | AR | Genova Arkansas I LLC | 55869 | ST1 | CA | CN | NA | NG
2020 | AR | Georgia-Pacific Crossett LLC | 10606 | 10A | ST | RE | NA | BLQ |  | 0 | 0 |  | EIA Unit-level Data | NEI avg EF - PM, fuel type
2020 | AR | Georgia-Pacific Crossett LLC | 10606 | 5A | ST | OP | NA | NG |  | 1125671 | 4.1789 | 0.0074247 | EIA Unit-level Data | NEI avg EF - PM, fuel type
2020 | AR | Georgia-Pacific Crossett LLC | 10606 | 6A | ST | OP | NA | NG |  | 1377091.25 | 5.1123 | 0.0074247 | EIA Unit-level Data | NEI avg EF - PM, fuel type
2020 | AR | Georgia-Pacific Crossett LLC | 10606 | 8R | ST | RE | NA | BLQ |  | 0 | 0 |  | EIA Unit-level Data | NEI avg EF - PM, fuel type
2020 | AR | Georgia-Pacific Crossett LLC | 10606 | 9A | ST | SB | NA | NG |  | 255457.2188 | 0.94835 | 0.0074247 | EIA Unit-level Data | NEI avg EF - PM, fuel type
2020 | AR | Greers Ferry Lake | 188 | 1 | HY | OP | NA | WAT |  | 1111377 |  |  | EIA Prime Mover-level Data
2020 | AR | Greers Ferry Lake | 188 | 2 | HY | OP | NA | WAT |  | 1111377 |  |  | EIA Prime Mover-level Data
2020 | AR | Hamilton Moses | 168 | 1 | ST | RE | WALL | NG
2020 | AR | Hamilton Moses | 168 | 2 | ST | RE | WALL | NG
2020 | AR | Happy Solar 1 | 63766 | ARHA1 | PV | P | NA | SUN
2020 | AR | Harry D. Mattison Power Plant | 56328 | 1 | GT | OP | CT | NG | 222 | 184320.5 | 0.59609 | 0.006468 | EPA/CAMD | EPA/NEI | 2007
2020 | AR | Harry D. Mattison Power Plant | 56328 | 2 | GT | OP | CT | NG | 207 | 183956.2031 | 0.59491 | 0.006468 | EPA/CAMD | EPA/NEI | 2007
2020 | AR | Harry D. Mattison Power Plant | 56328 | 3 | GT | OP | CT | NG | 144 | 129668.7031 | 0.41935 | 0.006468 | EPA/CAMD | EPA/NEI | 2007
2020 | AR | Harry D. Mattison Power Plant | 56328 | 4 | GT | OP | CT | NG | 255 | 193216.4062 | 0.62486 | 0.006468 | EPA/CAMD | EPA/NEI | 2007
2020 | AR | Harvey Couch | 169 | 1 | ST | RE | WALL | NG
2020 | AR | Harvey Couch | 169 | 2 | ST | RE | WALL | NG
2020 | AR | Hot Spring Energy Facility | 55418 | CT-1 | CT | OP | CC | NG | 2228 | 3951534.75 | 5.1818 | 0.0026227 | EPA/CAMD | EPA/NEI | 2002
2020 | AR | Hot Spring Energy Facility | 55418 | CT-2 | CT | OP | CC | NG | 2644 | 4707759.5 | 6.1735 | 0.0026227 | EPA/CAMD | EPA/NEI | 2002
2020 | AR | Hot Springs 2020 | 64263 | 364 | PV | V | NA | SUN
2020 | AR | Independence | 6641 | 1 | ST | OP | TANGENTIAL | SUB | 3928 | 18487570 | 112.0962 | 0.012127 | EPA/CAMD | EPA/NEI | 1983
2020 | AR | Independence | 6641 | 2 | ST | OP | TANGENTIAL | SUB | 2899 | 16700698 | 84.1879 | 0.010082 | EPA/CAMD | EPA/NEI | 1984
2020 | AR | John W. Turk Jr. Power Plant | 56564 | SN-01 | ST | OP | WALL | SUB | 7713 | 32814038 | 125.132 | 0.0076267 | EPA/CAMD | EPA/NEI | 2012
2020 | AR | Lake Catherine | 170 | 4 | ST | OP | WALL | NG | 2334 | 5247637.5 | 19.5772 | 0.0074613 | EPA/CAMD | EPA/NEI | 1970
2020 | AR | Lee Creek Water Treatment Facility | 54283 | 209 | HY | SB | NA | WAT
2020 | AR | Mabelvale | 171 | 1 | GT | RE | NA | NG
2020 | AR | Mabelvale | 171 | 2 | GT | RE | NA | NG
2020 | AR | Mabelvale | 171 | 3 | GT | RE | NA | NG
2020 | AR | Mabelvale | 171 | 4 | GT | RE | NA | NG
2020 | AR | Magnet Cove Generating Station | 55714 | SN-01 | CT | OP | CC | NG | 2640 | 6037135.5 | 15.6093 | 0.0051711 | EPA/CAMD | EPA/NEI | 2005
2020 | AR | Magnet Cove Generating Station | 55714 | SN-02 | CT | OP | CC | NG | 2658 | 6141497.5 | 15.6093 | 0.0050832 | EPA/CAMD | EPA/NEI | 2005
2020 | AR | McClellan | 203 | 1 | ST | OP | WALL | NG | 1090 | 388052.6875 | 1.926 | 0.0099264 | EPA/CAMD | EPA/NEI | 1970
2020 | AR | Municipal Light | 193 | 1 | IC | OP | NA | DFO
2020 | AR | Municipal Light | 193 | 2 | IC | OP | NA | DFO
2020 | AR | Municipal Light | 193 | 4 | IC | OP | NA | DFO
2020 | AR | Municipal Light | 193 | 6 | IC | OP | NA | DFO
2020 | AR | Municipal Light | 193 | 7 | IC | OP | NA | DFO
2020 | AR | Murray | 7166 | 1 | HY | OP | NA | WAT |  | 698747.5 |  |  | EIA Prime Mover-level Data
2020 | AR | Murray | 7166 | 2 | HY | OP | NA | WAT |  | 698747.5 |  |  | EIA Prime Mover-level Data
2020 | AR | Narrows (AR) | 195 | 1 | HY | OP | NA | WAT |  | 195340 |  |  | EIA Prime Mover-level Data
2020 | AR | Narrows (AR) | 195 | 2 | HY | OP | NA | WAT |  | 195340 |  |  | EIA Prime Mover-level Data
2020 | AR | Narrows (AR) | 195 | 3 | HY | OP | NA | WAT |  | 195340 |  |  | EIA Prime Mover-level Data
2020 | AR | Noland Wastewater Treatment Plant Hybrid | 62682 | FAYE1 | PV | OP | NA | SUN |  | 82546 |  |  | EIA Prime Mover-level Data
2020 | AR | Noland Wastewater Treatment Plant Hybrid | 62682 | FAYEB | BA | OP | NA | MWH |  | 0 |  |  | EIA Prime Mover-level Data
2020 | AR | Norfork | 196 | 1 | HY | OP | NA | WAT |  | 1637942 |  |  | EIA Prime Mover-level Data
2020 | AR | Norfork | 196 | 2 | HY | OP | NA | WAT |  | 1637942 |  |  | EIA Prime Mover-level Data
2020 | AR | Osceola (AR) | 172 | 10 | IC | RE | NA | DFO
2020 | AR | Osceola (AR) | 172 | 11 | IC | RE | NA | DFO
2020 | AR | Osceola (AR) | 172 | 12 | IC | RE | NA | DFO
2020 | AR | Osceola (AR) | 172 | 13 | IC | RE | NA | DFO
2020 | AR | Osceola (AR) | 172 | 14 | IC | RE | NA | DFO
2020 | AR | Osceola (AR) | 172 | 9 | IC | SB | NA | DFO
2020 | AR | Oswald Generating Station | 55221 | G1 | CT | OP | CC | NG | 1336 | 430213.5 | 0.9165 | 0.0042607 | EPA/CAMD | EPA/NEI | 2002
2020 | AR | Oswald Generating Station | 55221 | G2 | CT | OP | CC | NG | 1308 | 421468.5938 | 0.89729 | 0.0042579 | EPA/CAMD | EPA/NEI | 2002
2020 | AR | Oswald Generating Station | 55221 | G3 | CT | OP | CC | NG | 1328 | 437633.4688 | 0.6468 | 0.0029559 | EPA/CAMD | EPA/NEI | 2002
2020 | AR | Oswald Generating Station | 55221 | G4 | CT | OP | CC | NG | 1327 | 441249.2812 | 0.65121 | 0.0029517 | EPA/CAMD | EPA/NEI | 2002
2020 | AR | Oswald Generating Station | 55221 | G5 | CT | OP | CC | NG | 1213 | 390734.4062 | 1.0029 | 0.0051336 | EPA/CAMD | EPA/NEI | 2002
2020 | AR | Oswald Generating Station | 55221 | G6 | CT | OP | CC | NG | 1292 | 408699.8125 | 1.0762 | 0.0052667 | EPA/CAMD | EPA/NEI | 2002
2020 | AR | Oswald Generating Station | 55221 | G7 | CT | OP | CC | NG | 1432 | 1013325.6875 | 3.0172 | 0.0059551 | EPA/CAMD | EPA/NEI | 2002
2020 | AR | Ozark | 6142 | 1 | HY | OA | NA | WAT |  | 319040.4062 |  |  | EIA Prime Mover-level Data
2020 | AR | Ozark | 6142 | 2 | HY | OP | NA | WAT |  | 319040.4062 |  |  | EIA Prime Mover-level Data
2020 | AR | Ozark | 6142 | 3 | HY | OP | NA | WAT |  | 319040.4062 |  |  | EIA Prime Mover-level Data
2020 | AR | Ozark | 6142 | 4 | HY | OS | NA | WAT |  | 319040.4062 |  |  | EIA Prime Mover-level Data
2020 | AR | Ozark | 6142 | 5 | HY | OA | NA | WAT |  | 319040.4062 |  |  | EIA Prime Mover-level Data
2020 | AR | Ozarks Natural Energy Community Solar | 60924 | GEN1 | PV | OP | NA | SUN |  | 13431 |  |  | EIA Prime Mover-level Data
2020 | AR | Paragould | 192 | 1 | IC | RE | NA | DFO
2020 | AR | Paragould | 192 | 2 | IC | RE | NA | DFO
2020 | AR | Paragould | 192 | 4 | IC | RE | NA | DFO
2020 | AR | Paragould | 192 | 5 | IC | RE | NA | DFO
2020 | AR | Paragould | 192 | 6 | IC | RE | NA | DFO
2020 | AR | Paragould Reciprocating | 8015 | 11 | IC | OP | NA | NG |  | 1343.333 | 0.00028344 | 0.000422 | EIA Prime Mover-level Data | Estimated using an emission factor
2020 | AR | Paragould Reciprocating | 8015 | 21 | IC | OP | NA | NG |  | 1343.333 | 0.00028344 | 0.000422 | EIA Prime Mover-level Data | Estimated using an emission factor
2020 | AR | Paragould Reciprocating | 8015 | 31 | IC | OP | NA | NG |  | 1343.333 | 0.00028344 | 0.000422 | EIA Prime Mover-level Data | Estimated using an emission factor
2020 | AR | Paragould Turbine | 7283 | 1 | GT | OP | NA | NG |  | 42.25 | 2.1003e-05 | 0.00099423 | EIA Prime Mover-level Data | NEI avg EF - PM, fuel type, firing type
2020 | AR | Paragould Turbine | 7283 | 2 | GT | OP | NA | NG |  | 42.25 | 2.1003e-05 | 0.00099423 | EIA Prime Mover-level Data | NEI avg EF - PM, fuel type, firing type
2020 | AR | Paragould Turbine | 7283 | 3 | GT | OP | NA | NG |  | 42.25 | 2.1003e-05 | 0.00099423 | EIA Prime Mover-level Data | NEI avg EF - PM, fuel type, firing type
2020 | AR | Paragould Turbine | 7283 | 4 | GT | OP | NA | NG |  | 42.25 | 2.1003e-05 | 0.00099423 | EIA Prime Mover-level Data | NEI avg EF - PM, fuel type, firing type
2020 | AR | Paragould Turbine | 7283 | 5 | IC | SB | NA | DFO
2020 | AR | Pine Bluff Energy Center | 55075 | CT-1 | CT | OP | CC | NG | 7877 | 12525258 | 2.4483 | 0.00039094 | EPA/CAMD | EPA/NEI | 2001
2020 | AR | Pine Bluff Mill | 10627 | BB1 | ST | OP | NA | NG |  | 373232.625 | 1.3856 | 0.0074247 | EIA Unit-level Data | NEI avg EF - PM, fuel type
2020 | AR | Pine Bluff Mill | 10627 | PB1 | ST | OP | NA | NG |  | 1172421 | 4.3525 | 0.0074247 | EIA Unit-level Data | NEI avg EF - PM, fuel type
2020 | AR | Pine Bluff Mill | 10627 | PB2 | ST | RE | NA | BLQ |  | 0 | 0 |  | EIA Unit-level Data | NEI avg EF - PM, fuel type
2020 | AR | Pine Bluff Mill | 10627 | RB2 | ST | OP | NA | BLQ |  | 1918053.75 | 6.4047 | 0.0066784 | EIA Unit-level Data | NEI avg EF - PM, fuel type
2020 | AR | Pine Bluff Mill | 10627 | RB3 | ST | OP | NA | BLQ |  | 1818706.875 | 6.073 | 0.0066784 | EIA Unit-level Data | NEI avg EF - PM, fuel type
2020 | AR | Pine Bluff Mill | 10627 | RB4 | ST | OP | NA | BLQ |  | 7859031.5 | 26.2428 | 0.0066784 | EIA Unit-level Data | NEI avg EF - PM, fuel type
2020 | AR | Plum Point Energy Station | 56456 | 1 | ST | OP | WALL | SUB | 7684 | 35408540 | 99.256 | 0.0056063 | EPA/CAMD | EPA/NEI | 2010
2020 | AR | Remmel | 174 | 1 | HY | OP | NA | WAT |  | 158557.3281 |  |  | EIA Prime Mover-level Data
2020 | AR | Remmel | 174 | 2 | HY | OP | NA | WAT |  | 158557.3281 |  |  | EIA Prime Mover-level Data
2020 | AR | Remmel | 174 | 3 | HY | OP | NA | WAT |  | 158557.3281 |  |  | EIA Prime Mover-level Data
2020 | AR | Riceland Foods Cogeneration Plant | 56079 | North | ST | OP | NA | OBS |  | 805520.625 |  |  | EIA Unit-level Data
2020 | AR | Riceland Foods Cogeneration Plant | 56079 | South | ST | OP | NA | OBS |  | 805520.625 |  |  | EIA Unit-level Data
2020 | AR | Robert E Ritchie | 173 | 1 | ST | RE | CYCLONE | NG
2020 | AR | Robert E Ritchie | 173 | 2 | ST | RE | TANGENTIAL | NG
2020 | AR | Robert E Ritchie | 173 | GT1 | GT | RE | NA | NG
2020 | AR | Scenic Hill Solar III | 61869 | SHS3 | PV | OP | NA | SUN |  | 81361 |  |  | EIA Prime Mover-level Data
2020 | AR | Scenic Hill Solar IV, LLC | 63627 | 252 | PV | OP | NA | SUN |  | 29521 |  |  | EIA Prime Mover-level Data
2020 | AR | Searcy Solar Hybrid | 62617 | SEABT | BA | P | NA | MWH
2020 | AR | Searcy Solar Hybrid | 62617 | SEARC | PV | P | NA | SUN
2020 | AR | SR Camden | 59947 | AERO | PV | OP | NA | SUN |  | 212093 |  |  | EIA Prime Mover-level Data
2020 | AR | Stuttgart Solar | 61262 | STGRT | PV | OP | NA | SUN |  | 1387836 |  |  | EIA Prime Mover-level Data
2020 | AR | Thomas Fitzhugh | 201 | 2 | CT | OP | CC | NG | 3615 | 3751482.25 | 12.1918 | 0.0064997 | EPA/CAMD | EPA/NEI | 2002
2020 | AR | Two Pine Landfill Gas Recovery | 56523 | GEN 7 | IC | OP | NA | LFG |  | 61494.332 | 0.45198 | 0.0147 | EIA Prime Mover-level Data | Estimated using an emission factor
2020 | AR | Two Pine Landfill Gas Recovery | 56523 | GEN1 | IC | OP | NA | LFG |  | 61494.332 | 0.45198 | 0.0147 | EIA Prime Mover-level Data | Estimated using an emission factor
2020 | AR | Two Pine Landfill Gas Recovery | 56523 | GEN2 | IC | OP | NA | LFG |  | 61494.332 | 0.45198 | 0.0147 | EIA Prime Mover-level Data | Estimated using an emission factor
2020 | AR | Two Pine Landfill Gas Recovery | 56523 | GEN3 | IC | OP | NA | LFG |  | 61494.332 | 0.45198 | 0.0147 | EIA Prime Mover-level Data | Estimated using an emission factor
2020 | AR | Two Pine Landfill Gas Recovery | 56523 | GEN4 | IC | OP | NA | LFG |  | 61494.332 | 0.45198 | 0.0147 | EIA Prime Mover-level Data | Estimated using an emission factor
2020 | AR | Two Pine Landfill Gas Recovery | 56523 | GEN5 | IC | OP | NA | LFG |  | 61494.332 | 0.45198 | 0.0147 | EIA Prime Mover-level Data | Estimated using an emission factor
2020 | AR | Two Pine Landfill Gas Recovery | 56523 | GEN6 | IC | RE | NA | LFG
2020 | AR | UA Central Utility Plant | 60536 | TRBN1 | GT | OP | NA | NG |  | 475950 | 0.2366 | 0.00099423 | EIA Prime Mover-level Data | NEI avg EF - PM, fuel type, firing type
2020 | AR | Union Power Station | 55380 | CTG-1 | CT | OP | CC | NG | 5903 | 10760508 | 126.0966 | 0.023437 | EPA/CAMD | EPA/NEI | 2002
2020 | AR | Union Power Station | 55380 | CTG-2 | CT | OP | CC | NG | 5854 | 10954397 | 126.0966 | 0.023022 | EPA/CAMD | EPA/NEI | 2002
2020 | AR | Union Power Station | 55380 | CTG-3 | CT | OP | CC | NG | 5491 | 9928508 | 126.0966 | 0.025401 | EPA/CAMD | EPA/NEI | 2002
2020 | AR | Union Power Station | 55380 | CTG-4 | CT | OP | CC | NG | 5156 | 9273707 | 126.0966 | 0.027194 | EPA/CAMD | EPA/NEI | 2002
2020 | AR | Union Power Station | 55380 | CTG-5 | CT | OP | CC | NG | 3945 | 6971716 | 126.0966 | 0.036174 | EPA/CAMD | EPA/NEI | 2003
2020 | AR | Union Power Station | 55380 | CTG-6 | CT | OP | CC | NG | 3941 | 7050839.5 | 126.0966 | 0.035768 | EPA/CAMD | EPA/NEI | 2003
2020 | AR | Union Power Station | 55380 | CTG-7 | CT | OP | CC | NG | 4265 | 7502171 | 126.0966 | 0.033616 | EPA/CAMD | EPA/NEI | 2003
2020 | AR | Union Power Station | 55380 | CTG-8 | CT | OP | CC | NG | 4302 | 7710043 | 126.0966 | 0.03271 | EPA/CAMD | EPA/NEI | 2003
2020 | AR | Waste Management Eco Vista LFGTE | 57025 | GEN1 | IC | OP | NA | LFG |  | 78695.6016 | 0.57841 | 0.0147 | EIA Prime Mover-level Data | Estimated using an emission factor
2020 | AR | Waste Management Eco Vista LFGTE | 57025 | GEN2 | IC | OP | NA | LFG |  | 78695.6016 | 0.57841 | 0.0147 | EIA Prime Mover-level Data | Estimated using an emission factor
2020 | AR | Waste Management Eco Vista LFGTE | 57025 | GEN3 | IC | OP | NA | LFG |  | 78695.6016 | 0.57841 | 0.0147 | EIA Prime Mover-level Data | Estimated using an emission factor
2020 | AR | Waste Management Eco Vista LFGTE | 57025 | GEN4 | IC | OP | NA | LFG |  | 78695.6016 | 0.57841 | 0.0147 | EIA Prime Mover-level Data | Estimated using an emission factor
2020 | AR | Waste Management Eco Vista LFGTE | 57025 | GEN5 | IC | OP | NA | LFG |  | 78695.6016 | 0.57841 | 0.0147 | EIA Prime Mover-level Data | Estimated using an emission factor
2020 | AR | Westside Wastewater Treatment Plant Hybrid | 62683 | FAYW1 | PV | OP | NA | SUN |  | 83659 |  |  | EIA Prime Mover-level Data
2020 | AR | Westside Wastewater Treatment Plant Hybrid | 62683 | FAYWB | BA | OP | NA | MWH |  | 0 |  |  | EIA Prime Mover-level Data
2020 | AR | Whillock | 7135 | 1 | HY | OP | NA | WAT |  | 384374.3438 |  |  | EIA Prime Mover-level Data
2020 | AR | Whillock | 7135 | 2 | HY | OP | NA | WAT |  | 384374.3438 |  |  | EIA Prime Mover-level Data
2020 | AR | Whillock | 7135 | 3 | HY | OP | NA | WAT |  | 384374.3438 |  |  | EIA Prime Mover-level Data
2020 | AR | White Bluff | 6009 | 1 | ST | OP | TANGENTIAL | SUB | 4718 | 27025168 | 204.1633 | 0.015109 | EPA/CAMD | EPA/NEI | 1980
2020 | AR | White Bluff | 6009 | 2 | ST | OP | TANGENTIAL | SUB | 3566 | 18989808 | 126.6494 | 0.013339 | EPA/CAMD | EPA/NEI | 1981
2020 | AR | White River Lock and Dam 1 | 57160 | LD#1 | HY | OP | NA | WAT |  | 121689 |  |  | EIA Prime Mover-level Data
2020 | AR | White River Lock and Dam 2 | 57161 | LD#2 | HY | OP | NA | WAT |  | 121689 |  |  | EIA Prime Mover-level Data
2020 | AR | White River Lock and Dam 3 | 57162 | LD#3 | HY | OP | NA | WAT |  | 237880 |  |  | EIA Prime Mover-level Data
2020 | AZ | Actus Lend Lease DMAFB | 58632 | 1 | PV | OP | NA | SUN |  | 34609 |  |  | EIA Prime Mover-level Data
2020 | AZ | AES ES GILBERT | 61861 | SRP | BA | OP | NA | MWH |  | 0 |  |  | EIA Prime Mover-level Data
2020 | AZ | Agua Caliente Solar Project | 57373 | AGU01 | PV | IP | NA | SUN
2020 | AZ | Agua Caliente Solar Project | 57373 | AGU1 | PV | OP | NA | SUN |  | 1658431.875 |  |  | EIA Prime Mover-level Data
2020 | AZ | Agua Caliente Solar Project | 57373 | AGU2 | PV | OP | NA | SUN |  | 2486733.5 |  |  | EIA Prime Mover-level Data
2020 | AZ | Agua Caliente Solar Project | 57373 | AGU3 | PV | OP | NA | SUN |  | 2212461.5 |  |  | EIA Prime Mover-level Data
2020 | AZ | Agua Fria Generating Station | 141 | 1 | ST | OP | WALL | NG | 1621 | 1012641.5625 | 3.7184 | 0.0073439 | EPA/CAMD | NEI avg EF - PM, fuel type, firing type | 1958
2020 | AZ | Agua Fria Generating Station | 141 | 2 | ST | OP | WALL | NG | 1520 | 964798.875 | 3.5427 | 0.0073439 | EPA/CAMD | NEI avg EF - PM, fuel type, firing type | 1957
2020 | AZ | Agua Fria Generating Station | 141 | 3 | ST | OP | TURBO | NG | 1632 | 1569300.5 | 5.1778 | 0.0065989 | EPA/CAMD | NEI avg EF - PM, fuel type, firing type | 1961
2020 | AZ | Agua Fria Generating Station | 141 | PV-3 | PV | OA | NA | SUN
2020 | AZ | Amazon TUS2 | 64384 | ATUS2 | PV | P | NA | SUN
2020 | AZ | Amphitheater High School Solar | 60684 | AHS1 | PV | OP | NA | SUN |  | 19496 |  |  | EIA Prime Mover-level Data
2020 | AZ | Apache Solar 1 | 60964 | AEPS1 | PV | OP | NA | SUN |  | 482664 |  |  | EIA Prime Mover-level Data
2020 | AZ | Apache Station | 160 | 1 | ST | OP | WALL | NG | 3383 | 1422320.375 | 92 | 0.12937 | EPA/CAMD | EPA/NEI | 1964
2020 | AZ | Apache Station | 160 | 2 | ST | OP | TURBO | NG | 8064 | 12078351 | 92 | 0.015234 | EPA/CAMD | EPA/NEI | 1979
2020 | AZ | Apache Station | 160 | 3 | ST | OP | TURBO | SUB | 7093 | 9849731 | 92 | 0.018681 | EPA/CAMD | EPA/NEI | 1979
2020 | AZ | Apache Station | 160 | 4 | GT | OP | CT | NG | 2501 | 823435.9375 | 8.8698 | 0.021543 | EPA/CAMD | EPA/NEI | 2002
2020 | AZ | APS Saguaro Power Plant | 118 | CT3 | GT | OP | CT | NG | 1894 | 1160786.125 | 3.831 | 0.0066007 | EPA/CAMD | EPA/NEI | 2002
2020 | AZ | APS Saguaro Power Plant | 118 | PV1 | OT | RE | NA | SUN
2020 | AZ | APS West Phoenix Power Plant | 117 | CC4 | CT | OP | CC | NG | 4660 | 3390755.25 | 5.3708 | 0.0031679 | EPA/CAMD | EPA/NEI | 2001
2020 | AZ | APS West Phoenix Power Plant | 117 | CC5A | CT | OP | CC | NG | 5328 | 7559453.5 | 7.2081 | 0.001907 | EPA/CAMD | EPA/NEI | 2003
2020 | AZ | APS West Phoenix Power Plant | 117 | CC5B | CT | OP | CC | NG | 6666 | 9433996 | 8.92 | 0.001891 | EPA/CAMD | EPA/NEI | 2003
2020 | AZ | Arizona State University CHP | 58199 | G1 | CS |  | NA | NG |  | 503954.9062 | 0.10633 | 0.000422 | EIA Unit-level Data | Estimated using an emission factor
2020 | AZ | Arizona State University CHP | 58199 | G2 | GT | OP | NA | NG
2020 | AZ | Arizona Western College PV | 57765 | GV1 | PV | RE | NA | SUN
2020 | AZ | Arizona Western College PV | 57765 | GV2 | PV | RE | NA | SUN
2020 | AZ | Arizona Western College PV | 57765 | SFC | PV | OP | NA | SUN |  | 14768.5107 |  |  | EIA Prime Mover-level Data
2020 | AZ | Arizona Western College PV | 57765 | SHP | PV | OP | NA | SUN |  | 13291.6592 |  |  | EIA Prime Mover-level Data
2020 | AZ | Arizona Western College PV | 57765 | SOLEG | PV | OP | NA | SUN |  | 14768.5107 |  |  | EIA Prime Mover-level Data
2020 | AZ | Arizona Western College PV | 57765 | STE | PV | OP | NA | SUN |  | 13291.6592 |  |  | EIA Prime Mover-level Data
2020 | AZ | Arizona Western College PV | 57765 | SWD | PV | OP | NA | SUN |  | 13291.6592 |  |  | EIA Prime Mover-level Data
2020 | AZ | Arlington Valley Energy Facility | 55282 | CTG1 | CT | OP | CC | NG | 4759 | 7533633 | 6.35 | 0.0016858 | EPA/CAMD | EPA/NEI | 2002
2020 | AZ | Arlington Valley Energy Facility | 55282 | CTG2 | CT | OP | CC | NG | 5139 | 8027583.5 | 8.9509 | 0.00223 | EPA/CAMD | EPA/NEI | 2002
2020 | AZ | Arlington Valley Solar Energy I | 57679 | AVSE1 | PV | T | NA | SUN
2020 | AZ | Arlington Valley Solar Energy II | 57680 | AVSE1 | PV | OP | NA | SUN |  | 467398.375 |  |  | EIA Prime Mover-level Data
2020 | AZ | Arlington Valley Solar Energy II | 57680 | AVSE2 | PV | OP | NA | SUN |  | 688797.625 |  |  | EIA Prime Mover-level Data
2020 | AZ | Arlington Valley Solar Energy II | 57680 | AVSE3 | PV | OP | NA | SUN |  | 688797.625 |  |  | EIA Prime Mover-level Data
2020 | AZ | Arlington Valley Solar Energy II | 57680 | AVSE4 | PV | OP | NA | SUN |  | 639597.8125 |  |  | EIA Prime Mover-level Data
2020 | AZ | Arlington Valley Solar Energy II | 57680 | AVSE5 | PV | OP | NA | SUN |  | 688797.625 |  |  | EIA Prime Mover-level Data
2020 | AZ | Atlas | 63798 | ATL01 | PV | P | NA | SUN
2020 | AZ | Atlas | 63798 | ATLB1 | BA | P | NA | MWH
2020 | AZ | Avalon Solar | 59168 | AS | PV | OP | NA | SUN |  | 655834 |  |  | EIA Prime Mover-level Data
2020 | AZ | Avalon Solar II | 60062 | ASII | PV | OP | NA | SUN |  | 390794 |  |  | EIA Prime Mover-level Data
2020 | AZ | Avra Valley Solar | 57657 | 1 | PV | OP | NA | SUN |  | 572709 |  |  | EIA Prime Mover-level Data
2020 | AZ | AZ State University - Tempe Campus Solar | 62643 | 20794 | PV | OP | NA | SUN |  | 2876.917 |  |  | EIA Prime Mover-level Data
2020 | AZ | AZ State University - Tempe Campus Solar | 62643 | 20799 | PV | OP | NA | SUN |  | 1438.458 |  |  | EIA Prime Mover-level Data
2020 | AZ | AZ State University - Tempe Campus Solar | 62643 | 20971 | PV | OP | NA | SUN |  | 2876.917 |  |  | EIA Prime Mover-level Data
2020 | AZ | AZ State University - Tempe Campus Solar | 62643 | 20974 | PV | OP | NA | SUN |  | 1438.458 |  |  | EIA Prime Mover-level Data
2020 | AZ | AZ State University - Tempe Campus Solar | 62643 | 20975 | PV | OP | NA | SUN |  | 1438.458 |  |  | EIA Prime Mover-level Data
2020 | AZ | AZ State University - Tempe Campus Solar | 62643 | 3365A | PV | OP | NA | SUN |  | 1438.458 |  |  | EIA Prime Mover-level Data
2020 | AZ | AZ State University - Tempe Campus Solar | 62643 | 3365B | PV | OP | NA | SUN |  | 1438.458 |  |  | EIA Prime Mover-level Data
2020 | AZ | AZ State University - Tempe Campus Solar | 62643 | 3384 | PV | OP | NA | SUN |  | 10069.208 |  |  | EIA Prime Mover-level Data
2020 | AZ | AZ State University - Tempe Campus Solar | 62643 | 3385 | PV | OP | NA | SUN |  | 8630.75 |  |  | EIA Prime Mover-level Data
2020 | AZ | AZ State University - Tempe Campus Solar | 62643 | 4202 | PV | OP | NA | SUN |  | 1438.458 |  |  | EIA Prime Mover-level Data
2020 | AZ | AZ State University - Tempe Campus Solar | 62643 | 91001 | PV | OP | NA | SUN |  | 1438.458 |  |  | EIA Prime Mover-level Data
2020 | AZ | Badger 1 | 58262 | 1 | PV | OP | NA | SUN |  | 343683 |  |  | EIA Prime Mover-level Data
2020 | AZ | Black Mountain Generating Station | 56482 | 1 | GT | OP | CT | NG | 2556 | 866293.25 | 3.0867 | 0.0071263 | EPA/CAMD | EPA/NEI | 2008
2020 | AZ | Black Mountain Generating Station | 56482 | 2 | GT | OP | CT | NG | 2429 | 821562.25 | 3.0911 | 0.007525 | EPA/CAMD | EPA/NEI | 2008
2020 | AZ | Black Mountain Solar LLC | 58042 | 1 | PV | OP | NA | SUN |  | 180155 |  |  | EIA Prime Mover-level Data
2020 | AZ | Bonnybrooke PV | 60413 | AZPV1 | PV | OP | NA | SUN |  | 1235940 |  |  | EIA Prime Mover-level Data
2020 | AZ | Broadway 2 - Tucson Phase II | 64580 | GEN | PV | OP | NA | SUN |  | 62323 |  |  | EIA Prime Mover-level Data
2020 | AZ | Buckeye Generation Center, LLC | 59471 | CTG01 | GT | IP | NA | NG
2020 | AZ | Buckeye Generation Center, LLC | 59471 | CTG02 | GT | IP | NA | NG
2020 | AZ | Buckeye Generation Center, LLC | 59471 | CTG03 | GT | IP | NA | NG
2020 | AZ | Buckeye Generation Center, LLC | 59471 | CTG04 | GT | IP | NA | NG
2020 | AZ | Buckeye Generation Center, LLC | 59471 | CTG05 | GT | IP | NA | NG
2020 | AZ | Buckeye Generation Center, LLC | 59471 | CTG06 | GT | IP | NA | NG
2020 | AZ | Buckeye Union HS District 201 | 58037 | PV1 | PV | OP | NA | SUN |  | 64992 |  |  | EIA Prime Mover-level Data
2020 | AZ | Canyon Del Oro High School Solar | 60685 | CDO1 | PV | OP | NA | SUN |  | 15978 |  |  | EIA Prime Mover-level Data
2020 | AZ | Canyon Del Oro High School Solar | 60685 | CDO2 | PV | OP | NA | SUN |  | 1597.8 |  |  | EIA Prime Mover-level Data
2020 | AZ | Canyon Del Oro High School Solar | 60685 | CDO3 | PV | OP | NA | SUN |  | 3195.6001 |  |  | EIA Prime Mover-level Data
2020 | AZ | Canyon Del Oro High School Solar | 60685 | CDO4 | PV | OP | NA | SUN |  | 3195.6001 |  |  | EIA Prime Mover-level Data
2020 | AZ | Central Line Solar, LLC | 64566 | CNTRL | PV | L | NA | SUN
2020 | AZ | Childs | 112 | 1 | HY | RE | NA | WAT
2020 | AZ | Childs | 112 | 2 | HY | RE | NA | WAT
2020 | AZ | Childs | 112 | 3 | HY | RE | NA | WAT
2020 | AZ | Chino Solar Valley | 57560 | PV1 | PV | OP | NA | SUN |  | 429632 |  |  | EIA Prime Mover-level Data
2020 | AZ | Cholla | 113 | 1 | ST | OP | TANGENTIAL | SUB | 6351 | 5530380 | 22.1215 | 0.008 | EPA/CAMD | EPA/NEI | 1962
2020 | AZ | Cholla | 113 | 3 | ST | OP | TANGENTIAL | SUB | 7107 | 14436126 | 50.5264 | 0.007 | EPA/CAMD | EPA/NEI | 1980
2020 | AZ | Cholla | 113 | 4 | ST | OP | TANGENTIAL | SUB | 5456 | 20741338 | 124.448 | 0.012 | EPA/CAMD | EPA/NEI | 1981
2020 | AZ | Cogeneration 1 | 56229 | CT1 | CS |  | NA | NG |  | 669037.8125 | 0.14117 | 0.000422 | EIA Unit-level Data | Estimated using an emission factor
2020 | AZ | Cogeneration 2 | 59233 | CT2 | CS |  | NA | NG |  | 530628.6875 | 0.11196 | 0.000422 | EIA Unit-level Data | Estimated using an emission factor
2020 | AZ | Cogenra - TEP | 58832 | CTEP | PV | OP | NA | SUN |  | 15307 |  |  | EIA Prime Mover-level Data
2020 | AZ | Concord Blue Eagar, LLC | 60374 | CB001 | IC | CN | NA | OBG
2020 | AZ | Concord Blue Eagar, LLC | 60374 | CB002 | IC | CN | NA | OBG
2020 | AZ | Coolidge Generating Station | 56948 | CT01 | GT | OP | CT | NG | 1092 | 322104.4062 | 0 | 0 | EPA/CAMD | EPA/NEI | 2011
2020 | AZ | Coolidge Generating Station | 56948 | CT02 | GT | OP | CT | NG | 1147 | 343878.875 | 0.5 | 0.002908 | EPA/CAMD | EPA/NEI | 2011
2020 | AZ | Coolidge Generating Station | 56948 | CT03 | GT | OP | CT | NG | 1450 | 419085.9062 | 0.6 | 0.0028634 | EPA/CAMD | EPA/NEI | 2010
2020 | AZ | Coolidge Generating Station | 56948 | CT04 | GT | OP | CT | NG | 1682 | 493353.75 | 0.7 | 0.0028377 | EPA/CAMD | EPA/NEI | 2010
2020 | AZ | Coolidge Generating Station | 56948 | CT05 | GT | OP | CT | NG | 1163 | 328414.8438 | 0.4 | 0.0024359 | EPA/CAMD | EPA/NEI | 2010
2020 | AZ | Coolidge Generating Station | 56948 | CT06 | GT | OP | CT | NG | 1281 | 369794.5625 | 0.5 | 0.0027042 | EPA/CAMD | EPA/NEI | 2010
2020 | AZ | Coolidge Generating Station | 56948 | CT07 | GT | OP | CT | NG | 1699 | 497278.9375 | 0.7 | 0.0028153 | EPA/CAMD | EPA/NEI | 2010
2020 | AZ | Coolidge Generating Station | 56948 | CT08 | GT | OP | CT | NG | 1962 | 556364.4375 | 0.7 | 0.0025163 | EPA/CAMD | EPA/NEI | 2010
2020 | AZ | Coolidge Generating Station | 56948 | CT09 | GT | OP | CT | NG | 1313 | 376623.9062 | 0.5 | 0.0026552 | EPA/CAMD | EPA/NEI | 2010
2020 | AZ | Coolidge Generating Station | 56948 | CT10 | GT | OP | CT | NG | 1432 | 407273.4375 | 0.5 | 0.0024554 | EPA/CAMD | EPA/NEI | 2010
2020 | AZ | Coolidge Generating Station | 56948 | CT11 | GT | OP | CT | NG | 1774 | 512834.7188 | 0.7 | 0.0027299 | EPA/CAMD | EPA/NEI | 2010
2020 | AZ | Coolidge Generating Station | 56948 | CT12 | GT | OP | CT | NG | 2057 | 587111.9375 | 0.8 | 0.0027252 | EPA/CAMD | EPA/NEI | 2010
2020 | AZ | Copper Crossing Energy Center | 58413 | CCGS1 | GT | CN | NA | NG
2020 | AZ | Copper Crossing Energy Center | 58413 | CCGS2 | GT | CN | NA | NG
2020 | AZ | Copper Crossing Energy Center | 58413 | CCGS3 | GT | CN | NA | NG
2020 | AZ | Copper Crossing Energy Center | 58413 | CCGS4 | GT | CN | NA | NG
2020 | AZ | Copper Crossing Energy Center | 58413 | CCGS5 | GT | CN | NA | NG
2020 | AZ | Copper Crossing Energy Center | 58413 | CCGS6 | GT | CN | NA | NG
2020 | AZ | Copper Crossing Energy Center | 58413 | CCGS7 | GT | CN | NA | NG
2020 | AZ | Copper Crossing Energy Center | 58413 | CCGS8 | GT | CN | NA | NG
2020 | AZ | Copper Crossing Energy Center | 58413 | CCGS9 | GT | CN | NA | NG
2020 | AZ | Coronado Generating Station | 6177 | U1B | ST | OP | TURBO | RC | 6302 | 15464022 | 225.3084 | 0.02914 | EPA/CAMD | EPA/NEI | 1979
2020 | AZ | Coronado Generating Station | 6177 | U2B | ST | OP | TURBO | RC | 5950 | 17534154 | 240.9522 | 0.027484 | EPA/CAMD | EPA/NEI | 1980
2020 | AZ | Cotton Center Solar Hybrid | 57561 | CC17M | BA | P | NA | MWH
2020 | AZ | Cotton Center Solar Hybrid | 57561 | PV1 | PV | OP | NA | SUN |  | 342857 |  |  | EIA Prime Mover-level Data
2020 | AZ | Crosscut | 143 | CC1 | ST | RE | NA | NG
2020 | AZ | Crosscut | 143 | CC2 | ST | RE | NA | NG
2020 | AZ | Crosscut | 143 | CC3 | ST | RE | NA | NG
2020 | AZ | Crosscut | 143 | CC4 | ST | RE | NA | NG
2020 | AZ | Crosscut | 143 | CC5 | HY | OS | NA | WAT
2020 | AZ | Davis Dam | 152 | 1 | HY | OP | NA | WAT |  | 1913207.25 |  |  | EIA Prime Mover-level Data
2020 | AZ | Davis Dam | 152 | 2 | HY | OP | NA | WAT |  | 1913207.25 |  |  | EIA Prime Mover-level Data
2020 | AZ | Davis Dam | 152 | 3 | HY | OP | NA | WAT |  | 1776285.25 |  |  | EIA Prime Mover-level Data
2020 | AZ | Davis Dam | 152 | 4 | HY | OP | NA | WAT |  | 1913207.25 |  |  | EIA Prime Mover-level Data
2020 | AZ | Davis Dam | 152 | 120:00 | HY | OP | NA | WAT |  | 1913207.25 |  |  | EIA Prime Mover-level Data
2020 | AZ | Davis Monthan AFB (AZ) West Airfield | 59779 | 1 | PV | OP | NA | SUN |  | 274103 |  |  | EIA Prime Mover-level Data
2020 | AZ | De Moss Petrie Generating Station | 124 | GT1 | GT | OP | CT | NG | 43 | 21859.5625 | 0.084811 | 0.0077596 | EPA/CAMD | NEI avg EF - PM, fuel type, firing type | 2001
2020 | AZ | Desert Basin Generating Station | 55129 | DBG1 | CT | OP | CC | NG | 3167 | 5724156 | 17.6913 | 0.0061813 | EPA/CAMD | NEI avg EF - PM, fuel type, firing type | 2001
2020 | AZ | Desert Basin Generating Station | 55129 | DBG2 | CT | OP | CC | NG | 4690 | 8299429 | 25.6505 | 0.0061813 | EPA/CAMD | NEI avg EF - PM, fuel type, firing type | 2001
2020 | AZ | Desert Star Hybrid | 59444 | DS10M | BA | P | NA | MWH
2020 | AZ | Desert Star Hybrid | 59444 | PV1 | PV | OP | NA | SUN |  | 284517 |  |  | EIA Prime Mover-level Data
2020 | AZ | Dolan Springs | 57920 | 1 | WT | CN | NA | WND
2020 | AZ | Douglas | 114 | 1 | GT | OP | NA | DFO |  | 831 | 0.0074971 | 0.018044 | EIA Prime Mover-level Data | NEI avg EF - PM, fuel type, firing type
2020 | AZ | Dry Lake Solar | 57922 | 1 | PV | CN | NA | SUN
2020 | AZ | Dry Lake Wind LLC | 57098 | 1 | WT | OP | NA | WND |  | 974898 |  |  | EIA Prime Mover-level Data
2020 | AZ | East Line Solar | 62899 | EASTL | PV | OP | NA | SUN
2020 | AZ | El Sol BESS | 62964 | EL50M | BA | P | NA | MWH
2020 | AZ | Estrella Mountain PV | 60230 | PV1 | PV | OP | NA | SUN |  | 34794 |  |  | EIA Prime Mover-level Data
2020 | AZ | FirstEnergy | 55711 | CTG1 | CT | CN | NA | NG
2020 | AZ | FirstEnergy | 55711 | CTG2 | CT | CN | NA | NG
2020 | AZ | FirstEnergy | 55711 | CTG3 | CT | CN | NA | NG
2020 | AZ | FirstEnergy | 55711 | CTG4 | CT | CN | NA | NG
2020 | AZ | FirstEnergy | 55711 | STG1 | CA | CN | NA | NG
2020 | AZ | FirstEnergy | 55711 | STG2 | CA | CN | NA | NG
2020 | AZ | Foothills Solar Plant Hybrid | 57997 | FH38M | BA | P | NA | MWH
2020 | AZ | Foothills Solar Plant Hybrid | 57997 | PV1 | PV | OP | NA | SUN |  | 416853.125 |  |  | EIA Prime Mover-level Data
2020 | AZ | Foothills Solar Plant Hybrid | 57997 | PV2 | PV | OP | NA | SUN |  | 441373.875 |  |  | EIA Prime Mover-level Data
2020 | AZ | Fort Huachuca Solar PV Project | 58972 | FHUA2 | PV | OP | NA | SUN |  | 81217.7578 |  |  | EIA Prime Mover-level Data
2020 | AZ | Fort Huachuca Solar PV Project | 58972 | FHUAC | PV | OP | NA | SUN |  | 269405.25 |  |  | EIA Prime Mover-level Data
2020 | AZ | FRB Solar Farm | 57930 | UAST | PV | OP | NA | SUN |  | 343 |  |  | EIA Prime Mover-level Data
2020 | AZ | Gato Montes Solar, LLC | 58842 | 1 | PV | OP | NA | SUN |  | 73877 |  |  | EIA Prime Mover-level Data
2020 | AZ | Gila Bend Hybrid | 59020 | GB36M | BA | P | NA | MWH
2020 | AZ | Gila Bend Hybrid | 59020 | PV1 | PV | OP | NA | SUN |  | 635430 |  |  | EIA Prime Mover-level Data
2020 | AZ | Gila Bend Power Generation Station | 55507 | 1 | CT | L | NA | NG
2020 | AZ | Gila Bend Power Generation Station | 55507 | 2 | CT | L | NA | NG
2020 | AZ | Gila Bend Power Generation Station | 55507 | 72:00 | CT | L | NA | NG
2020 | AZ | Gila Bend Power Generation Station | 55507 | 4 | CA | L | NA | NG
2020 | AZ | Gila River Power Block 2 | 60768 | 2:00 | CA | OP | DUCTBURNER | NG |  | 492164.25 | 0.10385 | 0.000422 | EIA Unit-level Data | Estimated using an emission factor
2020 | AZ | Gila River Power Block 2 | 60768 | 2 B | CA | OP | DUCTBURNER | NG |  | 413422.4688 | 0.087232 | 0.000422 | EIA Unit-level Data | Estimated using an emission factor
2020 | AZ | Gila River Power Block 2 | 60768 | CTG3 | CT |  | NA | NG |  | 9543797 | 29.4964 | 0.0061813 | EIA Unit-level Data | NEI avg EF - PM, fuel type
2020 | AZ | Gila River Power Block 2 | 60768 | CTG4 | CT |  | NA | NG |  | 9618650 | 29.7278 | 0.0061813 | EIA Unit-level Data | NEI avg EF - PM, fuel type
2020 | AZ | Gila River Power Station | 55306 | 1CTGA | CT | OP | CC | NG | 7269 | 12023593 | 12.8657 | 0.0021401 | EPA/CAMD | EPA/NEI | 2003
2020 | AZ | Gila River Power Station | 55306 | 1CTGB | CT | OP | CC | NG | 6950 | 11186873 | 21.1898 | 0.0037883 | EPA/CAMD | EPA/NEI | 2003
2020 | AZ | Gila River Power Station | 55306 | 2CTGA | CT | OP | CC | NG | 6600 | 9940993 | 12.2146 | 0.0024574 | EPA/CAMD | EPA/NEI | 2003
2020 | AZ | Gila River Power Station | 55306 | 2CTGB | CT | OP | CC | NG | 6527 | 10004314 | 12.1236 | 0.0024237 | EPA/CAMD | EPA/NEI | 2003
2020 | AZ | Gila River Power Station | 55306 | 3CTGA | CT | OP | CC | NG | 6908 | 10460982 | 10.2242 | 0.0019547 | EPA/CAMD | EPA/NEI | 2003
2020 | AZ | Gila River Power Station | 55306 | 3CTGB | CT | OP | CC | NG | 7049 | 10617810 | 10.1274 | 0.0019076 | EPA/CAMD | EPA/NEI | 2003
2020 | AZ | Gila River Power Station | 55306 | 4CTGA | CT | OP | CC | NG | 5700 | 9441841 | 17.1711 | 0.0036372 | EPA/CAMD | EPA/NEI | 2003
2020 | AZ | Gila River Power Station | 55306 | 4CTGB | CT | OP | CC | NG | 5502 | 9083376 | 26.571 | 0.0058505 | EPA/CAMD | EPA/NEI | 2003
2020 | AZ | Gilbert Solar Facility I, LLC | 58543 | 1 | PV | OP | NA | SUN |  | 26135 |  |  | EIA Prime Mover-level Data
2020 | AZ | Glen Canyon Dam | 153 | 1 | HY | OP | NA | WAT |  | 3970576 |  |  | EIA Prime Mover-level Data
2020 | AZ | Glen Canyon Dam | 153 | 2 | HY | OP | NA | WAT |  | 3970576 |  |  | EIA Prime Mover-level Data
2020 | AZ | Glen Canyon Dam | 153 | 3 | HY | OP | NA | WAT |  | 3970576 |  |  | EIA Prime Mover-level Data
2020 | AZ | Glen Canyon Dam | 153 | 4 | HY | OP | NA | WAT |  | 3970576 |  |  | EIA Prime Mover-level Data
2020 | AZ | Glen Canyon Dam | 153 | 5 | HY | OP | NA | WAT |  | 3970576 |  |  | EIA Prime Mover-level Data
2020 | AZ | Glen Canyon Dam | 153 | 6 | HY | OP | NA | WAT |  | 3970576 |  |  | EIA Prime Mover-level Data
2020 | AZ | Glen Canyon Dam | 153 | 7 | HY | OP | NA | WAT |  | 3778063.25 |  |  | EIA Prime Mover-level Data
2020 | AZ | Glen Canyon Dam | 153 | 8 | HY | OP | NA | WAT |  | 3970576 |  |  | EIA Prime Mover-level Data
2020 | AZ | Glendale Energy Power Plant | 57829 | GLEN1 | IC | RE | NA | LFG
2020 | AZ | Glendale Energy Power Plant | 57829 | GLEN2 | IC | RE | NA | LFG
2020 | AZ | Gray Hawk Solar | 61272 | GHS | PV | OP | NA | SUN |  | 1293738 |  |  | EIA Prime Mover-level Data
2020 | AZ | Griffith Energy Project | 55124 | P1 | CT | OP | CC | NG | 5371 | 8230396 | 25.76 | 0.0062597 | EPA/CAMD | EPA/NEI | 2001
2020 | AZ | Griffith Energy Project | 55124 | P2 | CT | OP | CC | NG | 5786 | 8881412 | 7.722 | 0.0017389 | EPA/CAMD | EPA/NEI | 2001
2020 | AZ | Headgate Rock | 7179 | 1 | HY | OP | NA | WAT |  | 220948 |  |  | EIA Prime Mover-level Data
2020 | AZ | Headgate Rock | 7179 | 2 | HY | OP | NA | WAT |  | 220948 |  |  | EIA Prime Mover-level Data
2020 | AZ | Headgate Rock | 7179 | 3 | HY | OP | NA | WAT |  | 220948 |  |  | EIA Prime Mover-level Data
2020 | AZ | Hoover Dam (AZ) | 8902 | A0 | HY | OP | NA | WAT |  | 32046.75 |  |  | EIA Prime Mover-level Data
2020 | AZ | Hoover Dam (AZ) | 8902 | A1 | HY | OP | NA | WAT |  | 1735865.625 |  |  | EIA Prime Mover-level Data
2020 | AZ | Hoover Dam (AZ) | 8902 | A2 | HY | OP | NA | WAT |  | 1735865.625 |  |  | EIA Prime Mover-level Data
2020 | AZ | Hoover Dam (AZ) | 8902 | A3 | HY | OP | NA | WAT |  | 1735865.625 |  |  | EIA Prime Mover-level Data
2020 | AZ | Hoover Dam (AZ) | 8902 | A4 | HY | OP | NA | WAT |  | 1735865.625 |  |  | EIA Prime Mover-level Data
2020 | AZ | Hoover Dam (AZ) | 8902 | A5 | HY | OP | NA | WAT |  | 1695807.125 |  |  | EIA Prime Mover-level Data
2020 | AZ | Hoover Dam (AZ) | 8902 | A6 | HY | OP | NA | WAT |  | 1735865.625 |  |  | EIA Prime Mover-level Data
2020 | AZ | Hoover Dam (AZ) | 8902 | A7 | HY | OP | NA | WAT |  | 1735865.625 |  |  | EIA Prime Mover-level Data
2020 | AZ | Hoover Dam (AZ) | 8902 | A8 | HY | OP | NA | WAT |  | 821197.9375 |  |  | EIA Prime Mover-level Data
2020 | AZ | Hoover Dam (AZ) | 8902 | A9 | HY | OP | NA | WAT |  | 914667.625 |  |  | EIA Prime Mover-level Data
2020 | AZ | Horse Mesa | 145 | HM1 | HY | OP | NA | WAT |  | 13460.667 |  |  | EIA Prime Mover-level Data
2020 | AZ | Horse Mesa | 145 | HM2 | HY | OP | NA | WAT |  | 13460.667 |  |  | EIA Prime Mover-level Data
2020 | AZ | Horse Mesa | 145 | HM3 | HY | OP | NA | WAT |  | 13460.667 |  |  | EIA Prime Mover-level Data
2020 | AZ | Horse Mesa | 145 | HM4 | PS | OP | NA | WAT |  | 0 |  |  | EIA Prime Mover-level Data
2020 | AZ | Hyder II Hybrid | 58383 | H214M | BA | P | NA | MWH
2020 | AZ | Hyder II Hybrid | 58383 | PV1 | PV | OP | NA | SUN |  | 344148 |  |  | EIA Prime Mover-level Data
2020 | AZ | Hyder Solar Hybrid | 57563 | H116M | BA | P | NA | MWH
2020 | AZ | Hyder Solar Hybrid | 57563 | PV1 | PV | OP | NA | SUN |  | 246401.8594 |  |  | EIA Prime Mover-level Data
2020 | AZ | Hyder Solar Hybrid | 57563 | PV2 | PV | OP | NA | SUN |  | 72471.1328 |  |  | EIA Prime Mover-level Data
2020 | AZ | Intel - Ocotillo Campus Solar | 60822 | PV1 | PV | OP | NA | SUN |  | 31916 |  |  | EIA Prime Mover-level Data
2020 | AZ | Intel - Ocotillo Campus Solar | 60822 | PV2 | PV | OP | NA | SUN |  | 15958 |  |  | EIA Prime Mover-level Data
2020 | AZ | IRC Generator Facility | 56899 | 290 | IC | OP | NA | DFO
2020 | AZ | IRC Generator Facility | 56899 | 291 | IC | SB | NA | DFO
2020 | AZ | Iron Horse Battery Storage Hybrid | 60996 | BA1 | BA | OP | NA | MWH |  | 0 |  |  | EIA Prime Mover-level Data
2020 | AZ | Iron Horse Battery Storage Hybrid | 60996 | PV1 | PV | OP | NA | SUN |  | 29677 |  |  | EIA Prime Mover-level Data
2020 | AZ | Irving | 115 | 1 | HY | RE | NA | WAT
2020 | AZ | Irvington Generating Station | 126 | 3 | ST | OP | TANGENTIAL | NG | 5935 | 3521977 | 15.7825 | 0.0089623 | EPA/CAMD | EPA/NEI | 1962
2020 | AZ | Irvington Generating Station | 126 | 4 | ST | OP | WALL | NG | 8005 | 7077129.5 | 25.987 | 0.0073439 | EPA/CAMD | NEI avg EF - PM, fuel type, firing type | 1967
2020 | AZ | Jacobson 5 MW Solar | 60603 | PV1 | PV | OP | NA | SUN |  | 76695 |  |  | EIA Prime Mover-level Data
2020 | AZ | Jewish Community Center PV | 58292 | JCC | PV | OP | NA | SUN |  | 18932 |  |  | EIA Prime Mover-level Data
2020 | AZ | Kayenta Solar Project | 61268 | PV1 | PV | OP | NA | SUN |  | 557214.75 |  |  | EIA Prime Mover-level Data
2020 | AZ | Kayenta Solar Project | 61268 | PV2 | PV | OP | NA | SUN |  | 571502.25 |  |  | EIA Prime Mover-level Data
2020 | AZ | Kingman 1 | 57775 | PV | PV | OP | NA | SUN |  | 10107 |  |  | EIA Prime Mover-level Data
2020 | AZ | Kingman 1 | 57775 | WGNS | WT | OP | NA | WND |  | 233126 |  |  | EIA Prime Mover-level Data
2020 | AZ | Kyrene Generating Station | 147 | K-7 | CT | OP | CC | NG | 7769 | 11461684 | 35.4239 | 0.0061813 | EPA/CAMD | NEI avg EF - PM, fuel type, firing type | 2002
2020 | AZ | La Paz Solar Tower | 58652 | 1 | OT | P | NA | SUN
2020 | AZ | La Senita | 57556 | 1 | PV | OP | NA | SUN |  | 15845 |  |  | EIA Prime Mover-level Data
2020 | AZ | Lake Pleasant WTP | 58539 | 1 | PV | OP | NA | SUN |  | 131561 |  |  | EIA Prime Mover-level Data
2020 | AZ | Luke Solar | 57324 | PV1 | PV | OP | NA | SUN |  | 283060 |  |  | EIA Prime Mover-level Data
2020 | AZ | Macys Goodyear | 57673 | 1 | PV | OP | NA | SUN |  | 43280 |  |  | EIA Prime Mover-level Data
2020 | AZ | Mesa Carport PV | 64404 | CPTPV | PV | OP | NA | SUN |  | 2861.217 |  |  | EIA Prime Mover-level Data
2020 | AZ | Mesa Carport PV | 64404 | GFTPV | PV | OP | NA | SUN |  | 794.783 |  |  | EIA Prime Mover-level Data
2020 | AZ | Mesa Solar Array | 58466 | MSA1 | PV | RE | NA | SUN
2020 | AZ | Mesquite Generating Station | 55481 | 1 | CT | OP | CC | NG | 6917 | 12322418 | 17.072 | 0.0027709 | EPA/CAMD | EPA/NEI | 2003
2020 | AZ | Mesquite Generating Station | 55481 | 2 | CT | OP | CC | NG | 7015 | 12355775 | 34.34 | 0.0055585 | EPA/CAMD | EPA/NEI | 2003
2020 | AZ | Mesquite Generating Station | 55481 | 5 | CT | OP | CC | NG | 8190 | 14132185 | 27.9025 | 0.0039488 | EPA/CAMD | EPA/NEI | 2003
2020 | AZ | Mesquite Generating Station | 55481 | 6 | CT | OP | CC | NG | 8126 | 13839044 | 31.2345 | 0.004514 | EPA/CAMD | EPA/NEI | 2003
2020 | AZ | Mesquite Solar 1 | 57707 | 1 | PV | OP | NA | SUN |  | 344299.6562 |  |  | EIA Prime Mover-level Data
2020 | AZ | Mesquite Solar 1 | 57707 | 10 | PV | OP | NA | SUN |  | 258224.75 |  |  | EIA Prime Mover-level Data
2020 | AZ | Mesquite Solar 1 | 57707 | 11 | PV | OP | NA | SUN |  | 344299.6562 |  |  | EIA Prime Mover-level Data
2020 | AZ | Mesquite Solar 1 | 57707 | 12 | PV | OP | NA | SUN |  | 344299.6562 |  |  | EIA Prime Mover-level Data
2020 | AZ | Mesquite Solar 1 | 57707 | 2 | PV | OP | NA | SUN |  | 344299.6562 |  |  | EIA Prime Mover-level Data
2020 | AZ | Mesquite Solar 1 | 57707 | 3 | PV | OP | NA | SUN |  | 215187.2969 |  |  | EIA Prime Mover-level Data
2020 | AZ | Mesquite Solar 1 | 57707 | 4 | PV | OP | NA | SUN |  | 344299.6562 |  |  | EIA Prime Mover-level Data
2020 | AZ | Mesquite Solar 1 | 57707 | 5 | PV | OP | NA | SUN |  | 344299.6562 |  |  | EIA Prime Mover-level Data
2020 | AZ | Mesquite Solar 1 | 57707 | 6 | PV | OP | NA | SUN |  | 172149.8281 |  |  | EIA Prime Mover-level Data
2020 | AZ | Mesquite Solar 1 | 57707 | 7 | PV | OP | NA | SUN |  | 344299.6562 |  |  | EIA Prime Mover-level Data
2020 | AZ | Mesquite Solar 1 | 57707 | 8 | PV | OP | NA | SUN |  | 258224.75 |  |  | EIA Prime Mover-level Data
2020 | AZ | Mesquite Solar 1 | 57707 | 9 | PV | OP | NA | SUN |  | 344299.6562 |  |  | EIA Prime Mover-level Data
2020 | AZ | Mesquite Solar 2, LLC | 60307 | 1 | PV | OP | NA | SUN |  | 2313441 |  |  | EIA Prime Mover-level Data
2020 | AZ | Mesquite Solar 3, LLC | 60308 | 1 | PV | OP | NA | SUN |  | 3975493 |  |  | EIA Prime Mover-level Data
2020 | AZ | Mohave County Wind Farm | 63114 | MCWF | WT | OP | NA | WND |  | 976250 |  |  | EIA Prime Mover-level Data
2020 | AZ | Mohave Electric at Fort Mohave | 59819 | PV1 | PV | OP | NA | SUN |  | 88589 |  |  | EIA Prime Mover-level Data
2020 | AZ | Mohave Electric Cooperative at Joy Lane | 63554 | PV2 | PV | OP | NA | SUN |  | 271349 |  |  | EIA Prime Mover-level Data
2020 | AZ | Mormon Flat | 148 | MF1 | HY | OP | NA | WAT |  | 26521 |  |  | EIA Prime Mover-level Data
2020 | AZ | Mormon Flat | 148 | MF2 | PS | OP | NA | WAT |  | 0 |  |  | EIA Prime Mover-level Data
2020 | AZ | Navajo | 4941 | NAV1 | ST | RE | NA | BIT
2020 | AZ | Navajo | 4941 | NAV2 | ST | RE | NA | BIT
2020 | AZ | Navajo | 4941 | NAV3 | ST | RE | NA | BIT
2020 | AZ | New Harquahala Generating Company | 55372 | CTG1 | CT | OP | CC | NG | 0 | [5 empty] | 2003
2020 | AZ | New Harquahala Generating Company | 55372 | CTG2 | CT | OP | CC | NG | 0 | [5 empty] | 2003
2020 | AZ | New Harquahala Generating Company | 55372 | CTG3 | CT | OP | CC | NG | 0 | [5 empty] | 2003
2020 | AZ | North Loop | 6088 | 1 | GT | OP | NA | NG |  | 4256.8828 | 0.0021162 | 0.00099423 | EIA Prime Mover-level Data | NEI avg EF - PM, fuel type, firing type
2020 | AZ | North Loop | 6088 | 2 | GT | OP | NA | NG |  | 4256.8828 | 0.0021162 | 0.00099423 | EIA Prime Mover-level Data | NEI avg EF - PM, fuel type, firing type
2020 | AZ | North Loop | 6088 | 3 | GT | OP | NA | NG |  | 4256.8828 | 0.0021162 | 0.00099423 | EIA Prime Mover-level Data | NEI avg EF - PM, fuel type, firing type
2020 | AZ | North Loop | 6088 | 4 | GT | OP | NA | NG |  | 4225.3511 | 0.0021005 | 0.00099423 | EIA Prime Mover-level Data | NEI avg EF - PM, fuel type, firing type
2020 | AZ | Northwest Regional | 57403 | GEN1 | IC | OP | NA | LFG |  | 119095.5 | 0.87535 | 0.0147 | EIA Prime Mover-level Data | Estimated using an emission factor
2020 | AZ | Northwest Regional | 57403 | GEN2 | IC | OP | NA | LFG |  | 119095.5 | 0.87535 | 0.0147 | EIA Prime Mover-level Data | Estimated using an emission factor
2020 | AZ | Novo BioPower Plant | 56616 | 4PB | ST | OP | NA | WDS |  | 3327379.75 | 31.1093 | 0.018699 | EIA Unit-level Data | NEI avg EF - PM, fuel type
2020 | AZ | Ocotillo Power Plant | 116 | GT3 | GT | OP | CT | NG | 2492 | 1536596 | 5.9617 | 0.0077596 | EPA/CAMD | NEI avg EF - PM, fuel type, firing type | 2019
2020 | AZ | Ocotillo Power Plant | 116 | GT4 | GT | OP | CT | NG | 2364 | 1480920.125 | 5.7457 | 0.0077596 | EPA/CAMD | NEI avg EF - PM, fuel type, firing type | 2019
2020 | AZ | Ocotillo Power Plant | 116 | GT5 | GT | OP | CT | NG | 1717 | 1017666.9375 | 3.9484 | 0.0077596 | EPA/CAMD | NEI avg EF - PM, fuel type, firing type | 2019
2020 | AZ | Ocotillo Power Plant | 116 | GT6 | GT | OP | CT | NG | 2732 | 1711866.875 | 6.6417 | 0.0077596 | EPA/CAMD | NEI avg EF - PM, fuel type, firing type | 2019
2020 | AZ | Ocotillo Power Plant | 116 | GT7 | GT | OP | CT | NG | 2038 | 1251833 | 4.8569 | 0.0077596 | EPA/CAMD | NEI avg EF - PM, fuel type, firing type | 2019
2020 | AZ | Ocotillo Power Plant | 116 | PV1 | PV | RE | NA | SUN
2020 | AZ | Ocotillo Power Plant | 116 | PV2 | PV | RE | NA | SUN
2020 | AZ | Ocotillo Power Plant | 116 | PVM | PV | RE | NA | SUN
2020 | AZ | OE_AZ1 | 63349 | AZ1 | PV | OP | NA | SUN |  | 723509 |  |  | EIA Prime Mover-level Data
2020 | AZ | Palo Verde | 6008 | 1 | ST | OP | NA | NUC |  | 102563600 |  |  | EIA Prime Mover-level Data
2020 | AZ | Palo Verde | 6008 | 2 | ST | OP | NA | NUC |  | 109331504 |  |  | EIA Prime Mover-level Data
2020 | AZ | Palo Verde | 6008 | 3 | ST | OP | NA | NUC |  | 117700928 |  |  | EIA Prime Mover-level Data
2020 | AZ | Paloma Solar Hybrid | 57562 | PA17M | BA | P | NA | MWH
2020 | AZ | Paloma Solar Hybrid | 57562 | PV1 | PV | OP | NA | SUN |  | 343768 |  |  | EIA Prime Mover-level Data
2020 | AZ | Paradise Valley H.S. PV | 58293 | PVH | PV | OP | NA | SUN |  | 22809 |  |  | EIA Prime Mover-level Data
2020 | AZ | Perrin Ranch Wind LLC | 58155 | GEN1 | WT | OP | NA | WND |  | 1861523 |  |  | EIA Prime Mover-level Data
2020 | AZ | Phoenix Airport East Economy Lot | 58708 | PAEEL | PV | OP | NA | SUN |  | 17265 |  |  | EIA Prime Mover-level Data
2020 | AZ | Phoenix Airport Rental Car Center | 58709 | PARCC | PV | OP | NA | SUN |  | 52349 |  |  | EIA Prime Mover-level Data
2020 | AZ | Picture Rocks Solar, LLC | 58486 | 1 | PV | OP | NA | SUN |  | 463765 |  |  | EIA Prime Mover-level Data
2020 | AZ | Pima Community College | 62075 | PV1 | PV | OP | NA | SUN |  | 10457 |  |  | EIA Prime Mover-level Data
2020 | AZ | Pima Community College - East Campus | 61104 | PV1 | PV | OP | NA | SUN |  | 25309 |  |  | EIA Prime Mover-level Data
2020 | AZ | Pima Community College NW | 63531 | 10327 | PV | OP | NA | SUN |  | 27522 |  |  | EIA Prime Mover-level Data
2020 | AZ | Pima Energy Storage System | 61197 | PIMA | BA | OP | NA | MWH |  | 0 |  |  | EIA Prime Mover-level Data
2020 | AZ | Pinal Central Energy Center Hybrid | 61678 | BA1 | BA | OP | NA | MWH |  | 0 |  |  | EIA Prime Mover-level Data
2020 | AZ | Pinal Central Energy Center Hybrid | 61678 | PCEC | PV | OP | NA | SUN |  | 535959 |  |  | EIA Prime Mover-level Data
2020 | AZ | Poseidon Solar, LLC | 57318 | 1 | PV | OP | NA | SUN |  | 464012 |  |  | EIA Prime Mover-level Data
2020 | AZ | Poseidon Wind, LLC | 57379 | 1 | WT | OP | NA | WND |  | 1001419 |  |  | EIA Prime Mover-level Data
2020 | AZ | Prairie Fire | 58171 | GEN1 | PV | OP | NA | SUN |  | 79335 |  |  | EIA Prime Mover-level Data
2020 | AZ | Prescott Airport | 56228 | PV1 | PV | OP | NA | SUN |  | 47147 |  |  | EIA Prime Mover-level Data
2020 | AZ | Prescott Airport | 56228 | PV2 | PV | CN | NA | SUN
2020 | AZ | Prescott Solar Plant | 58147 | PV1 | PV | OP | NA | SUN |  | 218912 |  |  | EIA Prime Mover-level Data
2020 | AZ | Punkin Center Battery Storage | 61913 | B1 | BA | OP | NA | MWH
2020 | AZ | Queen Creek Solar Farm | 57883 | GEN1 | PV | OP | NA | SUN |  | 416138 |  |  | EIA Prime Mover-level Data
2020 | AZ | RE Ajo 1 LLC | 57795 | 1 | PV | OP | NA | SUN |  | 74349 |  |  | EIA Prime Mover-level Data
2020 | AZ | RE Bagdad Solar I LLC | 57790 | 1 | PV | OP | NA | SUN |  | 275936 |  |  | EIA Prime Mover-level Data
2020 | AZ | RE Gillespie 1 LLC | 58501 | GILL1 | PV | OP | NA | SUN |  | 353866 |  |  | EIA Prime Mover-level Data
2020 | AZ | Red Antelope Solar & Energy Storage Farm | 64208 | 30PNA | PV | P | NA | SUN
2020 | AZ | Red Antelope Solar & Energy Storage Farm | 64208 | 30PNB | BA | P | NA | MWH
2020 | AZ | Red Horse 2 | 58833 | RH2S | PV | OP | NA | SUN |  | 1380739 |  |  | EIA Prime Mover-level Data
2020 | AZ | Red Horse 2 | 58833 | RH2W | WT | OP | NA | WND |  | 603996 |  |  | EIA Prime Mover-level Data
2020 | AZ | Red Horse III | 60285 | RH3 | PV | OP | NA | SUN |  | 676231 |  |  | EIA Prime Mover-level Data
2020 | AZ | Red Rock | 60467 | PV1 | PV | OP | NA | SUN |  | 1014123 |  |  | EIA Prime Mover-level Data
2020 | AZ | Redhawk Generating Facility | 55455 | CC1A | CT | OP | CC | NG | 6946 | 9719493 | 24.2986 | 0.005 | EPA/CAMD | EPA/NEI | 2002
2020 | AZ | Redhawk Generating Facility | 55455 | CC1B | CT | OP | CC | NG | 6897 | 9666916 | 19.3343 | 0.0040001 | EPA/CAMD | EPA/NEI | 2002
2020 | AZ | Redhawk Generating Facility | 55455 | CC2A | CT | OP | CC | NG | 7139 | 9924000 | 24.8089 | 0.0049998 | EPA/CAMD | EPA/NEI | 2002
2020 | AZ | Redhawk Generating Facility | 55455 | CC2B | CT | OP | CC | NG | 6679 | 9579571 | 19.1578 | 0.0039997 | EPA/CAMD | EPA/NEI | 2002
2020 | AZ | Rio Rico Solar | 59044 | RRSF | PV | OP | NA | SUN |  | 104529 |  |  | EIA Prime Mover-level Data
2020 | AZ | Roger Road WWTP | 57524 | 1 | PV | OP | NA | SUN |  | 6106 |  |  | EIA Prime Mover-level Data
2020 | AZ | Roosevelt | 149 | ROOS | HY | OP | NA | WAT |  | 556059 |  |  | EIA Prime Mover-level Data
2020 | AZ | Saddle Mountain Solar I | 58213 | AZ2 | PV | OP | NA | SUN |  | 307080 |  |  | EIA Prime Mover-level Data
2020 | AZ | Saint Solar | 63476 | SAINT | PV | TS | NA | SUN
2020 | AZ | Sandstone Solar | 59634 | SNDST | PV | OP | NA | SUN |  | 1099355 |  |  | EIA Prime Mover-level Data
2020 | AZ | Santan | 8068 | 5A | CT | OP | CC | NG | 6661 | 11771443 | 17.6576 | 0.0030001 | EPA/CAMD | EPA/NEI | 2004
2020 | AZ | Santan | 8068 | 5B | CT | OP | CC | NG | 6806 | 12162312 | 12.1601 | 0.0019996 | EPA/CAMD | EPA/NEI | 2004
2020 | AZ | Santan | 8068 | 6A | CT | OP | CC | NG | 5873 | 10755923 | 16.1353 | 0.0030003 | EPA/CAMD | EPA/NEI | 2005
2020 | AZ | Solana Generating Station | 56812 | GEN 1 | CP | OP | NA | SUN |  | 3402627 |  |  | EIA Prime Mover-level Data
2020 | AZ | Solana Generating Station | 56812 | GEN2 | CP | OP | NA | SUN |  | 3402627 |  |  | EIA Prime Mover-level Data
2020 | AZ | South Consolidated | 100 | SC1 | HY | OP | NA | WAT |  | 12572 |  |  | EIA Prime Mover-level Data
2020 | AZ | South Point Energy Center, LLC | 55177 | A | CT | OP | CC | NG | 7490 | 11802403 | 36.4769 | 0.0061813 | EPA/CAMD | NEI avg EF - PM, fuel type, firing type | 2001
2020 | AZ | South Point Energy Center, LLC | 55177 | B | CT | OP | CC | NG | 7124 | 11495416 | 35.5282 | 0.0061813 | EPA/CAMD | NEI avg EF - PM, fuel type, firing type | 2001
2020 | AZ | Springerville Generating Station | 8223 | 1 | ST | OP | TANGENTIAL | SUB | 7901 | 21768694 | 44.5673 | 0.0040946 | EPA/CAMD | EPA/NEI | 1985
2020 | AZ | Springerville Generating Station | 8223 | 2 | ST | OP | TANGENTIAL | SUB | 7634 | 21425486 | 37.0967 | 0.0034629 | EPA/CAMD | EPA/NEI | 1990
2020 | AZ | Springerville Generating Station | 8223 | 4 | ST | OP | WALL | SUB | 6259 | 15036123 | 91.0892 | 0.012116 | EPA/CAMD | EPA/NEI | 2009
2020 | AZ | Springerville Generating Station | 8223 | TS3 | ST | OP | WALL | SUB | 8627 | 25502236 | 104.227 | 0.008174 | EPA/CAMD | EPA/NEI | 2006
2020 | AZ | Springerville Generating Station | 8223 | SGSS | PV | OP | NA | SUN |  | 60377.9258 |  |  | EIA Prime Mover-level Data
2020 | AZ | Springerville Generating Station | 8223 | SGSS1 | PV | OP | NA | SUN |  | 22845.7012 |  |  | EIA Prime Mover-level Data
2020 | AZ | Springerville Generating Station | 8223 | WMS | PV | OP | NA | SUN |  | 135442.375 |  |  | EIA Prime Mover-level Data
2020 | AZ | Stewart Mountain | 150 | SM | HY | OP | NA | WAT |  | 178445 |  |  | EIA Prime Mover-level Data
2020 | AZ | Sulphur Springs | 60381 | SSSP | PV | OP | NA | SUN |  | 475506 |  |  | EIA Prime Mover-level Data
2020 | AZ | Sun Streams 2 | 63440 | GEN01 | PV | U | NA | SUN
2020 | AZ | Sun Streams, LLC | 60827 | GEN01 | PV | OP | NA | SUN |  | 3421927 |  |  | EIA Prime Mover-level Data
2020 | AZ | Sundance Power Plant | 55522 | CT01 | GT | OP | CT | NG | 1678 | 539018.5 | 1.617 | 0.0059998 | EPA/CAMD | EPA/NEI | 2002
2020 | AZ | Sundance Power Plant | 55522 | CT02 | GT | OP | CT | NG | 1596 | 501549 | 1.504 | 0.0059974 | EPA/CAMD | EPA/NEI | 2002
2020 | AZ | Sundance Power Plant | 55522 | CT03 | GT | OP | CT | NG | 1559 | 490061.8438 | 1.468 | 0.0059911 | EPA/CAMD | EPA/NEI | 2002
2020 | AZ | Sundance Power Plant | 55522 | CT04 | GT | OP | CT | NG | 1289 | 411219.3438 | 1.234 | 0.0060017 | EPA/CAMD | EPA/NEI | 2002
2020 | AZ | Sundance Power Plant | 55522 | CT05 | GT | OP | CT | NG | 1445 | 469223.0312 | 1.406 | 0.0059929 | EPA/CAMD | EPA/NEI | 2002
2020 | AZ | Sundance Power Plant | 55522 | CT06 | GT | OP | CT | NG | 1398 | 444366.5938 | 1.331 | 0.0059905 | EPA/CAMD | EPA/NEI | 2002
2020 | AZ | Sundance Power Plant | 55522 | CT07 | GT | OP | CT | NG | 1451 | 470751.1562 | 1.412 | 0.0059989 | EPA/CAMD | EPA/NEI | 2002
2020 | AZ | Sundance Power Plant | 55522 | CT08 | GT | OP | CT | NG | 1179 | 349300.0625 | 1.056 | 0.0060464 | EPA/CAMD | EPA/NEI | 2002
2020 | AZ | Sundance Power Plant | 55522 | CT09 | GT | OP | CT | NG | 1593 | 528631.375 | 1.585 | 0.0059966 | EPA/CAMD | EPA/NEI | 2002
2020 | AZ | Sundance Power Plant | 55522 | CT10 | GT | OP | CT | NG | 1482 | 481023.3438 | 1.442 | 0.0059956 | EPA/CAMD | EPA/NEI | 2002
2020 | AZ | T0588 Phoenix - AZ | 61199 | PV1 | PV | OP | NA | SUN |  | 24267 |  |  | EIA Prime Mover-level Data
2020 | AZ | TAA Solar Facility | 57391 | TAA1 | PV | CN | NA | SUN
2020 | AZ | Tech Park Solar | 59455 | TECHP | PV | OP | NA | SUN |  | 111735 |  |  | EIA Prime Mover-level Data
2020 | AZ | Tri Cities | 7998 | TC1 | IC | RE | NA | LFG
2020 | AZ | Tri Cities | 7998 | TC2 | IC | RE | NA | LFG
2020 | AZ | Tri Cities | 7998 | TC3 | IC | RE | NA | LFG
2020 | AZ | Tri Cities | 7998 | TC4 | IC | RE | NA | LFG
2020 | AZ | Tri Cities | 7998 | TC5 | IC | RE | NA | LFG
2020 | AZ | UASTP I | 57392 | UATP1 | PV | OP | NA | SUN |  | 22671 |  |  | EIA Prime Mover-level Data
2020 | AZ | Union HS at Casa Grande | 58516 | PV1 | PV | OP | NA | SUN |  | 28723 |  |  | EIA Prime Mover-level Data
2020 | AZ | University of Arizona - Biosphere 2 | 54594 | G-1 | IC | SB | NA | DFO |  | 549.677 | 0.0852 | 0.31 | EIA Prime Mover-level Data | Estimated using an emission factor
2020 | AZ | University of Arizona - Biosphere 2 | 54594 | G-4 | IC | SB | NA | NG |  | 586.323 | 0.00012371 | 0.000422 | EIA Prime Mover-level Data | Estimated using an emission factor
2020 | AZ | Valencia | 6515 | GT1 | GT | SB | NA | NG |  | 14778.5 | 0.0073466 | 0.00099423 | EIA Prime Mover-level Data | NEI avg EF - PM, fuel type, firing type
2020 | AZ | Valencia | 6515 | GT2 | GT | SB | NA | NG |  | 14778.5 | 0.0073466 | 0.00099423 | EIA Prime Mover-level Data | NEI avg EF - PM, fuel type, firing type
2020 | AZ | Valencia | 6515 | GT3 | GT | SB | NA | NG |  | 14778.5 | 0.0073466 | 0.00099423 | EIA Prime Mover-level Data | NEI avg EF - PM, fuel type, firing type
2020 | AZ | Valencia | 6515 | GT4 | GT | OP | NA | NG |  | 44335.5 | 0.02204 | 0.00099423 | EIA Prime Mover-level Data | NEI avg EF - PM, fuel type, firing type
2020 | AZ | Valencia Solar | 59454 | VALEN | PV | OP | NA | SUN |  | 234951 |  |  | EIA Prime Mover-level Data
2020 | AZ | Vista Grande HS at Casa Grande | 58517 | PV1 | PV | OP | NA | SUN |  | 27503 |  |  | EIA Prime Mover-level Data
2020 | AZ | Waddell | 7164 | PG3 | PS | OP | NA | WAT |  | 0 |  |  | EIA Prime Mover-level Data
2020 | AZ | Waddell | 7164 | PG6 | PS | OP | NA | WAT |  | 0 |  |  | EIA Prime Mover-level Data
2020 | AZ | Waddell | 7164 | PG7 | PS | OP | NA | WAT |  | 0 |  |  | EIA Prime Mover-level Data
2020 | AZ | Waddell | 7164 | PS1 | PS | OP | NA | WAT |  | 0 |  |  | EIA Prime Mover-level Data
2020 | AZ | Walmart Casa Grande | 57939 | 1 | PV | OP | NA | SUN |  | 9471 |  |  | EIA Prime Mover-level Data
2020 | AZ | Walmart Casa Grande | 57939 | 2 | PV | OP | NA | SUN |  | 9471 |  |  | EIA Prime Mover-level Data
2020 | AZ | Western Renewable Energy | 56358 | 1 | ST | OS | NA | WDS
2020 | AZ | White Wing Solar | 60572 | GEN01 | PV | T | NA | SUN
2020 | AZ | Wilmot Energy Center LLC | 64426 | WIL | PV | U | NA | SUN
2020 | AZ | Wilmot Energy Center LLC | 64426 | WILBA | BA | U | NA | MWH
2020 | AZ | Yucca Power Plant | 120 | 1 | ST | OP | TANGENTIAL | NG | 7392 | 3190693 | 11.8869 | 0.007451 | EPA/CAMD | EPA/NEI | 1959
2020 | AZ | Yucca Power Plant | 120 | CT5 | GT | OP | CT | NG | 2711 | 875174.375 | 2.1879 | 0.005 | EPA/CAMD | EPA/NEI | 2008
2020 | AZ | Yucca Power Plant | 120 | CT6 | GT | OP | CT | NG | 2681 | 824263.1875 | 1.2364 | 0.003 | EPA/CAMD | EPA/NEI | 2008
2020 | AZ | Yuma Cogeneration Associates | 54694 | 4101 | CT | OP | CC | NG | 2960 | 1041395.125 | 3.4366 | 0.0066 | EPA/CAMD | EPA/NEI | 1994
2020 | CA | 1420 Coil Av #C | 57310 | 1 | PV | OP | NA | SUN |  | 15025 |  |  | EIA Prime Mover-level Data
2020 | CA | 2081 Terzian Solar Project | 58918 | 2081 | PV | OP | NA | SUN |  | 21108 |  |  | EIA Prime Mover-level Data
2020 | CA | 2097 Helton Solar Project | 58920 | 2097 | PV | OP | NA | SUN |  | 31997 |  |  | EIA Prime Mover-level Data
2020 | CA | 2127 Harris Solar Project | 58919 | 2127 | PV | OP | NA | SUN |  | 20800 |  |  | EIA Prime Mover-level Data
2020 | CA | 2555 E Olympic Bl | 57871 | 1 | PV | OP | NA | SUN
2020 | CA | 85 A | 52162 | WGNS | WT | OA | NA | WND
2020 | CA | 85 B | 52163 | WTGN | WT | OA | NA | WND
2020 | CA | A G Wishon | 293 | 1 | HY | OP | NA | WAT |  | 69387.75 |  |  | EIA Prime Mover-level Data
2020 | CA | A G Wishon | 293 | 2 | HY | OP | NA | WAT |  | 69387.75 |  |  | EIA Prime Mover-level Data
2020 | CA | A G Wishon | 293 | 3 | HY | OP | NA | WAT |  | 69387.75 |  |  | EIA Prime Mover-level Data
2020 | CA | A G Wishon | 293 | 4 | HY | OP | NA | WAT |  | 69387.75 |  |  | EIA Prime Mover-level Data
2020 | CA | ABEC #2 dba West-Star Dairy | 61501 | GEN1 | IC | OP | NA | OBG |  | 132080 | 0.97079 | 0.0147 | EIA Prime Mover-level Data | Estimated using an emission factor
2020 | CA | ABEC #3 dba Lakeview Dairy | 61502 | GEN1 | IC | OP | NA | OBG |  | 90233 | 0.66321 | 0.0147 | EIA Prime Mover-level Data | Estimated using an emission factor
2020 | CA | ABEC #4 dba CE&S Dairy | 61503 | GEN1 | IC | OP | NA | OBG |  | 107140 | 0.78748 | 0.0147 | EIA Prime Mover-level Data | Estimated using an emission factor
2020 | CA | ABEC Bidart-Old River LLC | 58699 | GEN 1 | IC | OP | NA | OBG |  | 101750.5 | 0.74787 | 0.0147 | EIA Prime Mover-level Data | Estimated using an emission factor
2020 | CA | ABEC Bidart-Old River LLC | 58699 | GEN 2 | IC | OP | NA | OBG |  | 101750.5 | 0.74787 | 0.0147 | EIA Prime Mover-level Data | Estimated using an emission factor
2020 | CA | Acorn I Energy Storage LLC | 62874 | ACOR1 | BA | U | NA | MWH
2020 | CA | Adelanto Solar II, LLC | 59440 | SAS | PV | OP | NA | SUN |  | 143921 |  |  | EIA Prime Mover-level Data
2020 | CA | Adelanto Solar Project | 57305 | 1 | PV | OP | NA | SUN |  | 108005 |  |  | EIA Prime Mover-level Data
2020 | CA | Adelanto Solar, LLC | 59441 | SAS | PV | OP | NA | SUN |  | 477760 |  |  | EIA Prime Mover-level Data
2020 | CA | Adera Solar | 60027 | ADERA | PV | OP | NA | SUN |  | 323872 |  |  | EIA Prime Mover-level Data
2020 | CA | Adobe San Jose | 57811 | ADB00 | FC | OP | NA | NG |  | 27336 | 0 | 0 | EIA Prime Mover-level Data | Estimated using an emission factor
2020 | CA | Adobe San Jose | 57811 | ADB01 | FC | OP | NA | NG |  | 13668 | 0 | 0 | EIA Prime Mover-level Data | Estimated using an emission factor
2020 | CA | Adobe Solar | 57651 | FRV3 | PV | OP | NA | SUN |  | 394785 |  |  | EIA Prime Mover-level Data
2020 | CA | AEC- Santa Rosa Solar | 64819 | AECSR | PV | T | NA | SUN
2020 | CA | Aera San Ardo Cogen Facility | 55184 | UN-A | GT | OS | NA | NG |  | 219955.1562 | 0.10934 | 0.00099423 | EIA Prime Mover-level Data | NEI avg EF - PM, fuel type, firing type
2020 | CA | Aera San Ardo Cogen Facility | 55184 | UN-B | GT | OA | NA | NG |  | 234618.8438 | 0.11663 | 0.00099423 | EIA Prime Mover-level Data | NEI avg EF - PM, fuel type, firing type
2020 | CA | Aera South Belridge Cogen Facility | 55185 | GENA | GT | RE | NA | NG
2020 | CA | Aera South Belridge Cogen Facility | 55185 | GENB | GT | RE | NA | NG
2020 | CA | Aera South Belridge Cogen Facility | 55185 | GENC | GT | RE | NA | NG
2020 | CA | Aerojet I | 57697 | 1 | PV | OP | NA | SUN |  | 50225 |  |  | EIA Prime Mover-level Data
2020 | CA | Aerojet II | 57698 | 1 | PV | OP | NA | SUN |  | 32916 |  |  | EIA Prime Mover-level Data
2020 | CA | Aerolease | 61718 | APLEX | PV | OP | NA | SUN |  | 16746 |  |  | EIA Prime Mover-level Data
2020 | CA | AES Alamitos | 315 | 3 | ST | OP | TANGENTIAL | NG | 3334 | 2575117 | 9.91 | 0.0076967 | EPA/CAMD | EPA/NEI | 1961
2020 | CA | AES Alamitos | 315 | 4 | ST | OP | TANGENTIAL | NG | 2560 | 1877657.125 | 7.1117 | 0.0075751 | EPA/CAMD | NEI avg EF - PM, fuel type, firing type | 1962
2020 | CA | AES Alamitos | 315 | 5 | ST | OP | WALL | NG | 1300 | 2667427.25 | 9.7947 | 0.0073439 | EPA/CAMD | NEI avg EF - PM, fuel type, firing type | 1965
2020 | CA | AES Alamitos | 315 | CT1 | CT | OP | CC | NG | 2286 | 4012377.75 | 12.4008 | 0.0061813 | EPA/CAMD | NEI avg EF - PM, fuel type, firing type | 2019
2020 | CA | AES Alamitos | 315 | CT2 | CT | OP | CC | NG | 2275 | 4031333.75 | 12.4594 | 0.0061813 | EPA/CAMD | NEI avg EF - PM, fuel type, firing type | 2019
2020 | CA | AES Alamitos Energy Center | 62115 | 1A | CT |  | NA | NG |  | 4307138 | 13.3118 | 0.0061813 | EIA Unit-level Data | NEI avg EF - PM, fuel type
2020 | CA | AES Alamitos Energy Center | 62115 | 1B | CT |  | NA | NG |  | 4453287.5 | 13.7635 | 0.0061813 | EIA Unit-level Data | NEI avg EF - PM, fuel type
2020 | CA | AES Alamitos Energy Center | 62115 | HRSG1A | CA | OP | NA | NG |  | 0 | 0 |  | EIA Unit-level Data | Estimated using an emission factor
2020 | CA | AES Alamitos Energy Center | 62115 | HRSG1B | CA | OP | NA | NG |  | 0 | 0 |  | EIA Unit-level Data | Estimated using an emission factor
2020 | CA | AES ES ALAMITOS, LLC | 61204 | ALMTS | BA | V | NA | MWH
2020 | CA | AES Huntington Beach | 335 | 2 | ST | OP | WALL | NG | 2362 | 1352041.125 | 4.9646 | 0.0073439 | EPA/CAMD | NEI avg EF - PM, fuel type, firing type | 1958
2020 | CA | AES Huntington Beach | 335 | CT1 | CT | OP | CC | NG | 2326 | 4062458.5 | 12.5556 | 0.0061813 | EPA/CAMD | NEI avg EF - PM, fuel type, firing type | 2019
2020 | CA | AES Huntington Beach | 335 | CT2 | CT | OP | CC | NG | 2313 | 4043994.75 | 12.4985 | 0.0061813 | EPA/CAMD | NEI avg EF - PM, fuel type, firing type | 2019
2020 | CA | AES Huntington Beach Energy Project | 62116 | 1A | CT |  | NA | NG |  | 4713075.5 | 14.5664 | 0.0061813 | EIA Unit-level Data | NEI avg EF - PM, fuel type
2020 | CA | AES Huntington Beach Energy Project | 62116 | 1B | CT |  | NA | NG |  | 4529681 | 13.9996 | 0.0061813 | EIA Unit-level Data | NEI avg EF - PM, fuel type
2020 | CA | AES Huntington Beach Energy Project | 62116 | HRSG1A | CA | OP | NA | NG |  | 0 | 0 |  | EIA Unit-level Data | Estimated using an emission factor
2020 | CA | AES Huntington Beach Energy Project | 62116 | HRSG1B | CA | OP | NA | NG |  | 0 | 0 |  | EIA Unit-level Data | Estimated using an emission factor
2020 | CA | AES Redondo Beach | 356 | 5 | ST | OP | WALL | NG | 1664 | 658322.375 | 0.24 | 0.00072913 | EPA/CAMD | EPA/NEI | 1954
2020 | CA | AES Redondo Beach | 356 | 6 | ST | OP | WALL | NG | 2714 | 1326278 | 1.25 | 0.001885 | EPA/CAMD | EPA/NEI | 1957
2020 | CA | AES Redondo Beach | 356 | 8 | ST | OP | WALL | NG | 1247 | 2460820.25 | 1.38 | 0.0011216 | EPA/CAMD | EPA/NEI | 1967
2020 | CA | Agnews Power Plant | 50748 | GEN1 | CT |  | NA | NG |  | 123638.4844 | 0.38212 | 0.0061813 | EIA Unit-level Data | NEI avg EF - PM, fuel type
2020 | CA | Agnews Power Plant | 50748 | GEN2 | CA | OP | NA | NG |  | 0 | 0 |  | EIA Prime Mover-level Data | Estimated using an emission factor
2020 | CA | AGT000 Stevens Creek Fuel Cell | 63699 | AGT0A | FC | OP | NA | NG |  | 68975.4531 | 0 | 0 | EIA Prime Mover-level Data | Estimated using an emission factor
2020 | CA | AGT000 Stevens Creek Fuel Cell | 63699 | AGT0B | FC | OP | NA | NG |  | 57479.5469 | 0 | 0 | EIA Prime Mover-level Data | Estimated using an emission factor
2020 | CA | Agua Mansa Power | 55951 | AMP-1 | GT | OP | CT | NG | 460 | 162191.3281 | 0.62927 | 0.0077596 | EPA/CAMD | NEI avg EF - PM, fuel type, firing type | 2003
2020 | CA | Aidlin Geothermal Power Plant | 52158 | GEN1 | ST | OP | NA | GEO |  | 460841.5 |  |  | EIA Prime Mover-level Data
2020 | CA | Aidlin Geothermal Power Plant | 52158 | GEN2 | ST | OP | NA | GEO |  | 460841.5 |  |  | EIA Prime Mover-level Data
2020 | CA | Alameda | 7450 | 1 | GT | OP | NA | NG |  | 64645 | 0.032136 | 0.00099423 | EIA Prime Mover-level Data | NEI avg EF - PM, fuel type, firing type
2020 | CA | Alameda | 7450 | 2 | GT | OP | NA | NG |  | 64645 | 0.032136 | 0.00099423 | EIA Prime Mover-level Data | NEI avg EF - PM, fuel type, firing type
2020 | CA | Alamo | 905 | 1 | HY | OP | NA | WAT |  | 362508 |  |  | EIA Prime Mover-level Data
2020 | CA | Alamo Solar | 59469 | ALAMO | PV | OP | NA | SUN |  | 364684 |  |  | EIA Prime Mover-level Data
2020 | CA | Algonquin Power Sanger | 57564 | 8 | CT | OP | CC | NG | 1773 | 536778.5 | 3.5978 | 0.013405 | EPA/CAMD | EPA/NEI | 2007
2020 | CA | Algonquin SKIC 10 Solar, LLC | 60242 | SKI10 | PV | OP | NA | SUN |  | 158721 |  |  | EIA Prime Mover-level Data
2020 | CA | Algonquin SKIC20 Solar LLC | 59412 | SKI20 | PV | OP | NA | SUN |  | 407330 |  |  | EIA Prime Mover-level Data
2020 | CA | Allergan | 63609 | ALRGN | BA | OP | NA | MWH |  | 0 |  |  | EIA Prime Mover-level Data
2020 | CA | Almond | 62546 | ALMND | PV | T | NA | SUN
2020 | CA | Almond Power Plant | 7315 | 1 | GT | OP | CT | NG | 2224 | 692707.375 | 1.4623 | 0.0042219 | EPA/CAMD | EPA/NEI | 1996
2020 | CA | Almond Power Plant | 7315 | 2 | GT | OP | CT | NG | 1103 | 378205.0312 | 0.7779 | 0.0041136 | EPA/CAMD | EPA/NEI | 2012
2020 | CA | Almond Power Plant | 7315 | 3 | GT | OP | CT | NG | 1873 | 680521 | 1.6417 | 0.0048249 | EPA/CAMD | EPA/NEI | 2012
2020 | CA | Almond Power Plant | 7315 | 4 | GT | OP | CT | NG | 2355 | 816982.875 | 1.9787 | 0.0048438 | EPA/CAMD | EPA/NEI | 2012
2020 | CA | Alpaugh 50 | 58003 | SPS50 | PV | OP | NA | SUN |  | 1141300 |  |  | EIA Prime Mover-level Data
2020 | CA | Alpaugh North | 58002 | SPS | PV | OP | NA | SUN |  | 394942 |  |  | EIA Prime Mover-level Data
2020 | CA | Alpine Solar | 57295 | 1 | PV | OP | NA | SUN |  | 1368563 |  |  | EIA Prime Mover-level Data
2020 | CA | Alpine Solar | 57295 | 2 | PV | IP | NA | SUN
2020 | CA | Alta Mesa Project Phase IV | 55352 | GEN1 | WT | CN | NA | WND
2020 | CA | Alta Mesa Repower LLC | 54650 | EXI2 | WT | OS | NA | WND
2020 | CA | Alta Mesa Repower LLC | 54650 | EXIS | WT | OS | NA | WND
2020 | CA | Alta Powerhouse | 214 | 1 | HY | OP | NA | WAT |  | 21370 |  |  | EIA Prime Mover-level Data
2020 | CA | Alta Powerhouse | 214 | 2 | HY | RE | NA | WAT
2020 | CA | Alta Wind Energy Center I | 57282 | AW01 | WT | OP | NA | WND |  | 3306131 |  |  | EIA Prime Mover-level Data
2020 | CA | Alta Wind Energy Center II | 57291 | AW02 | WT | OP | NA | WND |  | 2832311 |  |  | EIA Prime Mover-level Data
2020 | CA | Alta Wind Energy Center III | 57292 | AW03 | WT | OP | NA | WND |  | 2915462 |  |  | EIA Prime Mover-level Data
2020 | CA | Alta Wind Energy Center IV | 57293 | AW04 | WT | OP | NA | WND |  | 1420867 |  |  | EIA Prime Mover-level Data
2020 | CA | Alta Wind Energy Center V | 57294 | AW05 | WT | OP | NA | WND |  | 2248072 |  |  | EIA Prime Mover-level Data
2020 | CA | Alta Wind VIII | 57835 | AW08 | WT | OP | NA | WND |  | 1878915 |  |  | EIA Prime Mover-level Data
2020 | CA | Alta Wind X | 58394 | AW10 | WT | OP | NA | WND |  | 3047258 |  |  | EIA Prime Mover-level Data
2020 | CA | Alta Wind XI | 58395 | AW11 | WT | OP | NA | WND |  | 1884597 |  |  | EIA Prime Mover-level Data
2020 | CA | AltaGas Ripon Energy Inc. | 50299 | GEN1 | GT | OP | NA | NG |  | 71306 | 0.035447 | 0.00099423 | EIA Prime Mover-level Data | NEI avg EF - PM, fuel type, firing type
2020 | CA | Altamont Gas Recovery | 50571 | GEN1 | GT | OP | NA | LFG |  | 360605 | 3.8945 | 0.0216 | EIA Prime Mover-level Data | Estimated using an emission factor
2020 | CA | Altamont Gas Recovery | 50571 | GEN2 | GT | OP | NA | LFG |  | 360605 | 3.8945 | 0.0216 | EIA Prime Mover-level Data | Estimated using an emission factor
2020 | CA | Altamont Gas Recovery | 50571 | GEN3 | IC | RE | NA | LFG
2020 | CA | Altamont Gas Recovery | 50571 | GEN4 | IC | RE | NA | LFG
2020 | CA | Altamont Midway Ltd | 50001 | WTGS | WT | RE | NA | WND
2020 | CA | Altech III | 50485 | GEN1 | WT | RE | NA | WND
2020 | CA | Altech III | 50485 | GEN2 | WT | RE | NA | WND
2020 | CA | Alticor Inc - Solar Project | 63303 | AISP | PV | OP | NA | SUN |  | 16362 |  |  | EIA Prime Mover-level Data
2020 | CA | Alvarado Hydro Facility | 54242 | AHF | HY | RE | NA | WAT
2020 | CA | Alvarado Hydro Facility | 54242 | SD28H | HY | T | NA | WAT
2020 | CA | Amazon - Moreno Valley | 63740 | ONT6 | PV | CN | NA | SUN
2020 | CA | Amazon - Patterson PV | 61377 | PATT1 | PV | OP | NA | SUN |  | 39609 |  |  | EIA Prime Mover-level Data
2020 | CA | Amazon - Stockton - Roof (SCK1) - (CA) | 64429 | 19001 | PV | V | NA | SUN
2020 | CA | Amazon PSP1 | 64751 | 267 | PV | V | NA | SUN
2020 | CA | Amazon San Bernardino | 59800 | AMZ00 | FC | OP | NA | NG |  | 46709 | 0 | 0 | EIA Prime Mover-level Data | Estimated using an emission factor
2020 | CA | Amedee Geothermal Venture I | 50964 | IND | ST | OP | NA | GEO
2020 | CA | Amedee Geothermal Venture I | 50964 | SYN | ST | OP | NA | GEO
2020 | CA | Ameresco Butte County | 57771 | 1 | IC | OP | NA | LFG |  | 122891 | 0.90325 | 0.0147 | EIA Prime Mover-level Data | Estimated using an emission factor
2020 | CA | Ameresco Chiquita Canyon | 56898 | 1 | GT | OP | NA | LFG |  | 319160 | 3.4469 | 0.0216 | EIA Prime Mover-level Data | Estimated using an emission factor
2020 | CA | Ameresco Chiquita Canyon | 56898 | 2 | GT | OP | NA | LFG |  | 319160 | 3.4469 | 0.0216 | EIA Prime Mover-level Data | Estimated using an emission factor
2020 | CA | Ameresco Forward | 58437 | ENG1 | IC | OP | NA | LFG |  | 162070.5 | 1.1912 | 0.0147 | EIA Prime Mover-level Data | Estimated using an emission factor
2020 | CA | Ameresco Forward | 58437 | ENG2 | IC | OP | NA | LFG |  | 162070.5 | 1.1912 | 0.0147 | EIA Prime Mover-level Data | Estimated using an emission factor
2020 | CA | Ameresco Johnson Canyon | 58397 | ENG1 | IC | OP | NA | LFG |  | 113407 | 0.83354 | 0.0147 | EIA Prime Mover-level Data | Estimated using an emission factor
2020 | CA | Ameresco Keller Canyon | 56897 | 1 | IC | OP | NA | LFG |  | 155758 | 1.1448 | 0.0147 | EIA Prime Mover-level Data | Estimated using an emission factor
2020 | CA | Ameresco Keller Canyon | 56897 | 2 | IC | OP | NA | LFG |  | 155758 | 1.1448 | 0.0147 | EIA Prime Mover-level Data | Estimated using an emission factor
2020 | CA | Ameresco Ox Mountain | 56895 | 1 | IC | OP | NA | LFG |  | 136706.6719 | 1.0048 | 0.0147 | EIA Prime Mover-level Data | Estimated using an emission factor
2020 | CA | Ameresco Ox Mountain | 56895 | 2 | IC | OP | NA | LFG |  | 136706.6719 | 1.0048 | 0.0147 | EIA Prime Mover-level Data | Estimated using an emission factor
2020 | CA | Ameresco Ox Mountain | 56895 | 3 | IC | OP | NA | LFG |  | 136706.6719 | 1.0048 | 0.0147 | EIA Prime Mover-level Data | Estimated using an emission factor
2020 | CA | Ameresco Ox Mountain | 56895 | 4 | IC | OP | NA | LFG |  | 136706.6719 | 1.0048 | 0.0147 | EIA Prime Mover-level Data | Estimated using an emission factor
2020 | CA | Ameresco Ox Mountain | 56895 | 5 | IC | OP | NA | LFG |  | 136706.6719 | 1.0048 | 0.0147 | EIA Prime Mover-level Data | Estimated using an emission factor
2020 | CA | Ameresco Ox Mountain | 56895 | 6 | IC | OP | NA | LFG |  | 136706.6719 | 1.0048 | 0.0147 | EIA Prime Mover-level Data | Estimated using an emission factor
2020 | CA | Ameresco San Joaquin | 58436 | ENG1 | IC | OP | NA | LFG |  | 148638.5 | 1.0925 | 0.0147 | EIA Prime Mover-level Data | Estimated using an emission factor
2020 | CA | Ameresco San Joaquin | 58436 | ENG2 | IC | OP | NA | LFG |  | 148638.5 | 1.0925 | 0.0147 | EIA Prime Mover-level Data | Estimated using an emission factor
2020 | CA | Ameresco Santa Cruz Energy | 56428 | Unit1 | IC | OP | NA | LFG |  | 74559.6641 | 0.54801 | 0.0147 | EIA Prime Mover-level Data | Estimated using an emission factor
2020 | CA | Ameresco Santa Cruz Energy | 56428 | Unit2 | IC | OP | NA | LFG |  | 74559.6641 | 0.54801 | 0.0147 | EIA Prime Mover-level Data | Estimated using an emission factor
2020 | CA | Ameresco Santa Cruz Energy | 56428 | Unit3 | IC | OP | NA | LFG |  | 74559.6641 | 0.54801 | 0.0147 | EIA Prime Mover-level Data | Estimated using an emission factor
2020 | CA | Ameresco Vasco Road | 58435 | ENG1 | IC | OP | NA | LFG |  | 174180.5 | 1.2802 | 0.0147 | EIA Prime Mover-level Data | Estimated using an emission factor
2020 | CA | Ameresco Vasco Road | 58435 | ENG2 | IC | OP | NA | LFG |  | 174180.5 | 1.2802 | 0.0147 | EIA Prime Mover-level Data | Estimated using an emission factor
2020 | CA | American Canyon Solar | 62687 | RPNPA | PV | OP | NA | SUN |  | 19461.666 |  |  | EIA Prime Mover-level Data
2020 | CA | American Canyon Solar | 62687 | RPNPB | PV | OP | NA | SUN |  | 19461.666 |  |  | EIA Prime Mover-level Data
2020 | CA | American Canyon Solar | 62687 | RPNPC | PV | OP | NA | SUN |  | 19461.666 |  |  | EIA Prime Mover-level Data
2020 | CA | American Kings Solar, LLC | 60777 | GEN01 | PV | OP | NA | SUN |  | 125392 |  |  | EIA Prime Mover-level Data
2020 | CA | Ampersand Chowchilla Biomass LLC | 56706 | SD200 | ST | OP | NA | WDS |  | 1280742.125 | 11.9743 | 0.018699 | EIA Unit-level Data | NEI avg EF - PM, fuel type
2020 | CA | Anaheim GT | 7693 | 1 | GT | RE | NA | NG
2020 | CA | Anaheim Solar Energy Plant | 59416 | PV1 | PV | OP | NA | SUN |  | 28336 |  |  | EIA Prime Mover-level Data
2020 | CA | Angels | 215 | 1 | HY | OP | NA | WAT |  | 47559 |  |  | EIA Prime Mover-level Data
2020 | CA | Anheuser-Busch #2 | 59331 | ANB2 | WT | OP | NA | WND |  | 29827 |  |  | EIA Prime Mover-level Data
2020 | CA | Antelope Big Sky Ranch | 60279 | ABSR | PV | OP | NA | SUN |  | 457107 |  |  | EIA Prime Mover-level Data
2020 | CA | Antelope DSR 1 | 60186 | DSR1 | PV | OP | NA | SUN |  | 1123505 |  |  | EIA Prime Mover-level Data
2020 | CA | Antelope DSR 2 | 60187 | DSR2 | PV | OP | NA | SUN |  | 121156 |  |  | EIA Prime Mover-level Data
2020 | CA | Antelope DSR 3 | 61265 | ADSR3 | PV | OP | NA | SUN |  | 500605 |  |  | EIA Prime Mover-level Data
2020 | CA | Antelope Expansion 1B | 62320 | ANE1B | PV | P | NA | SUN
2020 | CA | Antelope Expansion 2 | 61264 | ANTX2 | PV | OP | NA | SUN |  | 2214497 |  |  | EIA Prime Mover-level Data
2020 | CA | Antelope Expansion 3A | 62673 | ANX3A | PV | L | NA | SUN
2020 | CA | Antelope Expansion 3B | 62674 | ANX3B | PV | L | NA | SUN
2020 | CA | AP North Lake I, LP | 59610 | APNLI | PV | OP | NA | SUN |  | 380565 |  |  | EIA Prime Mover-level Data
2020 | CA | APP Prune A-D | 62577 | AP11A | FC | OP | NA | NG |  | 51322 | 0 | 0 | EIA Prime Mover-level Data | Estimated using an emission factor
2020 | CA | APP Prune A-D | 62577 | AP11B | FC | OP | NA | NG |  | 51322 | 0 | 0 | EIA Prime Mover-level Data | Estimated using an emission factor
2020 | CA | APP Prune A-D | 62577 | AP11C | FC | OP | NA | NG |  | 51322 | 0 | 0 | EIA Prime Mover-level Data | Estimated using an emission factor
2020 | CA | APP Prune A-D | 62577 | AP11D | FC | OP | NA | NG |  | 51322 | 0 | 0 | EIA Prime Mover-level Data | Estimated using an emission factor
2020 | CA | Apple Campus 2 Fuel Cell | 59557 | AC2FC | FC | OP | NA | LFG |  | 208711 | 0 | 0 | EIA Prime Mover-level Data | Estimated using an emission factor
2020 | CA | Apple Campus 2 PV | 59473 | AC2PV | PV | OP | NA | SUN |  | 141306 |  |  | EIA Prime Mover-level Data
2020 | CA | Aquamarine | 62547 | AQUAM | PV | T | NA | SUN
2020 | CA | Aratina Solar Center 1 Hybrid | 61167 | 91MC8 | PV | P | NA | SUN
2020 | CA | Aratina Solar Center 1 Hybrid | 61167 | BESS | BA | P | NA | MWH
2020 | CA | Aratina Solar Center 2 | 64215 | 45MGA | PV | P | NA | SUN
2020 | CA | Aratina Solar Center 2 | 64215 | 45MGB | BA | P | NA | MWH
2020 | CA | Argus Cogen Plant | 10684 | BLR22 | ST | SB | NA | NG |  | 113760.8828 | 0.42232 | 0.0074247 | EIA Unit-level Data | NEI avg EF - PM, fuel type
2020 | CA | Argus Cogen Plant | 10684 | BLR25 | ST | OP | NA | RC |  | 7101257 | 40.9675 | 0.011538 | EIA Unit-level Data | NEI avg EF - PM, fuel type
2020 | CA | Argus Cogen Plant | 10684 | BLR26 | ST | OP | NA | RC |  | 7498734 | 43.2605 | 0.011538 | EIA Unit-level Data | NEI avg EF - PM, fuel type
2020 | CA | Arlington Energy Center II | 64481 | AEC1 | PV | U | NA | SUN
2020 | CA | Arlington Energy Center II | 64481 | AEC2 | PV | U | NA | SUN
2020 | CA | Arlington Energy Center II | 64481 | AEC2B | BA | U | NA | MWH
2020 | CA | Arlington Energy Center III | 64564 | AEC3 | PV | U | NA | SUN
2020 | CA | Arlington Energy Center III | 64564 | AEC3B | BA | U | NA | MWH
2020 | CA | Arrache 4006 | 58445 | 1 | PV | OP | NA | SUN |  | 10286.5 |  |  | EIA Prime Mover-level Data
2020 | CA | Arrache 4006 | 58445 | 2 | PV | OP | NA | SUN |  | 10286.5 |  |  | EIA Prime Mover-level Data
2020 | CA | Arrache 4013 | 58446 | 1 | PV | OP | NA | SUN |  | 30619 |  |  | EIA Prime Mover-level Data
2020 | CA | Arrache 8083 | 58447 | 1 | PV | OP | NA | SUN |  | 12119.625 |  |  | EIA Prime Mover-level Data
2020 | CA | Arrache 8083 | 58447 | 2 | PV | OP | NA | SUN |  | 12119.625 |  |  | EIA Prime Mover-level Data
2020 | CA | Arrache 8083 | 58447 | 3 | PV | OP | NA | SUN |  | 8079.75 |  |  | EIA Prime Mover-level Data
2020 | CA | Aspiration G | 59737 | ASPRG | PV | OP | NA | SUN |  | 184979 |  |  | EIA Prime Mover-level Data
2020 | CA | ASTI | 58889 | ASTI | PV | OP | NA | SUN |  | 12483 |  |  | EIA Prime Mover-level Data
2020 | CA | AT&T Anaheim | 61154 | AT058 | FC | OP | NA | NG |  | 62378 | 0 | 0 | EIA Prime Mover-level Data | Estimated using an emission factor
2020 | CA | AT&T Holger | 61153 | AT057 | FC | OP | NA | NG |  | 62438 | 0 | 0 | EIA Prime Mover-level Data | Estimated using an emission factor
2020 | CA | Atascadero State Hospital | 64523 | ATASC | PV | OP | NA | SUN
2020 | CA | Athos Solar Project | 63300 | IPAT1 | PV | U | NA | SUN
2020 | CA | ATT Kelvin | 62573 | ATT56 | FC | OP | NA | NG |  | 54113 | 0 | 0 | EIA Prime Mover-level Data | Estimated using an emission factor
2020 | CA | ATT North Watney | 63605 | ATT35 | FC | OP | NA | NG |  | 54654 | 0 | 0 | EIA Prime Mover-level Data | Estimated using an emission factor
2020 | CA | ATT Van Nyus | 62574 | ATT93 | FC | OP | NA | NG |  | 51199 | 0 | 0 | EIA Prime Mover-level Data | Estimated using an emission factor
2020 | CA | ATT Ventura Blvd | 63606 | ATT27 | FC | OP | NA | NG |  | 57656 | 0 | 0 | EIA Prime Mover-level Data | Estimated using an emission factor
2020 | CA | Atwell Island | 58366 | 1 | PV | OP | NA | SUN |  | 287869 |  |  | EIA Prime Mover-level Data
2020 | CA | Atwell Island West Solar | 59414 | AWCA | PV | OP | NA | SUN |  | 453475 |  |  | EIA Prime Mover-level Data
2020 | CA | AV Solar Ranch One | 57378 | AVSR | PV | OP | NA | SUN |  | 5001768 |  |  | EIA Prime Mover-level Data
2020 | CA | Avenal Park | 57359 | 1 | PV | OP | NA | SUN |  | 98610 |  |  | EIA Prime Mover-level Data
2020 | CA | AVS Lancaster 1 | 60085 | PV1 | PV | OP | NA | SUN |  | 65322 |  |  | EIA Prime Mover-level Data
2020 | CA | Axium Modesto Solar | 58039 | 1 | PV | OP | NA | SUN |  | 536644 |  |  | EIA Prime Mover-level Data
2020 | CA | Azusa | 6449 | 1 | HY | OP | NA | WAT
2020 | CA | B Braun Medical | 50200 | GEN1 | GT | OP | NA | NG |  | 267204 | 0.13283 | 0.00099423 | EIA Prime Mover-level Data | NEI avg EF - PM, fuel type, firing type
2020 | CA | B Braun Medical | 50200 | GEN2 | GT | OP | NA | NG |  | 314919 | 0.15655 | 0.00099423 | EIA Prime Mover-level Data | NEI avg EF - PM, fuel type, firing type
2020 | CA | Badger Creek Limited | 10650 | GT1 | GT | OP | CT | NG | 593 | 176720.125 | 0.1442 | 0.0016319 | EPA/CAMD | EPA/NEI | 1991
2020 | CA | Baker | 63610 | BAKER | BA | OP | NA | MWH |  | 0 |  |  | EIA Prime Mover-level Data
2020 | CA | Baker Creek Hydroelectric | 59428 | GENE1 | HY | OP | NA | WAT |  | 16229.7334 |  |  | EIA Prime Mover-level Data
2020 | CA | Baker Creek Hydroelectric | 59428 | GENE2 | HY | OP | NA | WAT |  | 1159.267 |  |  | EIA Prime Mover-level Data
2020 | CA | Bakersfield 111 | 59948 | BF111 | PV | OP | NA | SUN |  | 27626 |  |  | EIA Prime Mover-level Data
2020 | CA | Bakersfield College Solar 01 | 57655 | BC01 | PV | OP | NA | SUN
2020 | CA | Bakersfield Industrial PV 1 | 61118 | BIND1 | PV | OP | NA | SUN |  | 19704 |  |  | EIA Prime Mover-level Data
2020 | CA | Bakersfield PV 1 | 61117 | BAKE1 | PV | OP | NA | SUN |  | 83388 |  |  | EIA Prime Mover-level Data
2020 | CA | Balch 1 | 217 | 1 | HY | OP | NA | WAT |  | 401129 |  |  | EIA Prime Mover-level Data
2020 | CA | Balch 2 | 218 | 2 | HY | OP | NA | WAT |  | 1104425 |  |  | EIA Prime Mover-level Data
2020 | CA | Balch 2 | 218 | 3 | HY | OP | NA | WAT |  | 1104425 |  |  | EIA Prime Mover-level Data
2020 | CA | Barre Generating Station | 56474 | CT1 | GT | OP | CT | NG | 1346 | 444714.8125 | 1.7254 | 0.0077596 | EPA/CAMD | NEI avg EF - PM, fuel type, firing type | 2007
2020 | CA | Bayshore Solar A, LLC | 60481 | BSHRA | PV | OP | NA | SUN |  | 457233 |  |  | EIA Prime Mover-level Data
2020 | CA | Bayshore Solar B, LLC | 60474 | BSHRB | PV | OP | NA | SUN |  | 435509 |  |  | EIA Prime Mover-level Data
2020 | CA | Bayshore Solar C, LLC | 60475 | BSHRC | PV | OP | NA | SUN |  | 434922 |  |  | EIA Prime Mover-level Data
2020 | CA | Beacon BESS 1 | 61431 | BCNB1 | BA | OP | NA | MWH |  | 0 |  |  | EIA Prime Mover-level Data
2020 | CA | Beacon Solar Plant Site 2 | 59309 | BEAC2 | PV | OP | NA | SUN |  | 1095178 |  |  | EIA Prime Mover-level Data
2020 | CA | Beacon Solar Plant Site 5 | 59308 | BEAC5 | PV | OP | NA | SUN |  | 884940 |  |  | EIA Prime Mover-level Data
2020 | CA | Bear Canyon Power Plant | 10469 | BVC1 | ST | RE | NA | GEO
2020 | CA | Bear Canyon Power Plant | 10469 | BVC2 | ST | RE | NA | GEO
2020 | CA | Bear Creek | 50156 | GEN1 | HY | OP | NA | WAT |  | 17 |  |  | EIA Prime Mover-level Data
2020 | CA | Bear Creek Solar | 58508 | PV3 | PV | OP | NA | SUN |  | 34451 |  |  | EIA Prime Mover-level Data
2020 | CA | Bear Mountain Limited | 10649 | GT1 | GT | OP | CT | NG | 1216 | 397448.0625 | 0.03982 | 0.00020038 | EPA/CAMD | EPA/NEI | 1995
2020 | CA | Bear Valley | 457 | HC1 | HY | OP | NA | WAT |  | 6628 |  |  | EIA Prime Mover-level Data
2020 | CA | Bear Valley | 457 | HC2 | HY | OP | NA | WAT |  | 6628 |  |  | EIA Prime Mover-level Data
2020 | CA | Bear Valley Power Plant | 56346 | ICE1 | IC | OP | NA | NG |  | 1892.714 | 0.00039936 | 0.000422 | EIA Prime Mover-level Data | Estimated using an emission factor
2020 | CA | Bear Valley Power Plant | 56346 | ICE2 | IC | OP | NA | NG |  | 1892.714 | 0.00039936 | 0.000422 | EIA Prime Mover-level Data | Estimated using an emission factor
2020 | CA | Bear Valley Power Plant | 56346 | ICE3 | IC | OP | NA | NG |  | 1892.714 | 0.00039936 | 0.000422 | EIA Prime Mover-level Data | Estimated using an emission factor
2020 | CA | Bear Valley Power Plant | 56346 | ICE4 | IC | OP | NA | NG |  | 1892.714 | 0.00039936 | 0.000422 | EIA Prime Mover-level Data | Estimated using an emission factor
2020 | CA | Bear Valley Power Plant | 56346 | ICE5 | IC | OP | NA | NG |  | 1892.714 | 0.00039936 | 0.000422 | EIA Prime Mover-level Data | Estimated using an emission factor
2020 | CA | Bear Valley Power Plant | 56346 | ICE6 | IC | OP | NA | NG |  | 1892.714 | 0.00039936 | 0.000422 | EIA Prime Mover-level Data | Estimated using an emission factor
2020 | CA | Bear Valley Power Plant | 56346 | ICE7 | IC | OP | NA | NG |  | 1892.714 | 0.00039936 | 0.000422 | EIA Prime Mover-level Data | Estimated using an emission factor
2020 | CA | Beardsley | 414 | 1 | HY | OP | NA | WAT |  | 320450 |  |  | EIA Prime Mover-level Data
2020 | CA | Belden | 219 | 1 | HY | OP | NA | WAT |  | 2170441 |  |  | EIA Prime Mover-level Data
2020 | CA | Bellefield 2 Solar & Energy Storage Farm | 64209 | 26SBA | PV | P | NA | SUN
2020 | CA | Bellefield 2 Solar & Energy Storage Farm | 64209 | 26SBB | BA | P | NA | MWH
2020 | CA | Bellefield Solar and Energy Storage Farm | 64210 | 50LWA | PV | P | NA | SUN
2020 | CA | Bellefield Solar and Energy Storage Farm | 64210 | 50LWB | BA | P | NA | MWH
2020 | CA | Beringer | 58890 | BERI | PV | OP | NA | SUN |  | 11975 |  |  | EIA Prime Mover-level Data
2020 | CA | Berry Cogen | 50170 | GEN1 | GT | OP | NA | NG |  | 3723897 | 1.8512 | 0.00099423 | EIA Prime Mover-level Data | NEI avg EF - PM, fuel type, firing type
2020 | CA | Berry Cogen Tanne Hills 18 | 50622 | GEN1 | GT | OP | NA | NG |  | 882597 | 0.43875 | 0.00099423 | EIA Prime Mover-level Data | NEI avg EF - PM, fuel type, firing type
2020 | CA | Berry Cogen Tanne Hills 18 | 50622 | GEN2 | GT | OP | NA | NG |  | 882597 | 0.43875 | 0.00099423 | EIA Prime Mover-level Data | NEI avg EF - PM, fuel type, firing type
2020 | CA | Berry NMW Cogens | 62176 | 21Z | GT | OP | NA | NG |  | 421781 | 0.20967 | 0.00099423 | EIA Prime Mover-level Data | NEI avg EF - PM, fuel type, firing type
2020 | CA | Berry NMW Cogens | 62176 | PF | GT | OP | NA | NG |  | 421781 | 0.20967 | 0.00099423 | EIA Prime Mover-level Data | NEI avg EF - PM, fuel type, firing type
2020 | CA | Berry Placerita Cogen | 52096 | GEN1 | GT | OP | NA | NG |  | 1713631 | 0.85187 | 0.00099423 | EIA Prime Mover-level Data | NEI avg EF - PM, fuel type, firing type
2020 | CA | Berry Placerita Cogen | 52096 | GEN2 | GT | OP | NA | NG |  | 1713631 | 0.85187 | 0.00099423 | EIA Prime Mover-level Data | NEI avg EF - PM, fuel type, firing type
2020 | CA | Bidwell Ditch Project | 10880 | GEN1 | HY | OP | NA | WAT |  | 103583 |  |  | EIA Prime Mover-level Data
2020 | CA | Big Bear | 64418 | BB000 | PV | OP | NA | SUN |  | 684 |  |  | EIA Prime Mover-level Data
2020 | CA | Big Creek 1 | 317 | 1 | HY | OP | NA | WAT |  | 323129.2812 |  |  | EIA Prime Mover-level Data
2020 | CA | Big Creek 1 | 317 | 2 | HY | OP | NA | WAT |  | 257850.6406 |  |  | EIA Prime Mover-level Data
2020 | CA | Big Creek 1 | 317 | 3 | HY | OP | NA | WAT |  | 352504.6562 |  |  | EIA Prime Mover-level Data
2020 | CA | Big Creek 1 | 317 | 4 | HY | OP | NA | WAT |  | 509173.4062 |  |  | EIA Prime Mover-level Data
2020 | CA | Big Creek 2 | 318 | 3 | HY | OA | NA | WAT |  | 244273.9375 |  |  | EIA Prime Mover-level Data
2020 | CA | Big Creek 2 | 318 | 4 | HY | OA | NA | WAT |  | 244273.9375 |  |  | EIA Prime Mover-level Data
2020 | CA | Big Creek 2 | 318 | 5 | HY | OA | NA | WAT |  | 270556.5625 |  |  | EIA Prime Mover-level Data
2020 | CA | Big Creek 2 | 318 | 6 | HY | OA | NA | WAT |  | 270556.5625 |  |  | EIA Prime Mover-level Data
2020 | CA | Big Creek 2A | 322 | 1 | HY | OA | NA | WAT |  | 943743 |  |  | EIA Prime Mover-level Data
2020 | CA | Big Creek 2A | 322 | 2 | HY | OA | NA | WAT |  | 943743 |  |  | EIA Prime Mover-level Data
2020 | CA | Big Creek 3 | 319 | 1 | HY | OP | NA | WAT |  | 692280.75 |  |  | EIA Prime Mover-level Data
2020 | CA | Big Creek 3 | 319 | 2 | HY | OP | NA | WAT |  | 692280.75 |  |  | EIA Prime Mover-level Data
2020 | CA | Big Creek 3 | 319 | 3 | HY | OP | NA | WAT |  | 692280.75 |  |  | EIA Prime Mover-level Data
2020 | CA | Big Creek 3 | 319 | 4 | HY | OP | NA | WAT |  | 733003.125 |  |  | EIA Prime Mover-level Data
2020 | CA | Big Creek 3 | 319 | 5 | HY | OP | NA | WAT |  | 743183.6875 |  |  | EIA Prime Mover-level Data
2020 | CA | Big Creek 4 | 320 | 1 | HY | OP | NA | WAT |  | 945462 |  |  | EIA Prime Mover-level Data
2020 | CA | Big Creek 4 | 320 | 2 | HY | OP | NA | WAT |  | 945462 |  |  | EIA Prime Mover-level Data
2020 | CA | Big Creek 8 | 321 | 1 | HY | OA | NA | WAT |  | 332096.8125 |  |  | EIA Prime Mover-level Data
2020 | CA | Big Creek 8 | 321 | 2 | HY | OS | NA | WAT |  | 498145.1875 |  |  | EIA Prime Mover-level Data
2020 | CA | Big Creek Water Works | 10282 | BCHY | HY | OP | NA | WAT |  | 26038 |  |  | EIA Prime Mover-level Data
2020 | CA | Big Pine Creek | 391 | 1 | HY | OP | NA | WAT |  | 80959 |  |  | EIA Prime Mover-level Data
2020 | CA | Big Rock Solar Farm | 64636 | 92JT8 | PV | P | NA | SUN
2020 | CA | Big Rock Solar Farm | 64636 | 92JTB | BA | P | NA | MWH
2020 | CA | Big Valley Power LLC | 10288 | IS27 | ST | OS | NA | WDS
2020 | CA | Biola University Hybrid | 54296 | BATT | BA | OP | NA | MWH |  | 0 |  |  | EIA Prime Mover-level Data
2020 | CA | Biola University Hybrid | 54296 | EG1 | IC | RE | NA | NG |  | 31756.9082 | 0.0067007 | 0.000422 | EIA Prime Mover-level Data | Estimated using an emission factor
2020 | CA | Biola University Hybrid | 54296 | EG-1H | IC | U | NA | NG
2020 | CA | Biola University Hybrid | 54296 | EG2 | IC | RE | NA | NG |  | 31756.9082 | 0.0067007 | 0.000422 | EIA Prime Mover-level Data | Estimated using an emission factor
2020 | CA | Biola University Hybrid | 54296 | EG-2H | IC | U | NA | NG
2020 | CA | Biola University Hybrid | 54296 | EG3 | IC | OP | NA | NG |  | 52928.1836 | 0.011168 | 0.000422 | EIA Prime Mover-level Data | Estimated using an emission factor
2020 | CA | Bio-Rad | 63189 | BIORD | PV | U | NA | SUN
2020 | CA | Bishop Creek 2 | 323 | 1 | HY | OP | NA | WAT |  | 86156.1641 |  |  | EIA Prime Mover-level Data
2020 | CA | Bishop Creek 2 | 323 | 2 | HY | OP | NA | WAT |  | 86156.1641 |  |  | EIA Prime Mover-level Data
2020 | CA | Bishop Creek 2 | 323 | 3 | HY | OP | NA | WAT |  | 79263.6719 |  |  | EIA Prime Mover-level Data
2020 | CA | Bishop Creek 3 | 324 | 1 | HY | OP | NA | WAT |  | 82045.6641 |  |  | EIA Prime Mover-level Data
2020 | CA | Bishop Creek 3 | 324 | 2 | HY | OP | NA | WAT |  | 82045.6641 |  |  | EIA Prime Mover-level Data
2020 | CA | Bishop Creek 3 | 324 | 3 | HY | OP | NA | WAT |  | 82045.6641 |  |  | EIA Prime Mover-level Data
2020 | CA | Bishop Creek 4 | 325 | 1 | HY | OP | NA | WAT |  | 45964.0234 |  |  | EIA Prime Mover-level Data
2020 | CA | Bishop Creek 4 | 325 | 2 | HY | OP | NA | WAT |  | 45964.0234 |  |  | EIA Prime Mover-level Data
2020 | CA | Bishop Creek 4 | 325 | 3 | HY | OP | NA | WAT |  | 91928.0469 |  |  | EIA Prime Mover-level Data
2020 | CA | Bishop Creek 4 | 325 | 4 | HY | OP | NA | WAT |  | 101120.8516 |  |  | EIA Prime Mover-level Data
2020 | CA | Bishop Creek 4 | 325 | 5 | HY | OP | NA | WAT |  | 91928.0469 |  |  | EIA Prime Mover-level Data
2020 | CA | Bishop Creek 5 | 326 | 1 | HY | OP | NA | WAT |  | 53383.1094 |  |  | EIA Prime Mover-level Data
2020 | CA | Bishop Creek 5 | 326 | 2 | HY | OP | NA | WAT |  | 66728.8906 |  |  | EIA Prime Mover-level Data
2020 | CA | Bishop Creek 6 | 327 | 1 | HY | OP | NA | WAT |  | 91422 |  |  | EIA Prime Mover-level Data
2020 | CA | Black Butte | 7229 | 1 | HY | OP | NA | WAT |  | 39294 |  |  | EIA Prime Mover-level Data
2020 | CA | Black Rock I | 57477 | G3201 | ST | IP | NA | GEO
2020 | CA | Black Rock II | 57478 | G3202 | ST | IP | NA | GEO
2020 | CA | Black Rock III | 57479 | G303 | ST | IP | NA | GEO
2020 | CA | Blacksand Generating Facility | 56090 | D182 | GT | OP | NA | PRG |  | 273697 | 0.05775 | 0.000422 | EIA Prime Mover-level Data | Estimated using an emission factor
2020 | CA | Blacksand Generating Facility | 56090 | D189 | GT | OP | NA | PRG |  | 253169.7188 | 0.053419 | 0.000422 | EIA Prime Mover-level Data | Estimated using an emission factor
2020 | CA | Blacksand Generating Facility | 56090 | D190 | GT | OP | NA | PRG |  | 20527.2754 | 0.0043313 | 0.000422 | EIA Prime Mover-level Data | Estimated using an emission factor
2020 | CA | Blackwell Solar Park | 59524 | FRBSP | PV | OP | NA | SUN |  | 404189 |  |  | EIA Prime Mover-level Data
2020 | CA | Blue Lake Power LLC | 10764 | Zurn | ST | OP | NA | PG |  | 0 |  |  | EIA Unit-level Data
2020 | CA | Blue Shld Of Cal- El Dorado Hlls Mtr B | 62077 | PV1 | PV | OP | NA | SUN |  | 11414 |  |  | EIA Prime Mover-level Data
2020 | CA | Blythe Energy | 55295 | 1 | CT | OP | CC | NG | 4539 | 6489265.5 | 20.056 | 0.0061813 | EPA/CAMD | NEI avg EF - PM, fuel type, firing type | 2003
2020 | CA | Blythe Energy | 55295 | 2 | CT | OP | CC | NG | 5244 | 7694950.5 | 23.7823 | 0.0061813 | EPA/CAMD | NEI avg EF - PM, fuel type, firing type | 2003
2020 | CA | Blythe Solar 110, LLC | 60093 | BES1 | BA | U | NA | MWH
2020 | CA | Blythe Solar 110, LLC | 60093 | BLCK1 | PV | OP | NA | SUN |  | 913388.375 |  |  | EIA Prime Mover-level Data
2020 | CA | Blythe Solar 110, LLC | 60093 | BLCK2 | PV | OP | NA | SUN |  | 856744.125 |  |  | EIA Prime Mover-level Data
2020 | CA | Blythe Solar 110, LLC | 60093 | BLCK3 | PV | OP | NA | SUN |  | 821341.5 |  |  | EIA Prime Mover-level Data
2020 | CA | Blythe Solar II, LLC | 60092 | BLCK4 | PV | OP | NA | SUN |  | 615927.3125 |  |  | EIA Prime Mover-level Data
2020 | CA | Blythe Solar II, LLC | 60092 | BLCK5 | PV | OP | NA | SUN |  | 628913.75 |  |  | EIA Prime Mover-level Data
2020 | CA | Blythe Solar II, LLC | 60092 | BLCK6 | PV | OP | NA | SUN |  | 593664.875 |  |  | EIA Prime Mover-level Data
2020 | CA | Blythe Solar II, LLC | 60092 | BLCK7 | PV | OP | NA | SUN |  | 595520.0625 |  |  | EIA Prime Mover-level Data
2020 | CA | Blythe Solar II, LLC | 60092 | BLST2 | BA | V | NA | MWH
2020 | CA | Blythe Solar III, LLC Hybrid | 60094 | BLSL3 | PV | OP | NA | SUN |  | 1957485 |  |  | EIA Prime Mover-level Data
2020 | CA | Blythe Solar III, LLC Hybrid | 60094 | BLST3 | BA | U | NA | MWH
2020 | CA | Blythe Solar IV, LLC | 60095 | BLS4A | PV | OP | NA | SUN |  | 390517 |  |  | EIA Prime Mover-level Data
2020 | CA | Blythe Solar IV, LLC | 60095 | BLS4B | PV | OP | NA | SUN |  | 390517 |  |  | EIA Prime Mover-level Data
2020 | CA | Bolthouse Farms Fuel Cell | 61845 | MM28 | FC | CN | NA | NG
2020 | CA | Bolthouse Farms Fuel Cell | 61845 | MM29 | FC | CN | NA | NG
2020 | CA | Bolthouse S&P and Rowen Farms Solar | 56862 | 1 | PV | OP | NA | SUN |  | 6094.75 |  |  | EIA Prime Mover-level Data
2020 | CA | Bolthouse S&P and Rowen Farms Solar | 56862 | 2 | PV | OP | NA | SUN |  | 6094.75 |  |  | EIA Prime Mover-level Data
2020 | CA | Bolthouse S&P and Rowen Farms Solar | 56862 | 3 | PV | OP | NA | SUN |  | 6094.75 |  |  | EIA Prime Mover-level Data
2020 | CA | Bolthouse S&P and Rowen Farms Solar | 56862 | 4 | PV | OP | NA | SUN |  | 6094.75 |  |  | EIA Prime Mover-level Data
2020 | CA | Bolthouse Solar LLC | 64668 | KOV4A | PV | T | NA | SUN
2020 | CA | Borden Solar Farm | 59531 | BRDN | PV | OP | NA | SUN |  | 675899 |  |  | EIA Prime Mover-level Data
2020 | CA | Borel | 328 | 1 | HY | RE | NA | WAT
2020 | CA | Borel | 328 | 2 | HY | RE | NA | WAT
2020 | CA | Borel | 328 | 3 | HY | RE | NA | WAT
2020 | CA | Borrego Springs Energy Storage | 60565 | SES1 | BA | OP | NA | MWH |  | 0 |  |  | EIA Prime Mover-level Data
2020 | CA | Borrego Springs Energy Storage | 60565 | SES2 | BA | OP | NA | MWH |  | 0 |  |  | EIA Prime Mover-level Data
2020 | CA | Bottle Rock Power | 902 | 1 | ST | OS | NA | GEO
2020 | CA | Bowerman Power LFG, LLC | 59461 | GEN01 | IC | OP | NA | LFG |  | 210845.5781 | 1.5497 | 0.0147 | EIA Prime Mover-level Data | Estimated using an emission factor
2020 | CA | Bowerman Power LFG, LLC | 59461 | GEN02 | IC | OP | NA | LFG |  | 210845.5781 | 1.5497 | 0.0147 | EIA Prime Mover-level Data | Estimated using an emission factor
2020 | CA | Bowerman Power LFG, LLC | 59461 | GEN03 | IC | OP | NA | LFG |  | 210845.5781 | 1.5497 | 0.0147 | EIA Prime Mover-level Data | Estimated using an emission factor
2020 | CA | Bowerman Power LFG, LLC | 59461 | GEN04 | IC | OP | NA | LFG |  | 210845.5781 | 1.5497 | 0.0147 | EIA Prime Mover-level Data | Estimated using an emission factor
2020 | CA | Bowerman Power LFG, LLC | 59461 | GEN05 | IC | OP | NA | LFG |  | 210845.5781 | 1.5497 | 0.0147 | EIA Prime Mover-level Data | Estimated using an emission factor
2020 | CA | Bowerman Power LFG, LLC | 59461 | GEN06 | IC | OP | NA | LFG |  | 210845.5781 | 1.5497 | 0.0147 | EIA Prime Mover-level Data | Estimated using an emission factor
2020 | CA | Bowerman Power LFG, LLC | 59461 | GEN07 | IC | OP | NA | LFG |  | 210845.5781 | 1.5497 | 0.0147 | EIA Prime Mover-level Data | Estimated using an emission factor
2020 | CA | Bowman | 50546 | GEN1 | HY | OP | NA | WAT |  | 78054 |  |  | EIA Prime Mover-level Data
2020 | CA | Box Canyon Dam | 50179 | GEN1 | HY | OP | NA | WAT |  | 34101 |  |  | EIA Prime Mover-level Data
2020 | CA | Box Canyon Dam | 50179 | GEN2 | HY | OP | NA | WAT |  | 34101 |  |  | EIA Prime Mover-level Data
2020 | CA | BP Carson Refinery | 50540 | GEN1 | OT | SB | NA | OG
2020 | CA | BP Carson Refinery | 50540 | GEN2 | ST | OS | NA | NG
2020 | CA | Brawley | 383 | GT1 | GT | RE | NA | DFO
2020 | CA | Brawley | 383 | GT2 | GT | RE | NA | DFO
2020 | CA | Brea Expansion Plant | 58007 | G1 | CT |  | NA | LFG |  | 593343.6875 | 6.4081 | 0.0216 | EIA Unit-level Data | Estimated using an emission factor
2020 | CA | Brea Expansion Plant | 58007 | G2 | CT |  | NA | LFG |  | 590723.4375 | 6.3798 | 0.0216 | EIA Unit-level Data | Estimated using an emission factor
2020 | CA | Brea Expansion Plant | 58007 | G3 | CT |  | NA | LFG |  | 589436.4375 | 6.3659 | 0.0216 | EIA Unit-level Data | Estimated using an emission factor
2020 | CA | Brea Expansion Plant | 58007 | G4 | CT |  | NA | LFG |  | 567447.6875 | 6.1284 | 0.0216 | EIA Unit-level Data | Estimated using an emission factor
2020 | CA | Brea Expansion Plant | 58007 | HRSG1 | CA | OP | NA | LFG |  | 0 | 0 |  | EIA Unit-level Data | Estimated using an emission factor
2020 | CA | Brea Expansion Plant | 58007 | HRSG2 | CA | OP | NA | LFG |  | 0 | 0 |  | EIA Unit-level Data | Estimated using an emission factor
2020 | CA | Brea Expansion Plant | 58007 | HRSG3 | CA | OP | NA | LFG |  | 0 | 0 |  | EIA Unit-level Data | Estimated using an emission factor
2020 | CA | Brea Expansion Plant | 58007 | HRSG4 | CA | OP | NA | LFG |  | 0 | 0 |  | EIA Unit-level Data | Estimated using an emission factor
2020 | CA | Britton Powerhouse | 56820 | 1 | HY | CN | NA | WAT
2020 | CA | Broadridge Cogen | 57580 | CG1 | IC | OP | NA | NG |  | 103902.5 | 0.021923 | 0.000422 | EIA Prime Mover-level Data | Estimated using an emission factor
2020 | CA | Broadridge Cogen | 57580 | CG2 | IC | OP | NA | NG |  | 103902.5 | 0.021923 | 0.000422 | EIA Prime Mover-level Data | Estimated using an emission factor
2020 | CA | Broadridge Cogen | 57580 | PV1 | PV | OP | NA | SUN |  | 3859.5 |  |  | EIA Prime Mover-level Data
2020 | CA | Broadridge Cogen | 57580 | PV2 | PV | OP | NA | SUN |  | 6432.5 |  |  | EIA Prime Mover-level Data
2020 | CA | Broadway (CA) | 420 | B1 | ST | RE | NA | NG
2020 | CA | Broadway (CA) | 420 | B2 | ST | RE | NA | NG
2020 | CA | Broadway (CA) | 420 | B3 | ST | RE | WALL | NG
2020 | CA | Broadway 2 - UC Riverside | 64579 | GEN1 | PV | OP | NA | SUN |  | 44707 |  |  | EIA Prime Mover-level Data
2020 | CA | Brookfield Tehachapi 1 | 57962 | BT1 | WT | OP | NA | WND |  | 2198838 |  |  | EIA Prime Mover-level Data
2020 | CA | Buckeye Geothermal Power Plant | 57180 | 1 | ST | IP | NA | GEO
2020 | CA | Bucks Creek | 220 | H1 | HY | OP | NA | WAT |  | 162231 |  |  | EIA Prime Mover-level Data
2020 | CA | Bucks Creek | 220 | H2 | HY | OP | NA | WAT |  | 162231 |  |  | EIA Prime Mover-level Data
2020 | CA | Buena Vista Biomass Power | 58472 | 1 | ST | OS | NA | WDS
2020 | CA | Buena Vista Energy LLC | 56446 | 1 | WT | OP | NA | WND |  | 748046 |  |  | EIA Prime Mover-level Data
2020 | CA | Buidling L | 60154 | BLDG1 | PV | OP | NA | SUN |  | 13966 |  |  | EIA Prime Mover-level Data
2020 | CA | Building F | 60151 | BLDGF | PV | OP | NA | SUN |  | 21528 |  |  | EIA Prime Mover-level Data
2020 | CA | Building G | 60153 | BLDGG | PV | OP | NA | SUN |  | 19415 |  |  | EIA Prime Mover-level Data
2020 | CA | Burney Creek | 10706 | GEN1 | HY | OP | NA | WAT |  | 14539 |  |  | EIA Prime Mover-level Data
2020 | CA | Burney Forest Products | 10652 | BLR1 | ST | OP | NA | WDS |  | 2034191.75 | 19.0186 | 0.018699 | EIA Unit-level Data | NEI avg EF - PM, fuel type
2020 | CA | Burney Forest Products | 10652 | BLR2 | ST | OP | NA | WDS |  | 2090144.25 | 19.5418 | 0.018699 | EIA Unit-level Data | NEI avg EF - PM, fuel type
2020 | CA | Butt Valley | 221 | 1 | HY | OP | NA | WAT |  | 953408 |  |  | EIA Prime Mover-level Data
2020 | CA | Butte College Main Campus Solar | 57970 | SOL1 | PV | OP | NA | SUN |  | 54558 |  |  | EIA Prime Mover-level Data
2020 | CA | Byron Highway Solar | 64471 | BYHWY | PV | L | NA | SUN
2020 | CA | C P Kelco San Diego Plant | 52147 | GEN1 | GT | OP | NA | NG |  | 361366.2188 | 0.17964 | 0.00099423 | EIA Prime Mover-level Data | NEI avg EF - PM, fuel type, firing type
2020 | CA | C P Kelco San Diego Plant | 52147 | GEN2 | GT | OP | NA | NG |  | 392789.375 | 0.19526 | 0.00099423 | EIA Prime Mover-level Data | NEI avg EF - PM, fuel type, firing type
2020 | CA | C P Kelco San Diego Plant | 52147 | GEN3 | GT | OS | NA | NG |  | 392789.375 | 0.19526 | 0.00099423 | EIA Prime Mover-level Data | NEI avg EF - PM, fuel type, firing type
2020 | CA | C&H Sugar Plant | 58251 | TG3 | ST | OP | NA | PUR |  | 224071.5 |  |  | EIA Prime Mover-level Data
2020 | CA | C&H Sugar Plant | 58251 | TG4 | ST | OP | NA | PUR |  | 224071.5 |  |  | EIA Prime Mover-level Data
2020 | CA | CA Dept of Public Health at Richmond | 60428 | PV1 | PV | OP | NA | SUN |  | 30205 |  |  | EIA Prime Mover-level Data
2020 | CA | CA Flats Solar 130, LLC | 60033 | GEN01 | PV | OP | NA | SUN |  | 2990198 |  |  | EIA Prime Mover-level Data
2020 | CA | CA Flats Solar 150, LLC | 60034 | GEN01 | PV | OP | NA | SUN |  | 3246526 |  |  | EIA Prime Mover-level Data
2020 | CA | CA Institute for Women | 64518 | CIW | PV | OP | NA | SUN |  | 18801 |  |  | EIA Prime Mover-level Data
2020 | CA | Cabazon Wind Partners | 56011 | V-47 | WT | OP | NA | WND |  | 905682 |  |  | EIA Prime Mover-level Data
2020 | CA | Cabrillo Power I Encina Power Station | 302 | 10 | GT | OP | CT | NG | 1995 | 840513.25 | 3.261 | 0.0077596 | EPA/CAMD | NEI avg EF - PM, fuel type, firing type | 2018
2020 | CA | Cabrillo Power I Encina Power Station | 302 | 6 | GT | OP | CT | NG | 2146 | 865960.25 | 3.3598 | 0.0077596 | EPA/CAMD | NEI avg EF - PM, fuel type, firing type | 2018
2020 | CA | Cabrillo Power I Encina Power Station | 302 | 7 | GT | OP | CT | NG | 2242 | 915907.125 | 3.5536 | 0.0077596 | EPA/CAMD | NEI avg EF - PM, fuel type, firing type | 2018
2020 | CA | Cabrillo Power I Encina Power Station | 302 | 8 | GT | OP | CT | NG | 2328 | 948455.0625 | 3.6798 | 0.0077596 | EPA/CAMD | NEI avg EF - PM, fuel type, firing type | 2018
2020 | CA | Cabrillo Power I Encina Power Station | 302 | 9 | GT | OP | CT | NG | 2228 | 903345.3125 | 3.5048 | 0.0077596 | EPA/CAMD | NEI avg EF - PM, fuel type, firing type | 2018
2020 | CA | Cadillac Battery Energy Storage Facility | 63326 | CAD1 | BA | T | NA | MWH
2020 | CA | Cal Flats BESS | 63930 | CF60 | BA | U | NA | MWH
2020 | CA | Cal State Univ San Bernardino FC01 | 57544 | FC01 | FC | OP | NA | NG |  | 84125 | 0 | 0 | EIA Prime Mover-level Data | Estimated using an emission factor
2020 | CA | Calabasas Gas to Energy Facility | 57163 | GEN1 | GT | OP | NA | LFG |  | 228358 | 2.4663 | 0.0216 | EIA Prime Mover-level Data | Estimated using an emission factor
2020 | CA | Calabasas Gas to Energy Facility | 57163 | GEN2 | GT | RE | NA | LFG
2020 | CA | Calabasas Gas to Energy Facility | 57163 | GEN3 | GT | OP | NA | LFG |  | 228358 | 2.4663 | 0.0216 | EIA Prime Mover-level Data | Estimated using an emission factor
2020 | CA | CalCity Solar 1 | 63054 | CALTR | PV | OP | NA | SUN |  | 71220 |  |  | EIA Prime Mover-level Data
2020 | CA | California City | 63516 | CACTY | PV | OP | NA | SUN |  | 47039 |  |  | EIA Prime Mover-level Data
2020 | CA | California Institute of Technology | 10262 | GEN6 | CT |  | NA | NG |  | 763454.3125 | 2.3596 | 0.0061813 | EIA Unit-level Data | NEI avg EF - PM, fuel type
2020 | CA | California Institute of Technology | 10262 | GEN1 | CA | RE | NA | NG
2020 | CA | California Institute of Technology | 10262 | GEN2 | CT | RE | NA | NG
2020 | CA | California Institute of Technology | 10262 | GEN3 | CT | CN | NA | NG
2020 | CA | California Institute of Technology | 10262 | GEN4 | CA | CN | NA | NG
2020 | CA | California Institute of Technology | 10262 | GEN5 | CT | CN | NA | NG
2020 | CA | California Institute of Technology | 10262 | GEN7 | CA | OP | NA | NG |  | 230875 | 0.048715 | 0.000422 | EIA Prime Mover-level Data | Estimated using an emission factor
2020 | CA | California Institute of Technology | 10262 | GEN8 | CT | IP | NA | NG
2020 | CA | California PV Energy at ISD WWTP | 59283 | W4236 | PV | OP | NA | SUN |  | 4351 |  |  | EIA Prime Mover-level Data
2020 | CA | California State Univ at Channel Islands | 64403 | CSUCI | PV | P | NA | SUN
2020 | CA | California Valley Solar Ranch | 57439 | HPR2 | PV | OP | NA | SUN |  | 730039.875 |  |  | EIA Prime Mover-level Data
2020 | CA | California Valley Solar Ranch | 57439 | HPR2A | PV | OP | NA | SUN |  | 474638.9375 |  |  | EIA Prime Mover-level Data
2020 | CA | California Valley Solar Ranch | 57439 | HPR2B | PV | OP | NA | SUN |  | 1955060.375 |  |  | EIA Prime Mover-level Data
2020 | CA | California Valley Solar Ranch | 57439 | HPR2C | PV | OP | NA | SUN |  | 1582129.75 |  |  | EIA Prime Mover-level Data
2020 | CA | California Valley Solar Ranch | 57439 | HPR2D | PV | OP | NA | SUN |  | 904074.125 |  |  | EIA Prime Mover-level Data
2020 | CA | Calipatria Solar Farm | 59088 | GEN 1 | PV | OP | NA | SUN |  | 366868 |  |  | EIA Prime Mover-level Data
2020 | CA | Calipatria State Prison | 64521 | CALSP | PV | OP | NA | SUN |  | 115804 |  |  | EIA Prime Mover-level Data
2020 | CA | Calistoga Power Plant | 50066 | UNT1 | ST | OP | NA | GEO |  | 2056838.5 |  |  | EIA Prime Mover-level Data
2020 | CA | Calistoga Power Plant | 50066 | UNT2 | ST | OP | NA | GEO |  | 2056838.5 |  |  | EIA Prime Mover-level Data
2020 | CA | CalPeak Power - Border | 55510 | GT-1 | GT | OP | CT | NG | 698 | 178603.6094 | 1.9183 | 0.021481 | EPA/CAMD | EPA/NEI | 2001
2020 | CA | CalPeak Power - Border | 55510 | GT-2 | GT | OP | CT | [7 empty] | 2001
2020 | CA | CalPeak Power - Enterprise | 55513 | GT-1 | GT | OP | CT | NG | 609 | 173485.9844 | 2.3152 | 0.02669 | EPA/CAMD | EPA/NEI | 2001
2020 | CA | CalPeak Power - Enterprise | 55513 | GT-2 | GT | OP | CT | [7 empty] | 2001
2020 | CA | CalPeak Power - Panoche | 55508 | GT-1 | GT | OP | CT | NG | 659 | 208728.3438 | 0.069205 | 0.00066312 | EPA/CAMD | EPA/NEI | 2001
2020 | CA | CalPeak Power - Panoche | 55508 | GT-2 | GT | OP | CT | [7 empty] | 2001
2020 | CA | CalPeak Power - Vaca Dixon | 55499 | GT-1 | GT | OP | CT | NG | 583 | 184207.625 | 0.59879 | 0.0065013 | EPA/CAMD | EPA/NEI | 2001
2020 | CA | CalPeak Power - Vaca Dixon | 55499 | GT-2 | GT | OP | CT | [7 empty] | 2001
2020 | CA | Calpine Gilroy Cogen, LP | 10034 | S-100 | CT | OP | CC | NG | 1360 | 940467.75 | 2.9066 | 0.0061813 | EPA/CAMD | NEI avg EF - PM, fuel type, firing type | 1987
2020 | CA | Calpine Sutter Energy Center | 55112 | CT01 | CT | OP | CC | NG | 2835 | 4131506.5 | 12.769 | 0.0061813 | EPA/CAMD | NEI avg EF - PM, fuel type, firing type | 2001
2020 | CA | Calpine Sutter Energy Center | 55112 | CT02 | CT | OP | CC | NG | 1868 | 2647213.5 | 8.1816 | 0.0061813 | EPA/CAMD | NEI avg EF - PM, fuel type, firing type | 2001
2020 | CA | CalRenew-1 | 56768 | CR1 | PV | OP | NA | SUN |  | 80536 |  |  | EIA Prime Mover-level Data
2020 | CA | Caltech Central | 57460 | CL00 | FC | OP | NA | NG |  | 4926.3638 | 0 | 0 | EIA Prime Mover-level Data | Estimated using an emission factor
2020 | CA | Caltech Central | 57460 | CL01 | FC | OP | NA | NG |  | 4926.3638 | 0 | 0 | EIA Prime Mover-level Data | Estimated using an emission factor
2020 | CA | Caltech Central | 57460 | CL02 | FC | OP | NA | NG |  | 4926.3638 | 0 | 0 | EIA Prime Mover-level Data | Estimated using an emission factor
2020 | CA | Caltech Central | 57460 | CL03 | FC | OP | NA | NG |  | 4926.3638 | 0 | 0 | EIA Prime Mover-level Data | Estimated using an emission factor
2020 | CA | Caltech Central | 57460 | CL04 | FC | OP | NA | NG |  | 4926.3638 | 0 | 0 | EIA Prime Mover-level Data | Estimated using an emission factor
2020 | CA | Caltech Central | 57460 | CL05 | FC | OP | NA | NG |  | 4926.3638 | 0 | 0 | EIA Prime Mover-level Data | Estimated using an emission factor
2020 | CA | Caltech Central | 57460 | CL06 | FC | OP | NA | NG |  | 4926.3638 | 0 | 0 | EIA Prime Mover-level Data | Estimated using an emission factor
2020 | CA | Caltech Central | 57460 | CL07 | FC | OP | NA | NG |  | 4926.3638 | 0 | 0 | EIA Prime Mover-level Data | Estimated using an emission factor
2020 | CA | Caltech Central | 57460 | CL08 | FC | OP | NA | NG |  | 4926.3638 | 0 | 0 | EIA Prime Mover-level Data | Estimated using an emission factor
2020 | CA | Caltech Central | 57460 | CL09 | FC | OP | NA | NG |  | 4926.3638 | 0 | 0 | EIA Prime Mover-level Data | Estimated using an emission factor
2020 | CA | Caltech Central | 57460 | CL10 | FC | OP | NA | NG |  | 4926.3638 | 0 | 0 | EIA Prime Mover-level Data | Estimated using an emission factor
2020 | CA | Camanche | 537 | 1 | HY | OP | NA | WAT |  | 45014 |  |  | EIA Prime Mover-level Data
2020 | CA | Camanche | 537 | 2 | HY | OP | NA | WAT |  | 45014 |  |  | EIA Prime Mover-level Data
2020 | CA | Camanche | 537 | 3 | HY | OP | NA | WAT |  | 45014 |  |  | EIA Prime Mover-level Data
2020 | CA | Cameron Ridge LLC | 10586 | EXIS | WT | OP | NA | WND |  | 1296623 |  |  | EIA Prime Mover-level Data
2020 | CA | Camino | 430 | H1 | HY | OP | NA | WAT |  | 639530 |  |  | EIA Prime Mover-level Data
2020 | CA | Camino | 430 | H2 | HY | OP | NA | WAT |  | 639530 |  |  | EIA Prime Mover-level Data
2020 | CA | Camino Solar Hybrid | 63508 | CSBA1 | BA | P | NA | MWH
2020 | CA | Camino Solar Hybrid | 63508 | CSPV1 | PV | P | NA | SUN
2020 | CA | Camp Far West | 531 | 1 | HY | OP | NA | WAT |  | 113268 |  |  | EIA Prime Mover-level Data
2020 | CA | Camp San Luis Obispo | 63870 | CPSLO | PV | P | NA | SUN
2020 | CA | Campo Verde Solar | 58467 | CVS1 | PV | OP | NA | SUN |  | 2941737 |  |  | EIA Prime Mover-level Data
2020 | CA | Cantua Solar Station | 57522 | 1 | PV | OP | NA | SUN |  | 371694 |  |  | EIA Prime Mover-level Data
2020 | CA | Canyon Crest Academy | 60568 | SES | BA | OP | NA | MWH |  | 0 |  |  | EIA Prime Mover-level Data
2020 | CA | Canyon Power Plant | 57027 | 1 | GT | OP | CT | NG | 1158 | 319997.875 | 0.52576 | 0.003286 | EPA/CAMD | EPA/NEI | 2011
2020 | CA | Canyon Power Plant | 57027 | 2 | GT | OP | CT | NG | 853 | 237272.5312 | 0.38688 | 0.0032611 | EPA/CAMD | EPA/NEI | 2011
2020 | CA | Canyon Power Plant | 57027 | 3 | GT | OP | CT | NG | 973 | 270224.5625 | 0.43648 | 0.0032305 | EPA/CAMD | EPA/NEI | 2011
2020 | CA | Canyon Power Plant | 57027 | 4 | GT | OP | CT | NG | 1214 | 343577.3438 | 0.56544 | 0.0032915 | EPA/CAMD | EPA/NEI | 2011
2020 | CA | Caribou 1 | 222 | 1 | HY | OP | NA | WAT |  | 275496.2812 |  |  | EIA Prime Mover-level Data
2020 | CA | Caribou 1 | 222 | 2 | HY | OP | NA | WAT |  | 289386.8438 |  |  | EIA Prime Mover-level Data
2020 | CA | Caribou 1 | 222 | 3 | HY | OP | NA | WAT |  | 289386.8438 |  |  | EIA Prime Mover-level Data
2020 | CA | Caribou 2 | 223 | 4 | HY | OP | NA | WAT |  | 1545100.25 |  |  | EIA Prime Mover-level Data
2020 | CA | Caribou 2 | 223 | 5 | HY | OP | NA | WAT |  | 1475916.75 |  |  | EIA Prime Mover-level Data
2020 | CA | Carson Cogeneration | 7527 | 1 | CT | OP | CC | NG | 6174 | 2083073.625 | 2.7026 | 0.0025949 | EPA/CAMD | EPA/NEI | 1995
2020 | CA | Carson Cogeneration | 7527 | 2 | GT | OP | CT | NG | 279 | 72484.1328 | 0.050637 | 0.0013972 | EPA/CAMD | EPA/NEI | 1995
2020 | CA | Carson Cogeneration Company | 10169 | D1 | CT | OP | CC | NG | 769 | 188613.6562 | 0.58294 | 0.0061813 | EPA/CAMD | NEI avg EF - PM, fuel type, firing type | 2003
2020 | CA | Cascade Energy Storage, LLC | 61801 | 10002 | BA | L | NA | MWH
2020 | CA | Cascade Solar | 58590 | 1 | PV | OP | NA | SUN |  | 469917 |  |  | EIA Prime Mover-level Data
2020 | CA | Castaic | 392 | 1 | PS | OP | NA | WAT |  | 0 |  |  | EIA Prime Mover-level Data
2020 | CA | Castaic | 392 | 2 | PS | OP | NA | WAT |  | 0 |  |  | EIA Prime Mover-level Data
2020 | CA | Castaic | 392 | 3 | PS | OP | NA | WAT |  | 0 |  |  | EIA Prime Mover-level Data
2020 | CA | Castaic | 392 | 4 | PS | OP | NA | WAT |  | 0 |  |  | EIA Prime Mover-level Data
2020 | CA | Castaic | 392 | 5 | PS | OP | NA | WAT |  | 0 |  |  | EIA Prime Mover-level Data
2020 | CA | Castaic | 392 | 6 | PS | OP | NA | WAT |  | 0 |  |  | EIA Prime Mover-level Data
2020 | CA | Castaic | 392 | 7 | HY | OP | NA | WAT
2020 | CA | Castaic Lake Phase II | 63385 | CA135 | PV | OP | NA | SUN |  | 56419 |  |  | EIA Prime Mover-level Data
2020 | CA | Castle Rock Vineyards | 57870 | SOLAR | PV | OP | NA | SUN |  | 8652 |  |  | EIA Prime Mover-level Data
2020 | CA | Castor Solar | 60277 | CASTR | PV | OP | NA | SUN |  | 26968 |  |  | EIA Prime Mover-level Data
2020 | CA | Catalina Express | 64836 | CATAL | PV | OP | NA | SUN
2020 | CA | Catalina Solar 2, LLC | 59334 | INV-1 | PV | OP | NA | SUN |  | 422639 |  |  | EIA Prime Mover-level Data
2020 | CA | Catalina Solar LLC | 57708 | INV | PV | OP | NA | SUN |  | 2199249 |  |  | EIA Prime Mover-level Data
2020 | CA | CBS Studio Center | 58440 | 9560 | FC | OP | NA | NG |  | 11450 | 0 | 0 | EIA Prime Mover-level Data | Estimated using an emission factor
2020 | CA | CBS Studio Center | 58440 | 9580 | FC | OP | NA | NG |  | 11450 | 0 | 0 | EIA Prime Mover-level Data | Estimated using an emission factor
2020 | CA | CBS Studio Center | 58440 | 9581 | FC | OP | NA | NG |  | 11450 | 0 | 0 | EIA Prime Mover-level Data | Estimated using an emission factor
2020 | CA | CBS Studio Center | 58440 | 9583 | FC | OP | NA | NG |  | 11450 | 0 | 0 | EIA Prime Mover-level Data | Estimated using an emission factor
2020 | CA | CBS Studio Center | 58440 | 9585 | FC | OP | NA | NG |  | 11450 | 0 | 0 | EIA Prime Mover-level Data | Estimated using an emission factor
2020 | CA | CBS Studio Center | 58440 | 9587 | FC | OP | NA | NG |  | 11450 | 0 | 0 | EIA Prime Mover-level Data | Estimated using an emission factor
2020 | CA | CBS Television City | 58253 | GEN1 | PV | OP | NA | SUN |  | 10229 |  |  | EIA Prime Mover-level Data
2020 | CA | CBS Television City | 58253 | GEN2 | FC | OP | NA | NG |  | 21489 | 0 | 0 | EIA Prime Mover-level Data | Estimated using an emission factor
2020 | CA | CBS Television City | 58253 | GEN3 | FC | OP | NA | NG |  | 21489 | 0 | 0 | EIA Prime Mover-level Data | Estimated using an emission factor
2020 | CA | CBS Television City | 58253 | GEN4 | FC | OP | NA | NG |  | 21489 | 0 | 0 | EIA Prime Mover-level Data | Estimated using an emission factor
2020 | CA | CCCSD Wastewater Treatment Plnt | 57573 | S188 | GT | OP | NA | NG |  | 350601 | 0.17429 | 0.00099423 | EIA Prime Mover-level Data | NEI avg EF - PM, fuel type, firing type
2020 | CA | CD4 | 63490 | OEC1 | BT | L | NA | GEO
2020 | CA | CDCR (CA) - Corcoran State Prison | 61620 | CORSP | PV | OP | NA | SUN |  | 76202 |  |  | EIA Prime Mover-level Data
2020 | CA | CDCR (CA) - Pleasant Valley State Prison | 59748 | 1 | PV | OP | NA | SUN |  | 25696 |  |  | EIA Prime Mover-level Data
2020 | CA | CDCR (CA) - Solano State Prison | 61619 | SOLSP | PV | OP | NA | SUN |  | 16906 |  |  | EIA Prime Mover-level Data
2020 | CA | CDCR (CA) - Wasco State Prison | 61621 | WASCO | PV | OP | NA | SUN |  | 26186 |  |  | EIA Prime Mover-level Data
2020 | CA | CE Leathers | 10631 | GEN1 | ST | OP | NA | GEO |  | 2874870 |  |  | EIA Prime Mover-level Data
2020 | CA | CE Turbo LLC | 55984 | TG21 | ST | OP | NA | GEO |  | 567246 |  |  | EIA Prime Mover-level Data
2020 | CA | CE&P Imperial Valley 1 | 60670 | 1 | CC | T | NA | OTH
2020 | CA | CED Avenal | 60077 | AVCA | PV | OP | NA | SUN |  | 357052 |  |  | EIA Prime Mover-level Data
2020 | CA | CED Ducor 1 | 60078 | DU1CA | PV | OP | NA | SUN |  | 436605 |  |  | EIA Prime Mover-level Data
2020 | CA | CED Ducor 2 | 60079 | DU2CA | PV | OP | NA | SUN |  | 442220 |  |  | EIA Prime Mover-level Data
2020 | CA | CED Ducor 3 | 60080 | DU3CA | PV | OP | NA | SUN |  | 331602 |  |  | EIA Prime Mover-level Data
2020 | CA | CED Ducor 4 | 60081 | DU4CA | PV | OP | NA | SUN |  | 427227 |  |  | EIA Prime Mover-level Data
2020 | CA | Center Generating Station | 56475 | CT1 | GT | OP | CT | NG | 1088 | 231665.6406 | 0.89882 | 0.0077596 | EPA/CAMD | NEI avg EF - PM, fuel type, firing type | 2007
2020 | CA | Centerville PH | 224 | 1 | HY | OS | NA | WAT
2020 | CA | Centerville PH | 224 | 2 | HY | OS | NA | WAT
2020 | CA | Centinela Solar Energy | 58430 | CSE1 | PV | OP | NA | SUN |  | 856503.1875 |  |  | EIA Prime Mover-level Data
2020 | CA | Centinela Solar Energy | 58430 | CSE2 | PV | OP | NA | SUN |  | 666169.125 |  |  | EIA Prime Mover-level Data
2020 | CA | Centinela Solar Energy | 58430 | CSE3 | PV | OP | NA | SUN |  | 856503.1875 |  |  | EIA Prime Mover-level Data
2020 | CA | Centinela Solar Energy | 58430 | CSE4 | PV | OP | NA | SUN |  | 856503.1875 |  |  | EIA Prime Mover-level Data
2020 | CA | Centinela Solar Energy | 58430 | CSE5 | PV | OP | NA | SUN |  | 475835.0938 |  |  | EIA Prime Mover-level Data
2020 | CA | Centinela Solar Energy | 58430 | CSE6 | PV | OP | NA | SUN |  | 666169.125 |  |  | EIA Prime Mover-level Data
2020 | CA | Centinela State Prison | 64519 | CENSP | PV | OP | NA | SUN |  | 140551 |  |  | EIA Prime Mover-level Data
2020 | CA | Central 40 | 63940 | CEN40 | PV | V | NA | SUN
2020 | CA | Central Antelope Dry Ranch B LLC | 60281 | CADRB | PV | OP | NA | SUN |  | 69237 |  |  | EIA Prime Mover-level Data
2020 | CA | Central Antelope Dry Ranch C | 59963 | CADRC | PV | OP | NA | SUN |  | 286999 |  |  | EIA Prime Mover-level Data
2020 | CA | Central CA Fuel Cell 1 | 63439 | CCFC1 | FC | OP | NA | NG |  | 3006 | 0 | 0 | EIA Prime Mover-level Data | Estimated using an emission factor
2020 | CA | Central Utilities Plant LAX | 10048 | GEN1 | GT | RE | NA | NG
2020 | CA | Central Utilities Plant LAX | 10048 | GEN2 | GT | RE | NA | NG
2020 | CA | Central Utilities Plant LAX 2 | 58258 | GEN1 | GT | OP | NA | NG |  | 244085 | 0.12134 | 0.00099423 | EIA Prime Mover-level Data | NEI avg EF - PM, fuel type, firing type
2020 | CA | Central Utilities Plant LAX 2 | 58258 | GEN2 | GT | OP | NA | NG |  | 244085 | 0.12134 | 0.00099423 | EIA Prime Mover-level Data | NEI avg EF - PM, fuel type, firing type
2020 | CA | Central Valley Ag Power | 58978 | CVAP | IC | OP | NA | OBG
2020 | CA | Century Generating Facility | 55934 | C1 | GT | OP | NA | NG |  | 5435.75 | 0.0027022 | 0.00099423 | EIA Prime Mover-level Data | NEI avg EF - PM, fuel type, firing type
2020 | CA | Century Generating Facility | 55934 | C2 | GT | OP | NA | NG |  | 5435.75 | 0.0027022 | 0.00099423 | EIA Prime Mover-level Data | NEI avg EF - PM, fuel type, firing type
2020 | CA | Century Generating Facility | 55934 | C3 | GT | OP | NA | NG |  | 5435.75 | 0.0027022 | 0.00099423 | EIA Prime Mover-level Data | NEI avg EF - PM, fuel type, firing type
2020 | CA | Century Generating Facility | 55934 | C4 | GT | OP | NA | NG |  | 5435.75 | 0.0027022 | 0.00099423 | EIA Prime Mover-level Data | NEI avg EF - PM, fuel type, firing type
2020 | CA | CES Placerita Power Plant | 10677 | UNT1 | CT | RE | NA | NG
2020 | CA | CES Placerita Power Plant | 10677 | UNT2 | CT | OS | NA | NG
2020 | CA | CES Placerita Power Plant | 10677 | UNT3 | CA | OS | NA | NG
2020 | CA | CFW Solar X LLC - Vaughn | 62378 | VSCFW | PV | OP | NA | SUN |  | 29504 |  |  | EIA Prime Mover-level Data
2020 | CA | Chaffey College Rancho Cucamonga Campus | 62150 | SOLAR | PV | OP | NA | SUN |  | 61700 |  |  | EIA Prime Mover-level Data
2020 | CA | Chalk Cliff Limited | 50003 | GEN1 | GT | OP | NA | NG |  | 124769 | 0.062024 | 0.00099423 | EIA Prime Mover-level Data | NEI avg EF - PM, fuel type, firing type
2020 | CA | Chalk Mountain Powerhouse | 56821 | 1 | HY | CN | NA | WAT
2020 | CA | Chaparral Springs | 64864 | CHAPS | PV | T | NA | SUN
2020 | CA | Cherry | 63850 | CHERY | PV | L | NA | SUN
2020 | CA | Chestnut | 63849 | CHNUT | PV | T | NA | SUN
2020 | CA | Chevron - Lost Hills Hybrid | 63545 | BESS1 | BA | L | NA | MWH
2020 | CA | Chevron - Lost Hills Hybrid | 63545 | GEN1 | PV | OP | NA | SUN |  | 491588 |  |  | EIA Prime Mover-level Data
2020 | CA | Chicago Park | 412 | 2P | HY | OP | NA | WAT |  | 668535 |  |  | EIA Prime Mover-level Data
2020 | CA | Childrens Hospital | 10175 | 799 | IC | SB | NA | DFO |  | 40.615 | 0.0062953 | 0.31 | EIA Prime Mover-level Data | Estimated using an emission factor
2020 | CA | Childrens Hospital | 10175 | 1631 | IC | RE | NA | NG
2020 | CA | Childrens Hospital | 10175 | 1698 | IC | RE | NA | NG
2020 | CA | Childrens Hospital | 10175 | 1699 | IC | RE | NA | NG
2020 | CA | Childrens Hospital | 10175 | 1710 | IC | RE | NA | NG
2020 | CA | Childrens Hospital | 10175 | 1711 | GT | OP | NA | NG |  | 422311 | 0.20994 | 0.00099423 | EIA Prime Mover-level Data | NEI avg EF - PM, fuel type, firing type
2020 | CA | Childrens Hospital | 10175 | 5083 | IC | OP | NA | DFO |  | 30.462 | 0.0047216 | 0.31 | EIA Prime Mover-level Data | Estimated using an emission factor
2020 | CA | Childrens Hospital | 10175 | 5084 | IC | OP | NA | DFO |  | 30.462 | 0.0047216 | 0.31 | EIA Prime Mover-level Data | Estimated using an emission factor
2020 | CA | Childrens Hospital | 10175 | 5085 | IC | OP | NA | DFO |  | 30.462 | 0.0047216 | 0.31 | EIA Prime Mover-level Data | Estimated using an emission factor
2020 | CA | Chili Bar | 225 | 1 | HY | OP | NA | WAT |  | 178618 |  |  | EIA Prime Mover-level Data
2020 | CA | Chowchilla II | 56185 | IC1 | IC | OP | NA | NG |  | 10101.4385 | 0.0021314 | 0.000422 | EIA Prime Mover-level Data | Estimated using an emission factor
2020 | CA | Chowchilla II | 56185 | IC10 | IC | OP | NA | NG |  | 10101.4385 | 0.0021314 | 0.000422 | EIA Prime Mover-level Data | Estimated using an emission factor
2020 | CA | Chowchilla II | 56185 | IC11 | IC | OP | NA | NG |  | 10101.4385 | 0.0021314 | 0.000422 | EIA Prime Mover-level Data | Estimated using an emission factor
2020 | CA | Chowchilla II | 56185 | IC12 | IC | OP | NA | NG |  | 10101.4385 | 0.0021314 | 0.000422 | EIA Prime Mover-level Data | Estimated using an emission factor
2020 | CA | Chowchilla II | 56185 | IC13 | IC | OP | NA | NG |  | 10101.4385 | 0.0021314 | 0.000422 | EIA Prime Mover-level Data | Estimated using an emission factor
2020 | CA | Chowchilla II | 56185 | IC14 | IC | OP | NA | NG |  | 10101.4385 | 0.0021314 | 0.000422 | EIA Prime Mover-level Data | Estimated using an emission factor
2020 | CA | Chowchilla II | 56185 | IC15 | IC | OP | NA | NG |  | 10101.4385 | 0.0021314 | 0.000422 | EIA Prime Mover-level Data | Estimated using an emission factor
2020 | CA | Chowchilla II | 56185 | IC16 | IC | OP | NA | NG |  | 10101.4385 | 0.0021314 | 0.000422 | EIA Prime Mover-level Data | Estimated using an emission factor
2020 | CA | Chowchilla II | 56185 | IC2 | IC | OP | NA | NG |  | 10101.4385 | 0.0021314 | 0.000422 | EIA Prime Mover-level Data | Estimated using an emission factor
2020 | CA | Chowchilla II | 56185 | IC3 | IC | OP | NA | NG |  | 10101.4385 | 0.0021314 | 0.000422 | EIA Prime Mover-level Data | Estimated using an emission factor
2020 | CA | Chowchilla II | 56185 | IC4 | IC | OP | NA | NG |  | 10101.4385 | 0.0021314 | 0.000422 | EIA Prime Mover-level Data | Estimated using an emission factor
2020 | CA | Chowchilla II | 56185 | IC5 | IC | OP | NA | NG |  | 10101.4385 | 0.0021314 | 0.000422 | EIA Prime Mover-level Data | Estimated using an emission factor
2020 | CA | Chowchilla II | 56185 | IC6 | IC | OP | NA | NG |  | 10101.4385 | 0.0021314 | 0.000422 | EIA Prime Mover-level Data | Estimated using an emission factor
2020 | CA | Chowchilla II | 56185 | IC7 | IC | OP | NA | NG |  | 10101.4385 | 0.0021314 | 0.000422 | EIA Prime Mover-level Data | Estimated using an emission factor
2020 | CA | Chowchilla II | 56185 | IC8 | IC | OP | NA | NG |  | 10101.4385 | 0.0021314 | 0.000422 | EIA Prime Mover-level Data | Estimated using an emission factor
2020 | CA | Chowchilla II | 56185 | IC9 | IC | OP | NA | NG |  | 10101.4385 | 0.0021314 | 0.000422 | EIA Prime Mover-level Data | Estimated using an emission factor
2020 | CA | Chuckawalla Solar | 58506 | 937 | PV | OP | NA | SUN |  | 8055 |  |  | EIA Prime Mover-level Data
2020 | CA | Chuckawalla Valley State Prison | 57011 | 1 | PV | OP | NA | SUN |  | 14502 |  |  | EIA Prime Mover-level Data
2020 | CA | Chula Vista Energy Center | 55540 | 1A | GT | OP | CT | NG | 105 | 22541.0859 | 0.35703 | 0.031678 | EPA/CAMD | EPA/NEI | 2001
2020 | CA | Chula Vista Energy Center | 55540 | 1B | GT | OP | CT | NG | 105 | 22957.0645 | 0.35703 | 0.031104 | EPA/CAMD | EPA/NEI | 2001
2020 | CA | CID Solar (CA) | 63204 | HLS | PV | OP | NA | SUN |  | 37012 |  |  | EIA Prime Mover-level Data
2020 | CA | CID Solar, LLC | 59183 | PV1 | PV | OP | NA | SUN |  | 417235 |  |  | EIA Prime Mover-level Data
2020 | CA | Citizen B | 59738 | CSB | PV | OP | NA | SUN |  | 90607 |  |  | EIA Prime Mover-level Data
2020 | CA | Citizens Imperial Solar | 62052 | CIS1 | PV | OP | NA | SUN |  | 698243 |  |  | EIA Prime Mover-level Data
2020 | CA | City of Hayward WWTP | 58525 | 1 | PV | OP | NA | SUN |  | 31390 |  |  | EIA Prime Mover-level Data
2020 | CA | City of Hayward WWTP | 58525 | COGEN | IC | OP | NA | OBG |  | 74260 | 0.54581 | 0.0147 | EIA Prime Mover-level Data | Estimated using an emission factor
2020 | CA | City of Madera WWTP | 57682 | 1 | PV | OP | NA | SUN |  | 13440 |  |  | EIA Prime Mover-level Data
2020 | CA | City of Palo Alto | 57714 | GEN1 | IC | SB | NA | NG
2020 | CA | City of Palo Alto | 57714 | GEN2 | IC | SB | NA | NG
2020 | CA | City of Palo Alto | 57714 | GEN3 | IC | SB | NA | NG
2020 | CA | City of Palo Alto | 57714 | GEN4 | IC | SB | NA | NG
2020 | CA | City of Soledad Water Reclamation | 59329 | SOL1 | WT | OP | NA | WND |  | 30443 |  |  | EIA Prime Mover-level Data
2020 | CA | City of Tulare Water Facility | 59395 | C2550 | IC | RE | NA | OBG
2020 | CA | City of Tulare Water Facility | 59395 | DFC30 | FC | RE | NA | OBG
2020 | CA | City of Tulare Water Facility | 59395 | PV302 | PV | RE | NA | SUN
2020 | CA | City of Tulare Water Facility | 59395 | SC500 | PV | OP | NA | SUN |  | 34471 |  |  | EIA Prime Mover-level Data
2020 | CA | Civic Center | 10623 | 1 | CA | OP | NA | NG |  | 94440.1875 | 0.019927 | 0.000422 | EIA Unit-level Data | Estimated using an emission factor
2020 | CA | Civic Center | 10623 | 2 | CA | OP | NA | NG |  | 158759.6875 | 0.033498 | 0.000422 | EIA Unit-level Data | Estimated using an emission factor
2020 | CA | Civic Center | 10623 | 3 | CA | OP | NA | NG |  | 148929.0781 | 0.031424 | 0.000422 | EIA Unit-level Data | Estimated using an emission factor
2020 | CA | Civic Center | 10623 | 4 | CA | OP | NA | NG |  | 102753.4219 | 0.021681 | 0.000422 | EIA Unit-level Data | Estimated using an emission factor
2020 | CA | Civic Center | 10623 | GEN1 | CT |  | NA | NG |  | 238952.375 | 0.73852 | 0.0061813 | EIA Unit-level Data | NEI avg EF - PM, fuel type
2020 | CA | Clear Lake Hydro Project | 50128 | 3381 | HY | OS | NA | WAT
2020 | CA | Clearwater Power Plant | 56356 | CT1 | CT |  | NA | NG |  | 72995.9844 | 0.2256 | 0.0061813 | EIA Unit-level Data | NEI avg EF - PM, fuel type
2020 | CA | Clearwater Power Plant | 56356 | ST1 | CA | OP | NA | NG |  | 0 | 0 |  | EIA Prime Mover-level Data | Estimated using an emission factor
2020 | CA | Cloverdale Solar Center | 60813 | ECA02 | PV | OP | NA | SUN |  | 20521 |  |  | EIA Prime Mover-level Data
2020 | CA | Cloverdale Solar I | 58949 | TBD | PV | OP | NA | SUN |  | 1105 |  |  | EIA Prime Mover-level Data
2020 | CA | Coachella | 6060 | 1 | GT | OP | NA | NG |  | 25269.5 | 0.012562 | 0.00099423 | EIA Prime Mover-level Data | NEI avg EF - PM, fuel type, firing type
2020 | CA | Coachella | 6060 | 2 | GT | OP | NA | NG |  | 25269.5 | 0.012562 | 0.00099423 | EIA Prime Mover-level Data | NEI avg EF - PM, fuel type, firing type
2020 | CA | Coachella | 6060 | 3 | GT | OP | NA | NG |  | 25269.5 | 0.012562 | 0.00099423 | EIA Prime Mover-level Data | NEI avg EF - PM, fuel type, firing type
2020 | CA | Coachella | 6060 | 4 | GT | OP | NA | NG |  | 25269.5 | 0.012562 | 0.00099423 | EIA Prime Mover-level Data | NEI avg EF - PM, fuel type, firing type
2020 | CA | Coachella Hills Wind | 64323 | CHW | WT | L | NA | WND
2020 | CA | Coal Canyon | 226 | 1 | HY | RE | NA | WAT
2020 | CA | Coalinga 25D Cogen | 52086 | TG1 | GT | OP | NA | NG |  | 276508 | 0.13746 | 0.00099423 | EIA Prime Mover-level Data | NEI avg EF - PM, fuel type, firing type
2020 | CA | Coalinga 25D Cogen | 52086 | TG2 | GT | OP | NA | NG |  | 276508 | 0.13746 | 0.00099423 | EIA Prime Mover-level Data | NEI avg EF - PM, fuel type, firing type
2020 | CA | Coalinga 25D Cogen | 52086 | TG3 | GT | OP | NA | NG |  | 276508 | 0.13746 | 0.00099423 | EIA Prime Mover-level Data | NEI avg EF - PM, fuel type, firing type
2020 | CA | Coalinga 25D Cogen | 52086 | TG4 | GT | OP | NA | NG |  | 276508 | 0.13746 | 0.00099423 | EIA Prime Mover-level Data | NEI avg EF - PM, fuel type, firing type
2020 | CA | Coalinga 6C Cogen | 52083 | TG1 | GT | OS | NA | NG
2020 | CA | Coalinga 6C Cogen | 52083 | TG2 | GT | OS | NA | NG
2020 | CA | Coalinga Cogeneration Facility | 50131 | 1 | GT | OP | CT | NG | 0 | [5 empty] | 1992
2020 | CA | Coalinga Cogeneration Facility | 50750 | GEN1 | GT | OP | NA | NG |  | 369331 | 0.1836 | 0.00099423 | EIA Prime Mover-level Data | NEI avg EF - PM, fuel type, firing type
2020 | CA | Coalinga Cogeneration Facility | 50750 | GEN2 | GT | OP | NA | NG |  | 369331 | 0.1836 | 0.00099423 | EIA Prime Mover-level Data | NEI avg EF - PM, fuel type, firing type
2020 | CA | Coca Cola American Canyon | 57807 | COK01 | FC | RE | NA | NG |  | 4187 | 0 | 0 | EIA Prime Mover-level Data | Estimated using an emission factor
2020 | CA | Cold Canyon 1 | 58379 | W3998 | IC | OP | NA | LFG |  | 235042 | 1.7276 | 0.0147 | EIA Prime Mover-level Data | Estimated using an emission factor
2020 | CA | Coleman PH | 227 | 1 | HY | OP | NA | WAT |  | 254408 |  |  | EIA Prime Mover-level Data
2020 | CA | Colgate | 454 | 1 | HY | OP | NA | WAT |  | 3278733 |  |  | EIA Prime Mover-level Data
2020 | CA | Colgate | 454 | 2 | HY | OP | NA | WAT |  | 3278733 |  |  | EIA Prime Mover-level Data
2020 | CA | Colgreen North Shore Solar Farm | 60825 | CNS1 | PV | OP | NA | SUN |  | 1586344 |  |  | EIA Prime Mover-level Data
2020 | CA | Collierville Powerhouse | 54555 | GEN1 | HY | OP | NA | WAT |  | 1339286 |  |  | EIA Prime Mover-level Data
2020 | CA | Collierville Powerhouse | 54555 | GEN2 | HY | OP | NA | WAT |  | 1339286 |  |  | EIA Prime Mover-level Data
2020 | CA | Collins Pine Project | 10661 | 4 | ST | OP | NA | DFO |  | 0 | 0 |  | EIA Unit-level Data | NEI avg EF - PM, fuel type
2020 | CA | Colon PV | 59798 | W4172 | PV | OP | NA | SUN |  | 17591 |  |  | EIA Prime Mover-level Data
2020 | CA | Colton Solar One, LLC | 59597 | CS001 | PV | OP | NA | SUN |  | 38364 |  |  | EIA Prime Mover-level Data
2020 | CA | Colton Solar Two, LLC | 59598 | CS002 | PV | OP | NA | SUN |  | 14449 |  |  | EIA Prime Mover-level Data
2020 | CA | Columbia Solar Energy, LLC | 59979 | GEN1 | PV | OP | NA | SUN |  | 293002 |  |  | EIA Prime Mover-level Data
2020 | CA | Colusa Generating Station | 56532 | CT1 | CT | OP | CC | NG | 5919 | 10728550 | 2.0932 | 0.00039021 | EPA/CAMD | EPA/NEI | 2010
2020 | CA | Colusa Generating Station | 56532 | CT2 | CT | OP | CC | NG | 6309 | 11126337 | 2.5421 | 0.00045695 | EPA/CAMD | EPA/NEI | 2010
2020 | CA | Combie South | 846 | 1 | HY | OP | NA | WAT |  | 10051 |  |  | EIA Prime Mover-level Data
2020 | CA | Combie South | 846 | 2 | HY | OP | NA | WAT |  | 10051 |  |  | EIA Prime Mover-level Data
2020 | CA | Combie South | 846 | 3 | HY | OP | NA | WAT |  | 10051 |  |  | EIA Prime Mover-level Data
2020 | CA | Commerce Refuse To Energy | 10090 | GEN1 | ST | RE | NA | MSW
2020 | CA | Community Solar 1 | 58545 | 1 | PV | OP | NA | SUN |  | 124664 |  |  | EIA Prime Mover-level Data
2020 | CA | Con Dios Solar 11 | 59264 | CON11 | PV | CN | NA | SUN
2020 | CA | Con Dios Solar 3 | 59263 | COND3 | PV | CN | NA | SUN
2020 | CA | Control Gorge | 393 | 1 | HY | OP | NA | WAT |  | 408682 |  |  | EIA Prime Mover-level Data
2020 | CA | Coolwater | 329 | 1 | ST | RE | TANGENTIAL | NG
2020 | CA | Coolwater | 329 | 2 | ST | RE | TANGENTIAL | NG
2020 | CA | Coolwater | 329 | 30 | CA | RE | NA | NG
2020 | CA | Coolwater | 329 | 31 | CT | RE | DUCTBURNER | NG
2020 | CA | Coolwater | 329 | 32 | CT | RE | DUCTBURNER | NG
2020 | CA | Coolwater | 329 | 40 | CA | RE | NA | NG
2020 | CA | Coolwater | 329 | 41 | CT | RE | DUCTBURNER | NG
2020 | CA | Coolwater | 329 | 42 | CT | RE | DUCTBURNER | NG
2020 | CA | Copco 1 | 294 | 1 | HY | OP | NA | WAT |  | 308019.5 |  |  | EIA Prime Mover-level Data
2020 | CA | Copco 1 | 294 | 2 | HY | OP | NA | WAT |  | 308019.5 |  |  | EIA Prime Mover-level Data
2020 | CA | Copco 2 | 295 | 1 | HY | OP | NA | WAT |  | 379870.5 |  |  | EIA Prime Mover-level Data
2020 | CA | Copco 2 | 295 | 2 | HY | OP | NA | WAT |  | 379870.5 |  |  | EIA Prime Mover-level Data
2020 | CA | Coram Energy LLC | 54299 | GEWE | WT | OP | NA | WND |  | 85319 |  |  | EIA Prime Mover-level Data
2020 | CA | Coram Energy LLC | 54299 | SX15 | WT | RE | NA | WND
2020 | CA | Coram Energy LLC (ECT) | 54298 | GEWE | WT | OP | NA | WND |  | 243117 |  |  | EIA Prime Mover-level Data
2020 | CA | Coram Energy LLC (ECT) | 54298 | SX1S | WT | RE | NA | WND
2020 | CA | Coram Tehachapi | 54750 | VW1 | WT | OP | NA | WND |  | 92230 |  |  | EIA Prime Mover-level Data
2020 | CA | Corcoran | 60450 | PVCR | PV | OP | NA | SUN |  | 16898 |  |  | EIA Prime Mover-level Data
2020 | CA | Corcoran Solar | 58374 | CSCA | PV | OP | NA | SUN |  | 435221 |  |  | EIA Prime Mover-level Data
2020 | CA | Corcoran Solar 2 | 59413 | C2CA | PV | OP | NA | SUN |  | 421349 |  |  | EIA Prime Mover-level Data
2020 | CA | Corcoran Solar 3 | 59900 | C3CA | PV | OP | NA | SUN |  | 410014 |  |  | EIA Prime Mover-level Data
2020 | CA | CoreSite Real Estate 1656 McCarthy, L.P. | 61475 | G-1 | IC | SB | NA | DFO
2020 | CA | CoreSite Real Estate 1656 McCarthy, L.P. | 61475 | G-2 | IC | SB | NA | DFO
2020 | CA | CoreSite Real Estate 1656 McCarthy, L.P. | 61475 | G-3 | IC | SB | NA | DFO
2020 | CA | CoreSite Real Estate 1656 McCarthy, L.P. | 61475 | G-4 | IC | SB | NA | DFO
2020 | CA | CoreSite Real Estate 1656 McCarthy, L.P. | 61475 | G-5 | IC | SB | NA | DFO
2020 | CA | CoreSite Real Estate 2901 Coronado, L.P. | 61476 | G-1 | IC | SB | NA | DFO
2020 | CA | CoreSite Real Estate 2901 Coronado, L.P. | 61476 | G-2 | IC | SB | NA | DFO
2020 | CA | CoreSite Real Estate 2901 Coronado, L.P. | 61476 | G-3 | IC | SB | NA | DFO
2020 | CA | CoreSite Real Estate 2901 Coronado, L.P. | 61476 | G-4 | IC | SB | NA | DFO
2020 | CA | CoreSite Real Estate 2901 Coronado, L.P. | 61476 | G-5 | IC | SB | NA | DFO
2020 | CA | CoreSite Real Estate 2972 Stender, L.P. | 61464 | G-1 | IC | SB | NA | DFO
2020 | CA | CoreSite Real Estate 2972 Stender, L.P. | 61464 | G-2 | IC | SB | NA | DFO
2020 | CA | CoreSite Real Estate 2972 Stender, L.P. | 61464 | G-3 | IC | SB | NA | DFO
2020 | CA | CoreSite Real Estate 2972 Stender, L.P. | 61464 | G-4 | IC | SB | NA | DFO
2020 | CA | CoreSite Real Estate 2972 Stender, L.P. | 61464 | G-5 | IC | SB | NA | DFO
2020 | CA | CoreSite Real Estate 2972 Stender, L.P. | 61464 | G-6 | IC | SB | NA | DFO
2020 | CA | CoreSite Real Estate 3032 Coronado, L.P. | 61482 | G-1 | IC | SB | NA | DFO
2020 | CA | CoreSite Real Estate 3032 Coronado, L.P. | 61482 | G-10 | IC | SB | NA | DFO
2020 | CA | CoreSite Real Estate 3032 Coronado, L.P. | 61482 | G-2 | IC | SB | NA | DFO
2020 | CA | CoreSite Real Estate 3032 Coronado, L.P. | 61482 | G-3 | IC | SB | NA | DFO
2020 | CA | CoreSite Real Estate 3032 Coronado, L.P. | 61482 | G-4 | IC | SB | NA | DFO
2020 | CA | CoreSite Real Estate 3032 Coronado, L.P. | 61482 | G-5 | IC | SB | NA | DFO
2020 | CA | CoreSite Real Estate 3032 Coronado, L.P. | 61482 | G-6 | IC | SB | NA | DFO
2020 | CA | CoreSite Real Estate 3032 Coronado, L.P. | 61482 | G-7 | IC | SB | NA | DFO
2020 | CA | CoreSite Real Estate 3032 Coronado, L.P. | 61482 | G-8 | IC | SB | NA | DFO
2020 | CA | CoreSite Real Estate 3032 Coronado, L.P. | 61482 | G-9 | IC | SB | NA | DFO
2020 | CA | CoreSite Real Estate 55 S. Market Street | 61474 | G-1 | IC | SB | NA | DFO
2020 | CA | CoreSite Real Estate 55 S. Market Street | 61474 | G-2 | IC | SB | NA | DFO
2020 | CA | CoreSite Real Estate 55 S. Market Street | 61474 | G-3 | IC | SB | NA | DFO
2020 | CA | CoreSite Real Estate 55 S. Market Street | 61474 | G-4 | IC | SB | NA | DFO
2020 | CA | Corona | 480 | 1 | HY | OP | NA | WAT |  | 98993 |  |  | EIA Prime Mover-level Data
2020 | CA | Corona Energy Partners, Ltd | 10635 | GEN1 | GT | RE | NA | NG
2020 | CA | Coronal Lost Hills | 59638 | CLH | PV | OP | NA | SUN |  | 406726 |  |  | EIA Prime Mover-level Data
2020 | CA | Coronus Adelanto West 1 | 59536 | AWI | PV | OP | NA | SUN |  | 17790 |  |  | EIA Prime Mover-level Data
2020 | CA | Coronus Adelanto West 2 | 59537 | AW2 | PV | OP | NA | SUN |  | 18563 |  |  | EIA Prime Mover-level Data
2020 | CA | Coso Battery Storage | 63943 | 61730 | BA | L | NA | MWH
2020 | CA | Coso Energy Developers | 10875 | GEN7 | ST | OP | NA | GEO |  | 781946.3125 |  |  | EIA Prime Mover-level Data
2020 | CA | Coso Energy Developers | 10875 | GEN8 | ST | OP | NA | GEO |  | 781946.3125 |  |  | EIA Prime Mover-level Data
2020 | CA | Coso Energy Developers | 10875 | GEN9 | ST | OP | NA | GEO |  | 781946.3125 |  |  | EIA Prime Mover-level Data
2020 | CA | Coso Finance Partners | 10873 | GEN1 | ST | OP | NA | GEO |  | 1446747 |  |  | EIA Prime Mover-level Data
2020 | CA | Coso Finance Partners | 10873 | GEN2 | ST | OP | NA | GEO |  | 1347901 |  |  | EIA Prime Mover-level Data
2020 | CA | Coso Finance Partners | 10873 | GEN3 | ST | OP | NA | GEO |  | 1347901 |  |  | EIA Prime Mover-level Data
2020 | CA | Coso Power Developers | 10874 | GEN4 | ST | OP | NA | GEO |  | 1160320 |  |  | EIA Prime Mover-level Data
2020 | CA | Coso Power Developers | 10874 | GEN5 | ST | OP | NA | GEO |  | 1160320 |  |  | EIA Prime Mover-level Data
2020 | CA | Coso Power Developers | 10874 | GEN6 | ST | OP | NA | GEO |  | 1160320 |  |  | EIA Prime Mover-level Data
2020 | CA | Cosumnes Power Plant | 55970 | 2 | CT | OP | CC | OG | 7864 | 13083826 | 12.4046 | 0.0018962 | EPA/CAMD | EPA/NEI | 2006
2020 | CA | Cosumnes Power Plant | 55970 | 3 | CT | OP | CC | OG | 7994 | 13222057 | 11.2161 | 0.0016966 | EPA/CAMD | EPA/NEI | 2006
2020 | CA | Cottonwood | 394 | 1 | HY | OP | NA | WAT |  | 856 |  |  | EIA Prime Mover-level Data
2020 | CA | Cottonwood | 394 | 2 | HY | OP | NA | WAT |  | 856 |  |  | EIA Prime Mover-level Data
2020 | CA | Cottonwood Solar, LLC (City of Corcoran) | 59087 | GEN 1 | PV | OP | NA | SUN |  | 231531 |  |  | EIA Prime Mover-level Data
2020 | CA | Cottonwood Solar, LLC (Goose Lake) | 59086 | GEN1 | PV | OP | NA | SUN |  | 275631 |  |  | EIA Prime Mover-level Data
2020 | CA | Cottonwood Solar, LLC Cottonwood Carport | 59703 | 1 | PV | OP | NA | SUN |  | 10493 |  |  | EIA Prime Mover-level Data
2020 | CA | County of San Diego COC Hybrid | 64601 | ESS | BA | OP | NA | MWH
2020 | CA | County of San Diego COC Hybrid | 64601 | PV | PV | OP | NA | SUN
2020 | CA | County of San Diego SBRC | 62242 | SBRC | PV | OP | NA | SUN |  | 20808 |  |  | EIA Prime Mover-level Data
2020 | CA | Covanta Delano Energy | 10840 | U1 | ST | OS | NA | NG |  | 0 | 0 |  | EIA Unit-level Data | NEI avg EF - PM, fuel type
2020 | CA | Covanta Delano Energy | 10840 | U2 | ST | OS | NA | NG |  | 0 | 0 |  | EIA Unit-level Data | NEI avg EF - PM, fuel type
2020 | CA | Covanta Mendota | 10837 | GEN1 | ST | OS | NA | WDS
2020 | CA | Covanta Stanislaus Energy | 50632 | 1 | ST | OP | NA | MSW |  | 1545987.875 |  |  | EIA Unit-level Data
2020 | CA | Covanta Stanislaus Energy | 50632 | 2 | ST | OP | NA | MSW |  | 1528959.75 |  |  | EIA Unit-level Data
2020 | CA | Cove Hydroelectric | 10707 | GEN1 | HY | OP | NA | WAT |  | 62077 |  |  | EIA Prime Mover-level Data
2020 | CA | Cow Creek | 229 | 1 | HY | OP | NA | WAT |  | 18563.5 |  |  | EIA Prime Mover-level Data
2020 | CA | Cow Creek | 229 | 2 | HY | OP | NA | WAT |  | 18563.5 |  |  | EIA Prime Mover-level Data
2020 | CA | Coyote Creek | 483 | 1 | HY | OP | NA | WAT
2020 | CA | Crafton Hills College Solar Farm | 58170 | GEN1 | PV | OP | NA | SUN |  | 12003 |  |  | EIA Prime Mover-level Data
2020 | CA | Crazy Horse Solar Project | 61285 | PV1 | PV | P | NA | SUN
2020 | CA | Creed Energy Center | 55625 | UNIT1 | GT | OP | CT | NG | 891 | 195652.375 | 0.43708 | 0.004468 | EPA/CAMD | EPA/NEI | 2002
2020 | CA | Cresta | 231 | 1 | HY | OP | NA | WAT |  | 714428.5 |  |  | EIA Prime Mover-level Data
2020 | CA | Cresta | 231 | 2 | HY | OP | NA | WAT |  | 714428.5 |  |  | EIA Prime Mover-level Data
2020 | CA | Crockett Cogen Project | 55084 | GE1 | CS |  | NA | NG |  | 12578020 | 2.654 | 0.000422 | EIA Unit-level Data | Estimated using an emission factor
2020 | CA | Crown Cooling Facility | 58527 | 1 | PV | OP | NA | SUN |  | 9284 |  |  | EIA Prime Mover-level Data
2020 | CA | CSD 2 - Heritage High | 59130 | 57449 | PV | OP | NA | SUN |  | 16570 |  |  | EIA Prime Mover-level Data
2020 | CA | CSD 2- Freedom High | 59129 | 57449 | PV | OP | NA | SUN |  | 10632 |  |  | EIA Prime Mover-level Data
2020 | CA | CST001 McCarthy Fuel Cell | 63701 | CST1A | FC | OP | NA | NG |  | 51906.75 | 0 | 0 | EIA Prime Mover-level Data | Estimated using an emission factor
2020 | CA | CST001 McCarthy Fuel Cell | 63701 | CST1B | FC | OP | NA | NG |  | 17302.25 | 0 | 0 | EIA Prime Mover-level Data | Estimated using an emission factor
2020 | CA | CSU East Bay | 57042 | 1 | FC | OP | NA | NG |  | 58655 | 0 | 0 | EIA Prime Mover-level Data | Estimated using an emission factor
2020 | CA | CSU Fresno Solar Project | 56813 | 1 | PV | OP | NA | SUN |  | 5040 |  |  | EIA Prime Mover-level Data
2020 | CA | CSU Fresno Solar Project | 56813 | 2 | PV | OP | NA | SUN |  | 5040 |  |  | EIA Prime Mover-level Data
2020 | CA | CSU Long Beach | 63611 | CSULB | BA | OP | NA | MWH |  | 0 |  |  | EIA Prime Mover-level Data
2020 | CA | CSU Long Beach Lots 7 & 14 | 62028 | CSULB | PV | OP | NA | SUN |  | 64675 |  |  | EIA Prime Mover-level Data
2020 | CA | CSU Northridge Plant | 58422 | 63 | FC | RE | NA | NG
2020 | CA | CSU Northridge Plant | 58422 | 64 | FC | RE | NA | NG
2020 | CA | CSU Northridge Plant | 58422 | 65 | FC | RE | NA | NG
2020 | CA | CSU Northridge Plant | 58422 | 67 | FC | RE | NA | NG
2020 | CA | CSU Northridge Plant | 58422 | B2PV | PV | OP | NA | SUN |  | 4340 |  |  | EIA Prime Mover-level Data
2020 | CA | CSU Northridge Plant | 58422 | CP1 | GT | RE | NA | NG
2020 | CA | CSU Northridge Plant | 58422 | E6PV | PV | OP | NA | SUN |  | 2170 |  |  | EIA Prime Mover-level Data
2020 | CA | CSU Northridge Plant | 58422 | G6PV | PV | P | NA | SUN
2020 | CA | CSU San Jose State University | 64401 | CSUSJ | PV | P | NA | SUN
2020 | CA | CSUCI Site Authority | 50851 | GEN1 | CT |  | NA | NG |  | 75286.4609 | 0.23268 | 0.0061813 | EIA Unit-level Data | NEI avg EF - PM, fuel type
2020 | CA | CSUCI Site Authority | 50851 | GEN2 | CA | OP | NA | NG |  | 0 | 0 |  | EIA Prime Mover-level Data | Estimated using an emission factor
2020 | CA | CSUF Nutwood Solar | 60979 | PV1 | PV | OP | NA | SUN |  | 27846 |  |  | EIA Prime Mover-level Data
2020 | CA | CSUF State College | 60978 | PV1 | PV | OP | NA | SUN |  | 14378 |  |  | EIA Prime Mover-level Data
2020 | CA | CSUF Trigeneration | 58169 | 1 | GT | OP | NA | NG |  | 311823 | 0.15501 | 0.00099423 | EIA Prime Mover-level Data | NEI avg EF - PM, fuel type, firing type
2020 | CA | CSUF Trigeneration | 58169 | CPAC | PV | OP | NA | SUN |  | 3687.209 |  |  | EIA Prime Mover-level Data
2020 | CA | CSUF Trigeneration | 58169 | KHS | PV | OP | NA | SUN |  | 3687.209 |  |  | EIA Prime Mover-level Data
2020 | CA | CSUF Trigeneration | 58169 | NPS | PV | OP | NA | SUN |  | 24581.3945 |  |  | EIA Prime Mover-level Data
2020 | CA | CSUF Trigeneration | 58169 | PS4 | PV | OP | NA | SUN |  | 3687.209 |  |  | EIA Prime Mover-level Data
2020 | CA | CSUF Trigeneration | 58169 | PS5 | PV | OP | NA | SUN |  | 4916.2788 |  |  | EIA Prime Mover-level Data
2020 | CA | CSUF Trigeneration | 58169 | SCPS | PV | OP | NA | SUN |  | 12290.6973 |  |  | EIA Prime Mover-level Data
2020 | CA | CTV Power Purchase Contract Trust | 54300 | GEWE | WT | OP | NA | WND |  | 102979.5625 |  |  | EIA Prime Mover-level Data
2020 | CA | CTV Power Purchase Contract Trust | 54300 | SX1S | WT | OS | NA | WND |  | 2288.4351 |  |  | EIA Prime Mover-level Data
2020 | CA | Cuyama Solar, LLC | 60043 | GEN01 | PV | OP | NA | SUN |  | 818014 |  |  | EIA Prime Mover-level Data
2020 | CA | Cuyamaca Peak Energy | 55512 | GT-1 | GT | OP | CT | NG | 272 | 77963.9609 | 0.30249 | 0.0077596 | EPA/CAMD | NEI avg EF - PM, fuel type, firing type | 2001
2020 | CA | Cuyamaca Peak Energy | 55512 | GT-2 | GT | OP | CT | [7 empty] | 2001
2020 | CA | Cymric 31X Cogen | 52081 | TG1 | GT | OP | NA | NG |  | 256533 | 0.12753 | 0.00099423 | EIA Prime Mover-level Data | NEI avg EF - PM, fuel type, firing type
2020 | CA | Cymric 31X Cogen | 52081 | TG2 | GT | OP | NA | NG |  | 256533 | 0.12753 | 0.00099423 | EIA Prime Mover-level Data | NEI avg EF - PM, fuel type, firing type
2020 | CA | Cymric 36W Cogen | 52104 | GEN1 | GT | OP | NA | NG |  | 236644 | 0.11764 | 0.00099423 | EIA Prime Mover-level Data | NEI avg EF - PM, fuel type, firing type
2020 | CA | Cymric 36W Cogen | 52104 | GEN2 | GT | OP | NA | NG |  | 236644 | 0.11764 | 0.00099423 | EIA Prime Mover-level Data | NEI avg EF - PM, fuel type, firing type
2020 | CA | Cymric 36W Cogen | 52104 | GEN3 | GT | OP | NA | NG |  | 236644 | 0.11764 | 0.00099423 | EIA Prime Mover-level Data | NEI avg EF - PM, fuel type, firing type
2020 | CA | Cymric 36W Cogen | 52104 | GEN4 | GT | OP | NA | NG |  | 236644 | 0.11764 | 0.00099423 | EIA Prime Mover-level Data | NEI avg EF - PM, fuel type, firing type
2020 | CA | Cymric 6Z Cogen | 52082 | TG1 | GT | OP | NA | NG |  | 339118.5 | 0.16858 | 0.00099423 | EIA Prime Mover-level Data | NEI avg EF - PM, fuel type, firing type
2020 | CA | Cymric 6Z Cogen | 52082 | TG2 | GT | OP | NA | NG |  | 339118.5 | 0.16858 | 0.00099423 | EIA Prime Mover-level Data | NEI avg EF - PM, fuel type, firing type
2020 | CA | Daggett 2 | 64851 | DAGGB | BA | P | NA | MWH
2020 | CA | Daggett 2 | 64851 | DAGGP | PV | P | NA | SUN
2020 | CA | Daggett 3 | 64852 | DAGGB | BA | T | NA | MWH
2020 | CA | Daggett 3 | 64852 | DAGGP | PV | T | NA | SUN
2020 | CA | D'Arrigo Brothers - Phase 4 | 63486 | DA04 | PV | OP | NA | SUN |  | 35872 |  |  | EIA Prime Mover-level Data
2020 | CA | DATS | 63612 | DATS0 | BA | OP | NA | MWH |  | 0 |  |  | EIA Prime Mover-level Data
2020 | CA | De Sabla | 232 | 1 | HY | OP | NA | WAT |  | 296957 |  |  | EIA Prime Mover-level Data
2020 | CA | Deadwood Creek | 7507 | 1 | HY | OP | NA | WAT |  | 5350 |  |  | EIA Prime Mover-level Data
2020 | CA | Dedeaux | 63674 | DEDEA | PV | OP | NA | SUN
2020 | CA | Deer Creek 2 | 64861 | 392 | PV | V | NA | SUN
2020 | CA | Deer Creek PH | 233 | 1 | HY | OP | NA | WAT |  | 158738 |  |  | EIA Prime Mover-level Data
2020 | CA | Del Ranch Company | 10632 | GEN1 | ST | OP | NA | GEO |  | 2988333 |  |  | EIA Prime Mover-level Data
2020 | CA | Delano Energy Center, LLC | 58122 | GEN1 | GT | OP | CT | NG | 323 | 73875.3281 | 0.28662 | 0.0077596 | EPA/CAMD | NEI avg EF - PM, fuel type, firing type | 2012
2020 | CA | Delano Land 1 | 61116 | DELA1 | PV | OP | NA | SUN |  | 15231 |  |  | EIA Prime Mover-level Data
2020 | CA | Delta Energy Center, LLC | 55333 | 1 | CT | OP | CC | NG | 6223 | 10367266 | 32.0415 | 0.0061813 | EPA/CAMD | NEI avg EF - PM, fuel type, firing type | 2001
2020 | CA | Delta Energy Center, LLC | 55333 | 2 | CT | OP | CC | NG | 5380 | 8655517 | 26.7511 | 0.0061813 | EPA/CAMD | NEI avg EF - PM, fuel type, firing type | 2001
2020 | CA | Delta Energy Center, LLC | 55333 | 3 | CT | OP | CC | NG | 5215 | 8444517 | 26.0989 | 0.0061813 | EPA/CAMD | NEI avg EF - PM, fuel type, firing type | 2001
2020 | CA | Department of Justice | 64517 | DOJ | PV | OP | NA | SUN |  | 14335 |  |  | EIA Prime Mover-level Data
2020 | CA | Depot Park Solar System | 58119 | DPSS | PV | OP | NA | SUN |  | 29170 |  |  | EIA Prime Mover-level Data
2020 | CA | Dept of General Services -FTB | 60861 | PV1 | PV | OP | NA | SUN |  | 44936 |  |  | EIA Prime Mover-level Data
2020 | CA | Desert Green Solar Farm LLC | 57959 | 1 | PV | OP | NA | SUN |  | 119848 |  |  | EIA Prime Mover-level Data
2020 | CA | Desert Harvest II LLC | 64103 | DH002 | PV | OP | NA | SUN |  | 147000 |  |  | EIA Prime Mover-level Data
2020 | CA | Desert Harvest II LLC | 64103 | DH003 | BA | TS | NA | MWH
2020 | CA | Desert Harvest, LLC | 62177 | DH001 | PV | OP | NA | SUN |  | 219848 |  |  | EIA Prime Mover-level Data
2020 | CA | Desert Hot Springs Solar | 58514 | DHCA | PV | OP | NA | SUN |  | 47733 |  |  | EIA Prime Mover-level Data
2020 | CA | Desert Quartzite | 59871 | GEN01 | PV | T | NA | SUN
2020 | CA | Desert Sunlight 250, LLC | 58542 | DSL12 | PV | OP | NA | SUN |  | 838894.1875 |  |  | EIA Prime Mover-level Data
2020 | CA | Desert Sunlight 250, LLC | 58542 | DSL13 | PV | OP | NA | SUN |  | 838894.1875 |  |  | EIA Prime Mover-level Data
2020 | CA | Desert Sunlight 250, LLC | 58542 | DSL14 | PV | OP | NA | SUN |  | 568560 |  |  | EIA Prime Mover-level Data
2020 | CA | Desert Sunlight 250, LLC | 58542 | DSL15 | PV | OP | NA | SUN |  | 298225.8125 |  |  | EIA Prime Mover-level Data
2020 | CA | Desert Sunlight 250, LLC | 58542 | DSL16 | PV | OP | NA | SUN |  | 487030.625 |  |  | EIA Prime Mover-level Data
2020 | CA | Desert Sunlight 250, LLC | 58542 | DSL17 | PV | OP | NA | SUN |  | 622197.75 |  |  | EIA Prime Mover-level Data
2020 | CA | Desert Sunlight 250, LLC | 58542 | DSL18 | PV | OP | NA | SUN |  | 622197.75 |  |  | EIA Prime Mover-level Data
2020 | CA | Desert Sunlight 250, LLC | 58542 | DSL19 | PV | OP | NA | SUN |  | 540668.375 |  |  | EIA Prime Mover-level Data
2020 | CA | Desert Sunlight 250, LLC | 58542 | DSL20 | PV | OP | NA | SUN |  | 540668.375 |  |  | EIA Prime Mover-level Data
2020 | CA | Desert Sunlight 300, LLC | 57993 | DSL1 | PV | OP | NA | SUN |  | 742111.6875 |  |  | EIA Prime Mover-level Data
2020 | CA | Desert Sunlight 300, LLC | 57993 | DSL10 | PV | OP | NA | SUN |  | 556123.4375 |  |  | EIA Prime Mover-level Data
2020 | CA | Desert Sunlight 300, LLC | 57993 | DSL11 | PV | OP | NA | SUN |  | 371976.5938 |  |  | EIA Prime Mover-level Data
2020 | CA | Desert Sunlight 300, LLC | 57993 | DSL2 | PV | OP | NA | SUN |  | 742111.6875 |  |  | EIA Prime Mover-level Data
2020 | CA | Desert Sunlight 300, LLC | 57993 | DSL3 | PV | OP | NA | SUN |  | 742111.6875 |  |  | EIA Prime Mover-level Data
2020 | CA | Desert Sunlight 300, LLC | 57993 | DSL4 | PV | OP | NA | SUN |  | 556123.4375 |  |  | EIA Prime Mover-level Data
2020 | CA | Desert Sunlight 300, LLC | 57993 | DSL5 | PV | OP | NA | SUN |  | 464050 |  |  | EIA Prime Mover-level Data
2020 | CA | Desert Sunlight 300, LLC | 57993 | DSL6 | PV | OP | NA | SUN |  | 464050 |  |  | EIA Prime Mover-level Data
2020 | CA | Desert Sunlight 300, LLC | 57993 | DSL7 | PV | OP | NA | SUN |  | 371976.5938 |  |  | EIA Prime Mover-level Data
2020 | CA | Desert Sunlight 300, LLC | 57993 | DSL8 | PV | OP | NA | SUN |  | 348037.5 |  |  | EIA Prime Mover-level Data
2020 | CA | Desert Sunlight 300, LLC | 57993 | DSL9 | PV | OP | NA | SUN |  | 418013.3125 |  |  | EIA Prime Mover-level Data
2020 | CA | Desert View Power | 10300 | BLR1 | ST | OP | NA | WDS |  | 2546586 | 23.8092 | 0.018699 | EIA Unit-level Data | NEI avg EF - PM, fuel type
2020 | CA | Desert View Power | 10300 | BLR2 | ST | OP | NA | WDS |  | 2585998 | 24.1777 | 0.018699 | EIA Unit-level Data | NEI avg EF - PM, fuel type
2020 | CA | DESI-1 Battery Energy Storage Facility | 60699 | DESI1 | BA | TS | NA | MWH
2020 | CA | DESI-2 Battery Storage Facility | 62460 | DESI2 | BA | TS | NA | MWH
2020 | CA | Devil Canyon | 436 | 1 | HY | OP | NA | WAT |  | 729519.75 |  |  | EIA Prime Mover-level Data
2020 | CA | Devil Canyon | 436 | 2 | HY | OP | NA | WAT |  | 729519.75 |  |  | EIA Prime Mover-level Data
2020 | CA | Devil Canyon | 436 | 3 | HY | OP | NA | WAT |  | 955207.25 |  |  | EIA Prime Mover-level Data
2020 | CA | Devil Canyon | 436 | 4 | HY | OP | NA | WAT |  | 955207.25 |  |  | EIA Prime Mover-level Data
2020 | CA | DGS Central California Womens Facility | 63419 | 1122 | PV | OP | NA | SUN |  | 491 |  |  | EIA Prime Mover-level Data
2020 | CA | DGS Central Utility Plant | 58593 | BS1 | IC | SB | NA | DFO
2020 | CA | DGS Central Utility Plant | 58593 | EM1 | IC | SB | NA | DFO
2020 | CA | DGS Central Utility Plant | 58593 | STG | ST | SB | NA | NG
2020 | CA | DGS Valley State Prison | 63947 | 579 | PV | V | NA | SUN
2020 | CA | DGS Wasco State Prison | 63418 | 1122 | PV | OP | NA | SUN |  | 19064 |  |  | EIA Prime Mover-level Data
2020 | CA | Diablo Canyon | 6099 | 1 | ST | OP | NA | NUC |  | 93079672 |  |  | EIA Prime Mover-level Data
2020 | CA | Diablo Canyon | 6099 | 2 | ST | OP | NA | NUC |  | 76758336 |  |  | EIA Prime Mover-level Data
2020 | CA | Diablo Energy Storage | 62175 | DIBLO | BA | P | NA | MWH
2020 | CA | Diablo Winds LLC | 56271 | VEST | WT | OP | NA | WND |  | 491691 |  |  | EIA Prime Mover-level Data
2020 | CA | Diamond H Dairy Power | 64622 | GEN1 | IC | V | NA | OBG
2020 | CA | Diamond H Dairy Power | 64622 | GEN2 | IC | V | NA | OBG
2020 | CA | Diamond Valley Lake | 7942 | 1 | HY | RE | NA | WAT
2020 | CA | Diamond Valley Lake | 7942 | 10 | HY | OP | NA | WAT |  | 19642.7773 |  |  | EIA Prime Mover-level Data
2020 | CA | Diamond Valley Lake | 7942 | 11 | HY | OP | NA | WAT |  | 19642.7773 |  |  | EIA Prime Mover-level Data
2020 | CA | Diamond Valley Lake | 7942 | 12 | HY | OP | NA | WAT |  | 19642.7773 |  |  | EIA Prime Mover-level Data
2020 | CA | Diamond Valley Lake | 7942 | 2 | HY | OP | NA | WAT |  | 19642.7773 |  |  | EIA Prime Mover-level Data
2020 | CA | Diamond Valley Lake | 7942 | 3 | HY | OP | NA | WAT |  | 19642.7773 |  |  | EIA Prime Mover-level Data
2020 | CA | Diamond Valley Lake | 7942 | 4 | HY | OP | NA | WAT |  | 19642.7773 |  |  | EIA Prime Mover-level Data
2020 | CA | Diamond Valley Lake | 7942 | 5 | HY | RE | NA | WAT
2020 | CA | Diamond Valley Lake | 7942 | 6 | HY | OP | NA | WAT |  | 19642.7773 |  |  | EIA Prime Mover-level Data
2020 | CA | Diamond Valley Lake | 7942 | 7 | HY | OP | NA | WAT |  | 19642.7773 |  |  | EIA Prime Mover-level Data
2020 | CA | Diamond Valley Lake | 7942 | 8 | HY | OP | NA | WAT |  | 19642.7773 |  |  | EIA Prime Mover-level Data
2020 | CA | Diamond Valley Lake | 7942 | 9 | HY | RE | NA | WAT
2020 | CA | Diamond Valley Solar Project | 59405 | PV11 | PV | OP | NA | SUN |  | 22109 |  |  | EIA Prime Mover-level Data
2020 | CA | Difwind Farms Ltd I | 54681 | EXIS | WT | RE | NA | WND
2020 | CA | Difwind Farms Ltd II | 54682 | EXIS | WT | RE | NA | WND
2020 | CA | Difwind Farms Ltd V | 54685 | EXIS | WT | RE | NA | WND
2020 | CA | Difwind Farms Ltd VI | 54686 | EXIS | WT | OP | NA | WND |  | 215326 |  |  | EIA Prime Mover-level Data
2020 | CA | Difwind Farms Ltd VII | 10815 | GEN1 | WT | RE | NA | WND
2020 | CA | Difwind Farms Ltd VIII | 54687 | EXIS | WT | RE | NA | WND
2020 | CA | Dillon Wind LLC | 56791 | 1 | WT | OP | NA | WND |  | 1258434 |  |  | EIA Prime Mover-level Data
2020 | CA | Dinosaur Point | 10005 | WTGS | WT | OP | NA | WND |  | 83809 |  |  | EIA Prime Mover-level Data
2020 | CA | Dinuba Energy | 60100 | B-1 | ST | OP | NA | AB |  | 0 | 0 |  | EIA Unit-level Data | Estimated using an emission factor
2020 | CA | Dinuba Wastewater Treatment Plant | 57827 | DSPV | PV | OP | NA | SUN |  | 15240 |  |  | EIA Prime Mover-level Data
2020 | CA | Dion R Holm | 380 | 1 | HY | OP | NA | WAT |  | 2105006 |  |  | EIA Prime Mover-level Data
2020 | CA | Dion R Holm | 380 | 2 | HY | OP | NA | WAT |  | 2105006 |  |  | EIA Prime Mover-level Data
2020 | CA | Disney Prospect | 62571 | DSY01 | FC | OP | NA | NG |  | 53965 | 0 | 0 | EIA Prime Mover-level Data | Estimated using an emission factor
2020 | CA | Dissigno Healdsburg FPV, LLC | 64308 | HLDBG | PV | OP | NA | SUN
2020 | CA | Division 1 | 59094 | GEN 1 | PV | OP | NA | SUN |  | 25020 |  |  | EIA Prime Mover-level Data
2020 | CA | Division 2 | 59095 | GEN 1 | PV | OP | NA | SUN |  | 17897 |  |  | EIA Prime Mover-level Data
2020 | CA | Division 3 | 59096 | GEN1 | PV | OP | NA | SUN |  | 16669 |  |  | EIA Prime Mover-level Data
2020 | CA | Dome Project | 54449 | T1 | GT | OP | NA | NG |  | 562650 | 0.2797 | 0.00099423 | EIA Prime Mover-level Data | NEI avg EF - PM, fuel type, firing type
2020 | CA | Dome Project | 54449 | T2 | GT | OP | NA | NG |  | 562650 | 0.2797 | 0.00099423 | EIA Prime Mover-level Data | NEI avg EF - PM, fuel type, firing type
2020 | CA | Dominguez Plant | 52064 | GEN1 | ST | OP | NA | WH |  | 115399 |  |  | EIA Prime Mover-level Data
2020 | CA | Don Lee BESS 1 LLC | 62872 | DONL1 | BA | T | NA | MWH
2020 | CA | Don Pedro | 439 | 1 | HY | OP | NA | WAT |  | 565194.6875 |  |  | EIA Prime Mover-level Data
2020 | CA | Don Pedro | 439 | 2 | HY | OP | NA | WAT |  | 565194.6875 |  |  | EIA Prime Mover-level Data
2020 | CA | Don Pedro | 439 | 3 | HY | OP | NA | WAT |  | 565194.6875 |  |  | EIA Prime Mover-level Data
2020 | CA | Don Pedro | 439 | 4 | HY | OP | NA | WAT |  | 426069.875 |  |  | EIA Prime Mover-level Data
2020 | CA | Donald Von Raesfeld | 56026 | PCT1 | CT | OP | CC | NG | 4160 | 1860701.125 | 0.32204 | 0.00034615 | EPA/CAMD | EPA/NEI | 2005
2020 | CA | Donald Von Raesfeld | 56026 | PCT2 | CT | OP | CC | NG | 4258 | 1985461.875 | 0.84652 | 0.00085272 | EPA/CAMD | EPA/NEI | 2005
2020 | CA | Donnells | 415 | H1 | HY | OP | NA | WAT |  | 1727641 |  |  | EIA Prime Mover-level Data
2020 | CA | Dos Palos | 64693 | 299 | PV | U | NA | SUN
2020 | CA | Double C Generation Limited Partnership | 50493 | DC1 | GT | OP | NA | NG |  | 118321 | 0.058819 | 0.00099423 | EIA Prime Mover-level Data | NEI avg EF - PM, fuel type, firing type
2020 | CA | Double C Generation Limited Partnership | 50493 | DC2 | GT | OP | NA | NG |  | 118321 | 0.058819 | 0.00099423 | EIA Prime Mover-level Data | NEI avg EF - PM, fuel type, firing type
2020 | CA | Downey | 63613 | DOWNY | BA | OP | NA | MWH |  | 0 |  |  | EIA Prime Mover-level Data
2020 | CA | Drew Solar LLC | 63127 | DS | PV | U | NA | SUN
2020 | CA | Drews Generating Facility | 55935 | D1 | GT | OP | NA | NG |  | 2454.25 | 0.00122 | 0.00099423 | EIA Prime Mover-level Data | NEI avg EF - PM, fuel type, firing type
2020 | CA | Drews Generating Facility | 55935 | D2 | GT | OP | NA | NG |  | 2454.25 | 0.00122 | 0.00099423 | EIA Prime Mover-level Data | NEI avg EF - PM, fuel type, firing type
2020 | CA | Drews Generating Facility | 55935 | D3 | GT | OP | NA | NG |  | 2454.25 | 0.00122 | 0.00099423 | EIA Prime Mover-level Data | NEI avg EF - PM, fuel type, firing type
2020 | CA | Drews Generating Facility | 55935 | D4 | GT | OP | NA | NG |  | 2454.25 | 0.00122 | 0.00099423 | EIA Prime Mover-level Data | NEI avg EF - PM, fuel type, firing type
2020 | CA | Drop 1 | 585 | 1 | HY | OP | NA | WAT |  | 35779.668 |  |  | EIA Prime Mover-level Data
2020 | CA | Drop 1 | 585 | 2 | HY | OP | NA | WAT |  | 35779.668 |  |  | EIA Prime Mover-level Data
2020 | CA | Drop 1 | 585 | 3 | HY | OP | NA | WAT |  | 35779.668 |  |  | EIA Prime Mover-level Data
2020 | CA | Drop 2 (CA) | 385 | 1 | HY | OP | NA | WAT |  | 182610 |  |  | EIA Prime Mover-level Data
2020 | CA | Drop 2 (CA) | 385 | 2 | HY | OP | NA | WAT |  | 182610 |  |  | EIA Prime Mover-level Data
2020 | CA | Drop 3 (CA) | 386 | 1 | HY | OP | NA | WAT |  | 183894.2656 |  |  | EIA Prime Mover-level Data
2020 | CA | Drop 3 (CA) | 386 | 2 | HY | OP | NA | WAT |  | 168569.7344 |  |  | EIA Prime Mover-level Data
2020 | CA | Drop 4 | 387 | 1 | HY | OP | NA | WAT |  | 354913.25 |  |  | EIA Prime Mover-level Data
2020 | CA | Drop 4 | 387 | 2 | HY | OP | NA | WAT |  | 340716.75 |  |  | EIA Prime Mover-level Data
2020 | CA | Drop 5 | 314 | 1 | HY | OP | NA | WAT |  | 51146 |  |  | EIA Prime Mover-level Data
2020 | CA | Drop 5 | 314 | 2 | HY | OP | NA | WAT |  | 51146 |  |  | EIA Prime Mover-level Data
2020 | CA | Drum 1 | 235 | 1 | HY | OP | NA | WAT |  | 34792.4375 |  |  | EIA Prime Mover-level Data
2020 | CA | Drum 1 | 235 | 2 | HY | OP | NA | WAT |  | 34792.4375 |  |  | EIA Prime Mover-level Data
2020 | CA | Drum 1 | 235 | 3 | HY | OP | NA | WAT |  | 34792.4375 |  |  | EIA Prime Mover-level Data
2020 | CA | Drum 1 | 235 | 4 | HY | OP | NA | WAT |  | 38271.6836 |  |  | EIA Prime Mover-level Data
2020 | CA | Drum 2 | 236 | 5 | HY | OP | NA | WAT |  | 1895198 |  |  | EIA Prime Mover-level Data
2020 | CA | DSH (CA) - Coalinga State Hospital | 59746 | 1 | PV | OP | NA | SUN |  | 41716 |  |  | EIA Prime Mover-level Data
2020 | CA | DTE Stockton | 54238 | BIOMS1 | ST | OP | STOKER | WDS | 8347 | 5953989 | 5.1145 | 0.001718 | EPA/CAMD | EPA/NEI | 2013
2020 | CA | Dulles | 60182 | DULLE | PV | OP | NA | SUN |  | 27802 |  |  | EIA Prime Mover-level Data
2020 | CA | Dutch Flat | 237 | 1 | HY | OP | NA | WAT |  | 809493 |  |  | EIA Prime Mover-level Data
2020 | CA | Dutch Flat 2 | 413 | 3P | HY | OP | NA | WAT |  | 102775 |  |  | EIA Prime Mover-level Data
2020 | CA | Dutch Wind Energy | 57301 | DEC | WT | RE | NA | WND |  | 1904 |  |  | EIA Prime Mover-level Data
2020 | CA | Dyer Road | 50818 | GEN1 | WT | RE | NA | WND
2020 | CA | Dynegy Oakland Power Plant | 6211 | GEN1 | GT | OP | NA | JF |  | 25379.334 | 0.087269 | 0.0068772 | EIA Prime Mover-level Data | NEI avg EF - PM, fuel type
2020 | CA | Dynegy Oakland Power Plant | 6211 | GEN2 | GT | RE | NA | JF |  | 25379.334 | 0.087269 | 0.0068772 | EIA Prime Mover-level Data | NEI avg EF - PM, fuel type
2020 | CA | Dynegy Oakland Power Plant | 6211 | GEN3 | GT | OP | NA | JF |  | 25379.334 | 0.087269 | 0.0068772 | EIA Prime Mover-level Data | NEI avg EF - PM, fuel type
2020 | CA | Dynegy Oakland Power Plant | 6211 | GEN4 | BA | P | NA | MWH
2020 | CA | E F Oxnard Energy Facility | 10776 | GTG | GT | OP | NA | NG |  | 568904 | 0.28281 | 0.00099423 | EIA Prime Mover-level Data | NEI avg EF - PM, fuel type, firing type
2020 | CA | E&B Resources | 60446 | PVEB | PV | OP | NA | SUN
2020 | CA | EAFB - North Base | 59132 | 57449 | PV | OP | NA | SUN |  | 21765 |  |  | EIA Prime Mover-level Data
2020 | CA | EAFB - South Base | 59133 | 57449 | PV | OP | NA | SUN |  | 19143 |  |  | EIA Prime Mover-level Data
2020 | CA | Eagle Creek | 63078 | EGCRK | PV | OP | NA | SUN |  | 71140 |  |  | EIA Prime Mover-level Data
2020 | CA | East Highline | 586 | 1 | HY | OP | NA | WAT |  | 19767 |  |  | EIA Prime Mover-level Data
2020 | CA | East Portal Generator | 50375 | GEN1 | HY | OP | NA | WAT |  | 55936 |  |  | EIA Prime Mover-level Data
2020 | CA | East Winds Project | 50820 | GEN1 | WT | OP | NA | WND |  | 62306 |  |  | EIA Prime Mover-level Data
2020 | CA | EDF Renewable Windfarm V Inc | 54453 | GEN2 | WT | OP | NA | WND |  | 183539 |  |  | EIA Prime Mover-level Data
2020 | CA | Edom Hills Project 1 LLC | 50553 | 1 | WT | OP | NA | WND |  | 260031 |  |  | EIA Prime Mover-level Data
2020 | CA | Edom Hills Project 1 LLC | 50553 | WGNS | WT | RE | NA | WND
2020 | CA | EDPR CA Solar Park VI LLC (CA) Hybrid | 62892 | SONR2 | BA | T | NA | MWH
2020 | CA | EDPR CA Solar Park VI LLC (CA) Hybrid | 62892 | SONRI | PV | T | NA | SUN
2020 | CA | Edward C Hyatt | 437 | 1 | HY | OP | NA | WAT |  | 3433565 |  |  | EIA Prime Mover-level Data
2020 | CA | Edward C Hyatt | 437 | 2 | PS | OP | NA | WAT
2020 | CA | Edward C Hyatt | 437 | 3 | HY | OP | NA | WAT |  | 3433565 |  |  | EIA Prime Mover-level Data
2020 | CA | Edward C Hyatt | 437 | 4 | PS | OP | NA | WAT
2020 | CA | Edward C Hyatt | 437 | 5 | HY | OP | NA | WAT |  | 3433565 |  |  | EIA Prime Mover-level Data
2020 | CA | Edward C Hyatt | 437 | 6 | PS | OP | NA | WAT
2020 | CA | Edwards Air Force Base | 58076 | 1 | PV | OP | NA | SUN |  | 7024.333 |  |  | EIA Prime Mover-level Data
2020 | CA | Edwards Air Force Base | 58076 | 2 | PV | OP | NA | SUN |  | 7024.333 |  |  | EIA Prime Mover-level Data
2020 | CA | Edwards Air Force Base | 58076 | 3 | PV | OP | NA | SUN |  | 7024.333 |  |  | EIA Prime Mover-level Data
2020 | CA | Edwards Sanborn E1A | 64878 | BESS | BA | U | NA | MWH
2020 | CA | Edwards Sanborn E1A | 64878 | PV | PV | U | NA | SUN
2020 | CA | Edwards Sanborn E2 | 64879 | BESS | BA | U | NA | MWH
2020 | CA | Edwards Sanborn E2 | 64879 | PV | PV | U | NA | SUN
2020 | CA | Edwards Sanborn E3 | 64877 | BESS | BA | U | NA | MWH
2020 | CA | Edwards Sanborn E3 | 64877 | PV | PV | U | NA | SUN
2020 | CA | El Cajon Energy Center | 57001 | 1899-12-31 | GT | OP | CT | NG | 296 | 71954.2188 | 0.27917 | 0.0077596 | EPA/CAMD | NEI avg EF - PM, fuel type, firing type | 2010
2020 | CA | El Cajon Energy Storage | 60569 | SES | BA | OP | NA | MWH |  | 0 |  |  | EIA Prime Mover-level Data
2020 | CA | El Centro | 389 | 2022-02-02 | CT | OP | CC | NG | 1713 | 1282917.125 | 0.1219 | 0.00019004 | EPA/CAMD | EPA/NEI | 1993
2020 | CA | El Centro | 389 | 2022-03-01 | CT | OP | CC | NG | 5095 | 1942566.125 | 1.303 | 0.0013415 | EPA/CAMD | EPA/NEI | 2012
2020 | CA | El Centro | 389 | 2022-03-02 | CT | OP | CC | NG | 4198 | 1615377.75 | 1.303 | 0.0016132 | EPA/CAMD | EPA/NEI | 2012
2020 | CA | El Centro | 389 | 4 | ST | OP | WALL | NG | 1709 | 522523.625 | 1.9187 | 0.0073439 | EPA/CAMD | NEI avg EF - PM, fuel type, firing type | 1968
2020 | CA | El Dorado | 238 | 1 | HY | OP | NA | WAT |  | 280836.5 |  |  | EIA Prime Mover-level Data
2020 | CA | El Dorado | 238 | 2 | HY | OP | NA | WAT |  | 280836.5 |  |  | EIA Prime Mover-level Data
2020 | CA | El Dorado County | 64402 | ELDCO | PV | P | NA | SUN
2020 | CA | El Dorado Solar, LLC | 64700 | 390 | PV | V | NA | SUN
2020 | CA | El Nido Facility | 56707 | SD200 | ST | OP | NA | WDS |  | 1149279.875 | 10.7452 | 0.018699 | EIA Unit-level Data | NEI avg EF - PM, fuel type
2020 | CA | El Segundo | 330 | 5 | CT | OP | CC | NG | 1142 | 1693194.5 | 2.7478 | 0.0032457 | EPA/CAMD | EPA/NEI | 2013
2020 | CA | El Segundo | 330 | 7 | CT | OP | CC | NG | 1287 | 1847015.25 | 0.01984 | 2.1483e-05 | EPA/CAMD | EPA/NEI | 2013
2020 | CA | El Segundo Cogen | 10213 | GEN1 | CT |  | NA | NG |  | 3360948.75 | 10.3875 | 0.0061813 | EIA Unit-level Data | NEI avg EF - PM, fuel type
2020 | CA | El Segundo Cogen | 10213 | GEN2 | CT |  | NA | NG |  | 3387599.5 | 10.4698 | 0.0061813 | EIA Unit-level Data | NEI avg EF - PM, fuel type
2020 | CA | El Segundo Cogen | 10213 | GEN5 | CT |  | NA | NG |  | 3264448.25 | 10.0892 | 0.0061813 | EIA Unit-level Data | NEI avg EF - PM, fuel type
2020 | CA | El Segundo Cogen | 10213 | GEN7 | CT |  | NA | NG |  | 3827958.25 | 11.8308 | 0.0061813 | EIA Unit-level Data | NEI avg EF - PM, fuel type
2020 | CA | El Segundo Cogen | 10213 | HRSG1 | CA | OP | NA | OG |  | 337427.8438 | 0.071197 | 0.000422 | EIA Unit-level Data | Estimated using an emission factor
2020 | CA | El Segundo Cogen | 10213 | HRSG2 | CA | OP | NA | OG |  | 112074.875 | 0.023648 | 0.000422 | EIA Unit-level Data | Estimated using an emission factor
2020 | CA | El Segundo Cogen | 10213 | HRSG5 | CA | OP | NA | OG |  | 136641.0156 | 0.028831 | 0.000422 | EIA Unit-level Data | Estimated using an emission factor
2020 | CA | El Segundo Cogen | 10213 | HRSG7 | CA | OP | NA | OG |  | 138834.8594 | 0.029294 | 0.000422 | EIA Unit-level Data | Estimated using an emission factor
2020 | CA | ELACC Photovoltaic Power Facility | 56814 | PV1 | PV | OP | NA | SUN
2020 | CA | ELACC Photovoltaic Power Facility | 56814 | PV2 | PV | OP | NA | SUN
2020 | CA | Eland Solar & Storage Center, Phase 1 Hybrid | 61168 | 61168 | BA | P | NA | MWH
2020 | CA | Eland Solar & Storage Center, Phase 1 Hybrid | 61168 | 68SF8 | PV | P | NA | SUN
2020 | CA | Eland Solar & Storage Center, Phase 2 Hybrid | 61169 | 61169 | BA | P | NA | MWH
2020 | CA | Eland Solar & Storage Center, Phase 2 Hybrid | 61169 | 69SV8 | PV | P | NA | SUN
2020 | CA | Electra | 239 | 1 | HY | OP | NA | WAT |  | 791105.125 |  |  | EIA Prime Mover-level Data
2020 | CA | Electra | 239 | 2 | HY | OP | NA | WAT |  | 859683.9375 |  |  | EIA Prime Mover-level Data
2020 | CA | Electra | 239 | 3 | HY | OP | NA | WAT |  | 859683.9375 |  |  | EIA Prime Mover-level Data
2020 | CA | Elevation Solar C | 59964 | ELVSC | PV | OP | NA | SUN |  | 969339 |  |  | EIA Prime Mover-level Data
2020 | CA | Elk Hills Cogen | 55950 | U1 | GT | SB | NA | NG |  | 212731.5 | 0.10575 | 0.00099423 | EIA Prime Mover-level Data | NEI avg EF - PM, fuel type, firing type
2020 | CA | Elk Hills Cogen | 55950 | U2 | GT | SB | NA | NG |  | 212731.5 | 0.10575 | 0.00099423 | EIA Prime Mover-level Data | NEI avg EF - PM, fuel type, firing type
2020 | CA | Elk Hills Power | 55400 | CTG-1 | CT | OP | CC | NG | 7530 | 13489616 | 31.9223 | 0.0047329 | EPA/CAMD | EPA/NEI | 2003
2020 | CA | Elk Hills Power | 55400 | CTG-2 | CT | OP | CC | NG | 7239 | 12937663 | 32.0747 | 0.0049583 | EPA/CAMD | EPA/NEI | 2003
2020 | CA | Elkhorn Battery Energy Storage System | 62564 | ELKHO | BA | U | NA | MWH
2020 | CA | Ellwood | 8076 | 1 | GT | OP | NA | NG |  | 62271 | 0.030956 | 0.00099423 | EIA Prime Mover-level Data | NEI avg EF - PM, fuel type, firing type
2020 | CA | Elmore Company | 10634 | GEN1 | ST | OP | NA | GEO |  | 2952746 |  |  | EIA Prime Mover-level Data
2020 | CA | EMWD - Moreno Valley RWRF | 64406 | EMMOR | PV | P | NA | SUN
2020 | CA | EMWD - Perris Valley RWRF | 64396 | EMSJN | PV | P | NA | SUN
2020 | CA | EMWD - San Jacinto RES BCT | 64399 | EMRES | PV | P | NA | SUN
2020 | CA | EMWD - San Jacinto RWRF NEM | 64397 | EMSJN | PV | P | NA | SUN
2020 | CA | EMWD - Sun City RWRF | 64398 | EMSUN | PV | P | NA | SUN
2020 | CA | Encina Water Pollution Control | 10026 | EG1 | IC | RE | NA | NG
2020 | CA | Encina Water Pollution Control | 10026 | EG10 | IC | OP | NA | OBG |  | 37921 | 0.27872 | 0.0147 | EIA Prime Mover-level Data | Estimated using an emission factor
2020 | CA | Encina Water Pollution Control | 10026 | EG2 | IC | RE | NA | NG
2020 | CA | Encina Water Pollution Control | 10026 | EG20 | IC | OP | NA | OBG |  | 37921 | 0.27872 | 0.0147 | EIA Prime Mover-level Data | Estimated using an emission factor
2020 | CA | Encina Water Pollution Control | 10026 | EG3 | IC | RE | NA | OBG
2020 | CA | Encina Water Pollution Control | 10026 | EG30 | IC | OP | NA | OBG |  | 37921 | 0.27872 | 0.0147 | EIA Prime Mover-level Data | Estimated using an emission factor
2020 | CA | Encina Water Pollution Control | 10026 | EG40 | IC | OP | NA | OBG |  | 37921 | 0.27872 | 0.0147 | EIA Prime Mover-level Data | Estimated using an emission factor
2020 | CA | Energy Center | 58168 | EC01 | IC | RE | NA | NG
2020 | CA | Energy Center | 58168 | TURB1 | GT | OP | NA | NG |  | 28045.666 | 0.013942 | 0.00099423 | EIA Prime Mover-level Data | NEI avg EF - PM, fuel type, firing type
2020 | CA | Energy Center | 58168 | TURB2 | GT | OP | NA | NG |  | 28045.666 | 0.013942 | 0.00099423 | EIA Prime Mover-level Data | NEI avg EF - PM, fuel type, firing type
2020 | CA | Energy Center | 58168 | TURB3 | GT | OP | NA | NG |  | 28045.666 | 0.013942 | 0.00099423 | EIA Prime Mover-level Data | NEI avg EF - PM, fuel type, firing type
2020 | CA | Energy Center San Diego | 54337 | 1 | IC | RE | NA | NG |  | 1408.5 | 0.00029719 | 0.000422 | EIA Prime Mover-level Data | Estimated using an emission factor
2020 | CA | Energy Center San Diego | 54337 | 2 | IC | RE | NA | NG |  | 1408.5 | 0.00029719 | 0.000422 | EIA Prime Mover-level Data | Estimated using an emission factor
2020 | CA | Enerparc CA1 LLC | 59122 | ECA11 | PV | OP | NA | SUN |  | 27590 |  |  | EIA Prime Mover-level Data
2020 | CA | Enerparc CA2, LLC | 59978 | ECA22 | PV | OP | NA | SUN |  | 30601 |  |  | EIA Prime Mover-level Data
2020 | CA | Equilon Los Angeles Refining | 50530 | H43 | ST | OP | NA | PRG |  | 949678.6875 | 27.0717 | 0.057012 | EIA Unit-level Data | NEI avg EF - PM, fuel type
2020 | CA | Equilon Los Angeles Refining | 50530 | GEN1 | GT | OP | NA | PRG |  | 2472859.5 | 0.52177 | 0.000422 | EIA Prime Mover-level Data | Estimated using an emission factor
2020 | CA | Equilon Los Angeles Refining | 50530 | GEN2 | GT | OP | NA | PRG |  | 2472859.5 | 0.52177 | 0.000422 | EIA Prime Mover-level Data | Estimated using an emission factor
2020 | CA | Equinix Caspian Dr. Fuel Cell | 62671 | EQX1A | FC | OP | NA | NG |  | 114769.5859 | 0 | 0 | EIA Prime Mover-level Data | Estimated using an emission factor
2020 | CA | Equinix Caspian Dr. Fuel Cell | 62671 | EQX1B | FC | OP | NA | NG |  | 160677.4219 | 0 | 0 | EIA Prime Mover-level Data | Estimated using an emission factor
2020 | CA | Equinix Douglas St. Fuel Cell | 62704 | EQX09 | FC | OP | NA | NG |  | 51233 | 0 | 0 | EIA Prime Mover-level Data | Estimated using an emission factor
2020 | CA | Equinix Great Oaks Blvd. Fuel Cell | 62702 | EQ14A | FC | OP | NA | NG |  | 140987.7344 | 0 | 0 | EIA Prime Mover-level Data | Estimated using an emission factor
2020 | CA | Equinix Great Oaks Blvd. Fuel Cell | 62702 | EQ14B | FC | OP | NA | NG |  | 123364.2656 | 0 | 0 | EIA Prime Mover-level Data | Estimated using an emission factor
2020 | CA | Equinix Lundy Ave. Fuel Cell | 62703 | EQ13A | FC | OP | NA | NG |  | 98248.7344 | 0 | 0 | EIA Prime Mover-level Data | Estimated using an emission factor
2020 | CA | Equinix Lundy Ave. Fuel Cell | 62703 | EQ13B | FC | OP | NA | NG |  | 109165.2656 | 0 | 0 | EIA Prime Mover-level Data | Estimated using an emission factor
2020 | CA | Equinix Maple Ave. Fuel Cell | 62705 | EQX08 | FC | OP | NA | NG |  | 56237 | 0 | 0 | EIA Prime Mover-level Data | Estimated using an emission factor
2020 | CA | Equinix San Jose | 60223 | EQXOO | FC | OP | NA | NG |  | 53510 | 0 | 0 | EIA Prime Mover-level Data | Estimated using an emission factor
2020 | CA | EQX005.0 Toyama Fuel Cell | 64756 | EQX05 | FC | OP | NA | NG |  | 64582 | 0 | 0 | EIA Prime Mover-level Data | Estimated using an emission factor
2020 | CA | EQX010 Great Oaks Fuel Cell | 63704 | EQ10A | FC | OP | NA | NG |  | 68771.5 | 0 | 0 | EIA Prime Mover-level Data | Estimated using an emission factor
2020 | CA | EQX010 Great Oaks Fuel Cell | 63704 | EQ10B | FC | OP | NA | NG |  | 68771.5 | 0 | 0 | EIA Prime Mover-level Data | Estimated using an emission factor
2020 | CA | EQX011 Duane Fuel Cell | 63705 | EQ11A | FC | OP | NA | NG |  | 101638.0781 | 0 | 0 | EIA Prime Mover-level Data | Estimated using an emission factor
2020 | CA | EQX011 Duane Fuel Cell | 63705 | EQ11B | FC | OP | NA | NG |  | 71146.6562 | 0 | 0 | EIA Prime Mover-level Data | Estimated using an emission factor
2020 | CA | EQX011 Duane Fuel Cell | 63705 | EQ11C | FC | OP | NA | NG |  | 91474.2656 | 0 | 0 | EIA Prime Mover-level Data | Estimated using an emission factor
2020 | CA | EQX015 Great Oaks Fuel Cell | 63708 | EQ15A | FC | OP | NA | NG |  | 114904 | 0 | 0 | EIA Prime Mover-level Data | Estimated using an emission factor
2020 | CA | EQX015 Great Oaks Fuel Cell | 63708 | EQ15B | FC | OP | NA | NG |  | 114904 | 0 | 0 | EIA Prime Mover-level Data | Estimated using an emission factor
2020 | CA | ESCA-LL-COLTON, LLC | 64270 | COLT1 | PV | V | NA | SUN
2020 | CA | Escondido Energy Center, LLC | 55538 | CTG1 | GT | OP | CT | NG | 575 | 135204.0469 | 0.52457 | 0.0077596 | EPA/CAMD | NEI avg EF - PM, fuel type, firing type | 2013
2020 | CA | Escondido Energy Storage | 60570 | SES | BA | OP | NA | MWH |  | 0 |  |  | EIA Prime Mover-level Data
2020 | CA | ESI Project | 50819 | GEN1 | WT | RE | NA | WND
2020 | CA | Etiwanda | 745 | 1 | HY | OP | NA | WAT |  | 79352 |  |  | EIA Prime Mover-level Data
2020 | CA | Etiwanda Generating Station | 331 | 1 | ST | RE | NA | NG
2020 | CA | Etiwanda Generating Station | 331 | 2 | ST | RE | NA | NG
2020 | CA | Etiwanda Generating Station | 331 | 3 | ST | RE | TANGENTIAL | NG
2020 | CA | Etiwanda Generating Station | 331 | 4 | ST | RE | TANGENTIAL | NG
2020 | CA | Etiwanda Generating Station | 331 | 5 | GT | RE | NA | NG
2020 | CA | Exchequer | 409 | 1 | HY | OP | NA | WAT |  | 1799019 |  |  | EIA Prime Mover-level Data
2020 | CA | Exeter Solar | 58306 | 1 | PV | OP | NA | SUN |  | 16714 |  |  | EIA Prime Mover-level Data
2020 | CA | Exeter Solar | 58306 | 2 | PV | OP | NA | SUN |  | 16714 |  |  | EIA Prime Mover-level Data
2020 | CA | Exeter Solar | 58306 | 3 | PV | OP | NA | SUN |  | 25071 |  |  | EIA Prime Mover-level Data
2020 | CA | Expressway Solar A | 58761 | EXSA | PV | OP | NA | SUN |  | 41558 |  |  | EIA Prime Mover-level Data
2020 | CA | Expressway Solar B | 58762 | EXSB | PV | OP | NA | SUN |  | 35952 |  |  | EIA Prime Mover-level Data
2020 | CA | Expressway Solar C2 | 58763 | EXSC2 | PV | OP | NA | SUN |  | 31804 |  |  | EIA Prime Mover-level Data
2020 | CA | Extreme San Ignacio | 63604 | EXN02 | FC | OP | NA | NG |  | 56660 | 0 | 0 | EIA Prime Mover-level Data | Estimated using an emission factor
2020 | CA | Extreme Via Del Oro | 63607 | EXN01 | FC | OP | NA | NG |  | 70587 | 0 | 0 | EIA Prime Mover-level Data | Estimated using an emission factor
2020 | CA | ExxonMobil Santa Ynez Facility | 50270 | GTG1 | CT | OS | NA | NG
2020 | CA | ExxonMobil Santa Ynez Facility | 50270 | STG1 | CA | OS | NA | NG
2020 | CA | FAA NorCal TRACON | 58261 | 1 | PV | OP | NA | SUN |  | 8704 |  |  | EIA Prime Mover-level Data
2020 | CA | Fairhaven Power | 10052 | BLR1 | ST | OP | NA | WDS |  | 212819 | 1.9897 | 0.018699 | EIA Unit-level Data | NEI avg EF - PM, fuel type
2020 | CA | Fall Creek | 296 | 1 | HY | OP | NA | WAT |  | 17370.7148 |  |  | EIA Prime Mover-level Data
2020 | CA | Fall Creek | 296 | 2 | HY | OP | NA | WAT |  | 13896.5713 |  |  | EIA Prime Mover-level Data
2020 | CA | Fall Creek | 296 | 3 | HY | OP | NA | WAT |  | 41689.7148 |  |  | EIA Prime Mover-level Data
2020 | CA | Fallbrook Energy Storage | 61365 | FBES | BA | P | NA | MWH
2020 | CA | Farad | 6512 | 1 | HY | RE | NA | WAT
2020 | CA | Farad | 6512 | 2 | HY | RE | NA | WAT
2020 | CA | Farmersville | 59203 | PV1 | PV | OP | NA | SUN |  | 22520.666 |  |  | EIA Prime Mover-level Data
2020 | CA | Farmersville | 59203 | PV2 | PV | OP | NA | SUN |  | 22520.666 |  |  | EIA Prime Mover-level Data
2020 | CA | Farmersville | 59203 | PV3 | PV | OP | NA | SUN |  | 22520.666 |  |  | EIA Prime Mover-level Data
2020 | CA | Feather River Energy Center | 55847 | UNIT1 | GT | OP | CT | NG | 1241 | 339638.4062 | 1.3177 | 0.0077596 | EPA/CAMD | NEI avg EF - PM, fuel type, firing type | 2002
2020 | CA | Fifth Standard Solar PV, LLC (Hybrid) | 64197 | FTHSB | BA | L | NA | MWH
2020 | CA | Fifth Standard Solar PV, LLC (Hybrid) | 64197 | FTHSS | PV | L | NA | SUN
2020 | CA | Firebaugh-CCS-PV-1 | 63994 | MWF01 | PV | OP | NA | SUN |  | 13844 |  |  | EIA Prime Mover-level Data
2020 | CA | Firestone Walker Brewery - Phase 1 | 64391 | FWBP1 | PV | OP | NA | SUN |  | 1824 |  |  | EIA Prime Mover-level Data
2020 | CA | Five Points Solar Park | 59523 | FRFSP | PV | OP | NA | SUN |  | 1181661 |  |  | EIA Prime Mover-level Data
2020 | CA | Five Points Solar Station | 57498 | 1 | PV | OP | NA | SUN |  | 211780 |  |  | EIA Prime Mover-level Data
2020 | CA | FLEX Gibraltar | 62575 | FLX01 | FC | OP | NA | NG |  | 55731 | 0 | 0 | EIA Prime Mover-level Data | Estimated using an emission factor
2020 | CA | Folsom | 441 | 1 | HY | OP | NA | WAT |  | 1054731.375 |  |  | EIA Prime Mover-level Data
2020 | CA | Folsom | 441 | 2 | HY | OP | NA | WAT |  | 1054731.375 |  |  | EIA Prime Mover-level Data
2020 | CA | Folsom | 441 | 3 | HY | OP | NA | WAT |  | 1054731.375 |  |  | EIA Prime Mover-level Data
2020 | CA | Folsom SP and CSP Sacramento | 61698 | FOLSM | PV | OP | NA | SUN |  | 22503 |  |  | EIA Prime Mover-level Data
2020 | CA | Fontana | 332 | 1 | HY | OP | NA | WAT |  | 26305.5 |  |  | EIA Prime Mover-level Data
2020 | CA | Fontana | 332 | 2 | HY | OP | NA | WAT |  | 26305.5 |  |  | EIA Prime Mover-level Data
2020 | CA | Foothill | 396 | 1 | HY | OP | NA | WAT |  | 141 |  |  | EIA Prime Mover-level Data
2020 | CA | Foothill Feeder | 6645 | 1 | HY | OP | NA | WAT |  | 223654 |  |  | EIA Prime Mover-level Data
2020 | CA | Foothill Feeder | 6645 | 2 | HY | OP | NA | WAT |  | 223654 |  |  | EIA Prime Mover-level Data
2020 | CA | Foothill Solar Project | 59799 | W4528 | PV | CN | NA | SUN
2020 | CA | Forbestown | 417 | 1 | HY | OP | NA | WAT |  | 452247 |  |  | EIA Prime Mover-level Data
2020 | CA | Forever 21 Retail, Inc. | 59651 | W4161 | PV | OP | NA | SUN |  | 19035 |  |  | EIA Prime Mover-level Data
2020 | CA | Forks of Butte Hydro Project | 50350 | GEN1 | HY | OP | NA | WAT |  | 131069 |  |  | EIA Prime Mover-level Data
2020 | CA | Foster Wheeler Martinez | 10342 | EIHRSG | CA | OP | NA | NG |  | 0 | 0 |  | EIA Unit-level Data | Estimated using an emission factor
2020 | CA | Foster Wheeler Martinez | 10342 | TG1 | CT |  | NA | NG |  | 3460185 | 10.6942 | 0.0061813 | EIA Unit-level Data | NEI avg EF - PM, fuel type
2020 | CA | Foster Wheeler Martinez | 10342 | TG2 | CT |  | NA | NG |  | 2581068.75 | 7.9771 | 0.0061813 | EIA Unit-level Data | NEI avg EF - PM, fuel type
2020 | CA | Foundation AB | 57791 | WTG1 | WT | OP | NA | WND |  | 20170 |  |  | EIA Prime Mover-level Data
2020 | CA | Foundation California Training Facility | 61442 | WTG1 | WT | OP | NA | WND |  | 44164 |  |  | EIA Prime Mover-level Data
2020 | CA | Foundation CDCR LAC | 61066 | WTG1 | WT | OP | NA | WND |  | 37898 |  |  | EIA Prime Mover-level Data
2020 | CA | Foundation Cemex BMQ | 58102 | WTG1 | WT | OP | NA | WND |  | 15283 |  |  | EIA Prime Mover-level Data
2020 | CA | Foundation Cemex BMQ | 58102 | WTG2 | WT | OP | NA | WND |  | 15283 |  |  | EIA Prime Mover-level Data
2020 | CA | Foundation Cemex Madison | 58112 | WTG1 | WT | OP | NA | WND |  | 15599 |  |  | EIA Prime Mover-level Data
2020 | CA | Foundation Cemex River Plant | 58101 | WTG1 | WT | OP | NA | WND |  | 12873.5 |  |  | EIA Prime Mover-level Data
2020 | CA | Foundation Cemex River Plant | 58101 | WTG2 | WT | OP | NA | WND |  | 12873.5 |  |  | EIA Prime Mover-level Data
2020 | CA | Foundation Dole Fresh Vegetables | 62654 | WTG1 | WT | U | NA | WND
2020 | CA | Foundation Dole Fresh Vegetables | 62654 | WTG2 | WT | U | NA | WND
2020 | CA | Foundation IE | 57792 | WTG1 | WT | OP | NA | WND |  | 3920 |  |  | EIA Prime Mover-level Data
2020 | CA | Foundation Mann Packing | 61443 | WTG1 | WT | OP | NA | WND |  | 44996 |  |  | EIA Prime Mover-level Data
2020 | CA | Foundation NWNA | 58114 | WTG1 | WT | OP | NA | WND |  | 53859.4492 |  |  | EIA Prime Mover-level Data
2020 | CA | Foundation NWNA | 58114 | WTG2 | WT | OP | NA | WND |  | 53859.4492 |  |  | EIA Prime Mover-level Data
2020 | CA | Foundation NWNA | 58114 | WTG3 | WT | OP | NA | WND |  | 63958.0977 |  |  | EIA Prime Mover-level Data
2020 | CA | Foundation RRM | 58113 | WTG1 | WT | OP | NA | WND |  | 40610 |  |  | EIA Prime Mover-level Data
2020 | CA | Foundation RRM | 58113 | WTG2 | WT | OP | NA | WND |  | 40610 |  |  | EIA Prime Mover-level Data
2020 | CA | Foundation SaIinas Valley State Prison | 61444 | WTG1 | WT | OP | NA | WND |  | 41671 |  |  | EIA Prime Mover-level Data
2020 | CA | Foundation Scheid Vineyards | 61067 | WTG1 | WT | OP | NA | WND |  | 32829 |  |  | EIA Prime Mover-level Data
2020 | CA | Foundation ST | 57626 | WTG1 | WT | OP | NA | WND |  | 21405 |  |  | EIA Prime Mover-level Data
2020 | CA | Foundation Superior Farms | 58104 | WTG1 | WT | OP | NA | WND |  | 11713 |  |  | EIA Prime Mover-level Data
2020 | CA | Foundation Wal-Mart Red Bluff | 58105 | WTG1 | WT | OP | NA | WND |  | 15396 |  |  | EIA Prime Mover-level Data
2020 | CA | Four Mile Hill | 55845 | 1 | ST | IP | NA | GEO
2020 | CA | FPL Energy Montezuma Winds LLC | 57201 | S2.3 | WT | OP | NA | WND |  | 783947 |  |  | EIA Prime Mover-level Data
2020 | CA | Francisco St. Solar | 62287 | W7190 | PV | OP | NA | SUN |  | 20343 |  |  | EIA Prime Mover-level Data
2020 | CA | Frankenheimer Power Plant | 50219 | U1 | HY | OP | NA | WAT |  | 0 |  |  | EIA Prime Mover-level Data
2020 | CA | Franklin (CA) | 397 | 1 | HY | OP | NA | WAT
2020 | CA | Franklin Templeton San Mateo | 57809 | FRK00 | FC | OP | NA | NG |  | 52964 | 0 | 0 | EIA Prime Mover-level Data | Estimated using an emission factor
2020 | CA | Freeway Springs | 60183 | FSPRI | PV | OP | NA | SUN |  | 26309 |  |  | EIA Prime Mover-level Data
2020 | CA | French Meadows | 424 | 1 | HY | OP | NA | WAT |  | 254734 |  |  | EIA Prime Mover-level Data
2020 | CA | Fresno Bullard High School Hybrid | 63420 | 903 | PV | OP | NA | SUN |  | 15273 |  |  | EIA Prime Mover-level Data
2020 | CA | Fresno Bullard High School Hybrid | 63420 | BA903 | BA | OP | NA | MWH |  | 0 |  |  | EIA Prime Mover-level Data
2020 | CA | Fresno Cogeneration Partners, LP | 10156 | GEN1 | CT | OP | CC | NG | 105 | 24683.834 | 0.081336 | 0.0065902 | EPA/CAMD | EPA/NEI | 2005
2020 | CA | Fresno Hoover High School Hybrid | 63421 | 291 | PV | OP | NA | SUN |  | 14985 |  |  | EIA Prime Mover-level Data
2020 | CA | Fresno Hoover High School Hybrid | 63421 | BA291 | BA | OP | NA | MWH |  | 0 |  |  | EIA Prime Mover-level Data
2020 | CA | Fresno Solar | 60083 | PV-S | PV | OP | NA | SUN |  | 28030 |  |  | EIA Prime Mover-level Data
2020 | CA | Fresno Solar | 60083 | PV-W | PV | OP | NA | SUN |  | 28030 |  |  | EIA Prime Mover-level Data
2020 | CA | Fresno Sunnyside High School Hybrid | 63422 | 1122 | PV | OP | NA | SUN |  | 2755 |  |  | EIA Prime Mover-level Data
2020 | CA | Fresno Sunnyside High School Hybrid | 63422 | BA112 | BA | OP | NA | MWH |  | 0 |  |  | EIA Prime Mover-level Data
2020 | CA | Friant Hydro Facility | 50393 | FR1 | HY | OP | NA | WAT |  | 306867.8438 |  |  | EIA Prime Mover-level Data
2020 | CA | Friant Hydro Facility | 50393 | M1 | HY | OP | NA | WAT |  | 163440.4844 |  |  | EIA Prime Mover-level Data
2020 | CA | Friant Hydro Facility | 50393 | RO1 | HY | OP | NA | WAT |  | 40026.2383 |  |  | EIA Prime Mover-level Data
2020 | CA | Friant Hydro Facility | 50393 | RO2 | HY | OP | NA | WAT |  | 115075.4375 |  |  | EIA Prime Mover-level Data
2020 | CA | Frito-Lay Cogen Plant | 10110 | GEN1 | GT | OP | NA | NG |  | 321801 | 0.15997 | 0.00099423 | EIA Prime Mover-level Data | NEI avg EF - PM, fuel type, firing type
2020 | CA | Frontier HS Solar Project | 62275 | FHSSP | PV | OP | NA | SUN |  | 22380 |  |  | EIA Prime Mover-level Data
2020 | CA | Frontier Solar LLC | 60039 | FTRS | PV | OP | NA | SUN |  | 435265 |  |  | EIA Prime Mover-level Data
2020 | CA | FRV SI Transport Solar LP | 57506 | SEIM | PV | OP | NA | SUN |  | 25107 |  |  | EIA Prime Mover-level Data
2020 | CA | FTF-PackingShed | 63993 | FTF02 | PV | OP | NA | SUN |  | 4089 |  |  | EIA Prime Mover-level Data
2020 | CA | Fullerton Mill CHP | 58083 | GTG1 | CT |  | NA | NG |  | 118058.4141 | 0.36488 | 0.0061813 | EIA Unit-level Data | NEI avg EF - PM, fuel type
2020 | CA | Fullerton Mill CHP | 58083 | HRSG | CA | RE | NA | NG |  | 0 | 0 |  | EIA Unit-level Data | Estimated using an emission factor
2020 | CA | G2 Energy Hay Rd | 58320 | 362 | IC | OP | NA | LFG |  | 129939 | 0.95505 | 0.0147 | EIA Prime Mover-level Data | Estimated using an emission factor
2020 | CA | G2 Energy Ostrom Road LLC | 57133 | 359 | IC | OP | NA | LFG |  | 160408.3125 | 1.179 | 0.0147 | EIA Prime Mover-level Data | Estimated using an emission factor
2020 | CA | G2 Energy Ostrom Road LLC | 57133 | 361 | IC | OP | NA | LFG |  | 135080.6875 | 0.99284 | 0.0147 | EIA Prime Mover-level Data | Estimated using an emission factor
2020 | CA | Gap Pacific Distribution Center | 56909 | 1 | PV | OP | NA | SUN |  | 8650.5 |  |  | EIA Prime Mover-level Data
2020 | CA | Gap Pacific Distribution Center | 56909 | 2 | PV | OP | NA | SUN |  | 8650.5 |  |  | EIA Prime Mover-level Data
2020 | CA | Gap Pacific Distribution Center | 56909 | 3 | PV | OP | NA | SUN |  | 8650.5 |  |  | EIA Prime Mover-level Data
2020 | CA | Gap Pacific Distribution Center | 56909 | 4 | PV | OP | NA | SUN |  | 8650.5 |  |  | EIA Prime Mover-level Data
2020 | CA | Garnet Solar Generation Station I LLC | 58528 | WDT44 | PV | OP | NA | SUN |  | 62910 |  |  | EIA Prime Mover-level Data
2020 | CA | Garnet Wind Energy Center | 57302 | 1 | WT | OP | NA | WND |  | 127735 |  |  | EIA Prime Mover-level Data
2020 | CA | Gas Utilization Facility | 50492 | 1 | IC | OP | NA | OBG |  | 159658.5 | 1.1735 | 0.0147 | EIA Prime Mover-level Data | Estimated using an emission factor
2020 | CA | Gas Utilization Facility | 50492 | 2 | IC | OP | NA | OBG |  | 159658.5 | 1.1735 | 0.0147 | EIA Prime Mover-level Data | Estimated using an emission factor
2020 | CA | Gas Utilization Facility | 50492 | 3 | HY | OP | NA | WAT
2020 | CA | Gaskell West 1 Solar Facility | 61445 | PV1 | PV | OP | NA | SUN |  | 468144 |  |  | EIA Prime Mover-level Data
2020 | CA | Gates Peaker | 55875 | GEN1 | GT | RE | NA | NG
2020 | CA | Gates Solar Station | 57892 | 1 | PV | OP | NA | SUN |  | 272140 |  |  | EIA Prime Mover-level Data
2020 | CA | Gateway Energy Storage System | 63834 | GTWAY | BA | OP | NA | MWH |  | 0 |  |  | EIA Prime Mover-level Data
2020 | CA | Gateway Generating Station | 56476 | GT1 | CT | OP | CC | NG | 6490 | 10386143 | 32.0998 | 0.0061813 | EPA/CAMD | NEI avg EF - PM, fuel type, firing type | 2008
2020 | CA | Gateway Generating Station | 56476 | GT2 | CT | OP | CC | NG | 6649 | 10799921 | 33.3786 | 0.0061813 | EPA/CAMD | NEI avg EF - PM, fuel type, firing type | 2008
2020 | CA | Gavilan Community College Solar Project | 61993 | GDCBA | BA | OP | NA | MWH
2020 | CA | Gavilan Community College Solar Project | 61993 | GDCPV | PV | OP | NA | SUN
2020 | CA | Gaviota Oil Plant | 50623 | GENA | GT | RE | NA | NG
2020 | CA | Gaviota Oil Plant | 50623 | GENB | GT | RE | NA | NG
2020 | CA | Gaviota Oil Plant | 50623 | GENC | GT | RE | NA | NG
2020 | CA | Gaviota Oil Plant | 50623 | GEND | GT | RE | NA | NG
2020 | CA | GE - Tehachapi | 57566 | 1.6PR | WT | RE | NA | WND
2020 | CA | GE - Tehachapi | 57566 | 1.7SF | WT | RE | NA | WND
2020 | CA | GE - Tehachapi | 57566 | 2.5P2 | WT | OP | NA | WND
2020 | CA | GE - Tehachapi | 57566 | 2.8P3 | WT | OP | NA | WND
2020 | CA | GEN005 Antibody Fuel Cell | 63714 | GEN05 | FC | OP | NA | NG |  | 148811 | 0 | 0 | EIA Prime Mover-level Data | Estimated using an emission factor
2020 | CA | Genentech Vacaville Meter #1 | 60844 | PV1 | PV | OP | NA | SUN |  | 43769.7695 |  |  | EIA Prime Mover-level Data
2020 | CA | Genentech Vacaville Meter #1 | 60844 | PV2 | PV | OP | NA | SUN |  | 26492.2305 |  |  | EIA Prime Mover-level Data
2020 | CA | Genentech-Oceanside Hybrid | 60231 | BA1 | BA | OP | NA | MWH
2020 | CA | Genentech-Oceanside Hybrid | 60231 | PV1 | PV | OP | NA | SUN |  | 57971 |  |  | EIA Prime Mover-level Data
2020 | CA | Genesis Solar Energy Project | 57394 | GEN01 | ST | OP | NA | SUN |  | 2671944.5 |  |  | EIA Prime Mover-level Data
2020 | CA | Genesis Solar Energy Project | 57394 | GEN02 | ST | OP | NA | SUN |  | 2671944.5 |  |  | EIA Prime Mover-level Data
2020 | CA | Geo East Mesa II | 54038 | GEN1 | ST | OS | NA | GEO
2020 | CA | Geothermal 1 | 7368 | 1 | ST | OP | NA | GEO |  | 1994033 |  |  | EIA Prime Mover-level Data
2020 | CA | Geothermal 1 | 7368 | 2 | ST | OP | NA | GEO |  | 1994033 |  |  | EIA Prime Mover-level Data
2020 | CA | Geothermal 2 | 7369 | 3 | ST | SB | NA | GEO |  | 1247398 |  |  | EIA Prime Mover-level Data
2020 | CA | Geothermal 2 | 7369 | 4 | ST | OP | NA | GEO |  | 1247398 |  |  | EIA Prime Mover-level Data
2020 | CA | Geysers Unit 5-20 | 286 | U10 | ST | RE | NA | GEO
2020 | CA | Geysers Unit 5-20 | 286 | U11 | ST | OP | NA | GEO |  | 3825164 |  |  | EIA Prime Mover-level Data
2020 | CA | Geysers Unit 5-20 | 286 | U12 | ST | OP | NA | GEO |  | 3825164 |  |  | EIA Prime Mover-level Data
2020 | CA | Geysers Unit 5-20 | 286 | U13 | ST | OP | NA | GEO |  | 4798842 |  |  | EIA Prime Mover-level Data
2020 | CA | Geysers Unit 5-20 | 286 | U14 | ST | OP | NA | GEO |  | 3929486.5 |  |  | EIA Prime Mover-level Data
2020 | CA | Geysers Unit 5-20 | 286 | U16 | ST | OP | NA | GEO |  | 4103357.75 |  |  | EIA Prime Mover-level Data
2020 | CA | Geysers Unit 5-20 | 286 | U17 | ST | OP | NA | GEO |  | 4103357.75 |  |  | EIA Prime Mover-level Data
2020 | CA | Geysers Unit 5-20 | 286 | U18 | ST | OP | NA | GEO |  | 4103357.75 |  |  | EIA Prime Mover-level Data
2020 | CA | Geysers Unit 5-20 | 286 | U20 | ST | OP | NA | GEO |  | 4103357.75 |  |  | EIA Prime Mover-level Data
2020 | CA | Geysers Unit 5-20 | 286 | U5 | ST | OP | NA | GEO |  | 1912582 |  |  | EIA Prime Mover-level Data
2020 | CA | Geysers Unit 5-20 | 286 | U6 | ST | OP | NA | GEO |  | 1912582 |  |  | EIA Prime Mover-level Data
2020 | CA | Geysers Unit 5-20 | 286 | U7 | ST | OP | NA | GEO |  | 1912582 |  |  | EIA Prime Mover-level Data
2020 | CA | Geysers Unit 5-20 | 286 | U8 | ST | OP | NA | GEO |  | 1912582 |  |  | EIA Prime Mover-level Data
2020 | CA | Geysers Unit 5-20 | 286 | U9 | ST | RE | NA | GEO
2020 | CA | Gianera | 7231 | 1 | GT | OP | NA | NG |  | 51200 | 0.025452 | 0.00099423 | EIA Prime Mover-level Data | NEI avg EF - PM, fuel type, firing type
2020 | CA | Gianera | 7231 | 2 | GT | OP | NA | NG |  | 51200 | 0.025452 | 0.00099423 | EIA Prime Mover-level Data | NEI avg EF - PM, fuel type, firing type
2020 | CA | Giffen | 57521 | 1 | PV | OP | NA | SUN |  | 167003 |  |  | EIA Prime Mover-level Data
2020 | CA | Giffen | 57521 | 2 | PV | CN | NA | SUN
2020 | CA | Giffen Solar Park | 59522 | FRGSP | PV | OP | NA | SUN |  | 264084 |  |  | EIA Prime Mover-level Data
2020 | CA | Gilroy Energy Center, LLC | 55810 | S-3 | GT | OP | CT | NG | 632 | 116967.9766 | 0.45381 | 0.0077596 | EPA/CAMD | NEI avg EF - PM, fuel type, firing type | 2001
2020 | CA | Gilroy Energy Center, LLC | 55810 | S-4 | GT | OP | CT | NG | 600 | 125257.25 | 0.48598 | 0.0077596 | EPA/CAMD | NEI avg EF - PM, fuel type, firing type | 2001
2020 | CA | Gilroy Energy Center, LLC | 55810 | S-5 | GT | OP | CT | NG | 583 | 110082.5234 | 0.4271 | 0.0077596 | EPA/CAMD | NEI avg EF - PM, fuel type, firing type | 2002
2020 | CA | Glenarm | 422 | GT3 | GT | OP | CT | NG | 858 | 157806.0312 | 0.61226 | 0.0077596 | EPA/CAMD | NEI avg EF - PM, fuel type, firing type | 2003
2020 | CA | Glenarm | 422 | GT4 | GT | OP | CT | NG | 616 | 111433.8438 | 0.43234 | 0.0077596 | EPA/CAMD | NEI avg EF - PM, fuel type, firing type | 2003
2020 | CA | Glenarm | 422 | GT5 | CT | OP | CC | NG | 1031 | 284561.6875 | 0.87948 | 0.0061813 | EPA/CAMD | NEI avg EF - PM, fuel type, firing type | 2016
2020 | CA | Glendale Battery Energy Storage System | 60974 | 2BESS | BA | OP | NA | MWH
2020 | CA | Goal Line | 54749 | 1 | CT | OP | CC | NG | 522 | 170920.8906 | 2.0079 | 0.023496 | EPA/CAMD | EPA/NEI | 1994
2020 | CA | Golden Acorn Casino | 59328 | GAC1 | WT | OP | NA | WND |  | 38513 |  |  | EIA Prime Mover-level Data
2020 | CA | Golden Field Solar III, LLC | 63859 | RCTR | PV | OP | NA | SUN
2020 | CA | Golden Fields Solar I, LLC | 60590 | RS1 | PV | OP | NA | SUN |  | 1095607 |  |  | EIA Prime Mover-level Data
2020 | CA | Golden Hills North Wind Energy Center | 61222 | 1 | WT | OP | NA | WND |  | 1446589 |  |  | EIA Prime Mover-level Data
2020 | CA | Golden Hills Wind | 60049 | GE | WT | OP | NA | WND |  | 2304315 |  |  | EIA Prime Mover-level Data
2020 | CA | Golden Springs Building C-1 | 57796 | 1 | PV | OP | NA | SUN |  | 15378 |  |  | EIA Prime Mover-level Data
2020 | CA | Golden Springs Building D | 57797 | 1 | PV | OP | NA | SUN |  | 16441 |  |  | EIA Prime Mover-level Data
2020 | CA | Goleta Grid Resiliency | 63736 | BESS1 | BA | L | NA | MWH
2020 | CA | Goose Haven Energy Center | 55627 | UNIT1 | GT | OP | CT | NG | 859 | 193102.8438 | 0.44616 | 0.004621 | EPA/CAMD | EPA/NEI | 2002
2020 | CA | Gosselin Hydro Plant | 10128 | GEN1 | HY | OP | NA | WAT |  | 13940 |  |  | EIA Prime Mover-level Data
2020 | CA | Gosselin Hydro Plant | 10128 | GEN2 | HY | OP | NA | WAT |  | 13940 |  |  | EIA Prime Mover-level Data
2020 | CA | GPS Cabazon Wind LLC | 50552 | WGNS | WT | OP | NA | WND |  | 297545 |  |  | EIA Prime Mover-level Data
2020 | CA | Granger | 60516 | PV1 | PV | OP | NA | SUN |  | 63648 |  |  | EIA Prime Mover-level Data
2020 | CA | Grape | 63851 | GRAPE | PV | L | NA | SUN
2020 | CA | Grapeland Generating Station | 56472 | CT1 | GT | OP | CT | NG | 958 | 199561 | 0.77426 | 0.0077596 | EPA/CAMD | NEI avg EF - PM, fuel type, firing type | 2007
2020 | CA | Grassland 1&2 Solar Project | 58217 | INV4 | PV | OP | NA | SUN |  | 35248 |  |  | EIA Prime Mover-level Data
2020 | CA | Grassland 3&4 Solar Project | 58204 | INV3 | PV | OP | NA | SUN |  | 40339 |  |  | EIA Prime Mover-level Data
2020 | CA | Grayson Power Plant | 377 | 4 | ST | OP | WALL | NG | 4927 | 1232797.125 | 4.5268 | 0.0073439 | EPA/CAMD | NEI avg EF - PM, fuel type, firing type | 1959
2020 | CA | Grayson Power Plant | 377 | 5 | ST | OP | WALL | NG | 7684 | 249334.5781 | 0.91555 | 0.0073439 | EPA/CAMD | NEI avg EF - PM, fuel type, firing type | 1964
2020 | CA | Grayson Power Plant | 377 | 9 | GT | OP | CT | NG | 658 | 194186.375 | 0.75341 | 0.0077596 | EPA/CAMD | NEI avg EF - PM, fuel type, firing type | 2004
2020 | CA | Great Valley Solar Portfolio Holdings, LLC | 59940 | GVS2 | PV | OP | NA | SUN |  | 1379050.125 |  |  | EIA Prime Mover-level Data
2020 | CA | Great Valley Solar Portfolio Holdings, LLC | 59940 | GVS3 | PV | OP | NA | SUN |  | 459683.3438 |  |  | EIA Prime Mover-level Data
2020 | CA | Great Valley Solar Portfolio Holdings, LLC | 59940 | GVS4 | PV | OP | NA | SUN |  | 459683.3438 |  |  | EIA Prime Mover-level Data
2020 | CA | Great Valley Solar Portfolio Holdings, LLC | 59940 | TQ8 | PV | OP | NA | SUN |  | 2355877.25 |  |  | EIA Prime Mover-level Data
2020 | CA | Green Acres Solar Facility 1 | 57849 | GASF1 | PV | OP | NA | SUN |  | 49742 |  |  | EIA Prime Mover-level Data
2020 | CA | Green Acres Solar Facility 2 | 57850 | GASF2 | PV | OP | NA | SUN |  | 18554 |  |  | EIA Prime Mover-level Data
2020 | CA | Green Beanworks B PV | 61339 | GBWXB | PV | OP | NA | SUN |  | 61577 |  |  | EIA Prime Mover-level Data
2020 | CA | Green Beanworks C PV | 61215 | GBWXC | PV | OP | NA | SUN |  | 66201 |  |  | EIA Prime Mover-level Data
2020 | CA | Green Beanworks D PV | 61216 | GBWXD | PV | OP | NA | SUN |  | 63964 |  |  | EIA Prime Mover-level Data
2020 | CA | Green Power I | 55396 | WGNS | WT | OP | NA | WND |  | 105128 |  |  | EIA Prime Mover-level Data
2020 | CA | Greenleaf 1 Power Plant | 10350 | GEN1 | CT | RE | NA | NG
2020 | CA | Greenleaf 1 Power Plant | 10350 | GEN2 | CA | RE | NA | NG
2020 | CA | Greg Avenue | 6643 | 1 | HY | RE | NA | WAT
2020 | CA | Gridley Main | 58370 | GEN1 | PV | OP | NA | SUN |  | 11169 |  |  | EIA Prime Mover-level Data
2020 | CA | Gridley Main Two | 58371 | GEN1 | PV | OP | NA | SUN |  | 26758 |  |  | EIA Prime Mover-level Data
2020 | CA | Grizzly | 7338 | NA1 | HY | OP | NA | WAT
2020 | CA | Grossmont Hospital | 10115 | GEN1 | GT | RE | NA | NG
2020 | CA | Grossmont Hospital | 10115 | GEN2 | GT | RE | NA | NG
2020 | CA | Grossmont Hospital | 10115 | GEN3 | GT | OP | NA | NG |  | 371781 | 0.18482 | 0.00099423 | EIA Prime Mover-level Data | NEI avg EF - PM, fuel type, firing type
2020 | CA | Grossmont HS Solar Project | 62987 | GHSP | PV | OP | NA | SUN |  | 19907 |  |  | EIA Prime Mover-level Data
2020 | CA | GRS American Canyon | 10392 | 1 | IC | RE | NA | LFG
2020 | CA | GRS American Canyon | 10392 | 2 | IC | RE | NA | LFG
2020 | CA | GRS Newby I | 10388 | 1 | IC | RE | NA | LFG
2020 | CA | GRS Newby I | 10388 | 2 | IC | RE | NA | LFG
2020 | CA | GRS Newby I | 10388 | 3 | IC | RE | NA | LFG
2020 | CA | GRS Newby I | 10388 | 4 | IC | RE | NA | LFG
2020 | CA | Guadalupe Solar Farm | 62690 | GFARM | PV | OP | NA | SUN |  | 17959 |  |  | EIA Prime Mover-level Data
2020 | CA | Guernsey Solar Station | 57891 | 1 | PV | OP | NA | SUN |  | 366904 |  |  | EIA Prime Mover-level Data
2020 | CA | H. Gonzales | 56039 | G1 | GT | OP | NA | NG |  | 2743.5 | 0.0013638 | 0.00099423 | EIA Prime Mover-level Data | NEI avg EF - PM, fuel type, firing type
2020 | CA | H. Gonzales | 56039 | G2 | GT | OP | NA | NG |  | 2743.5 | 0.0013638 | 0.00099423 | EIA Prime Mover-level Data | NEI avg EF - PM, fuel type, firing type
2020 | CA | Haas | 240 | H1 | HY | OP | NA | WAT |  | 896916 |  |  | EIA Prime Mover-level Data
2020 | CA | Haas | 240 | H2 | HY | OP | NA | WAT |  | 896916 |  |  | EIA Prime Mover-level Data
2020 | CA | Haiwee | 398 | 1 | HY | OP | NA | WAT
2020 | CA | Haiwee | 398 | 2 | HY | OP | NA | WAT
2020 | CA | Halsey | 241 | 1 | HY | OP | NA | WAT |  | 300109 |  |  | EIA Prime Mover-level Data
2020 | CA | Hamilton Branch | 242 | 1 | HY | OS | NA | WAT
2020 | CA | Hamilton Branch | 242 | 2 | HY | OS | NA | WAT
2020 | CA | Hanford 1 and 2 | 59300 | HAN1 | PV | OP | NA | SUN |  | 25029 |  |  | EIA Prime Mover-level Data
2020 | CA | Hanford 1 and 2 | 59300 | HAN2 | PV | OP | NA | SUN |  | 25029 |  |  | EIA Prime Mover-level Data
2020 | CA | Hanford Energy Park Peaker | 55698 | HEP1 | GT | OP | CT | NG | 732 | 132408.6875 | 0.13633 | 0.0020593 | EPA/CAMD | EPA/NEI | 2001
2020 | CA | Hanford Energy Park Peaker | 55698 | HEP2 | GT | OP | CT | NG | 453 | 81709.25 | 0.083478 | 0.0020433 | EPA/CAMD | EPA/NEI | 2001
2020 | CA | Harbor Cogen | 50541 | GEN1 | CT |  | NA | NG |  | 249022.125 | 0.76964 | 0.0061813 | EIA Unit-level Data | NEI avg EF - PM, fuel type
2020 | CA | Harbor Cogen | 50541 | HR200 | CA | OP | NA | NG |  | 0 | 0 |  | EIA Unit-level Data | Estimated using an emission factor
2020 | CA | Harbor Cogen | 50541 | HRSG1 | CA | OP | NA | NG |  | 0 | 0 |  | EIA Unit-level Data | Estimated using an emission factor
2020 | CA | Harbor Generating Station | 399 | **10A | CT | OP | CC | NG | 0 |  | 0.13944 |  |  | EPA/NEI | 1994
2020 | CA | Harbor Generating Station | 399 | **10B | CT | OP | CC | NG | 376 | 265694.5625 | 0.82117 | 0.0061813 | EPA/CAMD | NEI avg EF - PM, fuel type, firing type | 1994
2020 | CA | Harbor Generating Station | 399 | 10 | GT | OP | CT | NG | 320 | 108523.6172 | 0.42105 | 0.0077596 | EPA/CAMD | NEI avg EF - PM, fuel type, firing type | 2001
2020 | CA | Harbor Generating Station | 399 | 11 | GT | OP | CT | NG | 257 | 81210.8047 | 0.015959 | 0.00039302 | EPA/CAMD | EPA/NEI | 2001
2020 | CA | Harbor Generating Station | 399 | 12 | GT | OP | CT | NG | 332 | 109346.7188 | 0.0003376 | 6.1749e-06 | EPA/CAMD | EPA/NEI | 2001
2020 | CA | Harbor Generating Station | 399 | 13 | GT | OP | CT | NG | 340 | 106953.7422 | 0.41496 | 0.0077596 | EPA/CAMD | NEI avg EF - PM, fuel type, firing type | 2001
2020 | CA | Harbor Generating Station | 399 | 14 | GT | OP | CT | NG | 288 | 93546.3203 | 0.36294 | 0.0077596 | EPA/CAMD | NEI avg EF - PM, fuel type, firing type | 2001
2020 | CA | Hat Creek 1 | 243 | 1 | HY | OP | NA | WAT |  | 283744 |  |  | EIA Prime Mover-level Data
2020 | CA | Hat Creek 2 | 244 | 1 | HY | OP | NA | WAT |  | 294604 |  |  | EIA Prime Mover-level Data
2020 | CA | Hatchet Creek Project | 10882 | GEN1 | HY | OP | NA | WAT |  | 79379 |  |  | EIA Prime Mover-level Data
2020 | CA | Hatchet Ridge Wind Project | 56654 | 1 | WT | OP | NA | WND |  | 2471152 |  |  | EIA Prime Mover-level Data
2020 | CA | Haynes Generating Station | 400 | 1 | ST | OP | WALL | NG | 1764 | 1306379.75 | 4.55 | 0.0069658 | EPA/CAMD | EPA/NEI | 1962
2020 | CA | Haynes Generating Station | 400 | 10 | CT | OP | CC | NG | 6938 | 11160681 | 7.4896 | 0.0013421 | EPA/CAMD | EPA/NEI | 2004
2020 | CA | Haynes Generating Station | 400 | 11 | GT | OP | CT | NG | 1050 | 765396.8125 | 0.11904 | 0.00031105 | EPA/CAMD | EPA/NEI | 2013
2020 | CA | Haynes Generating Station | 400 | 12 | GT | OP | CT | NG | 656 | 477244.9375 | 0.3968 | 0.0016629 | EPA/CAMD | EPA/NEI | 2013
2020 | CA | Haynes Generating Station | 400 | 13 | GT | OP | CT | NG | 1125 | 827787.375 | 1.2698 | 0.0030678 | EPA/CAMD | EPA/NEI | 2013
2020 | CA | Haynes Generating Station | 400 | 14 | GT | OP | CT | NG | 912 | 673249.75 | 0.76384 | 0.0022691 | EPA/CAMD | EPA/NEI | 2013
2020 | CA | Haynes Generating Station | 400 | 15 | GT | OP | CT | NG | 864 | 614128.5625 | 0.1984 | 0.00064612 | EPA/CAMD | EPA/NEI | 2013
2020 | CA | Haynes Generating Station | 400 | 16 | GT | OP | CT | NG | 591 | 443477.9375 | 0.248 | 0.0011184 | EPA/CAMD | EPA/NEI | 2013
2020 | CA | Haynes Generating Station | 400 | 2 | ST | OP | WALL | NG | 1341 | 986869.625 | 3.18 | 0.0064446 | EPA/CAMD | EPA/NEI | 1963
2020 | CA | Haynes Generating Station | 400 | 9 | CT | OP | CC | NG | 6640 | 10796221 | 7.5194 | 0.001393 | EPA/CAMD | EPA/NEI | 2004
2020 | CA | Haypress | 10253 | LGEN | HY | OP | NA | WAT |  | 22722 |  |  | EIA Prime Mover-level Data
2020 | CA | Haypress | 10253 | UGEN | HY | OP | NA | WAT |  | 22722 |  |  | EIA Prime Mover-level Data
2020 | CA | Hayworth Solar | 59009 | PV1 | PV | OP | NA | SUN |  | 425884 |  |  | EIA Prime Mover-level Data
2020 | CA | Heber Geothermal | 54689 | 1 | ST | OP | NA | GEO |  | 1560795 |  |  | EIA Prime Mover-level Data
2020 | CA | Heber Geothermal | 54689 | 2 | BT | OP | NA | GEO |  | 322372.0625 |  |  | EIA Prime Mover-level Data
2020 | CA | Heber Geothermal | 54689 | 3 | BT | OP | NA | GEO |  | 161186.0312 |  |  | EIA Prime Mover-level Data
2020 | CA | Heber Geothermal | 54689 | 4 | BT | OP | NA | GEO |  | 875009.875 |  |  | EIA Prime Mover-level Data
2020 | CA | Heber Solar | 58398 | 1 | PV | OP | NA | SUN |  | 215263 |  |  | EIA Prime Mover-level Data
2020 | CA | HEBT Irvine 1 | 61722 | IRV01 | BA | OP | NA | MWH |  | 0 |  |  | EIA Prime Mover-level Data
2020 | CA | HEBT Irvine 1 | 61722 | IRV1W | BA | OP | NA | MWH |  | 0 |  |  | EIA Prime Mover-level Data
2020 | CA | HEBT Irvine 2 | 61723 | IRV06 | BA | OP | NA | MWH |  | 0 |  |  | EIA Prime Mover-level Data
2020 | CA | HEBT Irvine 2 | 61723 | IRV2W | BA | OP | NA | MWH |  | 0 |  |  | EIA Prime Mover-level Data
2020 | CA | HEBT WLA 1 | 61721 | WLA01 | BA | OP | NA | MWH |  | 0 |  |  | EIA Prime Mover-level Data
2020 | CA | Hecate Energy Beacon Solar 1 | 59315 | BEAC1 | PV | OP | NA | SUN |  | 1223131 |  |  | EIA Prime Mover-level Data
2020 | CA | Hecate Energy Beacon Solar 3 | 59316 | BEAC3 | PV | OP | NA | SUN |  | 1214340 |  |  | EIA Prime Mover-level Data
2020 | CA | Hecate Energy Beacon Solar 4 | 59317 | BEAC4 | PV | OP | NA | SUN |  | 1079536 |  |  | EIA Prime Mover-level Data
2020 | CA | Hecate Energy Johanna Facility | 62889 | HEGJF | BA | U | NA | MWH
2020 | CA | Hecate Energy Johanna Facility | 62889 | HJFII | BA | U | NA | MWH
2020 | CA | Heliocentric | 57831 | 1 | PV | OP | NA | SUN |  | 15080 |  |  | EIA Prime Mover-level Data
2020 | CA | Hellyer Solar Farm | 62689 | HFARM | PV | OP | NA | SUN |  | 32776 |  |  | EIA Prime Mover-level Data
2020 | CA | Helms Energy Center | 56955 | 1 | GT | CN | NA | NG
2020 | CA | Helms Pumped Storage | 6100 | 1 | PS | OS | NA | WAT |  | 0 |  |  | EIA Prime Mover-level Data
2020 | CA | Helms Pumped Storage | 6100 | 2 | PS | OP | NA | WAT |  | 0 |  |  | EIA Prime Mover-level Data
2020 | CA | Helms Pumped Storage | 6100 | 3 | PS | OP | NA | WAT |  | 0 |  |  | EIA Prime Mover-level Data
2020 | CA | Helzel & Schwarzhoff 86 | 56275 | WGNS | WT | OP | NA | WND |  | 24758 |  |  | EIA Prime Mover-level Data
2020 | CA | Helzel & Schwarzhoff 88 Wind Farm | 52165 | WGNS | WT | RE | NA | WND
2020 | CA | Henrietta D Energy Storage LLC | 60641 | HDES1 | BA | V | NA | MWH
2020 | CA | Henrietta Peaker Plant | 55807 | HPP1 | GT | OP | CT | NG | 743 | 165591.5938 | 0.12772 | 0.0015426 | EPA/CAMD | EPA/NEI | 2002
2020 | CA | Henrietta Peaker Plant | 55807 | HPP2 | GT | OP | CT | NG | 740 | 163032.6562 | 0.164 | 0.0020118 | EPA/CAMD | EPA/NEI | 2002
2020 | CA | Henrietta Solar Project | 58975 | PV1 | PV | OP | NA | SUN |  | 2116557 |  |  | EIA Prime Mover-level Data
2020 | CA | Hesperia | 59182 | 1994-10-01 | PV | OP | NA | SUN |  | 24406 |  |  | EIA Prime Mover-level Data
2020 | CA | Hickman | 162 | 1 | HY | OP | NA | WAT |  | 15997 |  |  | EIA Prime Mover-level Data
2020 | CA | Hickman | 162 | 2 | HY | OP | NA | WAT |  | 15997 |  |  | EIA Prime Mover-level Data
2020 | CA | High Desert Power Project | 55518 | CTG1 | CT | OP | CC | NG | 4904 | 7939392.5 | 32.4 | 0.0081618 | EPA/CAMD | EPA/NEI | 2003
2020 | CA | High Desert Power Project | 55518 | CTG2 | CT | OP | CC | NG | 4729 | 7721449.5 | 5.2 | 0.0013469 | EPA/CAMD | EPA/NEI | 2003
2020 | CA | High Desert Power Project | 55518 | CTG3 | CT | OP | CC | NG | 4973 | 8043154.5 | 5.9 | 0.0014671 | EPA/CAMD | EPA/NEI | 2003
2020 | CA | High Sierra Cogeneration Plant | 57977 | ENG1 | IC | OP | NA | NG |  | 156679.5 | 0.033059 | 0.000422 | EIA Prime Mover-level Data | Estimated using an emission factor
2020 | CA | High Sierra Cogeneration Plant | 57977 | ENG2 | IC | OP | NA | NG |  | 156679.5 | 0.033059 | 0.000422 | EIA Prime Mover-level Data | Estimated using an emission factor
2020 | CA | High Sierra Limited | 50495 | HS1 | GT | OP | NA | NG |  | 120775.5 | 0.060039 | 0.00099423 | EIA Prime Mover-level Data | NEI avg EF - PM, fuel type, firing type
2020 | CA | High Sierra Limited | 50495 | HS2 | GT | OP | NA | NG |  | 120775.5 | 0.060039 | 0.00099423 | EIA Prime Mover-level Data | NEI avg EF - PM, fuel type, firing type
2020 | CA | High Winds LLC | 56075 | 1 | WT | OP | NA | WND |  | 2471291 |  |  | EIA Prime Mover-level Data
2020 | CA | High Winds LLC | 56075 | 2 | WT | OP | NA | WND |  | 274587.9062 |  |  | EIA Prime Mover-level Data
2020 | CA | HL Power | 10777 | ZURN1 | ST | OP | NA | WDS |  | 2941910.75 | 27.5053 | 0.018699 | EIA Unit-level Data | NEI avg EF - PM, fuel type
2020 | CA | HL Solar | 62655 | HLS | PV | OP | NA | SUN |  | 99029 |  |  | EIA Prime Mover-level Data
2020 | CA | Hoag Hospital Cogen Plant | 58223 | 1 | IC | OP | NA | NG |  | 120896.6641 | 0.025509 | 0.000422 | EIA Prime Mover-level Data | Estimated using an emission factor
2020 | CA | Hoag Hospital Cogen Plant | 58223 | 2 | IC | OP | NA | NG |  | 120896.6641 | 0.025509 | 0.000422 | EIA Prime Mover-level Data | Estimated using an emission factor
2020 | CA | Hoag Hospital Cogen Plant | 58223 | 3 | IC | OP | NA | NG |  | 120896.6641 | 0.025509 | 0.000422 | EIA Prime Mover-level Data | Estimated using an emission factor
2020 | CA | Hollister Solar LLC | 59268 | PV10 | PV | OP | NA | SUN |  | 33415 |  |  | EIA Prime Mover-level Data
2020 | CA | Honda Torrance | 58300 | HON | FC | OP | NA | NG |  | 41384 | 0 | 0 | EIA Prime Mover-level Data | Estimated using an emission factor
2020 | CA | Horn | 58452 | 1 | PV | OP | NA | SUN |  | 30988 |  |  | EIA Prime Mover-level Data
2020 | CA | Houweling Nurseries | 58432 | COG1 | IC | OP | NA | NG |  | 207386.3281 | 0.043759 | 0.000422 | EIA Prime Mover-level Data | Estimated using an emission factor
2020 | CA | Houweling Nurseries | 58432 | COG2 | IC | OP | NA | NG |  | 207386.3281 | 0.043759 | 0.000422 | EIA Prime Mover-level Data | Estimated using an emission factor
2020 | CA | Houweling Nurseries | 58432 | COG3 | IC | OP | NA | NG |  | 207386.3281 | 0.043759 | 0.000422 | EIA Prime Mover-level Data | Estimated using an emission factor
2020 | CA | Hudson - High Desert Hybrid | 64624 | BESS1 | BA | T | NA | MWH
2020 | CA | Hudson - High Desert Hybrid | 64624 | GEN1 | PV | T | NA | SUN
2020 | CA | Hudson Ranch Power II LLC | 58211 | HR2 | ST | CN | NA | GEO
2020 | CA | Humboldt Bay | 246 | IC1 | IC | OP | NA | NG |  | 426917.4062 | 0.09008 | 0.000422 | EIA Prime Mover-level Data | Estimated using an emission factor
2020 | CA | Humboldt Bay | 246 | IC10 | IC | OP | NA | NG |  | 426917.4062 | 0.09008 | 0.000422 | EIA Prime Mover-level Data | Estimated using an emission factor
2020 | CA | Humboldt Bay | 246 | IC2 | IC | OP | NA | NG |  | 426917.4062 | 0.09008 | 0.000422 | EIA Prime Mover-level Data | Estimated using an emission factor
2020 | CA | Humboldt Bay | 246 | IC3 | IC | OP | NA | NG |  | 426917.4062 | 0.09008 | 0.000422 | EIA Prime Mover-level Data | Estimated using an emission factor
2020 | CA | Humboldt Bay | 246 | IC4 | IC | OP | NA | NG |  | 426917.4062 | 0.09008 | 0.000422 | EIA Prime Mover-level Data | Estimated using an emission factor
2020 | CA | Humboldt Bay | 246 | IC5 | IC | OP | NA | NG |  | 426917.4062 | 0.09008 | 0.000422 | EIA Prime Mover-level Data | Estimated using an emission factor
2020 | CA | Humboldt Bay | 246 | IC6 | IC | OP | NA | NG |  | 426917.4062 | 0.09008 | 0.000422 | EIA Prime Mover-level Data | Estimated using an emission factor
2020 | CA | Humboldt Bay | 246 | IC7 | IC | OP | NA | NG |  | 426917.4062 | 0.09008 | 0.000422 | EIA Prime Mover-level Data | Estimated using an emission factor
2020 | CA | Humboldt Bay | 246 | IC8 | IC | OP | NA | NG |  | 426917.4062 | 0.09008 | 0.000422 | EIA Prime Mover-level Data | Estimated using an emission factor
2020 | CA | Humboldt Bay | 246 | IC9 | IC | OP | NA | NG |  | 426917.4062 | 0.09008 | 0.000422 | EIA Prime Mover-level Data | Estimated using an emission factor
2020 | CA | Humboldt Bay | 246 | ST1 | ST | RE | NA | NG
2020 | CA | Humboldt Bay | 246 | ST2 | ST | RE | NA | NG
2020 | CA | Humboldt Sawmill Company | 50049 | BLRA | ST | OP | NA | WDS |  | 10061876 | 94.0733 | 0.018699 | EIA Unit-level Data | NEI avg EF - PM, fuel type
2020 | CA | Humboldt Sawmill Company | 50049 | BLRB | ST | OP | NA | WDS |  | 8636483 | 80.7466 | 0.018699 | EIA Unit-level Data | NEI avg EF - PM, fuel type
2020 | CA | Humboldt Sawmill Company | 50049 | BLRC | ST | OP | NA | WDS |  | 4595633 | 42.9668 | 0.018699 | EIA Unit-level Data | NEI avg EF - PM, fuel type
2020 | CA | Hunters Point | 247 | 2 | ST | RE | NA | NG
2020 | CA | Hunters Point | 247 | 3 | ST | RE | NA | NG
2020 | CA | Hunters Point | 247 | 4 | ST | RE | NA | NG
2020 | CA | Hunters Point | 247 | GT1 | GT | RE | NA | DFO
2020 | CA | Huron Solar Station | 57523 | 1 | PV | OP | NA | SUN |  | 330426 |  |  | EIA Prime Mover-level Data
2020 | CA | Hybrid Holdings 1 Capistrano | 62515 | HH4MW | BA | CN | NA | MWH
2020 | CA | Hyperion Treatment Plant CHP Plant | 60960 | CTG1 | GT | OP | NA | OBG |  | 495315 | 5.3494 | 0.0216 | EIA Prime Mover-level Data | Estimated using an emission factor
2020 | CA | Hyperion Treatment Plant CHP Plant | 60960 | CTG2 | GT | OP | NA | OBG |  | 495315 | 5.3494 | 0.0216 | EIA Prime Mover-level Data | Estimated using an emission factor
2020 | CA | Hyperion Treatment Plant CHP Plant | 60960 | STG1 | GT | OP | NA | OBG |  | 495315 | 5.3494 | 0.0216 | EIA Prime Mover-level Data | Estimated using an emission factor
2020 | CA | IKEA Tejon 345 | 58028 | PV | PV | OP | NA | SUN |  | 15668 |  |  | EIA Prime Mover-level Data
2020 | CA | Illumina Way SD | 63603 | ILM01 | FC | OP | NA | NG |  | 199618 | 0 | 0 | EIA Prime Mover-level Data | Estimated using an emission factor
2020 | CA | Imperial Solar Energy Center South | 57490 | 56819 | PV | OP | NA | SUN |  | 2131909 |  |  | EIA Prime Mover-level Data
2020 | CA | Imperial Solar Energy Center West | 57491 | 56819 | PV | OP | NA | SUN |  | 3421865 |  |  | EIA Prime Mover-level Data
2020 | CA | Imperial Valley Solar Co (IVSC) 2, LLC | 59657 | IVSC2 | PV | OP | NA | SUN |  | 385934 |  |  | EIA Prime Mover-level Data
2020 | CA | Imperial Valley Solar Company 1 LLC | 58062 | 1 | PV | OP | NA | SUN |  | 376044 |  |  | EIA Prime Mover-level Data
2020 | CA | Imperial Valley Solar, LLC | 56917 | 1 | PV | OP | NA | SUN |  | 1832479 |  |  | EIA Prime Mover-level Data
2020 | CA | Imperial Valley Solar, LLC | 56917 | 1A | PV | OP | NA | SUN |  | 1172060.875 |  |  | EIA Prime Mover-level Data
2020 | CA | Imperial Valley Solar, LLC | 56917 | 1B | PV | OP | NA | SUN |  | 622317.125 |  |  | EIA Prime Mover-level Data
2020 | CA | Imperial Valley Solar, LLC | 56917 | 2 | PV | CN | NA | SUN
2020 | CA | Improvement Dst No. 4 | 57895 | ID4 | PV | OP | NA | SUN |  | 4782 |  |  | EIA Prime Mover-level Data
2020 | CA | Indian Valley Dam Hydro Project | 50129 | 1641 | HY | SB | NA | WAT |  | 40738.5508 |  |  | EIA Prime Mover-level Data
2020 | CA | Indian Valley Dam Hydro Project | 50129 | 1642 | HY | SB | NA | WAT |  | 40738.5508 |  |  | EIA Prime Mover-level Data
2020 | CA | Indian Valley Dam Hydro Project | 50129 | 8332 | HY | SB | NA | WAT |  | 2909.896 |  |  | EIA Prime Mover-level Data
2020 | CA | Indigo Generation Facility | 55541 | 1 | GT | OP | CT | NG | 529 | 134678.3281 | 0.43648 | 0.0064818 | EPA/CAMD | EPA/NEI | 2001
2020 | CA | Indigo Generation Facility | 55541 | 2 | GT | OP | CT | NG | 665 | 176810.0625 | 0.57536 | 0.0065082 | EPA/CAMD | EPA/NEI | 2001
2020 | CA | Indigo Generation Facility | 55541 | 3 | GT | OP | CT | NG | 511 | 125712.5703 | 0.41664 | 0.0066285 | EPA/CAMD | EPA/NEI | 2001
2020 | CA | Industry MetroLink PV 1 | 57860 | 1 | PV | OP | NA | SUN |  | 21951 |  |  | EIA Prime Mover-level Data
2020 | CA | Industry Solar Power Generation Station 1 LLC | 58609 | ISP1 | PV | OP | NA | SUN |  | 36003 |  |  | EIA Prime Mover-level Data
2020 | CA | Inland Empire Energy Center | 55853 | 1 | CT | OP | CC | NG | 0 | [5 empty] | 2008
2020 | CA | Inland Empire Energy Center | 55853 | 2 | CT | OP | CC | NG | 0 | [5 empty] | 2008
2020 | CA | Inskip | 248 | 1 | HY | OS | NA | WAT
2020 | CA | Intel Folsom | 58086 | 1 | PV | OP | NA | SUN |  | 6312 |  |  | EIA Prime Mover-level Data
2020 | CA | Intel Folsom | 58086 | 2 | PV | OP | NA | SUN |  | 6312 |  |  | EIA Prime Mover-level Data
2020 | CA | Intel Folsom Phase 2 | 58954 | PV | PV | OP | NA | SUN |  | 13880 |  |  | EIA Prime Mover-level Data
2020 | CA | Intel Folsom Phase 3 | 61152 | PV1 | PV | OP | NA | SUN |  | 45418 |  |  | EIA Prime Mover-level Data
2020 | CA | Intel Santa Clara | 60224 | NTL00 | FC | OP | NA | NG |  | 54088 | 0 | 0 | EIA Prime Mover-level Data | Estimated using an emission factor
2020 | CA | IOS II-LAX9 | 63414 | IOSII | PV | OP | NA | SUN |  | 14362 |  |  | EIA Prime Mover-level Data
2020 | CA | Iron Gate | 297 | 1 | HY | OP | NA | WAT |  | 722660 |  |  | EIA Prime Mover-level Data
2020 | CA | Ironwood Solar LLC | 58513 | 937 | PV | OP | NA | SUN |  | 8343 |  |  | EIA Prime Mover-level Data
2020 | CA | Irwindale Brew Yard, LLC | 58056 | JEN1 | IC | OP | NA | OBG |  | 10952.5 | 0.080501 | 0.0147 | EIA Prime Mover-level Data | Estimated using an emission factor
2020 | CA | Irwindale Brew Yard, LLC | 58056 | JEN2 | IC | OS | NA | OBG |  | 10952.5 | 0.080501 | 0.0147 | EIA Prime Mover-level Data | Estimated using an emission factor
2020 | CA | Irwindale Brew Yard, LLC | 58056 | PV | PV | OP | NA | SUN |  | 34476 |  |  | EIA Prime Mover-level Data
2020 | CA | Irwindale Brew Yard, LLC | 58056 | T100 | GT | OP | NA | NG |  | 6074.5 | 0.0030197 | 0.00099423 | EIA Prime Mover-level Data | NEI avg EF - PM, fuel type, firing type
2020 | CA | Irwindale Brew Yard, LLC | 58056 | T200 | GT | OP | NA | NG |  | 6074.5 | 0.0030197 | 0.00099423 | EIA Prime Mover-level Data | NEI avg EF - PM, fuel type, firing type
2020 | CA | Isabella Hydro Project | 10139 | GEN1 | HY | OP | NA | WAT |  | 76969 |  |  | EIA Prime Mover-level Data
2020 | CA | Isabella Hydro Project | 10139 | GEN2 | HY | OP | NA | WAT |  | 76969 |  |  | EIA Prime Mover-level Data
2020 | CA | ISH Solar Hospital Downey | 57841 | 1 | PV | OP | NA | SUN |  | 630 |  |  | EIA Prime Mover-level Data
2020 | CA | ISH Solar Hospital SDMC | 57840 | 1 | PV | OP | NA | SUN |  | 1807 |  |  | EIA Prime Mover-level Data
2020 | CA | Ivanhoe Solar | 58307 | 1 | PV | OP | NA | SUN |  | 24216.8574 |  |  | EIA Prime Mover-level Data
2020 | CA | Ivanhoe Solar | 58307 | 2 | PV | OP | NA | SUN |  | 8072.2861 |  |  | EIA Prime Mover-level Data
2020 | CA | Ivanhoe Solar | 58307 | 3 | PV | OP | NA | SUN |  | 24216.8574 |  |  | EIA Prime Mover-level Data
2020 | CA | Ivanpah 1 | 57074 | BLR1 | ST | OP | OTHER BOILER | NG | 4332 | 484786 | 2.2321 | 0.0092088 | EPA/CAMD | NEI avg EF - PM, fuel type, firing type | 2013
2020 | CA | Ivanpah 1 | 57074 | ST1 | ST | OP | NA | SUN |  | 2870417 |  |  | EIA Prime Mover-level Data
2020 | CA | Ivanpah 2 | 57073 | BLR1 | ST | OP | OTHER BOILER | NG | 4025 | 476779.1875 | 2.1953 | 0.0092088 | EPA/CAMD | NEI avg EF - PM, fuel type, firing type | 2013
2020 | CA | Ivanpah 2 | 57073 | ST1 | ST | OP | NA | SUN |  | 2841301 |  |  | EIA Prime Mover-level Data
2020 | CA | Ivanpah 3 | 57075 | BLR1 | ST | OP | OTHER BOILER | NG | 4577 | 480863.1875 | 2.2141 | 0.0092088 | EPA/CAMD | NEI avg EF - PM, fuel type, firing type | 2013
2020 | CA | Ivanpah 3 | 57075 | ST1 | ST | OP | NA | SUN |  | 2888926 |  |  | EIA Prime Mover-level Data
2020 | CA | IVC Solar | 61692 | IVCS | PV | OP | NA | SUN |  | 29248 |  |  | EIA Prime Mover-level Data
2020 | CA | J S Eastwood | 104 | 1 | PS | OA | NA | WAT |  | 0 |  |  | EIA Prime Mover-level Data
2020 | CA | J&A-Santa Maria II LLC | 57101 | 1 | IC | OP | NA | LFG
2020 | CA | J.R. Simplot Company | 58216 | 1 | ST | OP | NA | WH |  | 47579 |  |  | EIA Prime Mover-level Data
2020 | CA | Jacumba Solar Farm | 60947 | Q644A | PV | OP | NA | SUN |  | 340015 |  |  | EIA Prime Mover-level Data
2020 | CA | James B Black | 249 | 1 | HY | OP | NA | WAT |  | 1990934.75 |  |  | EIA Prime Mover-level Data
2020 | CA | James B Black | 249 | 2 | HY | OP | NA | WAT |  | 1953502.25 |  |  | EIA Prime Mover-level Data
2020 | CA | Jaybird | 431 | H1 | HY | OP | NA | WAT |  | 1183859.5 |  |  | EIA Prime Mover-level Data
2020 | CA | Jaybird | 431 | H2 | HY | OP | NA | WAT |  | 1183859.5 |  |  | EIA Prime Mover-level Data
2020 | CA | Johanna Energy Center, LLC | 63843 | SASP1 | BA | V | NA | MWH
2020 | CA | John L. Featherstone Plant | 57475 | HRP1 | ST | OP | NA | GEO |  | 3771458 |  |  | EIA Prime Mover-level Data
2020 | CA | Jones Fork | 534 | 1 | HY | OP | NA | WAT |  | 3711 |  |  | EIA Prime Mover-level Data
2020 | CA | JSR000 N Mathilda Fuel Cell | 63711 | JSR00 | FC | OP | NA | NG |  | 65728 | 0 | 0 | EIA Prime Mover-level Data | Estimated using an emission factor
2020 | CA | Judge F Carr | 442 | 1 | HY | OP | NA | WAT |  | 1870105.5 |  |  | EIA Prime Mover-level Data
2020 | CA | Judge F Carr | 442 | 2 | HY | OP | NA | WAT |  | 1870105.5 |  |  | EIA Prime Mover-level Data
2020 | CA | Juniper Networks Sunnyvale | 58301 | JPR | FC | OP | NA | NG |  | 51911 | 0 | 0 | EIA Prime Mover-level Data | Estimated using an emission factor
2020 | CA | JVR Energy Park LLC | 64428 | JVR1A | PV | T | NA | SUN
2020 | CA | JVR Energy Park LLC | 64428 | JVR1B | BA | T | NA | MWH
2020 | CA | Kaiser Deer Valley Rd. Fuel Cell | 62699 | KSR24 | FC | OP | NA | NG |  | 76531 | 0 | 0 | EIA Prime Mover-level Data | Estimated using an emission factor
2020 | CA | Kaiser Downey | 58128 | KRSO1 | FC | OP | NA | NG |  | 10919.7998 | 0 | 0 | EIA Prime Mover-level Data | Estimated using an emission factor
2020 | CA | Kaiser Downey | 58128 | KRSO2 | FC | OP | NA | NG |  | 10919.7998 | 0 | 0 | EIA Prime Mover-level Data | Estimated using an emission factor
2020 | CA | Kaiser Downey | 58128 | KRSO3 | FC | OP | NA | NG |  | 10919.7998 | 0 | 0 | EIA Prime Mover-level Data | Estimated using an emission factor
2020 | CA | Kaiser Downey | 58128 | KRSO4 | FC | OP | NA | NG |  | 10919.7998 | 0 | 0 | EIA Prime Mover-level Data | Estimated using an emission factor
2020 | CA | Kaiser Downey | 58128 | KRSO5 | FC | OP | NA | NG |  | 10919.7998 | 0 | 0 | EIA Prime Mover-level Data | Estimated using an emission factor
2020 | CA | Kaiser East La Palma Ave. Fuel Cell | 62698 | KR059 | FC | OP | NA | NG |  | 123698 | 0 | 0 | EIA Prime Mover-level Data | Estimated using an emission factor
2020 | CA | Kaiser Napa Valley Corporate Dr Fuel Cell | 62701 | KS18A | FC | OP | NA | NG |  | 127572.3984 | 0 | 0 | EIA Prime Mover-level Data | Estimated using an emission factor
2020 | CA | Kaiser Napa Valley Corporate Dr Fuel Cell | 62701 | KS18B | FC | OP | NA | NG |  | 117366.6016 | 0 | 0 | EIA Prime Mover-level Data | Estimated using an emission factor
2020 | CA | Kaiser Ontario | 58132 | KSRO1 | FC | OP | NA | NG |  | 10560 | 0 | 0 | EIA Prime Mover-level Data | Estimated using an emission factor
2020 | CA | Kaiser Ontario | 58132 | KSRO2 | FC | OP | NA | NG |  | 10560 | 0 | 0 | EIA Prime Mover-level Data | Estimated using an emission factor
2020 | CA | Kaiser Ontario | 58132 | KSRO3 | FC | OP | NA | NG |  | 10560 | 0 | 0 | EIA Prime Mover-level Data | Estimated using an emission factor
2020 | CA | Kaiser Ontario | 58132 | KSRO4 | FC | OP | NA | NG |  | 10560 | 0 | 0 | EIA Prime Mover-level Data | Estimated using an emission factor
2020 | CA | Kaiser Ontario | 58132 | KSRO5 | FC | OP | NA | NG |  | 10560 | 0 | 0 | EIA Prime Mover-level Data | Estimated using an emission factor
2020 | CA | Kaiser Owens Dr. Fuel Cell | 62700 | KSR23 | FC | OP | NA | NG |  | 54601 | 0 | 0 | EIA Prime Mover-level Data | Estimated using an emission factor
2020 | CA | Kanaka | 54653 | KAN1 | HY | OS | NA | WAT
2020 | CA | Karen Avenue Wind Farm | 10718 | WND | WT | OP | NA | WND |  | 257294 |  |  | EIA Prime Mover-level Data
2020 | CA | Kaweah 1 | 337 | 1 | HY | OS | NA | WAT |  | 0 |  |  | EIA Prime Mover-level Data
2020 | CA | Kaweah 2 | 336 | 2 | HY | OP | NA | WAT |  | 21942 |  |  | EIA Prime Mover-level Data
2020 | CA | Kaweah 3 | 338 | 1 | HY | OP | NA | WAT |  | 57455 |  |  | EIA Prime Mover-level Data
2020 | CA | Kaweah 3 | 338 | 2 | HY | OP | NA | WAT |  | 57455 |  |  | EIA Prime Mover-level Data
2020 | CA | Kaweah Delta District Hospital | 10042 | KDH1 | IC | RE | NA | NG
2020 | CA | Kaweah Delta District Hospital | 10042 | KDH2 | IC | RE | NA | NG
2020 | CA | Kaweah Delta District Hospital | 10042 | KDH3 | IC | RE | NA | NG
2020 | CA | Kaweah Delta District Hospital | 10042 | KDHT1 | GT | OP | NA | NG |  | 345670 | 0.17184 | 0.00099423 | EIA Prime Mover-level Data | NEI avg EF - PM, fuel type, firing type
2020 | CA | Kearny Mesa Storage LLC | 62441 | U1 | BA | OP | NA | MWH |  | 0 |  |  | EIA Prime Mover-level Data
2020 | CA | Kearny North Energy Storage | 64612 | KNES | BA | T | NA | MWH
2020 | CA | Kearny South Energy Storage | 64614 | KSES | BA | T | NA | MWH
2020 | CA | Kekawaka Power House | 54654 | KEK1 | HY | OA | NA | WAT
2020 | CA | Kellogg's - San Jose | 59280 | KLG00 | FC | OP | NA | NG |  | 46744 | 0 | 0 | EIA Prime Mover-level Data | Estimated using an emission factor
2020 | CA | Kelly Ridge | 418 | 1 | HY | OP | NA | WAT |  | 421824 |  |  | EIA Prime Mover-level Data
2020 | CA | Kerckhoff | 250 | H1 | HY | OS | NA | WAT
2020 | CA | Kerckhoff | 250 | H2 | HY | RE | NA | WAT
2020 | CA | Kerckhoff | 250 | H3 | HY | OS | NA | WAT
2020 | CA | Kerckhoff 2 | 682 | 1 | HY | OP | NA | WAT |  | 2215192 |  |  | EIA Prime Mover-level Data
2020 | CA | Kern Canyon | 7911 | 1 | HY | OS | NA | WAT
2020 | CA | Kern Front Limited | 50494 | KF1 | GT | OP | NA | NG |  | 101648 | 0.050531 | 0.00099423 | EIA Prime Mover-level Data | NEI avg EF - PM, fuel type, firing type
2020 | CA | Kern Front Limited | 50494 | KF2 | GT | OP | NA | NG |  | 101648 | 0.050531 | 0.00099423 | EIA Prime Mover-level Data | NEI avg EF - PM, fuel type, firing type
2020 | CA | Kern Oil & Refining Co | 58100 | 5900 | GT | OP | NA | NG |  | 476931 | 0.23709 | 0.00099423 | EIA Prime Mover-level Data | NEI avg EF - PM, fuel type, firing type
2020 | CA | Kern River 1 | 340 | 1 | HY | OP | NA | WAT |  | 343882 |  |  | EIA Prime Mover-level Data
2020 | CA | Kern River 1 | 340 | 2 | HY | OP | NA | WAT |  | 343882 |  |  | EIA Prime Mover-level Data
2020 | CA | Kern River 1 | 340 | 3 | HY | OP | NA | WAT |  | 343882 |  |  | EIA Prime Mover-level Data
2020 | CA | Kern River 1 | 340 | 4 | HY | OP | NA | WAT |  | 343882 |  |  | EIA Prime Mover-level Data
2020 | CA | Kern River 3 | 339 | 1 | HY | OP | NA | WAT |  | 450343.7812 |  |  | EIA Prime Mover-level Data
2020 | CA | Kern River 3 | 339 | 2 | HY | OP | NA | WAT |  | 434966.2188 |  |  | EIA Prime Mover-level Data
2020 | CA | Kern River Cogeneration | 10496 | GTAG | GT | OP | NA | NG |  | 1403820.5 | 0.69786 | 0.00099423 | EIA Prime Mover-level Data | NEI avg EF - PM, fuel type, firing type
2020 | CA | Kern River Cogeneration | 10496 | GTBG | GT | OP | NA | NG |  | 1403820.5 | 0.69786 | 0.00099423 | EIA Prime Mover-level Data | NEI avg EF - PM, fuel type, firing type
2020 | CA | Kern River Cogeneration | 10496 | GTCG | GT | OP | NA | NG |  | 1403820.5 | 0.69786 | 0.00099423 | EIA Prime Mover-level Data | NEI avg EF - PM, fuel type, firing type
2020 | CA | Kern River Cogeneration | 10496 | GTDG | GT | OP | NA | NG |  | 1403820.5 | 0.69786 | 0.00099423 | EIA Prime Mover-level Data | NEI avg EF - PM, fuel type, firing type
2020 | CA | Kern River Eastridge Cogen | 52107 | 101A | GT | OP | NA | NG |  | 1460050.5 | 0.72581 | 0.00099423 | EIA Prime Mover-level Data | NEI avg EF - PM, fuel type, firing type
2020 | CA | Kern River Eastridge Cogen | 52107 | 101B | GT | OP | NA | NG |  | 1460050.5 | 0.72581 | 0.00099423 | EIA Prime Mover-level Data | NEI avg EF - PM, fuel type, firing type
2020 | CA | Kern River Fee A Cogen | 52094 | GEN1 | GT | RE | NA | NG
2020 | CA | Kern River Fee A Cogen | 52094 | GEN2 | GT | RE | NA | NG
2020 | CA | Kern River Fee B Cogen | 52092 | GEN1 | GT | RE | NA | NG
2020 | CA | Kern River Fee C Cogen | 52095 | GEN1 | GT | RE | NA | NG
2020 | CA | Kern River Fee C Cogen | 52095 | GEN2 | GT | RE | NA | NG
2020 | CA | Kern Valley SP | 63875 | KRNVL | PV | P | NA | SUN
2020 | CA | Keswick | 443 | 1 | HY | OP | NA | WAT |  | 958999.3125 |  |  | EIA Prime Mover-level Data
2020 | CA | Keswick | 443 | 2 | HY | OP | NA | WAT |  | 958999.3125 |  |  | EIA Prime Mover-level Data
2020 | CA | Keswick | 443 | 3 | HY | OP | NA | WAT |  | 958999.3125 |  |  | EIA Prime Mover-level Data
2020 | CA | Kettering Solar 1 | 59098 | PV1 | PV | OP | NA | SUN |  | 16142 |  |  | EIA Prime Mover-level Data
2020 | CA | Kettering Solar 2 | 59099 | PV1 | PV | OP | NA | SUN |  | 17924 |  |  | EIA Prime Mover-level Data
2020 | CA | Kettleman Solar | 57921 | 1 | PV | CN | NA | SUN
2020 | CA | Kettleman Solar -Centaurus | 59633 | KS | PV | OP | NA | SUN |  | 423096 |  |  | EIA Prime Mover-level Data
2020 | CA | Kettleman Solar Project | 58510 | PV5 | PV | OP | NA | SUN |  | 22432 |  |  | EIA Prime Mover-level Data
2020 | CA | Kiefer Landfill | 55766 | 361A | IC | OP | NA | LFG |  | 297341.6562 | 2.1855 | 0.0147 | EIA Prime Mover-level Data | Estimated using an emission factor
2020 | CA | Kiefer Landfill | 55766 | 361B | IC | OP | NA | LFG |  | 297341.6562 | 2.1855 | 0.0147 | EIA Prime Mover-level Data | Estimated using an emission factor
2020 | CA | Kiefer Landfill | 55766 | 361C | IC | OP | NA | LFG |  | 297341.6562 | 2.1855 | 0.0147 | EIA Prime Mover-level Data | Estimated using an emission factor
2020 | CA | Kilarc | 253 | 1 | HY | OP | NA | WAT
2020 | CA | Kilarc | 253 | 2 | HY | RE | NA | WAT
2020 | CA | Kilroy Solar | 61628 | KILRO | PV | OP | NA | SUN |  | 59429 |  |  | EIA Prime Mover-level Data
2020 | CA | King City Peaking | 55811 | CTG1 | GT | OP | NA | NG |  | 116063 | 0.057697 | 0.00099423 | EIA Prime Mover-level Data | NEI avg EF - PM, fuel type, firing type
2020 | CA | King City Power Plant | 10294 | 2 | GT | OP | CT | NG | 518 | 123663.4766 | 0.0001029 | 1.6642e-06 | EPA/CAMD | EPA/NEI | 2001
2020 | CA | King City Power Plant | 10294 | GTG | CT | OP | CC | NG | 796 | 510039.625 | 1.5763 | 0.0061813 | EPA/CAMD | NEI avg EF - PM, fuel type, firing type | 1989
2020 | CA | Kingbird A Solar LLC | 59868 | GEN01 | PV | OP | NA | SUN |  | 494894 |  |  | EIA Prime Mover-level Data
2020 | CA | Kingbird B Solar, LLC | 60091 | GEN01 | PV | OP | NA | SUN |  | 501279 |  |  | EIA Prime Mover-level Data
2020 | CA | Kings Beach | 6518 | 1 | IC | RE | NA | DFO
2020 | CA | Kings Beach | 6518 | 2 | IC | RE | NA | DFO
2020 | CA | Kings Beach | 6518 | 3 | IC | RE | NA | DFO
2020 | CA | Kings Beach | 6518 | 4 | IC | RE | NA | DFO
2020 | CA | Kings Beach | 6518 | 5 | IC | RE | NA | DFO
2020 | CA | Kings Beach | 6518 | 6 | IC | RE | NA | DFO
2020 | CA | Kings Beach | 6518 | KB1 | IC | OP | NA | DFO |  | 57 | 0.008835 | 0.31 | EIA Prime Mover-level Data | Estimated using an emission factor
2020 | CA | Kings Beach | 6518 | KB2 | IC | OP | NA | DFO |  | 57 | 0.008835 | 0.31 | EIA Prime Mover-level Data | Estimated using an emission factor
2020 | CA | Kings Beach | 6518 | KB3 | IC | OP | NA | DFO |  | 57 | 0.008835 | 0.31 | EIA Prime Mover-level Data | Estimated using an emission factor
2020 | CA | Kings Beach | 6518 | KB4 | IC | OP | NA | DFO |  | 57 | 0.008835 | 0.31 | EIA Prime Mover-level Data | Estimated using an emission factor
2020 | CA | Kings Beach | 6518 | KB5 | IC | OP | NA | DFO |  | 57 | 0.008835 | 0.31 | EIA Prime Mover-level Data | Estimated using an emission factor
2020 | CA | Kings Beach | 6518 | KB6 | IC | OP | NA | DFO |  | 57 | 0.008835 | 0.31 | EIA Prime Mover-level Data | Estimated using an emission factor
2020 | CA | Kings River PH | 254 | H1 | HY | OP | NA | WAT |  | 620707 |  |  | EIA Prime Mover-level Data
2020 | CA | Kingsburg Cogen Facility | 10405 | 1 | CT | OP | CC | NG | 139 | 36446.5195 | 0.099333 | 0.0054509 | EPA/CAMD | EPA/NEI | 1991
2020 | CA | Kingsburg Solar | 58304 | 1 | PV | OP | NA | SUN |  | 23850.8105 |  |  | EIA Prime Mover-level Data
2020 | CA | Kingsburg Solar | 58304 | 2 | PV | OP | NA | SUN |  | 23850.8105 |  |  | EIA Prime Mover-level Data
2020 | CA | Kingsburg Solar | 58304 | 3 | PV | OP | NA | SUN |  | 11130.3779 |  |  | EIA Prime Mover-level Data
2020 | CA | Kingsley Solar Farm | 64634 | 90FI8 | PV | P | NA | SUN
2020 | CA | Kingsley Solar Farm | 64634 | 90FIB | BA | P | NA | MWH
2020 | CA | Kingston Energy Storage, LLC | 61802 | 10001 | BA | CN | NA | MWH
2020 | CA | Kohls San Bernardino Solar Facility | 57009 | 1 | PV | OP | NA | SUN |  | 12765 |  |  | EIA Prime Mover-level Data
2020 | CA | Kroger La Habra | 63758 | KROLH | PV | OP | NA | SUN |  | 26232 |  |  | EIA Prime Mover-level Data
2020 | CA | KSR028 Merced Fuel Cell | 63712 | KSR28 | FC | OP | NA | NG |  | 118382 | 0 | 0 | EIA Prime Mover-level Data | Estimated using an emission factor
2020 | CA | KSR053 Cantara Fuel Cell | 63716 | KSR53 | FC | OP | NA | NG |  | 91238 | 0 | 0 | EIA Prime Mover-level Data | Estimated using an emission factor
2020 | CA | Kumeyaay Wind | 56295 | 1 | WT | OP | NA | WND |  | 1259144 |  |  | EIA Prime Mover-level Data
2020 | CA | Kyocera America Project | 10720 | 287 | IC | OP | NA | NG |  | 67417.9766 | 0.014225 | 0.000422 | EIA Prime Mover-level Data | Estimated using an emission factor
2020 | CA | Kyocera America Project | 10720 | 333 | IC | OP | NA | NG |  | 83281.0234 | 0.017572 | 0.000422 | EIA Prime Mover-level Data | Estimated using an emission factor
2020 | CA | L-8 Solar Project | 57836 | TSM | PV | OP | NA | SUN |  | 18414 |  |  | EIA Prime Mover-level Data
2020 | CA | La Grange | 440 | 1 | HY | OP | NA | WAT |  | 31917.334 |  |  | EIA Prime Mover-level Data
2020 | CA | La Grange | 440 | 2 | HY | OP | NA | WAT |  | 87772.6641 |  |  | EIA Prime Mover-level Data
2020 | CA | La Joya Del Sol | 58118 | JDS1 | PV | OP | NA | SUN |  | 12731 |  |  | EIA Prime Mover-level Data
2020 | CA | La Paloma Generating Plant | 55151 | CTG-1 | CT | OP | CC | NG | 2594 | 3792272 | 3.2563 | 0.0017173 | EPA/CAMD | EPA/NEI | 2002
2020 | CA | La Paloma Generating Plant | 55151 | CTG-2 | CT | OP | CC | NG | 2444 | 3450970.25 | 11.037 | 0.0063965 | EPA/CAMD | EPA/NEI | 2002
2020 | CA | La Paloma Generating Plant | 55151 | CTG-3 | CT | OP | CC | NG | 2536 | 2959058.75 | 10.4456 | 0.0070601 | EPA/CAMD | EPA/NEI | 2002
2020 | CA | La Paloma Generating Plant | 55151 | CTG-4 | CT | OP | CC | NG | 1939 | 2124815.25 | 6.6401 | 0.0062501 | EPA/CAMD | EPA/NEI | 2002
2020 | CA | Lafayette 2 - Internal Services Dept | 63527 | GEN1 | PV | OP | NA | SUN |  | 4825 |  |  | EIA Prime Mover-level Data
2020 | CA | Lafayette 2 - MLK Jr. Hospital (MLK) | 63623 | GEN1 | PV | OP | NA | SUN |  | 6342 |  |  | EIA Prime Mover-level Data
2020 | CA | Laguna Water Reclamation Facility | 58960 | S200 | IC | OP | NA | OBG |  | 40270.5 | 0.29599 | 0.0147 | EIA Prime Mover-level Data | Estimated using an emission factor
2020 | CA | Laguna Water Reclamation Facility | 58960 | S201 | IC | OP | NA | OBG |  | 40270.5 | 0.29599 | 0.0147 | EIA Prime Mover-level Data | Estimated using an emission factor
2020 | CA | Laguna Water Reclamation Facility | 58960 | S202 | IC | OP | NA | OBG |  | 40270.5 | 0.29599 | 0.0147 | EIA Prime Mover-level Data | Estimated using an emission factor
2020 | CA | Laguna Water Reclamation Facility | 58960 | S203 | IC | OP | NA | OBG |  | 40270.5 | 0.29599 | 0.0147 | EIA Prime Mover-level Data | Estimated using an emission factor
2020 | CA | Lake | 7987 | 1 | GT | OP | CT | NG | 531 | 167376.4844 | 0.64939 | 0.0077596 | EPA/CAMD | NEI avg EF - PM, fuel type, firing type | 2002
2020 | CA | Lake Herman | 64676 | 359 | PV | T | NA | SUN
2020 | CA | Lake Hodges Hydroelectric Facility | 57729 | 1 | PS | OP | NA | WAT |  | 0 |  |  | EIA Prime Mover-level Data
2020 | CA | Lake Hodges Hydroelectric Facility | 57729 | 2 | PS | OP | NA | WAT |  | 0 |  |  | EIA Prime Mover-level Data
2020 | CA | Lake Mathews | 6644 | 1 | HY | OP | NA | WAT |  | 182777 |  |  | EIA Prime Mover-level Data
2020 | CA | Lake Mendocino | 7489 | G1 | HY | OP | NA | WAT |  | 17791.4277 |  |  | EIA Prime Mover-level Data
2020 | CA | Lake Mendocino | 7489 | G2 | HY | OP | NA | WAT |  | 44478.5703 |  |  | EIA Prime Mover-level Data
2020 | CA | Lake Perris Solar | 60973 | LKPR | PV | CN | NA | SUN
2020 | CA | Lambie Energy Center | 55626 | UNIT1 | GT | OP | CT | NG | 716 | 165186.625 | 0.44979 | 0.0054458 | EPA/CAMD | EPA/NEI | 2002
2020 | CA | Lancaster | 62056 | LANC | PV | OP | NA | SUN |  | 59727 |  |  | EIA Prime Mover-level Data
2020 | CA | Lancaster Baptist Church | 58634 | 1 | PV | OP | NA | SUN |  | 16450 |  |  | EIA Prime Mover-level Data
2020 | CA | Lancaster Dry Farm Ranch B | 58750 | LDFRB | PV | OP | NA | SUN |  | 104943 |  |  | EIA Prime Mover-level Data
2020 | CA | Lancaster Little Rock | 59262 | LLRC | PV | OP | NA | SUN |  | 99143 |  |  | EIA Prime Mover-level Data
2020 | CA | Lancaster Solar 1 | 59167 | LS1 | PV | OP | NA | SUN |  | 28102 |  |  | EIA Prime Mover-level Data
2020 | CA | Lancaster Solar 2 | 59169 | LS2 | PV | OP | NA | SUN |  | 29617 |  |  | EIA Prime Mover-level Data
2020 | CA | Lancaster WAD B | 59739 | LWADB | PV | OP | NA | SUN |  | 64517 |  |  | EIA Prime Mover-level Data
2020 | CA | Larkspur Energy Faciity | 55542 | 1 | GT | OP | CT | NG | 693 | 192278.7031 | 1.1575 | 0.01204 | EPA/CAMD | EPA/NEI | 2001
2020 | CA | Larkspur Energy Faciity | 55542 | 2 | GT | OP | CT | NG | 612 | 157626.0156 | 2.6179 | 0.033217 | EPA/CAMD | EPA/NEI | 2001
2020 | CA | Las Virgenes | 64264 | 298 | PV | OP | NA | SUN
2020 | CA | Las Virgenes Municipal Water District | 58963 | PV | PV | OP | NA | SUN |  | 11176 |  |  | EIA Prime Mover-level Data
2020 | CA | LATTC South Campus Solar | 57312 | 1 | PV | CN | NA | SUN
2020 | CA | Lavio Solar | 61792 | 5002 | PV | OP | NA | SUN |  | 18019 |  |  | EIA Prime Mover-level Data
2020 | CA | LAWRP | 63614 | LAWRP | BA | OP | NA | MWH |  | 0 |  |  | EIA Prime Mover-level Data
2020 | CA | LeConte Energy Storage | 64701 | LCES | BA | P | NA | MWH
2020 | CA | Lemoore 1 | 60142 | LEPV1 | PV | OP | NA | SUN |  | 10387 |  |  | EIA Prime Mover-level Data
2020 | CA | Liberty HS Solar Project | 62274 | LHSSP | PV | OP | NA | SUN |  | 22714 |  |  | EIA Prime Mover-level Data
2020 | CA | Life Technologies - Pleasanton | 59279 | LFT01 | FC | OP | NA | NG |  | 54011 | 0 | 0 | EIA Prime Mover-level Data | Estimated using an emission factor
2020 | CA | Life Technologies Carlsbad | 58302 | LFT | FC | OP | NA | NG |  | 52440 | 0 | 0 | EIA Prime Mover-level Data | Estimated using an emission factor
2020 | CA | Lime Saddle | 255 | 1 | HY | OS | NA | WAT
2020 | CA | Lime Saddle | 255 | 2 | HY | OS | NA | WAT
2020 | CA | Lincoln Landfill | 57988 | GEN 5 | IC | OP | NA | LFG |  | 57323.332 | 0.42133 | 0.0147 | EIA Prime Mover-level Data | Estimated using an emission factor
2020 | CA | Lincoln Landfill | 57988 | GEN 6 | IC | OP | NA | LFG |  | 57323.332 | 0.42133 | 0.0147 | EIA Prime Mover-level Data | Estimated using an emission factor
2020 | CA | Lincoln Landfill | 57988 | GEN1 | IC | OP | NA | LFG |  | 57323.332 | 0.42133 | 0.0147 | EIA Prime Mover-level Data | Estimated using an emission factor
2020 | CA | Lincoln Landfill | 57988 | GEN2 | IC | OP | NA | LFG |  | 57323.332 | 0.42133 | 0.0147 | EIA Prime Mover-level Data | Estimated using an emission factor
2020 | CA | Lincoln Landfill | 57988 | GEN3 | IC | OP | NA | LFG |  | 57323.332 | 0.42133 | 0.0147 | EIA Prime Mover-level Data | Estimated using an emission factor
2020 | CA | Lincoln Landfill | 57988 | GEN4 | IC | OP | NA | LFG |  | 57323.332 | 0.42133 | 0.0147 | EIA Prime Mover-level Data | Estimated using an emission factor
2020 | CA | Lindberg FIeld Solar | 60060 | SDIA2 | PV | OP | NA | SUN |  | 30421.7812 |  |  | EIA Prime Mover-level Data
2020 | CA | Lindberg FIeld Solar | 60060 | SDIAA | PV | OP | NA | SUN |  | 8691.9385 |  |  | EIA Prime Mover-level Data
2020 | CA | Lindberg FIeld Solar | 60060 | SDIAB | PV | OP | NA | SUN |  | 7243.2808 |  |  | EIA Prime Mover-level Data
2020 | CA | Lindberg Field Solar 2 | 60984 | PV1 | PV | OP | NA | SUN |  | 42593 |  |  | EIA Prime Mover-level Data
2020 | CA | Linde Wilmington | 50148 | GEN1 | CT |  | NA | NG |  | 0 | 0 |  | EIA Unit-level Data | NEI avg EF - PM, fuel type
2020 | CA | Linde Wilmington | 50148 | GEN2 | CA | SB | NA | NG
2020 | CA | Lindsay Solar | 58308 | 1 | PV | OP | NA | SUN |  | 24262.875 |  |  | EIA Prime Mover-level Data
2020 | CA | Lindsay Solar | 58308 | 3 | PV | OP | NA | SUN |  | 24262.875 |  |  | EIA Prime Mover-level Data
2020 | CA | Lindsay Solar | 58308 | 4 | PV | OP | NA | SUN |  | 16175.25 |  |  | EIA Prime Mover-level Data
2020 | CA | Little Bear 3 | 62463 | GEN01 | PV | OP | NA | SUN |  | 13642 |  |  | EIA Prime Mover-level Data
2020 | CA | Little Bear 4 | 62464 | GEN01 | PV | OP | NA | SUN |  | 48111 |  |  | EIA Prime Mover-level Data
2020 | CA | Little Bear 5 | 62465 | GEN01 | PV | OP | NA | SUN |  | 50840 |  |  | EIA Prime Mover-level Data
2020 | CA | Little Bear Solar 1, LLC | 59870 | GEN01 | PV | OP | NA | SUN |  | 40900 |  |  | EIA Prime Mover-level Data
2020 | CA | Little Bear Solar 2, LLC | 59885 | GEN01 | PV | CN | NA | SUN
2020 | CA | Little Rock Pham Solar | 60026 | PV1 | PV | OP | NA | SUN |  | 71439 |  |  | EIA Prime Mover-level Data
2020 | CA | Live Oak Limited | 54768 | GT1 | GT | OP | CT | NG | 629 | 196218.7031 | 0.02006 | 0.00020446 | EPA/CAMD | EPA/NEI | 1992
2020 | CA | Lockheed Martin Sunnyvale | 57808 | LOK00 | FC | OP | NA | NG |  | 32354 | 0 | 0 | EIA Prime Mover-level Data | Estimated using an emission factor
2020 | CA | Lodi | 7451 | 1 | GT | SB | NA | NG |  | 47470 | 0.023598 | 0.00099423 | EIA Prime Mover-level Data | NEI avg EF - PM, fuel type, firing type
2020 | CA | Lodi Energy Center | 57978 | CT1 | CT | OP | CC | NG | 3035 | 5065499.5 | 10.6376 | 0.0042 | EPA/CAMD | EPA/NEI | 2012
2020 | CA | Loma Linda University Cogen | 10206 | GEN1 | GT | OP | NA | NG |  | 476488.5 | 0.23687 | 0.00099423 | EIA Prime Mover-level Data | NEI avg EF - PM, fuel type, firing type
2020 | CA | Loma Linda University Cogen | 10206 | GEN2 | GT | OP | NA | NG |  | 476488.5 | 0.23687 | 0.00099423 | EIA Prime Mover-level Data | NEI avg EF - PM, fuel type, firing type
2020 | CA | Loma Linda University Cogen | 10206 | GEN3 | CA | RE | NA | NG
2020 | CA | Loma Linda University Cogen | 10206 | GEN4 | IC | SB | NA | DFO
2020 | CA | Loma Linda University Cogen | 10206 | GEN5 | IC | SB | NA | DFO
2020 | CA | Loma Rica Hydroelectric Powerhouse | 60988 | HY1 | HY | P | NA | WAT
2020 | CA | Lone Valley Solar Park I LLC | 58417 | CP1 | PV | OP | NA | SUN |  | 201481 |  |  | EIA Prime Mover-level Data
2020 | CA | Lone Valley Solar Park II LLC | 59237 | CPII | PV | OP | NA | SUN |  | 403784 |  |  | EIA Prime Mover-level Data
2020 | CA | Long Beach Convention Center | 63615 | LBCON | BA | OP | NA | MWH |  | 0 |  |  | EIA Prime Mover-level Data
2020 | CA | Long Beach Generating Station | 341 | 1 | GT | OP | CT | NG | 289 | 160288.5 | 0.51584 | 0.0064364 | EPA/CAMD | EPA/NEI | 2007
2020 | CA | Long Beach Generating Station | 341 | 2 | GT | OP | CT | NG | 270 | 154182.9844 | 0.496 | 0.0064339 | EPA/CAMD | EPA/NEI | 2007
2020 | CA | Long Beach Generating Station | 341 | 3 | GT | OP | CT | NG | 211 | 127112.1562 | 0.40672 | 0.0063994 | EPA/CAMD | EPA/NEI | 2007
2020 | CA | Long Beach Generating Station | 341 | 4 | GT | OP | CT | NG | 211 | 131422.3594 | 0.42656 | 0.0064914 | EPA/CAMD | EPA/NEI | 2007
2020 | CA | Longboat Solar, LLC | 60485 | PV1 | PV | OP | NA | SUN |  | 459678 |  |  | EIA Prime Mover-level Data
2020 | CA | Loon Lake | 432 | H1 | HY | OP | NA | WAT |  | 385257 |  |  | EIA Prime Mover-level Data
2020 | CA | Lopez Canyon | 57730 | 1 | GT | RE | NA | LFG
2020 | CA | Los Angeles Harbor College | 57314 | 1 | PV | OP | NA | SUN |  | 23765 |  |  | EIA Prime Mover-level Data
2020 | CA | Los Angeles Refinery Wilmington | 54451 | G1 | OT | OS | NA | NG
2020 | CA | Los Angeles Refinery Wilmington | 54451 | G2 | GT | OP | NA | PRG |  | 4224048 | 0.89127 | 0.000422 | EIA Prime Mover-level Data | Estimated using an emission factor
2020 | CA | Los Esteros Critical Energy Facility | 55748 | CTG1 | CT | OP | CC | NG | 1205 | 503706.0625 | 1.5568 | 0.0061813 | EPA/CAMD | NEI avg EF - PM, fuel type, firing type | 2003
2020 | CA | Los Esteros Critical Energy Facility | 55748 | CTG2 | CT | OP | CC | NG | 1421 | 563799.125 | 1.7425 | 0.0061813 | EPA/CAMD | NEI avg EF - PM, fuel type, firing type | 2002
2020 | CA | Los Esteros Critical Energy Facility | 55748 | CTG3 | CT | OP | CC | NG | 1585 | 683409 | 2.1122 | 0.0061813 | EPA/CAMD | NEI avg EF - PM, fuel type, firing type | 2002
2020 | CA | Los Esteros Critical Energy Facility | 55748 | CTG4 | CT | OP | CC | NG | 1534 | 639730.375 | 1.9772 | 0.0061813 | EPA/CAMD | NEI avg EF - PM, fuel type, firing type | 2003
2020 | CA | Los Medanos Energy Center, LLC | 55217 | X724 | CT | OP | CC | NG | 6529 | 11019606 | 34.0576 | 0.0061813 | EPA/CAMD | NEI avg EF - PM, fuel type, firing type | 2001
2020 | CA | Los Medanos Energy Center, LLC | 55217 | X725 | CT | OP | CC | NG | 7026 | 11984056 | 37.0384 | 0.0061813 | EPA/CAMD | NEI avg EF - PM, fuel type, firing type | 2001
2020 | CA | Lost Creek I | 10708 | GEN1 | HY | OP | NA | WAT |  | 51909 |  |  | EIA Prime Mover-level Data
2020 | CA | Lost Hills Cogeneration Plant | 52077 | GEN4 | GT | OP | NA | NG |  | 234655 | 0.11665 | 0.00099423 | EIA Prime Mover-level Data | NEI avg EF - PM, fuel type, firing type
2020 | CA | Lost Hills Cogeneration Plant | 52077 | GEN5 | GT | OP | NA | NG |  | 234655 | 0.11665 | 0.00099423 | EIA Prime Mover-level Data | NEI avg EF - PM, fuel type, firing type
2020 | CA | Lost Hills Cogeneration Plant | 52077 | GEN6 | GT | OP | NA | NG |  | 234655 | 0.11665 | 0.00099423 | EIA Prime Mover-level Data | NEI avg EF - PM, fuel type, firing type
2020 | CA | Lost Hills/Blackwell | 58711 | BLKW | PV | OP | NA | SUN |  | 277513.875 |  |  | EIA Prime Mover-level Data
2020 | CA | Lost Hills/Blackwell | 58711 | LTHL | PV | OP | NA | SUN |  | 462523.125 |  |  | EIA Prime Mover-level Data
2020 | CA | Lower Tule River | 365 | 1 | HY | OS | NA | WAT |  | 0 |  |  | EIA Prime Mover-level Data
2020 | CA | Lower Tule River | 365 | 2 | HY | OS | NA | WAT |  | 0 |  |  | EIA Prime Mover-level Data
2020 | CA | Luna Storage | 63685 | LUNA | BA | L | NA | MWH
2020 | CA | Lundy | 342 | 1899-12-31 | HY | OP | NA | WAT |  | 19884.5 |  |  | EIA Prime Mover-level Data
2020 | CA | Lundy | 342 | 1900-01-01 | HY | OP | NA | WAT |  | 19884.5 |  |  | EIA Prime Mover-level Data
2020 | CA | Ma | 58451 | 1899-12-31 | PV | OP | NA | SUN |  | 31549 |  |  | EIA Prime Mover-level Data
2020 | CA | Mammoth G1 | 10480 | GEN1 | BT | OP | NA | GEO |  | 256456.5 |  |  | EIA Prime Mover-level Data
2020 | CA | Mammoth G1 | 10480 | GEN2 | BT | OP | NA | GEO |  | 256456.5 |  |  | EIA Prime Mover-level Data
2020 | CA | Mammoth G2 | 10481 | 1 | BT | OP | NA | GEO |  | 219163.6719 |  |  | EIA Prime Mover-level Data
2020 | CA | Mammoth G2 | 10481 | 2 | BT | OP | NA | GEO |  | 219163.6719 |  |  | EIA Prime Mover-level Data
2020 | CA | Mammoth G2 | 10481 | 3 | BT | OP | NA | GEO |  | 219163.6719 |  |  | EIA Prime Mover-level Data
2020 | CA | Mammoth G2 | 10481 | T101 | BT | RE | NA | GEO
2020 | CA | Mammoth G2 | 10481 | T102 | BT | RE | NA | GEO
2020 | CA | Mammoth G2 | 10481 | T103 | BT | RE | NA | GEO
2020 | CA | Mammoth G3 | 10479 | T101 | BT | OP | NA | GEO |  | 302288 |  |  | EIA Prime Mover-level Data
2020 | CA | Mammoth G3 | 10479 | T102 | BT | OP | NA | GEO |  | 302288 |  |  | EIA Prime Mover-level Data
2020 | CA | Mammoth G3 | 10479 | T103 | BT | OP | NA | GEO |  | 302288 |  |  | EIA Prime Mover-level Data
2020 | CA | Mammoth Pool | 344 | 1 | HY | OA | NA | WAT |  | 1406496.5 |  |  | EIA Prime Mover-level Data
2020 | CA | Mammoth Pool | 344 | 2 | HY | OA | NA | WAT |  | 1406496.5 |  |  | EIA Prime Mover-level Data
2020 | CA | Mandalay | 345 | 3 | GT | RE | NA | NG
2020 | CA | Mandalay | 345 | 1 | ST | RE | WALL | NG
2020 | CA | Mandalay | 345 | 2 | ST | RE | WALL | NG
2020 | CA | Manteca Land PV | 61115 | MANT1 | PV | OP | NA | SUN |  | 16432 |  |  | EIA Prime Mover-level Data
2020 | CA | Manzana Wind LLC | 57484 | GEN1 | WT | OP | NA | WND |  | 4234096 |  |  | EIA Prime Mover-level Data
2020 | CA | Margarita Energy Center | 56676 | CTG1 | GT | CN | NA | NG
2020 | CA | Mariani Packing Vacaville Solar | 57005 | 1 | PV | OP | NA | SUN |  | 15501 |  |  | EIA Prime Mover-level Data
2020 | CA | Maricopa West Solar PV, LLC | 59607 | MWS | PV | OP | NA | SUN |  | 365613 |  |  | EIA Prime Mover-level Data
2020 | CA | Marin Clean Energy Solar One | 61013 | MCES1 | PV | OP | NA | SUN |  | 179489 |  |  | EIA Prime Mover-level Data
2020 | CA | Marina Landfill Gas | 10748 | G4 | IC | RE | NA | LFG
2020 | CA | Marina Landfill Gas | 10748 | LL1 | IC | RE | NA | LFG
2020 | CA | Marina Landfill Gas | 10748 | U1C06 | IC | OP | NA | LFG |  | 118953.9219 | 0.87431 | 0.0147 | EIA Prime Mover-level Data | Estimated using an emission factor
2020 | CA | Marina Landfill Gas | 10748 | U2J02 | IC | OP | NA | LFG |  | 74346.2031 | 0.54644 | 0.0147 | EIA Prime Mover-level Data | Estimated using an emission factor
2020 | CA | Marina Landfill Gas | 10748 | U3J16 | IC | RE | NA | LFG
2020 | CA | Marina Landfill Gas | 10748 | U3J17 | IC | OP | NA | LFG |  | 74346.2031 | 0.54644 | 0.0147 | EIA Prime Mover-level Data | Estimated using an emission factor
2020 | CA | Marina Landfill Gas | 10748 | U3J98 | IC | RE | NA | LFG
2020 | CA | Marina Landfill Gas | 10748 | U4J08 | IC | RE | NA | LFG
2020 | CA | Marina Landfill Gas | 10748 | U4J16 | IC | OP | NA | LFG |  | 104084.6797 | 0.76502 | 0.0147 | EIA Prime Mover-level Data | Estimated using an emission factor
2020 | CA | Marina South | 64837 | MARIN | PV | OP | NA | SUN
2020 | CA | Mariposa Energy Project | 57483 | GT-1 | GT | OP | CT | NG | 1326 | 294983.9688 | 1.1445 | 0.0077596 | EPA/CAMD | NEI avg EF - PM, fuel type, firing type | 2012
2020 | CA | Mariposa Energy Project | 57483 | GT-2 | GT | OP | CT | NG | 1338 | 294847.3125 | 1.144 | 0.0077596 | EPA/CAMD | NEI avg EF - PM, fuel type, firing type | 2012
2020 | CA | Mariposa Energy Project | 57483 | GT-3 | GT | OP | CT | NG | 1309 | 285609.8438 | 1.1081 | 0.0077596 | EPA/CAMD | NEI avg EF - PM, fuel type, firing type | 2012
2020 | CA | Mariposa Energy Project | 57483 | GT-4 | GT | OP | CT | NG | 1252 | 268041.4375 | 1.04 | 0.0077596 | EPA/CAMD | NEI avg EF - PM, fuel type, firing type | 2012
2020 | CA | Marsh Landing Generating Station | 57267 | 1 | GT | OP | CT | NG | 304 | 432258.4062 | 1.6771 | 0.0077596 | EPA/CAMD | NEI avg EF - PM, fuel type, firing type | 2012
2020 | CA | Marsh Landing Generating Station | 57267 | 2 | GT | OP | CT | NG | 578 | 954347.8125 | 3.7027 | 0.0077596 | EPA/CAMD | NEI avg EF - PM, fuel type, firing type | 2013
2020 | CA | Marsh Landing Generating Station | 57267 | 3 | GT | OP | CT | NG | 408 | 582163.3125 | 2.2587 | 0.0077596 | EPA/CAMD | NEI avg EF - PM, fuel type, firing type | 2013
2020 | CA | Marsh Landing Generating Station | 57267 | 4 | GT | OP | CT | NG | 647 | 1065628 | 4.1344 | 0.0077596 | EPA/CAMD | NEI avg EF - PM, fuel type, firing type | 2013
2020 | CA | Martinez Refining | 54912 | GTG1 | CT |  | NA | NG |  | 4124120 | 12.7462 | 0.0061813 | EIA Unit-level Data | NEI avg EF - PM, fuel type
2020 | CA | Martinez Refining | 54912 | GTG2 | CT |  | NA | NG |  | 3391109.25 | 10.4807 | 0.0061813 | EIA Unit-level Data | NEI avg EF - PM, fuel type
2020 | CA | Martinez Refining | 54912 | HRSG1 | CA | OP | NA | OG |  | 1393440.75 | 0.29402 | 0.000422 | EIA Unit-level Data | Estimated using an emission factor
2020 | CA | Martinez Refining | 54912 | HRSG2 | CA | OP | NA | OG |  | 1060281.25 | 0.22372 | 0.000422 | EIA Unit-level Data | Estimated using an emission factor
2020 | CA | Martinez Sulfuric Acid Regeneration Plt | 52063 | GEN1 | ST | OP | NA | WH |  | 95916 |  |  | EIA Prime Mover-level Data
2020 | CA | Maverick Solar 4, LLC | 64104 | MAV02 | PV | OP | NA | SUN |  | 168740 |  |  | EIA Prime Mover-level Data
2020 | CA | Maverick Solar 6, LLC | 64105 | MAV03 | PV | U | NA | SUN
2020 | CA | Maverick Solar 6, LLC | 64105 | MAV04 | BA | U | NA | MWH
2020 | CA | Maverick Solar 7, LLC | 64106 | MAV05 | PV | U | NA | SUN
2020 | CA | Maverick Solar, LLC | 62178 | MAV01 | PV | OP | NA | SUN |  | 477841 |  |  | EIA Prime Mover-level Data
2020 | CA | Maxim | 59802 | MXM00 | FC | OP | NA | NG |  | 54335 | 0 | 0 | EIA Prime Mover-level Data | Estimated using an emission factor
2020 | CA | MCAGCC Cogen Plant | 58914 | CG1 | GT | OP | NA | NG |  | 355555.75 | 0.17675 | 0.00099423 | EIA Prime Mover-level Data | NEI avg EF - PM, fuel type, firing type
2020 | CA | MCAGCC Cogen Plant | 58914 | CG100 | GT | OP | NA | NG |  | 227160.625 | 0.11292 | 0.00099423 | EIA Prime Mover-level Data | NEI avg EF - PM, fuel type, firing type
2020 | CA | Maclay Solar Project | 57308 | 1 | PV | OP | NA | SUN |  | 7667 |  |  | EIA Prime Mover-level Data
2020 | CA | Madelyn Solar, LLC | 59409 | SNL17 | PV | OP | NA | SUN |  | 19179 |  |  | EIA Prime Mover-level Data
2020 | CA | Madera 1 PV | 61421 | MDRA1 | PV | OP | NA | SUN |  | 24240 |  |  | EIA Prime Mover-level Data
2020 | CA | Madera Community Hospital | 58522 | 1 | PV | OP | NA | SUN |  | 16310 |  |  | EIA Prime Mover-level Data
2020 | CA | Magnolia | 56046 | 1 | CT | OP | CC | NG | 7603 | 10040818 | 31.0325 | 0.0061813 | EPA/CAMD | NEI avg EF - PM, fuel type, firing type | 2005
2020 | CA | Magnolia | 375 | M2 | CA | RE | NA | NG
2020 | CA | Magnolia | 375 | M3 | ST | RE | NA | NG
2020 | CA | Magnolia | 375 | M4 | ST | RE | NA | NG
2020 | CA | Magnolia | 375 | M5 | GT | RE | NA | NG
2020 | CA | Malaga Power | 56239 | GT-1 | GT | OP | CT | NG | 322 | 66734.4531 | 0.066965 | 0.0020069 | EPA/CAMD | EPA/NEI | 2005
2020 | CA | Malaga Power | 56239 | GT-2 | GT | OP | CT | NG | 334 | 66673.1094 | 0.036027 | 0.0010807 | EPA/CAMD | EPA/NEI | 2005
2020 | CA | Malburg Generating Station | 56041 | M1 | CT | OP | CC | NG | 8265 | 2519712.5 | 3.6506 | 0.0028976 | EPA/CAMD | EPA/NEI | 2005
2020 | CA | Malburg Generating Station | 56041 | M2 | CT | OP | CC | NG | 8301 | 2564524 | 0.0018947 | 1.4776e-06 | EPA/CAMD | EPA/NEI | 2005
2020 | CA | Malech Solar Farm | 62688 | MFARM | PV | OP | NA | SUN |  | 49620 |  |  | EIA Prime Mover-level Data
2020 | CA | North Kern State Prison Phase II | 63651 | 5812 | PV | OP | NA | SUN |  | 68122 |  |  | EIA Prime Mover-level Data
2020 | CA | North Lancaster Ranch | 59962 | NLR | PV | OP | NA | SUN |  | 295484 |  |  | EIA Prime Mover-level Data
2020 | CA | North Midway Cogen | 52078 | GEN7 | GT | OS | NA | NG
2020 | CA | North Midway Cogen | 52078 | GEN8 | GT | OS | NA | NG
2020 | CA | North Midway Cogen | 52078 | GEN9 | GT | OS | NA | NG
2020 | CA | North Palm Springs 1A | 57743 | 1 | PV | OP | NA | SUN |  | 48577 |  |  | EIA Prime Mover-level Data
2020 | CA | North Palm Springs 4A | 57722 | 1 | PV | OP | NA | SUN |  | 78905 |  |  | EIA Prime Mover-level Data
2020 | CA | North Rosamond Solar LLC | 59879 | GEN01 | PV | OP | NA | SUN |  | 3107811 |  |  | EIA Prime Mover-level Data
2020 | CA | North Sky River Energy LLC | 58154 | GEN1 | WT | OP | NA | WND |  | 3758546 |  |  | EIA Prime Mover-level Data
2020 | CA | North Star Solar | 58713 | NSTR | PV | OP | NA | SUN |  | 1252932 |  |  | EIA Prime Mover-level Data
2020 | CA | Nove Power Plant | 50831 | GEN1 | IC | OP | NA | LFG |  | 5917 | 0.04349 | 0.0147 | EIA Prime Mover-level Data | Estimated using an emission factor
2020 | CA | Nove Power Plant | 50831 | GEN2 | IC | OP | NA | LFG |  | 5917 | 0.04349 | 0.0147 | EIA Prime Mover-level Data | Estimated using an emission factor
2020 | CA | Nove Power Plant | 50831 | GEN3 | IC | OP | NA | LFG |  | 5917 | 0.04349 | 0.0147 | EIA Prime Mover-level Data | Estimated using an emission factor
2020 | CA | Nunn | 58448 | 1 | PV | OP | NA | SUN |  | 23092 |  |  | EIA Prime Mover-level Data
2020 | CA | Oak Creek Energy Systems I | 50754 | GEN1 | WT | OP | NA | WND |  | 55379.5352 |  |  | EIA Prime Mover-level Data
2020 | CA | Oak Creek Energy Systems I | 50754 | GEN2 | WT | OP | NA | WND |  | 66455.4453 |  |  | EIA Prime Mover-level Data
2020 | CA | Oak Creek Energy Systems I | 50754 | GEN3 | WT | OP | NA | WND |  | 365504.9375 |  |  | EIA Prime Mover-level Data
2020 | CA | Oak Creek Energy Systems I | 50754 | GEN4 | WT | OP | NA | WND |  | 58544.082 |  |  | EIA Prime Mover-level Data
2020 | CA | Oak Flat | 626 | 1 | HY | OP | NA | WAT |  | 54848 |  |  | EIA Prime Mover-level Data
2020 | CA | Oakley Solar Project | 58376 | 1 | PV | OP | NA | SUN |  | 19378 |  |  | EIA Prime Mover-level Data
2020 | CA | Oasis Alta | 63941 | OA1 | WT | U | NA | WND
2020 | CA | Oasis Wind | 56302 | 1 | WT | OP | NA | WND |  | 719306 |  |  | EIA Prime Mover-level Data
2020 | CA | Occidental College Solar Project | 57311 | 1 | PV | OP | NA | SUN |  | 14607 |  |  | EIA Prime Mover-level Data
2020 | CA | Ocotillo Express LLC | 57514 | WTG | WT | OP | NA | WND |  | 4762836 |  |  | EIA Prime Mover-level Data
2020 | CA | OCSD | 63616 | OCSD1 | BA | OP | NA | MWH |  | 0 |  |  | EIA Prime Mover-level Data
2020 | CA | OES Biogas Power | 63622 | OES01 | IC | V | NA | OBG
2020 | CA | OES Biogas Power | 63622 | OES02 | IC | V | NA | OBG
2020 | CA | Olive | 6013 | 1 | ST | OP | WALL | NG | 0 | [5 empty] | 1958
2020 | CA | Olive | 6013 | 2 | ST | OP | WALL | NG | 0 | [5 empty] | 1964
2020 | CA | Olive View Medical Center | 10884 | CTC1 | GT | OP | NA | NG |  | 157120 | 0.078107 | 0.00099423 | EIA Prime Mover-level Data | NEI avg EF - PM, fuel type, firing type
2020 | CA | Olive View Medical Center | 10884 | CTC2 | GT | OP | NA | NG |  | 157120 | 0.078107 | 0.00099423 | EIA Prime Mover-level Data | NEI avg EF - PM, fuel type, firing type
2020 | CA | OLS Energy Chino | 50850 | GEN1 | CT |  | NA | NG |  | 84381.3203 | 0.26079 | 0.0061813 | EIA Unit-level Data | NEI avg EF - PM, fuel type
2020 | CA | OLS Energy Chino | 50850 | GEN2 | CA |  | NA | NG |  | 0 | 0 |  | EIA Unit-level Data | Estimated using an emission factor
2020 | CA | Olsen | 50180 | GEN1 | HY | OP | NA | WAT |  | 78124 |  |  | EIA Prime Mover-level Data
2020 | CA | Oltmans SCE at Champagne | 58581 | 1 | PV | OP | NA | SUN |  | 16581 |  |  | EIA Prime Mover-level Data
2020 | CA | Oltmans SCE at Jurupa | 58582 | 1 | PV | OP | NA | SUN |  | 25721 |  |  | EIA Prime Mover-level Data
2020 | CA | One Market Plaza | 58607 | 1 | IC | OP | NA | NG |  | 4300.667 | 0.00090744 | 0.000422 | EIA Prime Mover-level Data | Estimated using an emission factor
2020 | CA | One Market Plaza | 58607 | 2 | IC | OP | NA | NG |  | 4300.667 | 0.00090744 | 0.000422 | EIA Prime Mover-level Data | Estimated using an emission factor
2020 | CA | One Market Plaza | 58607 | 3 | IC | OP | NA | NG |  | 4300.667 | 0.00090744 | 0.000422 | EIA Prime Mover-level Data | Estimated using an emission factor
2020 | CA | One Ten Partners PV | 61419 | OTP | PV | OP | NA | SUN |  | 51848 |  |  | EIA Prime Mover-level Data
2020 | CA | ONeill | 446 | 1 | PS | OP | NA | WAT |  | 0 |  |  | EIA Prime Mover-level Data
2020 | CA | ONeill | 446 | 2 | PS | OP | NA | WAT |  | 0 |  |  | EIA Prime Mover-level Data
2020 | CA | ONeill | 446 | 3 | PS | OP | NA | WAT |  | 0 |  |  | EIA Prime Mover-level Data
2020 | CA | ONeill | 446 | 4 | PS | OP | NA | WAT |  | 0 |  |  | EIA Prime Mover-level Data
2020 | CA | ONeill | 446 | 5 | PS | OP | NA | WAT |  | 0 |  |  | EIA Prime Mover-level Data
2020 | CA | ONeill | 446 | 6 | PS | OP | NA | WAT |  | 0 |  |  | EIA Prime Mover-level Data
2020 | CA | Orange County Energy Storage 2 | 62497 | OCES2 | BA | U | NA | MWH
2020 | CA | Orange County Energy Storage 3 | 62499 | OCES3 | BA | U | NA | MWH
2020 | CA | Orange Grove Project | 56914 | CTG1 | GT | OP | CT | NG | 426 | 106109.1406 | 0.41168 | 0.0077596 | EPA/CAMD | NEI avg EF - PM, fuel type, firing type | 2010
2020 | CA | Orange Grove Project | 56914 | CTG2 | GT | OP | CT | NG | 372 | 91348.2109 | 0.35441 | 0.0077596 | EPA/CAMD | NEI avg EF - PM, fuel type, firing type | 2010
2020 | CA | Orion Solar I | 58718 | PV1 | PV | OP | NA | SUN |  | 227333 |  |  | EIA Prime Mover-level Data
2020 | CA | Orion Solar II | 58721 | ORION | PV | OP | NA | SUN |  | 147141 |  |  | EIA Prime Mover-level Data
2020 | CA | Ormesa I | 50766 | ITLU1 | BT | OP | NA | GEO
2020 | CA | Ormesa I | 50766 | ITLU2 | BT | OP | NA | GEO
2020 | CA | Ormesa I | 50766 | OE1 | ST | RE | NA | GEO
2020 | CA | Ormesa I | 50766 | OE10 | ST | RE | NA | GEO
2020 | CA | Ormesa I | 50766 | OE11 | ST | RE | NA | GEO
2020 | CA | Ormesa I | 50766 | OE12 | ST | RE | NA | GEO
2020 | CA | Ormesa I | 50766 | OE13 | ST | RE | NA | GEO
2020 | CA | Ormesa I | 50766 | OE14 | ST | RE | NA | GEO
2020 | CA | Ormesa I | 50766 | OE15 | ST | RE | NA | GEO
2020 | CA | Ormesa I | 50766 | OE16 | ST | RE | NA | GEO
2020 | CA | Ormesa I | 50766 | OE2 | ST | RE | NA | GEO
2020 | CA | Ormesa I | 50766 | OE21 | ST | RE | NA | GEO
2020 | CA | Ormesa I | 50766 | OE22 | ST | RE | NA | GEO
2020 | CA | Ormesa I | 50766 | OE23 | ST | RE | NA | GEO
2020 | CA | Ormesa I | 50766 | OE24 | ST | RE | NA | GEO
2020 | CA | Ormesa I | 50766 | OE25 | ST | RE | NA | GEO
2020 | CA | Ormesa I | 50766 | OE26 | ST | RE | NA | GEO
2020 | CA | Ormesa I | 50766 | OE27 | ST | RE | NA | GEO
2020 | CA | Ormesa I | 50766 | OE28 | ST | RE | NA | GEO
2020 | CA | Ormesa I | 50766 | OE3 | ST | RE | NA | GEO
2020 | CA | Ormesa I | 50766 | OE31 | BT | OP | NA | GEO
2020 | CA | Ormesa I | 50766 | OE32 | BT | OP | NA | GEO
2020 | CA | Ormesa I | 50766 | OE4 | ST | RE | NA | GEO
2020 | CA | Ormesa I | 50766 | OE5 | ST | RE | NA | GEO
2020 | CA | Ormesa I | 50766 | OE6 | ST | RE | NA | GEO
2020 | CA | Ormesa I | 50766 | OE7 | ST | RE | NA | GEO
2020 | CA | Ormesa I | 50766 | OE8 | ST | RE | NA | GEO
2020 | CA | Ormesa I | 50766 | OE9 | ST | RE | NA | GEO
2020 | CA | Ormesa IE | 50764 | OE10 | ST | RE | NA | GEO
2020 | CA | Ormesa IE | 50764 | OE11 | ST | RE | NA | GEO
2020 | CA | Ormesa IE | 50764 | OE12 | ST | RE | NA | GEO
2020 | CA | Ormesa IE | 50764 | OEC1 | ST | RE | NA | GEO
2020 | CA | Ormesa IE | 50764 | OEC2 | ST | RE | NA | GEO
2020 | CA | Ormesa IE | 50764 | OEC3 | ST | RE | NA | GEO
2020 | CA | Ormesa IE | 50764 | OEC4 | ST | RE | NA | GEO
2020 | CA | Ormesa IE | 50764 | OEC5 | ST | RE | NA | GEO
2020 | CA | Ormesa IE | 50764 | OEC6 | ST | RE | NA | GEO
2020 | CA | Ormesa IE | 50764 | OEC7 | ST | RE | NA | GEO
2020 | CA | Ormesa IE | 50764 | OEC8 | ST | RE | NA | GEO
2020 | CA | Ormesa IE | 50764 | OEC9 | ST | RE | NA | GEO
2020 | CA | Ormesa IH | 50762 | OE11 | ST | RE | NA | GEO
2020 | CA | Ormesa IH | 50762 | OE12 | ST | RE | NA | GEO
2020 | CA | Ormesa IH | 50762 | OE13 | ST | RE | NA | GEO
2020 | CA | Ormesa IH | 50762 | OE14 | ST | RE | NA | GEO
2020 | CA | Ormesa IH | 50762 | OE15 | ST | RE | NA | GEO
2020 | CA | Ormesa IH | 50762 | OE16 | ST | RE | NA | GEO
2020 | CA | Ormesa IH | 50762 | OE21 | ST | RE | NA | GEO
2020 | CA | Ormesa IH | 50762 | OE22 | ST | RE | NA | GEO
2020 | CA | Ormesa IH | 50762 | OE23 | ST | RE | NA | GEO
2020 | CA | Ormesa IH | 50762 | OE24 | ST | RE | NA | GEO
2020 | CA | Ormesa IH | 50762 | OE25 | ST | RE | NA | GEO
2020 | CA | Ormesa IH | 50762 | OE26 | ST | RE | NA | GEO
2020 | CA | Ormesa II | 54724 | OE10 | ST | RE | NA | GEO
2020 | CA | Ormesa II | 54724 | OE11 | ST | RE | NA | GEO
2020 | CA | Ormesa II | 54724 | OE12 | ST | RE | NA | GEO
2020 | CA | Ormesa II | 54724 | OE13 | ST | RE | NA | GEO
2020 | CA | Ormesa II | 54724 | OE21 | ST | RE | NA | GEO
2020 | CA | Ormesa II | 54724 | OE22 | ST | RE | NA | GEO
2020 | CA | Ormesa II | 54724 | OE23 | ST | RE | NA | GEO
2020 | CA | Ormesa II | 54724 | OE24 | ST | RE | NA | GEO
2020 | CA | Ormesa II | 54724 | OE25 | ST | RE | NA | GEO
2020 | CA | Ormesa II | 54724 | OE26 | ST | RE | NA | GEO
2020 | CA | Ormesa II | 54724 | OE27 | ST | RE | NA | GEO
2020 | CA | Ormesa II | 54724 | OEC1 | ST | RE | NA | GEO
2020 | CA | Ormesa II | 54724 | OEC2 | ST | RE | NA | GEO
2020 | CA | Ormesa II | 54724 | OEC21 | BT | OP | NA | GEO
2020 | CA | Ormesa II | 54724 | OEC22 | BT | OP | NA | GEO
2020 | CA | Ormesa II | 54724 | OEC3 | ST | RE | NA | GEO
2020 | CA | Ormesa II | 54724 | OEC4 | ST | RE | NA | GEO
2020 | CA | Ormesa II | 54724 | OEC5 | ST | RE | NA | GEO
2020 | CA | Ormesa II | 54724 | OEC6 | ST | RE | NA | GEO
2020 | CA | Ormesa II | 54724 | OEC7 | ST | RE | NA | GEO
2020 | CA | MCAGCC Cogen Plant | 58914 | CG200 | GT | OP | NA | NG |  | 227160.625 | 0.11292 | 0.00099423 | EIA Prime Mover-level Data | NEI avg EF - PM, fuel type, firing type
2020 | CA | McClellan (CA) | 535 | 1 | GT | OP | NA | NG |  | 18588 | 0.0092404 | 0.00099423 | EIA Prime Mover-level Data | NEI avg EF - PM, fuel type, firing type
2020 | CA | McClure | 151 | 1 | GT | OP | NA | DFO |  | 18838 | 0.16995 | 0.018044 | EIA Prime Mover-level Data | NEI avg EF - PM, fuel type, firing type
2020 | CA | McClure | 151 | 2 | GT | OP | NA | NG |  | 18838 | 0.0093646 | 0.00099423 | EIA Prime Mover-level Data | NEI avg EF - PM, fuel type, firing type
2020 | CA | McCoy Solar Energy Project Hybrid | 58462 | 1 | PV | OP | NA | SUN |  | 773160.125 |  |  | EIA Prime Mover-level Data
2020 | CA | McCoy Solar Energy Project Hybrid | 58462 | BLK2 | PV | OP | NA | SUN |  | 387502.6875 |  |  | EIA Prime Mover-level Data
2020 | CA | McCoy Solar Energy Project Hybrid | 58462 | BLK3 | PV | OP | NA | SUN |  | 730719.375 |  |  | EIA Prime Mover-level Data
2020 | CA | McCoy Solar Energy Project Hybrid | 58462 | BLK4 | PV | OP | NA | SUN |  | 579408.8125 |  |  | EIA Prime Mover-level Data
2020 | CA | McCoy Solar Energy Project Hybrid | 58462 | BLK5 | PV | OP | NA | SUN |  | 579408.8125 |  |  | EIA Prime Mover-level Data
2020 | CA | McCoy Solar Energy Project Hybrid | 58462 | BLK6 | PV | OP | NA | SUN |  | 496372.5 |  |  | EIA Prime Mover-level Data
2020 | CA | McCoy Solar Energy Project Hybrid | 58462 | BLK7 | PV | OP | NA | SUN |  | 773160.125 |  |  | EIA Prime Mover-level Data
2020 | CA | McCoy Solar Energy Project Hybrid | 58462 | BLK8 | PV | OP | NA | SUN |  | 673516.5625 |  |  | EIA Prime Mover-level Data
2020 | CA | McCoy Solar Energy Project Hybrid | 58462 | MCST1 | BA | P | NA | MWH
2020 | CA | McGrath Generating Station | 56471 | CT1 | GT | OP | CT | NG | 640 | 222666.3281 | 0.8639 | 0.0077596 | EPA/CAMD | NEI avg EF - PM, fuel type, firing type | 2012
2020 | CA | McKittrick Cogen | 52076 | GEN1 | GT | RE | NA | NG
2020 | CA | McKittrick Cogen | 52076 | GEN2 | GT | RE | NA | NG
2020 | CA | McKittrick Cogen | 52076 | GEN3 | GT | RE | NA | NG
2020 | CA | McKittrick Cogen | 52076 | UNIT1 | GT | OP | NA | NG |  | 478406 | 0.23782 | 0.00099423 | EIA Prime Mover-level Data | NEI avg EF - PM, fuel type, firing type
2020 | CA | McKittrick Cogen | 52076 | UNIT2 | GT | OP | NA | NG |  | 478406 | 0.23782 | 0.00099423 | EIA Prime Mover-level Data | NEI avg EF - PM, fuel type, firing type
2020 | CA | McKittrick Limited | 50612 | GT1 | GT | OP | CT | NG | 523 | 157919.3281 | 0.6127 | 0.0077596 | EPA/CAMD | NEI avg EF - PM, fuel type, firing type | 1991
2020 | CA | McSwain | 410 | 1 | HY | OP | NA | WAT |  | 209324 |  |  | EIA Prime Mover-level Data
2020 | CA | Medline Ind. Phase 2 Tracy | 63361 | MIP2T | PV | OP | NA | SUN |  | 18652 |  |  | EIA Prime Mover-level Data
2020 | CA | Merced 1 PV | 61420 | MRCD1 | PV | OP | NA | SUN |  | 58797 |  |  | EIA Prime Mover-level Data
2020 | CA | Merced Falls | 258 | 1 | HY | OP | NA | WAT |  | 62427 |  |  | EIA Prime Mover-level Data
2020 | CA | Merced Solar LLC | 59265 | PV8 | PV | OP | NA | SUN |  | 33935 |  |  | EIA Prime Mover-level Data
2020 | CA | Meridian Vineyards | 57982 | PV-1 | PV | OP | NA | SUN |  | 6045.4551 |  |  | EIA Prime Mover-level Data
2020 | CA | Meridian Vineyards | 57982 | PV-2 | PV | OP | NA | SUN |  | 7254.5449 |  |  | EIA Prime Mover-level Data
2020 | CA | Mesa Wind Power Corp | 50535 | WGNS | WT | OP | NA | WND |  | 7124 |  |  | EIA Prime Mover-level Data
2020 | CA | Mesquite Lake Energy Park Plant 2 | 50363 | L313 | ST | OS | NA | WDS
2020 | CA | Mesquite Lake Water & Power Plant 1 | 57154 | 1209 | ST | OS | NA | WDS
2020 | CA | Metcalf Energy Center | 55393 | 1 | CT | OP | CC | NG | 5519 | 8998594 | 27.8114 | 0.0061813 | EPA/CAMD | NEI avg EF - PM, fuel type, firing type | 2005
2020 | CA | Metcalf Energy Center | 55393 | 2 | CT | OP | CC | NG | 5424 | 8626247 | 26.6606 | 0.0061813 | EPA/CAMD | NEI avg EF - PM, fuel type, firing type | 2005
2020 | CA | Metro Support Services Center Solar | 57313 | 1 | PV | OP | NA | SUN |  | 9870 |  |  | EIA Prime Mover-level Data
2020 | CA | Micro Santa Clara | 62459 | SMC01 | FC | OP | NA | NG |  | 55727 | 0 | 0 | EIA Prime Mover-level Data | Estimated using an emission factor
2020 | CA | Middle Fork | 425 | 1 | HY | OP | NA | WAT |  | 1166414 |  |  | EIA Prime Mover-level Data
2020 | CA | Middle Fork | 425 | 2 | HY | OP | NA | WAT |  | 1166414 |  |  | EIA Prime Mover-level Data
2020 | CA | Middle Gorge | 401 | 1 | HY | OP | NA | WAT |  | 377126 |  |  | EIA Prime Mover-level Data
2020 | CA | Mid-Set Cogeneration | 10501 | K100 | GT | OS | NA | NG
2020 | CA | Midway Peaking | 56639 | 1 | GT | OP | CT | NG | 420 | 183031.1875 | 0.059779 | 0.00065322 | EPA/CAMD | EPA/NEI | 2009
2020 | CA | Midway Peaking | 56639 | 2 | GT | OP | CT | NG | 412 | 165447.1406 | 0.05968 | 0.00072144 | EPA/CAMD | EPA/NEI | 2009
2020 | CA | Midway Solar Farm 1 | 60336 | MSF1 | PV | OP | NA | SUN |  | 926788 |  |  | EIA Prime Mover-level Data
2020 | CA | Midway Solar Farm II | 60237 | MSF2 | PV | OP | NA | SUN |  | 654168 |  |  | EIA Prime Mover-level Data
2020 | CA | Midway Solar Farm III | 60315 | MSF3 | PV | OP | NA | SUN |  | 386556 |  |  | EIA Prime Mover-level Data
2020 | CA | Midway Sunset Cogen | 52169 | A | GT | OP | NA | NG |  | 2421499.25 | 1.2038 | 0.00099423 | EIA Prime Mover-level Data | NEI avg EF - PM, fuel type, firing type
2020 | CA | Midway Sunset Cogen | 52169 | B | GT | OP | NA | NG |  | 2421499.25 | 1.2038 | 0.00099423 | EIA Prime Mover-level Data | NEI avg EF - PM, fuel type, firing type
2020 | CA | Midway Sunset Cogen | 52169 | C | GT | OA | NA | NG |  | 2421499.25 | 1.2038 | 0.00099423 | EIA Prime Mover-level Data | NEI avg EF - PM, fuel type, firing type
2020 | CA | Mill Creek 3 | 7147 | 3 | HY | OP | NA | WAT |  | 12920 |  |  | EIA Prime Mover-level Data
2020 | CA | Mill Creek 3 | 7147 | 4 | HY | OP | NA | WAT |  | 12920 |  |  | EIA Prime Mover-level Data
2020 | CA | Mill Creek 3 | 7147 | 5 | HY | OP | NA | WAT |  | 12920 |  |  | EIA Prime Mover-level Data
2020 | CA | Millikan BESS | 60760 | PE101 | BA | OP | NA | MWH |  | 0 |  |  | EIA Prime Mover-level Data
2020 | CA | Mira Loma | 58698 | D960 | PV | OP | NA | SUN |  | 6734.667 |  |  | EIA Prime Mover-level Data
2020 | CA | Mira Loma | 58698 | D9611 | PV | OP | NA | SUN |  | 10102 |  |  | EIA Prime Mover-level Data
2020 | CA | Mira Loma | 58698 | D9612 | PV | OP | NA | SUN |  | 3367.333 |  |  | EIA Prime Mover-level Data
2020 | CA | Mira Loma Energy Storage Facility | 60661 | 013A | BA | OP | NA | MWH
2020 | CA | Mira Loma Energy Storage Facility | 60661 | 013B | BA | OP | NA | MWH
2020 | CA | Mira Loma Generating Station | 56473 | CT1 | GT | OP | CT | NG | 645 | 208546.3906 | 0.80912 | 0.0077596 | EPA/CAMD | NEI avg EF - PM, fuel type, firing type | 2007
2020 | CA | Miramar Energy Facility | 56232 | 1 | GT | OP | CT | NG | 849 | 284472.1562 | 1.1037 | 0.0077596 | EPA/CAMD | NEI avg EF - PM, fuel type, firing type | 2005
2020 | CA | Miramar Energy Facility | 56232 | 2 | GT | OP | CT | NG | 1539 | 530798.4375 | 2.0594 | 0.0077596 | EPA/CAMD | NEI avg EF - PM, fuel type, firing type | 2009
2020 | CA | Mission College Blvd. Fuel Cell | 62697 | NTL3A | FC | OP | NA | NG |  | 133563.3594 | 0 | 0 | EIA Prime Mover-level Data | Estimated using an emission factor
2020 | CA | Mission College Blvd. Fuel Cell | 62697 | NTL3B | FC | OP | NA | NG |  | 144693.6406 | 0 | 0 | EIA Prime Mover-level Data | Estimated using an emission factor
2020 | CA | Mission Solar LLC | 59267 | PV9 | PV | OP | NA | SUN |  | 35109 |  |  | EIA Prime Mover-level Data
2020 | CA | Mitchell Solar, LLC | 59411 | SNL18 | PV | OP | NA | SUN |  | 31785 |  |  | EIA Prime Mover-level Data
2020 | CA | MM Lopez Energy | 55161 | UNT1 | IC | OP | NA | LFG |  | 232956 | 1.7122 | 0.0147 | EIA Prime Mover-level Data | Estimated using an emission factor
2020 | CA | MM Lopez Energy | 55161 | UNT2 | IC | RE | NA | LFG
2020 | CA | MM San Diego-Miramar | 55094 | UNT1 | IC | OP | NA | LFG |  | 155020.5 | 1.1394 | 0.0147 | EIA Prime Mover-level Data | Estimated using an emission factor
2020 | CA | MM San Diego-Miramar | 55094 | UNT2 | IC | OP | NA | LFG |  | 155020.5 | 1.1394 | 0.0147 | EIA Prime Mover-level Data | Estimated using an emission factor
2020 | CA | MM San Diego-Miramar | 55094 | UNT3 | IC | OP | NA | LFG |  | 155020.5 | 1.1394 | 0.0147 | EIA Prime Mover-level Data | Estimated using an emission factor
2020 | CA | MM San Diego-Miramar | 55094 | UNT4 | IC | OP | NA | LFG |  | 155020.5 | 1.1394 | 0.0147 | EIA Prime Mover-level Data | Estimated using an emission factor
2020 | CA | MM Tulare Energy | 55160 | UNT1 | IC | SB | NA | LFG |  | 54599.5 | 0.40131 | 0.0147 | EIA Prime Mover-level Data | Estimated using an emission factor
2020 | CA | MM Tulare Energy | 55160 | UNT2 | IC | SB | NA | LFG |  | 54599.5 | 0.40131 | 0.0147 | EIA Prime Mover-level Data | Estimated using an emission factor
2020 | CA | MM West Covina | 54015 | GEN2 | ST | OP | NA | LFG |  | 734488 | 1.065 | 0.0029 | EIA Prime Mover-level Data | Estimated using an emission factor
2020 | CA | MM West Covina | 54015 | GEN3 | GT | RE | NA | LFG
2020 | CA | MM Yolo Power | 54567 | 1 | IC | OP | NA | LFG |  | 43708.5 | 0.32126 | 0.0147 | EIA Prime Mover-level Data | Estimated using an emission factor
2020 | CA | MM Yolo Power | 54567 | 2 | IC | OP | NA | LFG |  | 43708.5 | 0.32126 | 0.0147 | EIA Prime Mover-level Data | Estimated using an emission factor
2020 | CA | MM Yolo Power | 54567 | 3 | IC | OS | NA | LFG |  | 43708.5 | 0.32126 | 0.0147 | EIA Prime Mover-level Data | Estimated using an emission factor
2020 | CA | MM Yolo Power | 54567 | 4 | IC | OP | NA | LFG |  | 65562.75 | 0.48189 | 0.0147 | EIA Prime Mover-level Data | Estimated using an emission factor
2020 | CA | MM Yolo Power | 54567 | 5 | IC | OP | NA | LFG |  | 65562.75 | 0.48189 | 0.0147 | EIA Prime Mover-level Data | Estimated using an emission factor
2020 | CA | Mobile GT | 6212 | 1 | GT | RE | NA | DFO
2020 | CA | Mobile GT | 6212 | 2 | GT | RE | NA | DFO
2020 | CA | Mobile GT | 6212 | 3 | GT | RE | NA | DFO
2020 | CA | Moccasin | 381 | 1 | HY | OP | NA | WAT |  | 1334052.5 |  |  | EIA Prime Mover-level Data
2020 | CA | Moccasin | 381 | 2 | HY | OP | NA | WAT |  | 1334052.5 |  |  | EIA Prime Mover-level Data
2020 | CA | Moccasin Low Head Hydro Project | 751 | 1 | HY | OP | NA | WAT
2020 | CA | Mojave 16/17/18 | 50821 | GEN1 | WT | OP | NA | WND |  | 859676 |  |  | EIA Prime Mover-level Data
2020 | CA | Mojave 3/4/5 | 52142 | GEN1 | WT | OP | NA | WND |  | 1296141 |  |  | EIA Prime Mover-level Data
2020 | CA | Mojave Siphon | 7072 | 1 | HY | OP | NA | WAT |  | 64622 |  |  | EIA Prime Mover-level Data
2020 | CA | Mojave Siphon | 7072 | 2 | HY | OP | NA | WAT |  | 64622 |  |  | EIA Prime Mover-level Data
2020 | CA | Mojave Siphon | 7072 | 3 | HY | OP | NA | WAT |  | 64622 |  |  | EIA Prime Mover-level Data
2020 | CA | Mojave Solar Project | 57331 | MSP1 | ST | OP | NA | SUN |  | 2449483.5 |  |  | EIA Prime Mover-level Data
2020 | CA | Mojave Solar Project | 57331 | MSP2 | ST | OP | NA | SUN |  | 2449483.5 |  |  | EIA Prime Mover-level Data
2020 | CA | Monterey One Water | 54951 | EG1 | IC | OP | NA | OBG |  | 38235 | 0.28103 | 0.0147 | EIA Prime Mover-level Data | Estimated using an emission factor
2020 | CA | Monterey One Water | 54951 | EG2 | IC | OP | NA | OBG |  | 38235 | 0.28103 | 0.0147 | EIA Prime Mover-level Data | Estimated using an emission factor
2020 | CA | Monterey One Water | 54951 | EG3 | IC | OP | NA | OBG |  | 38235 | 0.28103 | 0.0147 | EIA Prime Mover-level Data | Estimated using an emission factor
2020 | CA | Monterey Regional Water Pollution Control Agency | 58633 | 1 | PV | OP | NA | SUN |  | 10773 |  |  | EIA Prime Mover-level Data
2020 | CA | Montezuma Wind II | 57701 | 1 | WT | OP | NA | WND |  | 1804921 |  |  | EIA Prime Mover-level Data
2020 | CA | Montgomery Creek Hydro | 55009 | GEN1 | HY | OP | NA | WAT |  | 31916 |  |  | EIA Prime Mover-level Data
2020 | CA | Monticello Dam | 7646 | 1 | HY | OP | NA | WAT |  | 160763.9062 |  |  | EIA Prime Mover-level Data
2020 | CA | Monticello Dam | 7646 | 2 | HY | OP | NA | WAT |  | 160763.9062 |  |  | EIA Prime Mover-level Data
2020 | CA | Monticello Dam | 7646 | 3 | HY | OP | NA | WAT |  | 48229.1758 |  |  | EIA Prime Mover-level Data
2020 | CA | Moonlight Packing - Phase 2 | 63514 | MLO2 | PV | OP | NA | SUN |  | 24319 |  |  | EIA Prime Mover-level Data
2020 | CA | Morelos del Sol | 60007 | MORLS | PV | OP | NA | SUN |  | 312055 |  |  | EIA Prime Mover-level Data
2020 | CA | Morgan Lancaster 1 | 59942 | ML1 | PV | OP | NA | SUN |  | 30917 |  |  | EIA Prime Mover-level Data
2020 | CA | Moss Landing Powner Plant | 260 | 1A | CT | OP | CC | NG | 6370 | 9790819 | 0.9301 | 0.00018999 | EPA/CAMD | EPA/NEI | 2002
2020 | CA | Moss Landing Powner Plant | 260 | 2A | CT | OP | CC | NG | 6853 | 10630556 | 1.0099 | 0.00019 | EPA/CAMD | EPA/NEI | 2002
2020 | CA | Moss Landing Powner Plant | 260 | 3A | CT | OP | CC | NG | 5855 | 8875354 | 0.8432 | 0.00019001 | EPA/CAMD | EPA/NEI | 2002
2020 | CA | Moss Landing Powner Plant | 260 | 4A | CT | OP | CC | NG | 6100 | 9270434 | 0.8807 | 0.00019 | EPA/CAMD | EPA/NEI | 2002
2020 | CA | Mount Signal Solar Farm II | 61353 | IVS2 | PV | OP | NA | SUN |  | 3657613 |  |  | EIA Prime Mover-level Data
2020 | CA | Mount Signal Solar Farm V | 61202 | MTSG3 | PV | OP | NA | SUN |  | 5228857 |  |  | EIA Prime Mover-level Data
2020 | CA | Mountain View I&2 | 55719 | GEN2 | WT | OP | NA | WND |  | 582303.9375 |  |  | EIA Prime Mover-level Data
2020 | CA | Mountain View I&2 | 55719 | GENI | WT | OP | NA | WND |  | 1117394 |  |  | EIA Prime Mover-level Data
2020 | CA | Mountain View III | 56112 | V47 | WT | OP | NA | WND |  | 511545 |  |  | EIA Prime Mover-level Data
2020 | CA | Mountain View IV | 57459 | 1 | WT | OP | NA | WND |  | 1422191 |  |  | EIA Prime Mover-level Data
2020 | CA | Mountainview Generating Station | 358 | 2022-03-01 | CT | OP | CC | NG | 4207 | 5708711 | 14.8006 | 0.0051853 | EPA/CAMD | EPA/NEI | 2005
2020 | CA | Mountainview Generating Station | 358 | 2022-03-02 | CT | OP | CC | NG | 3905 | 5395020 | 14.007 | 0.0051926 | EPA/CAMD | EPA/NEI | 2005
2020 | CA | Mountainview Generating Station | 358 | 2022-04-01 | CT | OP | CC | NG | 4001 | 5389394 | 13.9872 | 0.0051906 | EPA/CAMD | EPA/NEI | 2005
2020 | CA | Mountainview Generating Station | 358 | 2022-04-02 | CT | OP | CC | NG | 3576 | 4891766.5 | 12.6877 | 0.0051874 | EPA/CAMD | EPA/NEI | 2005
2020 | CA | Mt Poso Cogeneration | 54626 | BL01 | ST | OP | NA | WDS |  | 4741543.5 | 44.3309 | 0.018699 | EIA Unit-level Data | NEI avg EF - PM, fuel type
2020 | CA | Muck Valley Hydroelectric | 10458 | GEN1 | HY | OP | NA | WAT |  | 159378 |  |  | EIA Prime Mover-level Data
2020 | CA | Mule Creek State Prison | 63876 | MLCRK | PV | P | NA | SUN
2020 | CA | Municipal Cogen Plant | 50674 | GEN1 | IC | RE | NA | NG
2020 | CA | Municipal Cogen Plant | 50674 | GEN1A | IC | OP | NA | NG |  | 73796 | 0.015571 | 0.000422 | EIA Prime Mover-level Data | Estimated using an emission factor
2020 | CA | Municipal Cogen Plant | 50674 | GEN2 | IC | RE | NA | NG
2020 | CA | Munro Valley Solar | 60412 | MUN | PV | OP | NA | SUN |  | 91538 |  |  | EIA Prime Mover-level Data
2020 | CA | Murphys | 261 | 1 | HY | OP | NA | WAT |  | 120752 |  |  | EIA Prime Mover-level Data
2020 | CA | Mustang Hills LLC | 57833 | AW06 | WT | OP | NA | WND |  | 2427647 |  |  | EIA Prime Mover-level Data
2020 | CA | Mustang Two | 62015 | M2BAR | PV | OP | NA | SUN |  | 122804.3359 |  |  | EIA Prime Mover-level Data
2020 | CA | Mustang Two | 62015 | M2WHI | PV | OP | NA | SUN |  | 245608.6719 |  |  | EIA Prime Mover-level Data
2020 | CA | Nacimiento Hydro Project | 50352 | 1 | HY | OP | NA | WAT |  | 93122.7266 |  |  | EIA Prime Mover-level Data
2020 | CA | Nacimiento Hydro Project | 50352 | 2 | HY | OP | NA | WAT |  | 9312.2725 |  |  | EIA Prime Mover-level Data
2020 | CA | Narrows 2 | 455 | 1 | HY | OP | NA | WAT |  | 1028774 |  |  | EIA Prime Mover-level Data
2020 | CA | Narrows PH | 262 | 1 | HY | OP | NA | WAT |  | 215447 |  |  | EIA Prime Mover-level Data
2020 | CA | National Raisin | 61894 | CR1 | PV | OP | NA | SUN |  | 9831.7246 |  |  | EIA Prime Mover-level Data
2020 | CA | National Raisin | 61894 | CR2 | PV | OP | NA | SUN |  | 9831.7246 |  |  | EIA Prime Mover-level Data
2020 | CA | National Raisin | 61894 | CR3 | PV | OP | NA | SUN |  | 5899.0352 |  |  | EIA Prime Mover-level Data
2020 | CA | National Raisin | 61894 | CR4 | PV | OP | NA | SUN |  | 2949.5171 |  |  | EIA Prime Mover-level Data
2020 | CA | Navajo Solar Power Generation Station 1 LLC | 58610 | NSP1 | PV | OP | NA | SUN |  | 37382 |  |  | EIA Prime Mover-level Data
2020 | CA | Naval Air Weapons Station China Lake | 57764 | 1 | PV | OP | NA | SUN |  | 232405 |  |  | EIA Prime Mover-level Data
2020 | CA | Naval Hospital Medical Center | 50963 | 1TG | GT | RE | NA | NG
2020 | CA | Naval Hospital Medical Center | 50963 | 2TG | GT | RE | NA | NG
2020 | CA | Naval Hospital Medical Center | 50963 | 3TG | GT | RE | NA | NG
2020 | CA | Naval Hospital Medical Center | 50963 | 4TG | GT | OP | NA | NG |  | 193023 | 0.095955 | 0.00099423 | EIA Prime Mover-level Data | NEI avg EF - PM, fuel type, firing type
2020 | CA | NCPA Combustion Turbine Project #2 | 7449 | NA1 | GT | OP | CT | NG | 853 | 277134.7812 | 0.4391 | 0.0031688 | EPA/CAMD | EPA/NEI | 1996
2020 | CA | Neenach Solar Center | 60826 | ECA03 | PV | IP | NA | SUN
2020 | CA | Nelson Creek | 50223 | 1296 | HY | OP | NA | WAT |  | 9492 |  |  | EIA Prime Mover-level Data
2020 | CA | New Hogan Power Plant | 50755 | GEN1 | HY | OP | NA | WAT |  | 25617.334 |  |  | EIA Prime Mover-level Data
2020 | CA | New Hogan Power Plant | 50755 | GEN2 | HY | OP | NA | WAT |  | 12808.667 |  |  | EIA Prime Mover-level Data
2020 | CA | New Melones | 6158 | 1 | HY | OP | NA | WAT |  | 1901004 |  |  | EIA Prime Mover-level Data
2020 | CA | New Melones | 6158 | 2 | HY | OP | NA | WAT |  | 1901004 |  |  | EIA Prime Mover-level Data
2020 | CA | Newberry Solar 1 LLC | 58226 | 1 | PV | OP | NA | SUN |  | 26099 |  |  | EIA Prime Mover-level Data
2020 | CA | Newcastle | 632 | 1 | HY | OP | NA | WAT |  | 64675 |  |  | EIA Prime Mover-level Data
2020 | CA | New-Indy Ontario Mill | 10427 | GEN1 | GT | RE | NA | NG
2020 | CA | New-Indy Ontario Mill | 10427 | GEN2 | GT | OP | NA | NG |  | 1452505.5 | 0.72206 | 0.00099423 | EIA Prime Mover-level Data | NEI avg EF - PM, fuel type, firing type
2020 | CA | New-Indy Ontario Mill | 10427 | GEN3 | GT | OP | NA | NG |  | 1452505.5 | 0.72206 | 0.00099423 | EIA Prime Mover-level Data | NEI avg EF - PM, fuel type, firing type
2020 | CA | NextEra Westside PV | 60981 | WS526 | PV | OP | NA | SUN |  | 441327 |  |  | EIA Prime Mover-level Data
2020 | CA | Niagara Bottling Stockton | 63363 | NBS | PV | OP | NA | SUN |  | 14203 |  |  | EIA Prime Mover-level Data
2020 | CA | Nickel 1 Solar Facility | 58034 | 1 | PV | OP | NA | SUN |  | 20117 |  |  | EIA Prime Mover-level Data
2020 | CA | Nicolis Solar PV Plant | 59600 | GEN1 | PV | OP | NA | SUN |  | 413770 |  |  | EIA Prime Mover-level Data
2020 | CA | Niland Gas Turbine Plant | 56569 | 1 | GT | OP | CT | NG | 1250 | 403600.4062 | 0.47644 | 0.002361 | EPA/CAMD | EPA/NEI | 2008
2020 | CA | Niland Gas Turbine Plant | 56569 | 2 | GT | OP | CT | NG | 1997 | 662495.625 | 0.92025 | 0.0027781 | EPA/CAMD | EPA/NEI | 2008
2020 | CA | Nimbus | 444 | 1 | HY | OP | NA | WAT |  | 206937 |  |  | EIA Prime Mover-level Data
2020 | CA | Nimbus | 444 | 2 | HY | OP | NA | WAT |  | 206937 |  |  | EIA Prime Mover-level Data
2020 | CA | Noosa Energy Storage LLC | 64531 | KOV4A | BA | T | NA | MWH
2020 | CA | Nordhoff Place | 59652 | W4162 | PV | OP | NA | SUN |  | 11378 |  |  | EIA Prime Mover-level Data
2020 | CA | North Bay Solar 1 | 58748 | NBWT | PV | OP | NA | SUN |  | 17325 |  |  | EIA Prime Mover-level Data
2020 | CA | North Brawley Geothermal Plant | 56832 | GE1 | BT | OP | NA | GEO |  | 146752.7969 |  |  | EIA Prime Mover-level Data
2020 | CA | North Brawley Geothermal Plant | 56832 | GE2 | BT | OP | NA | GEO |  | 146752.7969 |  |  | EIA Prime Mover-level Data
2020 | CA | North Brawley Geothermal Plant | 56832 | GE3 | BT | OP | NA | GEO |  | 146752.7969 |  |  | EIA Prime Mover-level Data
2020 | CA | North Brawley Geothermal Plant | 56832 | GE4 | BT | OP | NA | GEO |  | 146752.7969 |  |  | EIA Prime Mover-level Data
2020 | CA | North Brawley Geothermal Plant | 56832 | GE5 | BT | OP | NA | GEO |  | 146752.7969 |  |  | EIA Prime Mover-level Data
2020 | CA | North City - Landfill Gas Engine North | 60571 | NCEP | IC | OP | NA | LFG |  | 78193 | 0.57472 | 0.0147 | EIA Prime Mover-level Data | Estimated using an emission factor
2020 | CA | North City - Landfill Gas Engines South | 55602 | UNT1 | IC | OP | NA | LFG |  | 62042 | 0.45601 | 0.0147 | EIA Prime Mover-level Data | Estimated using an emission factor
2020 | CA | North City - Landfill Gas Engines South | 55602 | UNT2 | IC | OP | NA | LFG |  | 62042 | 0.45601 | 0.0147 | EIA Prime Mover-level Data | Estimated using an emission factor
2020 | CA | North City - Landfill Gas Engines South | 55602 | UNT3 | IC | OP | NA | LFG |  | 62042 | 0.45601 | 0.0147 | EIA Prime Mover-level Data | Estimated using an emission factor
2020 | CA | North City - Landfill Gas Engines South | 55602 | UNT4 | IC | OP | NA | LFG |  | 62042 | 0.45601 | 0.0147 | EIA Prime Mover-level Data | Estimated using an emission factor
2020 | CA | North Fork Community Power | 60192 | NFCP1 | IC | U | NA | OBG
2020 | CA | North Hollywood | 57854 | 1PT1 | HY | OS | NA | WAT
2020 | CA | North Hollywood | 57854 | 1PT2 | HY | SB | NA | WAT
2020 | CA | North Hollywood | 57854 | 1PT3 | HY | SB | NA | WAT
2020 | CA | North Hollywood | 57854 | 2T1 | HY | SB | NA | WAT
2020 | CA | North Hollywood | 57854 | 2T2 | HY | SB | NA | WAT
2020 | CA | North Hollywood | 57854 | 2T3 | HY | RE | NA | WAT
2020 | CA | North Hollywood | 57854 | 3T1 | HY | SB | NA | WAT
2020 | CA | North Hollywood | 57854 | 3T2 | HY | SB | NA | WAT
2020 | CA | Ormesa II | 54724 | OEC8 | ST | RE | NA | GEO
2020 | CA | Ormesa II | 54724 | OEC9 | ST | RE | NA | GEO
2020 | CA | Ormesa III | 10763 | GBU | BT | OP | NA | GEO |  | 53465.332 |  |  | EIA Prime Mover-level Data
2020 | CA | Ormesa III | 10763 | GEN1 | ST | OS | NA | GEO |  | 422858 |  |  | EIA Prime Mover-level Data
2020 | CA | Ormesa III | 10763 | OE301 | BT | OP | NA | GEO |  | 106930.6641 |  |  | EIA Prime Mover-level Data
2020 | CA | Ormond Beach Power, LLC. | 350 | 1 | ST | OP | WALL | NG | 1507 | 3518503.25 | 4.2725 | 0.0024286 | EPA/CAMD | EPA/NEI | 1971
2020 | CA | Ormond Beach Power, LLC. | 350 | 2 | ST | OP | WALL | NG | 1754 | 3709368.5 | 4.5075 | 0.0024303 | EPA/CAMD | EPA/NEI | 1973
2020 | CA | Oro Loma | 59915 | ORCA | PV | OP | NA | SUN |  | 449013 |  |  | EIA Prime Mover-level Data
2020 | CA | Oroville Cogeneration LP | 54477 | GEN1 | IC | SB | NA | NG |  | 275.143 | 5.8055e-05 | 0.000422 | EIA Prime Mover-level Data | Estimated using an emission factor
2020 | CA | Oroville Cogeneration LP | 54477 | GEN2 | IC | SB | NA | NG |  | 275.143 | 5.8055e-05 | 0.000422 | EIA Prime Mover-level Data | Estimated using an emission factor
2020 | CA | Oroville Cogeneration LP | 54477 | GEN3 | IC | SB | NA | NG |  | 275.143 | 5.8055e-05 | 0.000422 | EIA Prime Mover-level Data | Estimated using an emission factor
2020 | CA | Oroville Cogeneration LP | 54477 | GEN4 | IC | SB | NA | NG |  | 275.143 | 5.8055e-05 | 0.000422 | EIA Prime Mover-level Data | Estimated using an emission factor
2020 | CA | Oroville Cogeneration LP | 54477 | GEN5 | IC | SB | NA | NG |  | 275.143 | 5.8055e-05 | 0.000422 | EIA Prime Mover-level Data | Estimated using an emission factor
2020 | CA | Oroville Cogeneration LP | 54477 | GEN6 | IC | SB | NA | NG |  | 275.143 | 5.8055e-05 | 0.000422 | EIA Prime Mover-level Data | Estimated using an emission factor
2020 | CA | Oroville Cogeneration LP | 54477 | GEN7 | IC | SB | NA | NG |  | 275.143 | 5.8055e-05 | 0.000422 | EIA Prime Mover-level Data | Estimated using an emission factor
2020 | CA | Ortega Highway Energy Storage | 60567 | SES1 | BA | OP | NA | MWH
2020 | CA | Ortega Highway Energy Storage | 60567 | SES2 | BA | OP | NA | MWH
2020 | CA | Otay Mesa Energy Center, LLC | 55345 | CTG-1 | CT | OP | CC | NG | 4869 | 7203654 | 22.2639 | 0.0061813 | EPA/CAMD | NEI avg EF - PM, fuel type, firing type | 2009
2020 | CA | Otay Mesa Energy Center, LLC | 55345 | CTG-2 | CT | OP | CC | NG | 5453 | 8078003 | 24.9662 | 0.0061813 | EPA/CAMD | NEI avg EF - PM, fuel type, firing type | 2009
2020 | CA | Otoe Solar Power Generation Station 1 LLC | 58612 | 1 | PV | OP | NA | SUN |  | 30330 |  |  | EIA Prime Mover-level Data
2020 | CA | Owens Valley Solar Project 11 | 60953 | W5381 | PV | OP | NA | SUN |  | 26697 |  |  | EIA Prime Mover-level Data
2020 | CA | Oxbow (CA) | 426 | 1 | HY | OP | NA | WAT |  | 156861 |  |  | EIA Prime Mover-level Data
2020 | CA | Oxnard | 50464 | GEN1 | GT | OP | NA | NG |  | 1501593.75 | 0.74646 | 0.00099423 | EIA Prime Mover-level Data | NEI avg EF - PM, fuel type, firing type
2020 | CA | Oxnard | 50464 | GEN2 | GT | OP | NA | NG |  | 3871296.25 | 1.9245 | 0.00099423 | EIA Prime Mover-level Data | NEI avg EF - PM, fuel type, firing type
2020 | CA | Oxnard Paper Mill | 57585 | 1 | GT | OP | NA | NG |  | 1991403 | 0.98996 | 0.00099423 | EIA Prime Mover-level Data | NEI avg EF - PM, fuel type, firing type
2020 | CA | Oxnard Wastewater Treatment Plant | 50224 | 7610 | IC | OP | NA | OBG |  | 24209.334 | 0.17794 | 0.0147 | EIA Prime Mover-level Data | Estimated using an emission factor
2020 | CA | Oxnard Wastewater Treatment Plant | 50224 | 7710 | IC | OP | NA | OBG |  | 24209.334 | 0.17794 | 0.0147 | EIA Prime Mover-level Data | Estimated using an emission factor
2020 | CA | Oxnard Wastewater Treatment Plant | 50224 | 7810 | IC | OP | NA | OBG |  | 24209.334 | 0.17794 | 0.0147 | EIA Prime Mover-level Data | Estimated using an emission factor
2020 | CA | P Plant | 59456 | P-TG4 | GT | OP | NA | NG |  | 197357 | 0.098109 | 0.00099423 | EIA Prime Mover-level Data | NEI avg EF - PM, fuel type, firing type
2020 | CA | P Plant | 59456 | P-TG5 | GT | OP | NA | NG |  | 197357 | 0.098109 | 0.00099423 | EIA Prime Mover-level Data | NEI avg EF - PM, fuel type, firing type
2020 | CA | Pacific Cruise Ship Terminals Berth 93 | 57309 | 1 | PV | OP | NA | SUN |  | 3580 |  |  | EIA Prime Mover-level Data
2020 | CA | Pacific Ethanol Madera Solar Array | 61989 | PV | PV | OP | NA | SUN |  | 26714 |  |  | EIA Prime Mover-level Data
2020 | CA | Pacific Ethanol Stockton Cogen Plant | 61027 | PESCT | GT | RE | NA | NG
2020 | CA | Pacific Union College BESS | 61795 | 12649 | BA | OP | NA | MWH |  | 0 |  |  | EIA Prime Mover-level Data
2020 | CA | Pacific Wind LLC | 57757 | 1 | WT | OP | NA | WND |  | 2537125 |  |  | EIA Prime Mover-level Data
2020 | CA | Pacific-Ultrapower Chinese Station | 50560 | B101 | ST | OP | NA | WDS |  | 1989733.125 | 18.603 | 0.018699 | EIA Unit-level Data | NEI avg EF - PM, fuel type
2020 | CA | Painted Hills Wind Park | 50533 | PHW | WT | L | NA | WND
2020 | CA | Painted Hills Wind Park | 50533 | WGNS | WT | RE | NA | WND
2020 | CA | Painter Energy Storage | 62729 | PAIN1 | BA | L | NA | MWH
2020 | CA | Pala Energy Storage Yard | 60566 | SES1 | BA | OP | NA | MWH
2020 | CA | Pala Energy Storage Yard | 60566 | SES2 | BA | OP | NA | MWH
2020 | CA | Palo Verde College | 57773 | 1 | PV | OP | NA | SUN |  | 17985 |  |  | EIA Prime Mover-level Data
2020 | CA | Palomar Energy Center | 55985 | CTG1 | CT | OP | CC | NG | 4613 | 6801135 | 21.0198 | 0.0061813 | EPA/CAMD | NEI avg EF - PM, fuel type, firing type | 2005
2020 | CA | Palomar Energy Center | 55985 | CTG2 | CT | OP | CC | NG | 5278 | 7785450 | 24.062 | 0.0061813 | EPA/CAMD | NEI avg EF - PM, fuel type, firing type | 2005
2020 | CA | Palos Verdes Gas to Energy | 10473 | GEN1 | ST | RE | NA | LFG
2020 | CA | Panoche Energy Center | 56803 | 1 | GT | OP | CT | NG | 1787 | 1271035.25 | 1.316 | 0.0020708 | EPA/CAMD | EPA/NEI | 2009
2020 | CA | Panoche Energy Center | 56803 | 2 | GT | OP | CT | NG | 1919 | 1340973.25 | 1.4202 | 0.0021182 | EPA/CAMD | EPA/NEI | 2009
2020 | CA | Panoche Energy Center | 56803 | 3 | GT | OP | CT | NG | 1749 | 1242801.125 | 0.86986 | 0.0013998 | EPA/CAMD | EPA/NEI | 2009
2020 | CA | Panoche Energy Center | 56803 | 4 | GT | OP | CT | NG | 1854 | 1331509.875 | 1.5074 | 0.0022641 | EPA/CAMD | EPA/NEI | 2009
2020 | CA | Panoche Valley Solar Farm | 57340 | 1 | PV | OP | NA | SUN |  | 2853656 |  |  | EIA Prime Mover-level Data
2020 | CA | Paramount Refinery | 58058 | 1 | GT | OS | NA | NG
2020 | CA | Pardee | 376 | 1 | HY | OP | NA | WAT |  | 156756.3594 |  |  | EIA Prime Mover-level Data
2020 | CA | Pardee | 376 | 2 | HY | OP | NA | WAT |  | 156756.3594 |  |  | EIA Prime Mover-level Data
2020 | CA | Pardee | 376 | 3 | HY | OP | NA | WAT |  | 179747.2812 |  |  | EIA Prime Mover-level Data
2020 | CA | Park Meridian #1 | 59539 | 1 | PV | OP | NA | SUN |  | 25617 |  |  | EIA Prime Mover-level Data
2020 | CA | Parker | 428 | 1 | HY | OP | NA | WAT |  | 45479 |  |  | EIA Prime Mover-level Data
2020 | CA | Parker Dam | 447 | 1 | HY | OP | NA | WAT |  | 943115.25 |  |  | EIA Prime Mover-level Data
2020 | CA | Parker Dam | 447 | 2 | HY | OP | NA | WAT |  | 943115.25 |  |  | EIA Prime Mover-level Data
2020 | CA | Parker Dam | 447 | 3 | HY | OP | NA | WAT |  | 943115.25 |  |  | EIA Prime Mover-level Data
2020 | CA | Parker Dam | 447 | 4 | HY | OP | NA | WAT |  | 943115.25 |  |  | EIA Prime Mover-level Data
2020 | CA | Parnassus Central Utility Plant | 58198 | GTG1 | CT |  | NA | NG |  | 412864.2188 | 1.276 | 0.0061813 | EIA Unit-level Data | NEI avg EF - PM, fuel type
2020 | CA | Parnassus Central Utility Plant | 58198 | GTG2 | CT |  | NA | NG |  | 460286.875 | 1.4226 | 0.0061813 | EIA Unit-level Data | NEI avg EF - PM, fuel type
2020 | CA | Parnassus Central Utility Plant | 58198 | HRSG1 | CA | OP | NA | NG |  | 71864.4219 | 0.015163 | 0.000422 | EIA Unit-level Data | Estimated using an emission factor
2020 | CA | Pastoria Energy Facility | 55656 | CT001 | CT | OP | CC | NG | 6623 | 11348761 | 11.3401 | 0.0019985 | EPA/CAMD | EPA/NEI | 2005
2020 | CA | Pastoria Energy Facility | 55656 | CT002 | CT | OP | CC | NG | 6344 | 10698175 | 14.9557 | 0.0027959 | EPA/CAMD | EPA/NEI | 2005
2020 | CA | Pastoria Energy Facility | 55656 | CT004 | CT | OP | CC | NG | 6806 | 11458273 | 10.2936 | 0.0017967 | EPA/CAMD | EPA/NEI | 2005
2020 | CA | Patterson Pass | 56213 | WND1 | WT | RE | NA | WND
2020 | CA | Patterson Pass | 56213 | WND2 | WT | RE | NA | WND
2020 | CA | PE Berkeley | 50849 | GEN1 | CT |  | NA | NG |  | 1730059.125 | 5.347 | 0.0061813 | EIA Unit-level Data | NEI avg EF - PM, fuel type
2020 | CA | PE Berkeley | 50849 | GEN2 | CA | OP | NA | NG |  | 348682 | 0.073572 | 0.000422 | EIA Prime Mover-level Data | Estimated using an emission factor
2020 | CA | Pebbly Beach Generating Station Hybrid | 6704 | 10 | IC | OP | NA | DFO |  | 31809.1914 | 4.9304 | 0.31 | EIA Prime Mover-level Data | Estimated using an emission factor
2020 | CA | Pebbly Beach Generating Station Hybrid | 6704 | 12 | IC | OP | NA | DFO |  | 46267.9141 | 7.1715 | 0.31 | EIA Prime Mover-level Data | Estimated using an emission factor
2020 | CA | Pebbly Beach Generating Station Hybrid | 6704 | 14 | IC | OP | NA | DFO |  | 40484.4258 | 6.2751 | 0.31 | EIA Prime Mover-level Data | Estimated using an emission factor
2020 | CA | Pebbly Beach Generating Station Hybrid | 6704 | 15 | IC | OP | NA | DFO |  | 80968.8516 | 12.5502 | 0.31 | EIA Prime Mover-level Data | Estimated using an emission factor
2020 | CA | Pebbly Beach Generating Station Hybrid | 6704 | 7 | IC | OP | NA | DFO |  | 28917.4473 | 4.4822 | 0.31 | EIA Prime Mover-level Data | Estimated using an emission factor
2020 | CA | Pebbly Beach Generating Station Hybrid | 6704 | 8 | IC | OP | NA | DFO |  | 43376.1719 | 6.7233 | 0.31 | EIA Prime Mover-level Data | Estimated using an emission factor
2020 | CA | Pebbly Beach Generating Station Hybrid | 6704 | MT01 | GT | OP | NA | PG |  | 728.87 | 0.00015379 | 0.000422 | EIA Prime Mover-level Data | Estimated using an emission factor
2020 | CA | Pebbly Beach Generating Station Hybrid | 6704 | MT02 | GT | OP | NA | PG |  | 728.87 | 0.00015379 | 0.000422 | EIA Prime Mover-level Data | Estimated using an emission factor
2020 | CA | Pebbly Beach Generating Station Hybrid | 6704 | MT03 | GT | OP | NA | PG |  | 728.87 | 0.00015379 | 0.000422 | EIA Prime Mover-level Data | Estimated using an emission factor
2020 | CA | Pebbly Beach Generating Station Hybrid | 6704 | MT04 | GT | OP | NA | PG |  | 728.87 | 0.00015379 | 0.000422 | EIA Prime Mover-level Data | Estimated using an emission factor
2020 | CA | Pebbly Beach Generating Station Hybrid | 6704 | MT05 | GT | OP | NA | PG |  | 728.87 | 0.00015379 | 0.000422 | EIA Prime Mover-level Data | Estimated using an emission factor
2020 | CA | Pebbly Beach Generating Station Hybrid | 6704 | MT06 | GT | OP | NA | PG |  | 728.87 | 0.00015379 | 0.000422 | EIA Prime Mover-level Data | Estimated using an emission factor
2020 | CA | Pebbly Beach Generating Station Hybrid | 6704 | MT07 | GT | OP | NA | PG |  | 728.87 | 0.00015379 | 0.000422 | EIA Prime Mover-level Data | Estimated using an emission factor
2020 | CA | Pebbly Beach Generating Station Hybrid | 6704 | MT08 | GT | OP | NA | PG |  | 728.87 | 0.00015379 | 0.000422 | EIA Prime Mover-level Data | Estimated using an emission factor
2020 | CA | Pebbly Beach Generating Station Hybrid | 6704 | MT09 | GT | OP | NA | PG |  | 728.87 | 0.00015379 | 0.000422 | EIA Prime Mover-level Data | Estimated using an emission factor
2020 | CA | Pebbly Beach Generating Station Hybrid | 6704 | MT10 | GT | OP | NA | PG |  | 728.87 | 0.00015379 | 0.000422 | EIA Prime Mover-level Data | Estimated using an emission factor
2020 | CA | Pebbly Beach Generating Station Hybrid | 6704 | MT11 | GT | OP | NA | PG |  | 728.87 | 0.00015379 | 0.000422 | EIA Prime Mover-level Data | Estimated using an emission factor
2020 | CA | Pebbly Beach Generating Station Hybrid | 6704 | MT12 | GT | CN | NA | PG
2020 | CA | Pebbly Beach Generating Station Hybrid | 6704 | MT13 | GT | CN | NA | PG
2020 | CA | Pebbly Beach Generating Station Hybrid | 6704 | MT14 | GT | OP | NA | PG |  | 728.87 | 0.00015379 | 0.000422 | EIA Prime Mover-level Data | Estimated using an emission factor
2020 | CA | Pebbly Beach Generating Station Hybrid | 6704 | MT15 | GT | OP | NA | PG |  | 728.87 | 0.00015379 | 0.000422 | EIA Prime Mover-level Data | Estimated using an emission factor
2020 | CA | Pebbly Beach Generating Station Hybrid | 6704 | MT16 | GT | OP | NA | PG |  | 728.87 | 0.00015379 | 0.000422 | EIA Prime Mover-level Data | Estimated using an emission factor
2020 | CA | Pebbly Beach Generating Station Hybrid | 6704 | MT17 | GT | OP | NA | PG |  | 728.87 | 0.00015379 | 0.000422 | EIA Prime Mover-level Data | Estimated using an emission factor
2020 | CA | Pebbly Beach Generating Station Hybrid | 6704 | MT18 | GT | OP | NA | PG |  | 728.87 | 0.00015379 | 0.000422 | EIA Prime Mover-level Data | Estimated using an emission factor
2020 | CA | Pebbly Beach Generating Station Hybrid | 6704 | MT19 | GT | OP | NA | PG |  | 728.87 | 0.00015379 | 0.000422 | EIA Prime Mover-level Data | Estimated using an emission factor
2020 | CA | Pebbly Beach Generating Station Hybrid | 6704 | MT20 | GT | OP | NA | PG |  | 728.87 | 0.00015379 | 0.000422 | EIA Prime Mover-level Data | Estimated using an emission factor
2020 | CA | Pebbly Beach Generating Station Hybrid | 6704 | MT21 | GT | OP | NA | PG |  | 728.87 | 0.00015379 | 0.000422 | EIA Prime Mover-level Data | Estimated using an emission factor
2020 | CA | Pebbly Beach Generating Station Hybrid | 6704 | MT22 | GT | OP | NA | PG |  | 728.87 | 0.00015379 | 0.000422 | EIA Prime Mover-level Data | Estimated using an emission factor
2020 | CA | Pebbly Beach Generating Station Hybrid | 6704 | MT23 | GT | OP | NA | PG |  | 728.87 | 0.00015379 | 0.000422 | EIA Prime Mover-level Data | Estimated using an emission factor
2020 | CA | Pebbly Beach Generating Station Hybrid | 6704 | MT24 | GT | OP | NA | PG |  | 728.87 | 0.00015379 | 0.000422 | EIA Prime Mover-level Data | Estimated using an emission factor
2020 | CA | Pebbly Beach Generating Station Hybrid | 6704 | MT25 | GT | OP | NA | PG |  | 728.87 | 0.00015379 | 0.000422 | EIA Prime Mover-level Data | Estimated using an emission factor
2020 | CA | Pebbly Beach Generating Station Hybrid | 6704 | NASB1 | BA | OP | NA | MWH
2020 | CA | Perris | 481 | 1 | HY | OP | NA | WAT |  | 1211 |  |  | EIA Prime Mover-level Data
2020 | CA | PFMG Solar Grossmont Helix LLC | 62611 | HELIX | PV | OP | NA | SUN |  | 19994 |  |  | EIA Prime Mover-level Data
2020 | CA | Phelan Pinon Hills CSD Solar | 63376 | PPHS | PV | OP | NA | SUN |  | 23318 |  |  | EIA Prime Mover-level Data
2020 | CA | Phillips 66 Carbon Plant | 50388 | GEN1 | ST | OP | NA | PC |  | 848743 | 3.9171 | 0.0092303 | EIA Prime Mover-level Data | NEI avg EF - PM, fuel type
2020 | CA | Phillips 66 Rodeo Refinery | 50119 | GENA | GT | OP | NA | PRG |  | 2471690 | 0.52153 | 0.000422 | EIA Prime Mover-level Data | Estimated using an emission factor
2020 | CA | Phillips 66 Rodeo Refinery | 50119 | GENB | GT | OP | NA | PRG |  | 2471690 | 0.52153 | 0.000422 | EIA Prime Mover-level Data | Estimated using an emission factor
2020 | CA | Phillips 66 Rodeo Refinery | 50119 | GENC | GT | OP | NA | PRG |  | 2471690 | 0.52153 | 0.000422 | EIA Prime Mover-level Data | Estimated using an emission factor
2020 | CA | Phoenix | 264 | 1 | HY | OP | NA | WAT |  | 53200 |  |  | EIA Prime Mover-level Data
2020 | CA | Phoenix Wind Power LLC | 55339 | GEN1 | WT | RE | NA | WND
2020 | CA | Pierce College | 58248 | GEN1 | PV | OP | NA | SUN |  | 27476 |  |  | EIA Prime Mover-level Data
2020 | CA | Pilot Knob | 388 | 1 | HY | OP | NA | WAT |  | 78505 |  |  | EIA Prime Mover-level Data
2020 | CA | Pilot Knob | 388 | 2 | HY | OP | NA | WAT |  | 78505 |  |  | EIA Prime Mover-level Data
2020 | CA | Pine Flat | 7907 | 1 | HY | OP | NA | WAT |  | 702269.6875 |  |  | EIA Prime Mover-level Data
2020 | CA | Pine Flat | 7907 | 2 | HY | OP | NA | WAT |  | 702269.6875 |  |  | EIA Prime Mover-level Data
2020 | CA | Pine Flat | 7907 | 3 | HY | OP | NA | WAT |  | 702269.6875 |  |  | EIA Prime Mover-level Data
2020 | CA | Pine Tree Solar Project | 57306 | 1 | PV | OP | NA | SUN |  | 88538 |  |  | EIA Prime Mover-level Data
2020 | CA | Pine Tree Wind Power Project | 56433 | 1 | WT | OP | NA | WND |  | 2284113 |  |  | EIA Prime Mover-level Data
2020 | CA | Pinyon Pine I | 57834 | AW07 | WT | OP | NA | WND |  | 2424410 |  |  | EIA Prime Mover-level Data
2020 | CA | Pinyon Pine II | 57837 | AW09 | WT | OP | NA | WND |  | 1811800 |  |  | EIA Prime Mover-level Data
2020 | CA | Pio Pico Energy Center LLC | 57555 | CTG1 | GT | OP | CT | NG | 672 | 267418.9375 | 1.0375 | 0.0077596 | EPA/CAMD | NEI avg EF - PM, fuel type, firing type | 2016
2020 | CA | Pio Pico Energy Center LLC | 57555 | CTG2 | GT | OP | CT | NG | 911 | 394465.875 | 1.5305 | 0.0077596 | EPA/CAMD | NEI avg EF - PM, fuel type, firing type | 2016
2020 | CA | Pio Pico Energy Center LLC | 57555 | CTG3 | GT | OP | CT | NG | 781 | 345010.375 | 1.3386 | 0.0077596 | EPA/CAMD | NEI avg EF - PM, fuel type, firing type | 2016
2020 | CA | Pit 1 | 265 | H1 | HY | OP | NA | WAT |  | 871452.5 |  |  | EIA Prime Mover-level Data
2020 | CA | Pit 1 | 265 | H2 | HY | OP | NA | WAT |  | 871452.5 |  |  | EIA Prime Mover-level Data
2020 | CA | Pit 3 | 266 | H1 | HY | OP | NA | WAT |  | 762797.6875 |  |  | EIA Prime Mover-level Data
2020 | CA | Pit 3 | 266 | H2 | HY | OP | NA | WAT |  | 762797.6875 |  |  | EIA Prime Mover-level Data
2020 | CA | Pit 3 | 266 | H3 | HY | OP | NA | WAT |  | 762797.6875 |  |  | EIA Prime Mover-level Data
2020 | CA | Pit 4 | 267 | 1 | HY | OP | NA | WAT |  | 1451647 |  |  | EIA Prime Mover-level Data
2020 | CA | Pit 4 | 267 | 2 | HY | OP | NA | WAT |  | 1451647 |  |  | EIA Prime Mover-level Data
2020 | CA | Pit 5 | 268 | H1 | HY | OP | NA | WAT |  | 1295172.375 |  |  | EIA Prime Mover-level Data
2020 | CA | Pit 5 | 268 | H2 | HY | OP | NA | WAT |  | 1295172.375 |  |  | EIA Prime Mover-level Data
2020 | CA | Pit 5 | 268 | H3 | HY | OP | NA | WAT |  | 1125647.125 |  |  | EIA Prime Mover-level Data
2020 | CA | Pit 5 | 268 | H4 | HY | OP | NA | WAT |  | 1084961.125 |  |  | EIA Prime Mover-level Data
2020 | CA | Pit 6 | 269 | H1 | HY | OP | NA | WAT |  | 855968.5 |  |  | EIA Prime Mover-level Data
2020 | CA | Pit 6 | 269 | H2 | HY | OP | NA | WAT |  | 855968.5 |  |  | EIA Prime Mover-level Data
2020 | CA | Pit 7 | 270 | H1 | HY | OP | NA | WAT |  | 1447631.25 |  |  | EIA Prime Mover-level Data
2020 | CA | Pit 7 | 270 | H2 | HY | OP | NA | WAT |  | 1311915.75 |  |  | EIA Prime Mover-level Data
2020 | CA | Pitchess Cogen Station | 10478 | GEN1 | CT | RE | NA | NG
2020 | CA | Pitchess Cogen Station | 10478 | GEN2 | CA | RE | NA | NG
2020 | CA | Pixar - Emeryville | 59803 | PXR00 | FC | OP | NA | NG |  | 50184 | 0 | 0 | EIA Prime Mover-level Data | Estimated using an emission factor
2020 | CA | Plant No 1 Orange County | 50696 | GEN1 | IC | OP | NA | OBG |  | 133514.6719 | 0.98133 | 0.0147 | EIA Prime Mover-level Data | Estimated using an emission factor
2020 | CA | Plant No 1 Orange County | 50696 | GEN2 | IC | OP | NA | OBG |  | 133514.6719 | 0.98133 | 0.0147 | EIA Prime Mover-level Data | Estimated using an emission factor
2020 | CA | Plant No 1 Orange County | 50696 | GEN3 | IC | OP | NA | OBG |  | 133514.6719 | 0.98133 | 0.0147 | EIA Prime Mover-level Data | Estimated using an emission factor
2020 | CA | Plant No 2 Orange County | 52099 | GEN1 | IC | OP | NA | OBG |  | 137536.4062 | 1.0109 | 0.0147 | EIA Prime Mover-level Data | Estimated using an emission factor
2020 | CA | Plant No 2 Orange County | 52099 | GEN2 | IC | OP | NA | OBG |  | 137536.4062 | 1.0109 | 0.0147 | EIA Prime Mover-level Data | Estimated using an emission factor
2020 | CA | Plant No 2 Orange County | 52099 | GEN3 | IC | OP | NA | OBG |  | 137536.4062 | 1.0109 | 0.0147 | EIA Prime Mover-level Data | Estimated using an emission factor
2020 | CA | Plant No 2 Orange County | 52099 | GEN4 | IC | OP | NA | OBG |  | 137536.4062 | 1.0109 | 0.0147 | EIA Prime Mover-level Data | Estimated using an emission factor
2020 | CA | Plant No 2 Orange County | 52099 | GEN5 | IC | OP | NA | OBG |  | 137536.4062 | 1.0109 | 0.0147 | EIA Prime Mover-level Data | Estimated using an emission factor
2020 | CA | Plant No 2 Orange County | 52099 | GEN6 | ST | OP | NA | OBG
2020 | CA | Pleasant Valley Hydro | 402 | 1 | HY | OP | NA | WAT |  | 38436 |  |  | EIA Prime Mover-level Data
2020 | CA | Pleasanton - Amador Valley High School | 63630 | AVHS | PV | OP | NA | SUN |  | 7053 |  |  | EIA Prime Mover-level Data
2020 | CA | Poe | 272 | 1 | HY | OP | NA | WAT |  | 1036240.5 |  |  | EIA Prime Mover-level Data
2020 | CA | Poe | 272 | 2 | HY | OP | NA | WAT |  | 1036240.5 |  |  | EIA Prime Mover-level Data
2020 | CA | Point Wind | 63482 | PW1 | WT | V | NA | WND
2020 | CA | Pomerado Energy Storage, LLC | 61390 | PMRDO | BA | P | NA | MWH
2020 | CA | Ponderosa Bailey Creek | 10709 | GEN1 | HY | OP | NA | WAT |  | 6747 |  |  | EIA Prime Mover-level Data
2020 | CA | Poole | 353 | 1 | HY | OP | NA | WAT |  | 122181 |  |  | EIA Prime Mover-level Data
2020 | CA | Port of LA Solar FiT Project | 61319 | W4885 | PV | OP | NA | SUN |  | 15932 |  |  | EIA Prime Mover-level Data
2020 | CA | Portal | 354 | 1 | HY | OA | NA | WAT |  | 142133 |  |  | EIA Prime Mover-level Data
2020 | CA | Portal Ridge Solar A, LLC | 60309 | GEN01 | PV | L | NA | SUN
2020 | CA | Portal Ridge Solar B, LLC | 60310 | GEN01 | PV | OP | NA | SUN |  | 428115 |  |  | EIA Prime Mover-level Data
2020 | CA | Portal Ridge Solar C, LLC | 60311 | GEN01 | PV | OP | NA | SUN |  | 252910 |  |  | EIA Prime Mover-level Data
2020 | CA | Porterville 6 and 7 | 59219 | PV1 | PV | OP | NA | SUN |  | 21261 |  |  | EIA Prime Mover-level Data
2020 | CA | Porterville 6 and 7 | 59219 | PV2 | PV | OP | NA | SUN |  | 21261 |  |  | EIA Prime Mover-level Data
2020 | CA | Porterville Solar | 58309 | 1 | PV | OP | NA | SUN |  | 16482.5723 |  |  | EIA Prime Mover-level Data
2020 | CA | Porterville Solar | 58309 | 2 | PV | OP | NA | SUN |  | 16482.5723 |  |  | EIA Prime Mover-level Data
2020 | CA | Porterville Solar | 58309 | 5 | PV | OP | NA | SUN |  | 24723.8574 |  |  | EIA Prime Mover-level Data
2020 | CA | Portola | 6524 | 1 | IC | RE | NA | DFO
2020 | CA | Portola | 6524 | 2 | IC | RE | NA | DFO
2020 | CA | Portola | 6524 | 3 | IC | RE | NA | DFO
2020 | CA | Potrero Hills Energy Producers | 59952 | 1 | IC | OP | NA | LFG |  | 132315.7969 | 0.97252 | 0.0147 | EIA Prime Mover-level Data | Estimated using an emission factor
2020 | CA | Potrero Hills Energy Producers | 59952 | 2 | IC | OP | NA | LFG |  | 132315.7969 | 0.97252 | 0.0147 | EIA Prime Mover-level Data | Estimated using an emission factor
2020 | CA | Potrero Hills Energy Producers | 59952 | 3 | IC | OP | NA | LFG |  | 132315.7969 | 0.97252 | 0.0147 | EIA Prime Mover-level Data | Estimated using an emission factor
2020 | CA | Potrero Hills Energy Producers | 59952 | 4 | IC | OP | NA | LFG |  | 132315.7969 | 0.97252 | 0.0147 | EIA Prime Mover-level Data | Estimated using an emission factor
2020 | CA | Potrero Hills Energy Producers | 59952 | 5 | IC | OP | NA | LFG |  | 132315.7969 | 0.97252 | 0.0147 | EIA Prime Mover-level Data | Estimated using an emission factor
2020 | CA | Potter Valley | 274 | 1 | HY | OP | NA | WAT |  | 54032.4688 |  |  | EIA Prime Mover-level Data
2020 | CA | Potter Valley | 274 | 2 | HY | OP | NA | WAT |  | 24560.2129 |  |  | EIA Prime Mover-level Data
2020 | CA | Potter Valley | 274 | 3 | HY | OP | NA | WAT |  | 36840.3203 |  |  | EIA Prime Mover-level Data
2020 | CA | Power Generation Station (PGS) 2 | 57696 | 1 | GT | OP | NA | OBG |  | 322910 | 3.4874 | 0.0216 | EIA Prime Mover-level Data | Estimated using an emission factor
2020 | CA | Powhatan Solar Power Generation Station 1 LLC | 58611 | 1 | PV | OP | NA | SUN |  | 38389 |  |  | EIA Prime Mover-level Data
2020 | CA | Prairie | 64846 | PR000 | PV | V | NA | SUN
2020 | CA | PRC-Desoto Intl/PPG Aerospace | 58085 | CATR1 | IC | SB | NA | DFO
2020 | CA | PRC-Desoto Intl/PPG Aerospace | 58085 | CATR2 | IC | SB | NA | DFO
2020 | CA | Preferred Freezer San Leandro | 62578 | SLPV1 | PV | OP | NA | SUN |  | 28810 |  |  | EIA Prime Mover-level Data
2020 | CA | Prima Plant | 55601 | UNT1 | IC | OP | NA | LFG |  | 251999.5 | 1.8522 | 0.0147 | EIA Prime Mover-level Data | Estimated using an emission factor
2020 | CA | Prima Plant | 55601 | UNT2 | IC | OP | NA | LFG |  | 251999.5 | 1.8522 | 0.0147 | EIA Prime Mover-level Data | Estimated using an emission factor
2020 | CA | Prologis L.P | 64600 | PLDPL | PV | OP | NA | SUN
2020 | CA | PSREC/SIAD Solar | 63493 | SIAD | PV | OP | NA | SUN |  | 53129 |  |  | EIA Prime Mover-level Data
2020 | CA | Puente Hills Energy Recovery | 10472 | B300 | ST | OP | NA | LFG |  | 1302374 | 1.8884 | 0.0029 | EIA Unit-level Data | Estimated using an emission factor
2020 | CA | Puente Hills Energy Recovery | 10472 | B400 | ST | OP | NA | LFG |  | 1225744.625 | 1.7773 | 0.0029 | EIA Unit-level Data | Estimated using an emission factor
2020 | CA | Puente Hills Energy Recovery | 10472 | GEN2 | GT | RE | NA | LFG
2020 | CA | Puente Hills Energy Recovery | 10472 | GEN3 | IC | RE | NA | LFG
2020 | CA | Puente Hills Energy Recovery | 10472 | GEN4 | IC | RE | NA | LFG
2020 | CA | Puente Hills Energy Recovery | 10472 | GEN5 | IC | RE | NA | LFG
2020 | CA | Pumpjack Solar I | 59322 | GEN1 | PV | OP | NA | SUN |  | 395434 |  |  | EIA Prime Mover-level Data
2020 | CA | Putah Creek Solar Farm | 59550 | PCSF | PV | OP | NA | SUN |  | 42339 |  |  | EIA Prime Mover-level Data
2020 | CA | PVN Milliken, LLC | 60790 | PV | PV | OP | NA | SUN |  | 40197 |  |  | EIA Prime Mover-level Data
2020 | CA | Q Plant | 59457 | Q-TG1 | GT | OP | NA | NG |  | 373893 | 0.18587 | 0.00099423 | EIA Prime Mover-level Data | NEI avg EF - PM, fuel type, firing type
2020 | CA | Quinto Solar PV Project | 59339 | SSC13 | PV | OP | NA | SUN |  | 2334329 |  |  | EIA Prime Mover-level Data
2020 | CA | R C Kirkwood | 382 | 1 | HY | OP | NA | WAT |  | 1133368.25 |  |  | EIA Prime Mover-level Data
2020 | CA | R C Kirkwood | 382 | 2 | HY | OP | NA | WAT |  | 1133368.25 |  |  | EIA Prime Mover-level Data
2020 | CA | R C Kirkwood | 382 | 3 | HY | OP | NA | WAT |  | 1047289.625 |  |  | EIA Prime Mover-level Data
2020 | CA | R E Badger Filtration Plant | 50147 | 1 | HY | OP | NA | WAT
2020 | CA | Rabbitbrush Solar, LLC | 64630 | GEN01 | PV | L | NA | SUN
2020 | CA | Radiance Solar 4 | 58354 | 1 | PV | OP | NA | SUN |  | 27520 |  |  | EIA Prime Mover-level Data
2020 | CA | Radiance Solar 5 | 58355 | 1 | PV | OP | NA | SUN |  | 28372 |  |  | EIA Prime Mover-level Data
2020 | CA | Ralston | 427 | 1 | HY | OP | NA | WAT |  | 1748459 |  |  | EIA Prime Mover-level Data
2020 | CA | Ramona 1 | 58909 | RAM1 | PV | OP | NA | SUN |  | 77246 |  |  | EIA Prime Mover-level Data
2020 | CA | Ramona 2 | 58911 | RAM2 | PV | OP | NA | SUN |  | 37972 |  |  | EIA Prime Mover-level Data
2020 | CA | Ramona Solar Energy | 60995 | 1 | PV | OP | NA | SUN |  | 53891 |  |  | EIA Prime Mover-level Data
2020 | CA | Rancho Cucamonga Dist #1 | 59540 | 2 | PV | OP | NA | SUN |  | 27003 |  |  | EIA Prime Mover-level Data
2020 | CA | Rancho Penasquitos | 56615 | G100 | HY | OP | NA | WAT |  | 23425 |  |  | EIA Prime Mover-level Data
2020 | CA | Rancho Seco Solar | 529 | 1 | PV | RE | NA | SUN
2020 | CA | Rancho Seco Solar | 529 | 2 | PV | RE | NA | SUN
2020 | CA | Rancho Seco Solar II, LLC | 63387 | RSS2 | PV | TS | NA | SUN
2020 | CA | Rancho Seco Solar, LLC | 60226 | GEN01 | PV | OP | NA | SUN |  | 200927 |  |  | EIA Prime Mover-level Data
2020 | CA | Ratkovich Alhambra | 62458 | RAT00 | FC | OP | NA | NG |  | 59628 | 0 | 0 | EIA Prime Mover-level Data | Estimated using an emission factor
2020 | CA | RCWD PV Project | 60426 | RCWD | PV | OP | NA | SUN |  | 84133 |  |  | EIA Prime Mover-level Data
2020 | CA | RE Adams East, LLC | 58984 | 1 | PV | OP | NA | SUN |  | 381399 |  |  | EIA Prime Mover-level Data
2020 | CA | RE Astoria | 59976 | ASTR1 | PV | OP | NA | SUN |  | 2517506 |  |  | EIA Prime Mover-level Data
2020 | CA | RE Astoria 2 | 59977 | ASTR2 | PV | OP | NA | SUN |  | 1939799 |  |  | EIA Prime Mover-level Data
2020 | CA | RE Barren Ridge 1 | 60389 | REBR1 | PV | OP | NA | SUN |  | 1479241 |  |  | EIA Prime Mover-level Data
2020 | CA | RE Bruceville 1 LLC | 57783 | BRU1 | PV | OP | NA | SUN |  | 89932 |  |  | EIA Prime Mover-level Data
2020 | CA | RE Bruceville 2 LLC | 57784 | BRU2 | PV | OP | NA | SUN |  | 96556 |  |  | EIA Prime Mover-level Data
2020 | CA | RE Bruceville 3 LLC | 57785 | BRU3 | PV | OP | NA | SUN |  | 94449 |  |  | EIA Prime Mover-level Data
2020 | CA | RE Camelot LLC | 58983 | 1 | PV | OP | NA | SUN |  | 1087431 |  |  | EIA Prime Mover-level Data
2020 | CA | RE Columbia 3 LLC | 58502 | COL3 | PV | OP | NA | SUN |  | 201605 |  |  | EIA Prime Mover-level Data
2020 | CA | RE Columbia Two, LLC | 58990 | 1 | PV | OP | NA | SUN |  | 373853 |  |  | EIA Prime Mover-level Data
2020 | CA | RE Dillard 1 LLC | 57777 | DL1 | PV | OP | NA | SUN |  | 49348 |  |  | EIA Prime Mover-level Data
2020 | CA | RE Dillard 2 LLC | 57779 | DIL2 | PV | OP | NA | SUN |  | 55217 |  |  | EIA Prime Mover-level Data
2020 | CA | RE Dillard 3 LLC | 57781 | DIL3 | PV | OP | NA | SUN |  | 54384 |  |  | EIA Prime Mover-level Data
2020 | CA | RE Dillard 4 LLC | 57806 | DIL4 | PV | OP | NA | SUN
2020 | CA | RE Garland | 60233 | BESS1 | BA | P | NA | MWH
2020 | CA | RE Garland | 60233 | PV2 | PV | OP | NA | SUN |  | 4282101 |  |  | EIA Prime Mover-level Data
2020 | CA | RE Garland A | 60386 | PV1 | PV | OP | NA | SUN |  | 463382 |  |  | EIA Prime Mover-level Data
2020 | CA | RE Gaskell West 2 LLC | 61446 | PV2 | PV | P | NA | SUN
2020 | CA | RE Gaskell West 3 LLC | 61447 | PV3 | PV | P | NA | SUN
2020 | CA | RE Gaskell West 4 LLC | 61448 | PV4 | PV | P | NA | SUN
2020 | CA | RE Gaskell West 5 LLC | 61449 | PV5 | PV | P | NA | SUN
2020 | CA | RE Kammerer 1 LLC | 57778 | KAM1 | PV | OP | NA | SUN |  | 95338 |  |  | EIA Prime Mover-level Data
2020 | CA | RE Kammerer 2 LLC | 57780 | KAM2 | PV | OP | NA | SUN |  | 97987 |  |  | EIA Prime Mover-level Data
2020 | CA | RE Kammerer 3 LLC | 57782 | KAM3 | PV | OP | NA | SUN |  | 98458 |  |  | EIA Prime Mover-level Data
2020 | CA | RE Kansas Solar, LLC | 58985 | 1 | PV | OP | NA | SUN |  | 395067 |  |  | EIA Prime Mover-level Data
2020 | CA | RE Kansas South LLC | 58148 | KS | PV | OP | NA | SUN |  | 365291 |  |  | EIA Prime Mover-level Data
2020 | CA | RE Kent South, LLC | 58991 | 1 | PV | OP | NA | SUN |  | 423175 |  |  | EIA Prime Mover-level Data
2020 | CA | RE McKenzie 1 LLC | 57816 | MCK1 | PV | OP | NA | SUN |  | 99328 |  |  | EIA Prime Mover-level Data
2020 | CA | RE McKenzie 2 LLC | 57817 | MCK2 | PV | OP | NA | SUN |  | 102784 |  |  | EIA Prime Mover-level Data
2020 | CA | RE McKenzie 3 LLC | 57818 | MCK3 | PV | OP | NA | SUN |  | 103514 |  |  | EIA Prime Mover-level Data
2020 | CA | RE McKenzie 4 LLC | 57819 | MCK4 | PV | OP | NA | SUN |  | 96713 |  |  | EIA Prime Mover-level Data
2020 | CA | RE McKenzie 5 LLC | 57820 | MCK5 | PV | OP | NA | SUN |  | 100557 |  |  | EIA Prime Mover-level Data
2020 | CA | RE McKenzie 6 LLC | 57821 | MCK6 | PV | OP | NA | SUN |  | 100520 |  |  | EIA Prime Mover-level Data
2020 | CA | RE Mustang LLC | 59150 | BESS1 | BA | T | NA | MWH
2020 | CA | RE Mustang LLC | 59150 | PV1 | PV | OP | NA | SUN |  | 2028977 |  |  | EIA Prime Mover-level Data
2020 | CA | RE Old River One, LLC | 58986 | 1 | PV | OP | NA | SUN |  | 413321 |  |  | EIA Prime Mover-level Data
2020 | CA | RE Rio Grande Solar LLC | 58500 | RIO | PV | OP | NA | SUN |  | 91476 |  |  | EIA Prime Mover-level Data
2020 | CA | RE Rosamond One LLC | 58498 | RONE | PV | OP | NA | SUN |  | 501008 |  |  | EIA Prime Mover-level Data
2020 | CA | RE Rosamond Two LLC | 58499 | RTWO | PV | OP | NA | SUN |  | 386705 |  |  | EIA Prime Mover-level Data
2020 | CA | RE Tranquillity | 59939 | BESS1 | BA | P | NA | MWH
2020 | CA | RE Tranquillity | 59939 | TQ | PV | OP | NA | SUN |  | 3755790 |  |  | EIA Prime Mover-level Data
2020 | CA | RE Victor Phelan Solar One LLC | 58202 | VPS1 | PV | OP | NA | SUN |  | 386960 |  |  | EIA Prime Mover-level Data
2020 | CA | Red Bluff | 56184 | IC1 | IC | OP | NA | NG |  | 8124.062 | 0.0017142 | 0.000422 | EIA Prime Mover-level Data | Estimated using an emission factor
2020 | CA | Red Bluff | 56184 | IC10 | IC | OP | NA | NG |  | 8124.062 | 0.0017142 | 0.000422 | EIA Prime Mover-level Data | Estimated using an emission factor
2020 | CA | Red Bluff | 56184 | IC11 | IC | OP | NA | NG |  | 8124.062 | 0.0017142 | 0.000422 | EIA Prime Mover-level Data | Estimated using an emission factor
2020 | CA | Red Bluff | 56184 | IC12 | IC | OP | NA | NG |  | 8124.062 | 0.0017142 | 0.000422 | EIA Prime Mover-level Data | Estimated using an emission factor
2020 | CA | Red Bluff | 56184 | IC13 | IC | OP | NA | NG |  | 8124.062 | 0.0017142 | 0.000422 | EIA Prime Mover-level Data | Estimated using an emission factor
2020 | CA | Red Bluff | 56184 | IC14 | IC | OP | NA | NG |  | 8124.062 | 0.0017142 | 0.000422 | EIA Prime Mover-level Data | Estimated using an emission factor
2020 | CA | Red Bluff | 56184 | IC15 | IC | OP | NA | NG |  | 8124.062 | 0.0017142 | 0.000422 | EIA Prime Mover-level Data | Estimated using an emission factor
2020 | CA | Red Bluff | 56184 | IC16 | IC | OP | NA | NG |  | 8124.062 | 0.0017142 | 0.000422 | EIA Prime Mover-level Data | Estimated using an emission factor
2020 | CA | Red Bluff | 56184 | IC2 | IC | OP | NA | NG |  | 8124.062 | 0.0017142 | 0.000422 | EIA Prime Mover-level Data | Estimated using an emission factor
2020 | CA | Red Bluff | 56184 | IC3 | IC | OP | NA | NG |  | 8124.062 | 0.0017142 | 0.000422 | EIA Prime Mover-level Data | Estimated using an emission factor
2020 | CA | Red Bluff | 56184 | IC4 | IC | OP | NA | NG |  | 8124.062 | 0.0017142 | 0.000422 | EIA Prime Mover-level Data | Estimated using an emission factor
2020 | CA | Red Bluff | 56184 | IC5 | IC | OP | NA | NG |  | 8124.062 | 0.0017142 | 0.000422 | EIA Prime Mover-level Data | Estimated using an emission factor
2020 | CA | Red Bluff | 56184 | IC6 | IC | OP | NA | NG |  | 8124.062 | 0.0017142 | 0.000422 | EIA Prime Mover-level Data | Estimated using an emission factor
2020 | CA | Red Bluff | 56184 | IC7 | IC | OP | NA | NG |  | 8124.062 | 0.0017142 | 0.000422 | EIA Prime Mover-level Data | Estimated using an emission factor
2020 | CA | Red Bluff | 56184 | IC8 | IC | OP | NA | NG |  | 8124.062 | 0.0017142 | 0.000422 | EIA Prime Mover-level Data | Estimated using an emission factor
2020 | CA | Red Bluff | 56184 | IC9 | IC | OP | NA | NG |  | 8124.062 | 0.0017142 | 0.000422 | EIA Prime Mover-level Data | Estimated using an emission factor
2020 | CA | Red Mountain | 484 | 1 | HY | OP | NA | WAT
2020 | CA | Redcrest Solar Farm | 58831 | PV-1 | PV | OP | NA | SUN |  | 296958 |  |  | EIA Prime Mover-level Data
2020 | CA | Redding Power Plant | 7307 | 5 | CT | OP | CC | NG | 4266 | 1467640 | 2.3732 | 0.0032341 | EPA/CAMD | EPA/NEI | 2002
2020 | CA | Redding Power Plant | 7307 | 6 | GT | OP | CT | NG | 3654 | 1270029.875 | 0.61276 | 0.00096496 | EPA/CAMD | EPA/NEI | 2010
2020 | CA | Redwood 4 Solar Farm | 60490 | RW4SF | PV | OP | NA | SUN |  | 434246 |  |  | EIA Prime Mover-level Data
2020 | CA | Redwood Coast Airport Microgrid | 64766 | RCAM1 | PV | U | NA | SUN
2020 | CA | Redwood Coast Airport Microgrid | 64766 | RCAM2 | BA | U | NA | MWH
2020 | CA | Reedley Community College Solar | 63074 | 234 | PV | OP | NA | SUN |  | 33111 |  |  | EIA Prime Mover-level Data
2020 | CA | Regional Wastewater Control Facility | 56134 | 101 | IC | OP | NA | OBG |  | 33711.043 | 0.24778 | 0.0147 | EIA Prime Mover-level Data | Estimated using an emission factor
2020 | CA | Regional Wastewater Control Facility | 56134 | 301 | IC | OA | NA | OBG |  | 33711.043 | 0.24778 | 0.0147 | EIA Prime Mover-level Data | Estimated using an emission factor
2020 | CA | Regional Wastewater Control Facility | 56134 | 401 | IC | OP | NA | OBG |  | 33711.043 | 0.24778 | 0.0147 | EIA Prime Mover-level Data | Estimated using an emission factor
2020 | CA | Regional Wastewater Control Facility | 56134 | 501 | IC | SB | NA | DFO |  | 60679.875 | 9.4054 | 0.31 | EIA Prime Mover-level Data | Estimated using an emission factor
2020 | CA | Regulus Solar Project | 57650 | FRV4 | PV | OP | NA | SUN |  | 1306176 |  |  | EIA Prime Mover-level Data
2020 | CA | Renew Solar ABC Sacramento LLC | 62545 | SACRA | PV | OP | NA | SUN |  | 2913 |  |  | EIA Prime Mover-level Data
2020 | CA | Renz Energy Storage | 63529 | LLAGS | BA | L | NA | MWH
2020 | CA | Resurgence Solar | 64489 | GEN1 | PV | L | NA | SUN
2020 | CA | Resurgence Solar | 64489 | GEN2 | BA | L | NA | MWH
2020 | CA | RE-VFO LLC | 63455 | INV1 | PV | OP | NA | SUN |  | 7905 |  |  | EIA Prime Mover-level Data
2020 | CA | RE-VFO LLC | 63455 | INV2 | PV | OP | NA | SUN |  | 7905 |  |  | EIA Prime Mover-level Data
2020 | CA | Rexford Solar Farm | 64633 | 20SD8 | PV | P | NA | SUN
2020 | CA | Rexford Solar Farm | 64633 | 20SDB | BA | P | NA | MWH
2020 | CA | Rialto - High School | 63986 | 10136 | PV | OP | NA | SUN
2020 | CA | Richard J Donovan Correctional Facility | 54936 | 3 | GT | OP | NA | NG |  | 22881 | 0.011374 | 0.00099423 | EIA Prime Mover-level Data | NEI avg EF - PM, fuel type, firing type
2020 | CA | Richmond Cogen | 52109 | GEN1 | CT |  | NA | NG |  | 4536258 | 14.0199 | 0.0061813 | EIA Unit-level Data | NEI avg EF - PM, fuel type
2020 | CA | Richmond Cogen | 52109 | GEN2 | CT |  | NA | NG |  | 4740389.5 | 14.6508 | 0.0061813 | EIA Unit-level Data | NEI avg EF - PM, fuel type
2020 | CA | Richmond Cogen | 52109 | HRSG1 | CA | OP | NA | OG |  | 1258864.25 | 0.26562 | 0.000422 | EIA Unit-level Data | Estimated using an emission factor
2020 | CA | Richmond Cogen | 52109 | HRSG2 | CA | OP | NA | OG |  | 1382762 | 0.29176 | 0.000422 | EIA Unit-level Data | Estimated using an emission factor
2020 | CA | Richmond Cogen | 52109 | GEN3 | CT | CN | NA | NG
2020 | CA | Richmond Cogen | 52109 | GEN6 | ST | OP | NA | WH
2020 | CA | Richmond Refinery TG800 | 52105 | GEN1 | ST | RE | NA | OG
2020 | CA | Richmond Refinery TG800 | 52105 | GEN2 | ST | RE | NA | OG
2020 | CA | Richmond Refinery TG800 | 52105 | GEN3 | ST | RE | NA | OG
2020 | CA | Richmond Refinery TG800 | 52105 | GEN4 | ST | RE | NA | OG
2020 | CA | Ridgetop | 54931 | WGN1 | WT | OP | NA | WND |  | 1226051 |  |  | EIA Prime Mover-level Data
2020 | CA | Ridgetop Energy LLC | 10597 | WGN1 | WT | OP | NA | WND |  | 346165 |  |  | EIA Prime Mover-level Data
2020 | CA | Rio Bravo Fresno | 10767 | CFB | ST | OP | NA | WDS |  | 2867096.5 | 26.8058 | 0.018699 | EIA Unit-level Data | NEI avg EF - PM, fuel type
2020 | CA | Rio Bravo Hydro Project | 50037 | UNT1 | HY | SB | NA | WAT |  | 78484 |  |  | EIA Prime Mover-level Data
2020 | CA | Rio Bravo Hydro Project | 50037 | UNT2 | HY | SB | NA | WAT |  | 78484 |  |  | EIA Prime Mover-level Data
2020 | CA | Rio Bravo Rocklin | 10772 | CFB | ST | OP | NA | WDS |  | 2797119.25 | 26.1516 | 0.018699 | EIA Unit-level Data | NEI avg EF - PM, fuel type
2020 | CA | Rio Bravo Solar 1 LLC | 59249 | PV1 | PV | OP | NA | SUN |  | 398628 |  |  | EIA Prime Mover-level Data
2020 | CA | Rio Bravo Solar II LLC | 59250 | PV1 | PV | OP | NA | SUN |  | 402303 |  |  | EIA Prime Mover-level Data
2020 | CA | Rio Hondo | 482 | 1 | HY | OP | NA | WAT
2020 | CA | Ripon Generation Station | 56135 | 1 | GT | OP | CT | NG | 348 | 95436.9219 | 0.047804 | 0.0010018 | EPA/CAMD | EPA/NEI | 2006
2020 | CA | Ripon Generation Station | 56135 | 2 | GT | OP | CT | NG | 318 | 97113.9844 | 0.048602 | 0.0010009 | EPA/CAMD | EPA/NEI | 2006
2020 | CA | Rising Tree Wind Farm | 57621 | GEN1 | WT | OP | NA | WND |  | 2016254 |  |  | EIA Prime Mover-level Data
2020 | CA | Rising Tree Wind Farm II | 59235 | GEN1 | WT | OP | NA | WND |  | 466898 |  |  | EIA Prime Mover-level Data
2020 | CA | Rising Tree Wind Farm III | 59236 | GEN1 | WT | OP | NA | WND |  | 2176362 |  |  | EIA Prime Mover-level Data
2020 | CA | Riverside Energy Resource Center | 56143 | 1 | GT | OP | CT | NG | 1101 | 281454.0312 | 0.9424 | 0.0066967 | EPA/CAMD | EPA/NEI | 2006
2020 | CA | Riverside Energy Resource Center | 56143 | 2 | GT | OP | CT | NG | 994 | 246836.4531 | 0.95768 | 0.0077596 | EPA/CAMD | NEI avg EF - PM, fuel type, firing type | 2006
2020 | CA | Riverside Energy Resource Center | 56143 | 3 | GT | OP | CT | NG | 1148 | 266496.5938 | 1.034 | 0.0077596 | EPA/CAMD | NEI avg EF - PM, fuel type, firing type | 2011
2020 | CA | Riverside Energy Resource Center | 56143 | 4 | GT | OP | CT | NG | 1149 | 253013.6562 | 0.98165 | 0.0077596 | EPA/CAMD | NEI avg EF - PM, fuel type, firing type | 2010
2020 | CA | Riverside RWQCP Fuel Cell | 59877 | MB20 | FC | OP | NA | OBG |  | 80141 | 0 | 0 | EIA Prime Mover-level Data | Estimated using an emission factor
2020 | CA | Riverview Energy Center | 55963 | 1 | GT | OP | CT | NG | 1115 | 253745.5625 | 0.98449 | 0.0077596 | EPA/CAMD | NEI avg EF - PM, fuel type, firing type | 2003
2020 | CA | Roaring Creek Water Power | 10881 | GEN1 | HY | OP | NA | WAT |  | 29994 |  |  | EIA Prime Mover-level Data
2020 | CA | Robbs Peak | 433 | 1 | HY | OP | NA | WAT |  | 186347 |  |  | EIA Prime Mover-level Data
2020 | CA | Robert O Schulz Solar Farm | 57579 | 1 | PV | OP | NA | SUN |  | 9517.8457 |  |  | EIA Prime Mover-level Data
2020 | CA | Robert O Schulz Solar Farm | 57579 | 2 | PV | OP | NA | SUN |  | 4230.1538 |  |  | EIA Prime Mover-level Data
2020 | CA | Rock Creek | 275 | H1 | HY | OP | NA | WAT |  | 1324801.5 |  |  | EIA Prime Mover-level Data
2020 | CA | Rock Creek | 275 | H2 | HY | OP | NA | WAT |  | 1324801.5 |  |  | EIA Prime Mover-level Data
2020 | CA | Rock Creek Dam | 56822 | 1 | HY | CN | NA | WAT
2020 | CA | Rock Creek LP | 50892 | GEN1 | HY | OP | NA | WAT |  | 2438.5 |  |  | EIA Prime Mover-level Data
2020 | CA | Rock Creek LP | 50892 | GEN2 | HY | OP | NA | WAT |  | 2438.5 |  |  | EIA Prime Mover-level Data
2020 | CA | Rockwood | 7824 | 1 | GT | OP | NA | NG |  | 7368.5 | 0.003663 | 0.00099423 | EIA Prime Mover-level Data | NEI avg EF - PM, fuel type, firing type
2020 | CA | Rockwood | 7824 | 2 | GT | OP | NA | DFO |  | 7368.5 | 0.066477 | 0.018044 | EIA Prime Mover-level Data | NEI avg EF - PM, fuel type, firing type
2020 | CA | Rodeo Solar C2 | 58751 | RSC2 | PV | OP | NA | SUN |  | 26318 |  |  | EIA Prime Mover-level Data
2020 | CA | Rodeo Solar D2 | 58752 | RSD2 | PV | OP | NA | SUN |  | 33293 |  |  | EIA Prime Mover-level Data
2020 | CA | Roll Delano | 58297 | ROL4 | FC | OP | NA | NG |  | 45766 | 0 | 0 | EIA Prime Mover-level Data | Estimated using an emission factor
2020 | CA | Roll Delano 2 | 58296 | ROL6 | FC | OP | NA | NG |  | 23880 | 0 | 0 | EIA Prime Mover-level Data | Estimated using an emission factor
2020 | CA | Roll Lost Hills | 58298 | ROL3 | FC | OP | NA | NG |  | 24966 | 0 | 0 | EIA Prime Mover-level Data | Estimated using an emission factor
2020 | CA | Rollins | 34 | 1P | HY | OP | NA | WAT |  | 418507 |  |  | EIA Prime Mover-level Data
2020 | CA | Rooney Ranch | 63088 | ROONR | WT | P | NA | WND
2020 | CA | Roseburg Forest Products Biomass | 56469 | FW-1 | ST | OP | NA | WDS |  | 1361929.75 | 12.7333 | 0.018699 | EIA Unit-level Data | NEI avg EF - PM, fuel type
2020 | CA | Roseville Energy Park | 56298 | CT001 | CT | OP | CC | NG | 2493 | 1034093.625 | 0.61975 | 0.0011986 | EPA/CAMD | EPA/NEI | 2007
2020 | CA | Roseville Energy Park | 56298 | CT002 | CT | OP | CC | NG | 3482 | 1397524 | 0.83731 | 0.0011983 | EPA/CAMD | EPA/NEI | 2007
2020 | CA | Roseville Power Plant #2 | 7452 | 1 | GT | SB | NA | NG |  | 19219 | 0.009554 | 0.00099423 | EIA Prime Mover-level Data | NEI avg EF - PM, fuel type, firing type
2020 | CA | Roseville Power Plant #2 | 7452 | 2 | GT | SB | NA | NG |  | 19219 | 0.009554 | 0.00099423 | EIA Prime Mover-level Data | NEI avg EF - PM, fuel type, firing type
2020 | CA | Roseville Solar | 62114 | ROSE | PV | OP | NA | SUN |  | 15520 |  |  | EIA Prime Mover-level Data
2020 | CA | RPUWD Scheuer Well Solar Project | 61824 | RPU2 | PV | OP | NA | SUN |  | 27890 |  |  | EIA Prime Mover-level Data
2020 | CA | Rudy Solar, LLC | 59410 | SNL19 | PV | OP | NA | SUN |  | 32664 |  |  | EIA Prime Mover-level Data
2020 | CA | Rugged Solar LLC | 57960 | 1 | PV | U | NA | SUN
2020 | CA | Rush Creek | 357 | 1 | HY | OP | NA | WAT |  | 139907.4688 |  |  | EIA Prime Mover-level Data
2020 | CA | Rush Creek | 357 | 2 | HY | OP | NA | WAT |  | 170734.5312 |  |  | EIA Prime Mover-level Data
2020 | CA | Russell City Energy Company LLC | 56467 | CT1 | CT | OP | CC | NG | 2359 | 4022236.75 | 12.4313 | 0.0061813 | EPA/CAMD | NEI avg EF - PM, fuel type, firing type | 2013
2020 | CA | Russell City Energy Company LLC | 56467 | CT2 | CT | OP | CC | NG | 2287 | 3943346.5 | 12.1875 | 0.0061813 | EPA/CAMD | NEI avg EF - PM, fuel type, firing type | 2013
2020 | CA | Rutan | 58449 | 1 | PV | OP | NA | SUN |  | 13050.75 |  |  | EIA Prime Mover-level Data
2020 | CA | Rutan | 58449 | 2 | PV | OP | NA | SUN |  | 13050.75 |  |  | EIA Prime Mover-level Data
2020 | CA | Rutan | 58449 | 3 | PV | OP | NA | SUN |  | 8700.5 |  |  | EIA Prime Mover-level Data
2020 | CA | Sacramento (SMUD) | 59323 | SMUPV | PV | OP | NA | SUN
2020 | CA | Sacramento Fairbain Water Treatment Plant | 58636 | 1 | PV | OP | NA | SUN |  | 10985 |  |  | EIA Prime Mover-level Data
2020 | CA | Sacramento Power Authority Cogen | 7552 | 1 | CT | OP | CC | NG | 4756 | 4571568.5 | 5.9374 | 0.0025975 | EPA/CAMD | EPA/NEI | 1997
2020 | CA | Sacramento Regional County Sanitation PV | 61209 | PV1 | PV | OP | NA | SUN |  | 66910 |  |  | EIA Prime Mover-level Data
2020 | CA | Sacramento Soleil LLC | 56875 | TBD | PV | OP | NA | SUN |  | 11932 |  |  | EIA Prime Mover-level Data
2020 | CA | Saint Agnes Medical Center | 54800 | 9911 | GT | OP | NA | NG |  | 221102 | 0.10991 | 0.00099423 | EIA Prime Mover-level Data | NEI avg EF - PM, fuel type, firing type
2020 | CA | Saint Agnes Medical Center | 54800 | 9929 | GT | OP | NA | NG |  | 221102 | 0.10991 | 0.00099423 | EIA Prime Mover-level Data | NEI avg EF - PM, fuel type, firing type
2020 | CA | Saint Agnes Medical Center | 54800 | 9930 | IC | RE | NA | NG
2020 | CA | Saint Johns Health Center | 50610 | 1 | GT | OP | NA | NG
2020 | CA | Salinas River Cogeneration Facility | 50865 | 1 | GT | OP | CT | NG | 7520 | 3338059.25 | 5.6842 | 0.0034057 | EPA/CAMD | EPA/NEI | 1992
2020 | CA | Salt Springs | 279 | 1 | HY | OP | NA | WAT |  | 280308.8125 |  |  | EIA Prime Mover-level Data
2020 | CA | Salt Springs | 279 | 2 | HY | OP | NA | WAT |  | 676843.1875 |  |  | EIA Prime Mover-level Data
2020 | CA | Salton Sea Power Gen Co - Unit 2 | 10879 | GEN1 | ST | OP | NA | GEO |  | 481655.6562 |  |  | EIA Prime Mover-level Data
2020 | CA | Salton Sea Power Gen Co - Unit 2 | 10879 | GEN2 | ST | OP | NA | GEO |  | 209415.5 |  |  | EIA Prime Mover-level Data
2020 | CA | Salton Sea Power Gen Co - Unit 2 | 10879 | GEN3 | ST | OP | NA | GEO |  | 146590.8438 |  |  | EIA Prime Mover-level Data
2020 | CA | Salton Sea Power Gen Co - Unit 3 | 10759 | GEN1 | ST | OP | NA | GEO |  | 2896292 |  |  | EIA Prime Mover-level Data
2020 | CA | Salton Sea Power Gen Co - Unit 4 | 54996 | 4100 | ST | OP | NA | GEO |  | 1952510 |  |  | EIA Prime Mover-level Data
2020 | CA | Salton Sea Power Gen Co Unit 1 | 10878 | EE11 | ST | OP | NA | GEO |  | 618224 |  |  | EIA Prime Mover-level Data
2020 | CA | Salton Sea Power LLC - Unit 5 | 55983 | TG51 | ST | OP | NA | GEO |  | 2500648 |  |  | EIA Prime Mover-level Data
2020 | CA | San Antonio Regional Hospital | 50234 | 2074 | IC | OP | NA | NG |  | 45635.332 | 0.0096291 | 0.000422 | EIA Prime Mover-level Data | Estimated using an emission factor
2020 | CA | San Antonio Regional Hospital | 50234 | 2075 | IC | OP | NA | NG |  | 45635.332 | 0.0096291 | 0.000422 | EIA Prime Mover-level Data | Estimated using an emission factor
2020 | CA | San Antonio Regional Hospital | 50234 | 2076 | IC | OP | NA | NG |  | 45635.332 | 0.0096291 | 0.000422 | EIA Prime Mover-level Data | Estimated using an emission factor
2020 | CA | San Antonio West Solar Rooftop | 57904 | CHNO | PV | OP | NA | SUN |  | 21441 |  |  | EIA Prime Mover-level Data
2020 | CA | San Diego - EMDF at San Diego | 64028 | EMDF | PV | U | NA | SUN
2020 | CA | San Diego - NCRC at Vista | 64049 | NCRC | PV | U | NA | SUN
2020 | CA | San Diego International Airport BESS | 62754 | BA | BA | U | NA | MWH
2020 | CA | San Diego State University | 50061 | GEN2 | CT |  | NA | NG |  | 357780 | 1.1058 | 0.0061813 | EIA Unit-level Data | NEI avg EF - PM, fuel type
2020 | CA | San Diego State University | 50061 | GEN3 | CT |  | NA | NG |  | 220779 | 0.68235 | 0.0061813 | EIA Unit-level Data | NEI avg EF - PM, fuel type
2020 | CA | San Diego State University | 50061 | GEN1 | CT | RE | NA | NG
2020 | CA | San Diego State University | 50061 | GEN4 | CA | OP | NA | NG |  | 0 | 0 |  | EIA Prime Mover-level Data | Estimated using an emission factor
2020 | CA | San Diego State University | 50061 | GEN5 | PV | OP | NA | SUN |  | 1306.375 |  |  | EIA Prime Mover-level Data
2020 | CA | San Diego State University | 50061 | GEN6 | PV | OP | NA | SUN |  | 3919.125 |  |  | EIA Prime Mover-level Data
2020 | CA | San Diego State University | 50061 | GEN7 | PV | OP | NA | SUN |  | 3919.125 |  |  | EIA Prime Mover-level Data
2020 | CA | San Diego State University | 50061 | GEN8 | PV | OP | NA | SUN |  | 1306.375 |  |  | EIA Prime Mover-level Data
2020 | CA | San Diego Zoo | 63412 | SDZOO | BA | OP | NA | MWH
2020 | CA | San Dimas | 6646 | 1 | HY | OP | NA | WAT |  | 44514 |  |  | EIA Prime Mover-level Data
2020 | CA | San Dimas Wash Generating Station | 50233 | 4011 | HY | SB | NA | WAT
2020 | CA | San Fernando | 403 | 1 | HY | OP | NA | WAT |  | 5 |  |  | EIA Prime Mover-level Data
2020 | CA | San Fernando | 403 | 2 | HY | OP | NA | WAT |  | 5 |  |  | EIA Prime Mover-level Data
2020 | CA | San Francisco Electric Reliability Proj | 56305 | 1 | GT | CN | NA | NG
2020 | CA | San Francisco Electric Reliability Proj | 56305 | 2 | GT | CN | NA | NG
2020 | CA | San Francisco Electric Reliability Proj | 56305 | 3 | GT | CN | NA | NG
2020 | CA | San Francisco Intl Airport Ct Project | 56306 | 1 | GT | CN | NA | NG
2020 | CA | San Francisquito 1 | 6479 | 1A | HY | OP | NA | WAT |  | 439028.9375 |  |  | EIA Prime Mover-level Data
2020 | CA | San Francisquito 1 | 6479 | 3 | HY | OP | NA | WAT |  | 193172.7344 |  |  | EIA Prime Mover-level Data
2020 | CA | San Francisquito 1 | 6479 | 4 | HY | OP | NA | WAT |  | 206831.4062 |  |  | EIA Prime Mover-level Data
2020 | CA | San Francisquito 1 | 6479 | 6 | HY | OP | NA | WAT |  | 439028.9375 |  |  | EIA Prime Mover-level Data
2020 | CA | San Francisquito 2 | 6480 | 1 | HY | OS | NA | WAT |  | 12947.8691 |  |  | EIA Prime Mover-level Data
2020 | CA | San Francisquito 2 | 6480 | 2 | HY | OP | NA | WAT |  | 12947.8691 |  |  | EIA Prime Mover-level Data
2020 | CA | San Francisquito 2 | 6480 | 3 | HY | OP | NA | WAT |  | 16647.2617 |  |  | EIA Prime Mover-level Data
2020 | CA | San Gabriel Hydro Project | 54017 | U1 | HY | OP | NA | WAT |  | 93194.3984 |  |  | EIA Prime Mover-level Data
2020 | CA | San Gabriel Hydro Project | 54017 | U2 | HY | OP | NA | WAT |  | 26285.5996 |  |  | EIA Prime Mover-level Data
2020 | CA | San Gorgonio 1 | 7148 | 1 | HY | RE | NA | WAT
2020 | CA | San Gorgonio Farms Wind Farm | 50281 | WGEN | WT | OP | NA | WND |  | 754303 |  |  | EIA Prime Mover-level Data
2020 | CA | San Gorgonio Westwinds II LLC | 50690 | GEN1 | WT | OP | NA | WND |  | 1069850 |  |  | EIA Prime Mover-level Data
2020 | CA | San Gorgonio Windplant WPP1993 | 54454 | GEN11 | WT | OP | NA | WND |  | 1617329 |  |  | EIA Prime Mover-level Data
2020 | CA | San Gorgonio Windplant WPP1993 | 54454 | GEN3 | WT | RE | NA | WND
2020 | CA | San Jacinto Solar | 60972 | SJAC | PV | CN | NA | SUN
2020 | CA | San Joaquin 2 | 276 | 1 | HY | OP | NA | WAT
2020 | CA | San Joaquin 3 | 277 | 3 | HY | OS | NA | WAT
2020 | CA | San Joaquin Solar | 60678 | SJ1A | PV | OP | NA | SUN |  | 334875.625 |  |  | EIA Prime Mover-level Data
2020 | CA | San Joaquin Solar | 60678 | SJ1B | PV | OP | NA | SUN |  | 25369.3652 |  |  | EIA Prime Mover-level Data
2020 | CA | San Jose Cogeneration | 10548 | GEN1 | GT | OP | NA | NG |  | 503684 | 0.25039 | 0.00099423 | EIA Prime Mover-level Data | NEI avg EF - PM, fuel type, firing type
2020 | CA | San Onofre Nuclear Generating Station | 360 | 2 | ST | RE | NA | NUC
2020 | CA | San Onofre Nuclear Generating Station | 360 | 3 | ST | RE | NA | NUC
2020 | CA | San Pablo Raceway | 62004 | SPRWY | PV | OP | NA | SUN |  | 2428542 |  |  | EIA Prime Mover-level Data
2020 | CA | Sanborn BESS 1 | 64712 | ESSB1 | BA | U | NA | MWH
2020 | CA | Sanborn BESS 2 | 64713 | ESSB2 | BA | U | NA | MWH
2020 | CA | Sand Bar Power Plant | 50400 | GEN1 | HY | OP | NA | WAT |  | 389495 |  |  | EIA Prime Mover-level Data
2020 | CA | Sand Drag LLC | 57361 | 1 | PV | OP | NA | SUN |  | 314846 |  |  | EIA Prime Mover-level Data
2020 | CA | Sand Hill A | 63126 | SNDHA | WT | P | NA | WND
2020 | CA | Sand Hill B | 63652 | SNDHB | WT | P | NA | WND
2020 | CA | Sand Hill C | 63653 | SNDHC | WT | P | NA | WND
2020 | CA | Santa Ana 1 | 361 | 1 | HY | OP | NA | WAT |  | 1024.5 |  |  | EIA Prime Mover-level Data
2020 | CA | Santa Ana 1 | 361 | 2 | HY | OP | NA | WAT |  | 1024.5 |  |  | EIA Prime Mover-level Data
2020 | CA | Santa Ana 1 | 361 | 3 | HY | OP | NA | WAT |  | 1024.5 |  |  | EIA Prime Mover-level Data
2020 | CA | Santa Ana 1 | 361 | 4 | HY | OP | NA | WAT |  | 1024.5 |  |  | EIA Prime Mover-level Data
2020 | CA | Santa Ana 3 | 363 | 1 | HY | OP | NA | WAT |  | 16424 |  |  | EIA Prime Mover-level Data
2020 | CA | Santa Clara (85C) | 50534 | WGNS | WT | RE | NA | WND
2020 | CA | Santa Clara Cogen | 7232 | 1 | GT | OP | NA | NG |  | 350130.5 | 0.17405 | 0.00099423 | EIA Prime Mover-level Data | NEI avg EF - PM, fuel type, firing type
2020 | CA | Santa Clara Cogen | 7232 | 2 | GT | OP | NA | NG |  | 350130.5 | 0.17405 | 0.00099423 | EIA Prime Mover-level Data | NEI avg EF - PM, fuel type, firing type
2020 | CA | Santa Cruz Energy | 57876 | UNT1 | IC | OP | NA | LFG |  | 118984 | 0.87453 | 0.0147 | EIA Prime Mover-level Data | Estimated using an emission factor
2020 | CA | Santa Fe Springs Rooftop Solar BLDG H | 58913 | 1 | PV | OP | NA | SUN |  | 23705 |  |  | EIA Prime Mover-level Data
2020 | CA | Santa Fe Springs Rooftop Solar BLDG M | 58912 | 1 | PV | OP | NA | SUN |  | 25662 |  |  | EIA Prime Mover-level Data
2020 | CA | Santa Felicia Dam | 50076 | UNT1 | HY | OP | NA | WAT |  | 2271.385 |  |  | EIA Prime Mover-level Data
2020 | CA | Santa Felicia Dam | 50076 | UNT2 | HY | OP | NA | WAT |  | 12492.6152 |  |  | EIA Prime Mover-level Data
2020 | CA | Santa Maria Cogen Plant | 10733 | GEN1 | GT | RE | NA | NG
2020 | CA | Santa Maria EPG | 56284 | EPG | ST | OP | NA | PRG |  | 195389 | 5.5698 | 0.057012 | EIA Prime Mover-level Data | NEI avg EF - PM, fuel type
2020 | CA | Santa Maria LFG Power Plant | 57100 | EN01 | IC | OP | NA | LFG
2020 | CA | Santa Rita Jail Fuel Cell | 60385 | MB-18 | FC | OP | NA | NG |  | 87792 | 0 | 0 | EIA Prime Mover-level Data | Estimated using an emission factor
2020 | CA | Santa Rita Jail Hybrid | 58625 | SRFC2 | FC | OP | NA | NG |  | 73459 | 0 | 0 | EIA Prime Mover-level Data | Estimated using an emission factor
2020 | CA | Santa Rita Jail Hybrid | 58625 | SRJBA | BA | OS | NA | MWH
2020 | CA | Santa Rita Jail Hybrid | 58625 | SRJFC | FC | RE | NA | NG
2020 | CA | Santa Rita Jail Hybrid | 58625 | SRJPV | PV | RE | NA | SUN
2020 | CA | Santa Rita Jail Hybrid | 58625 | SRPV2 | PV | OP | NA | SUN |  | 15207.333 |  |  | EIA Prime Mover-level Data
2020 | CA | Santa Rita Jail Hybrid | 58625 | SRPV3 | PV | OP | NA | SUN |  | 7603.667 |  |  | EIA Prime Mover-level Data
2020 | CA | Santa Rosa Junior College Petaluma Solar | 62039 | SRJCP | PV | OP | NA | SUN |  | 17082 |  |  | EIA Prime Mover-level Data
2020 | CA | Sargent Canyon Cogen Facility | 50864 | 1 | GT | OP | CT | NG | 0 | [5 empty] | 1992
2020 | CA | Saticoy | 63891 | SATCY | BA | U | NA | MWH
2020 | CA | SB Water Reclamation Fuel Cell | 64027 | MB19 | FC | V | NA | OBG
2020 | CA | SC 1 Data Center, Phase 2 | 59074 | 17A | IC | SB | NA | DFO |  | 46.412 | 0.0071939 | 0.31 | EIA Prime Mover-level Data | Estimated using an emission factor
2020 | CA | SC 1 Data Center, Phase 2 | 59074 | 17B | IC | SB | NA | DFO |  | 46.412 | 0.0071939 | 0.31 | EIA Prime Mover-level Data | Estimated using an emission factor
2020 | CA | SC 1 Data Center, Phase 2 | 59074 | 18A | IC | SB | NA | DFO |  | 46.412 | 0.0071939 | 0.31 | EIA Prime Mover-level Data | Estimated using an emission factor
2020 | CA | SC 1 Data Center, Phase 2 | 59074 | 18B | IC | SB | NA | DFO |  | 46.412 | 0.0071939 | 0.31 | EIA Prime Mover-level Data | Estimated using an emission factor
2020 | CA | SC 1 Data Center, Phase 2 | 59074 | 19A | IC | SB | NA | DFO |  | 46.412 | 0.0071939 | 0.31 | EIA Prime Mover-level Data | Estimated using an emission factor
2020 | CA | SC 1 Data Center, Phase 2 | 59074 | 19B | IC | SB | NA | DFO |  | 46.412 | 0.0071939 | 0.31 | EIA Prime Mover-level Data | Estimated using an emission factor
2020 | CA | SC 1 Data Center, Phase 2 | 59074 | 20A | IC | SB | NA | DFO |  | 46.412 | 0.0071939 | 0.31 | EIA Prime Mover-level Data | Estimated using an emission factor
2020 | CA | SC 1 Data Center, Phase 2 | 59074 | 20B | IC | SB | NA | DFO |  | 46.412 | 0.0071939 | 0.31 | EIA Prime Mover-level Data | Estimated using an emission factor
2020 | CA | SC 1 Data Center, Phase 2 | 59074 | 21A | IC | SB | NA | DFO |  | 46.412 | 0.0071939 | 0.31 | EIA Prime Mover-level Data | Estimated using an emission factor
2020 | CA | SC 1 Data Center, Phase 2 | 59074 | 21B | IC | SB | NA | DFO |  | 46.412 | 0.0071939 | 0.31 | EIA Prime Mover-level Data | Estimated using an emission factor
2020 | CA | SC 1 Data Center, Phase 2 | 59074 | 22A | IC | SB | NA | DFO |  | 46.412 | 0.0071939 | 0.31 | EIA Prime Mover-level Data | Estimated using an emission factor
2020 | CA | SC 1 Data Center, Phase 2 | 59074 | 22B | IC | SB | NA | DFO |  | 46.412 | 0.0071939 | 0.31 | EIA Prime Mover-level Data | Estimated using an emission factor
2020 | CA | SC 1 Data Center, Phase 2 | 59074 | EG10B | IC | SB | NA | DFO |  | 46.412 | 0.0071939 | 0.31 | EIA Prime Mover-level Data | Estimated using an emission factor
2020 | CA | SC 1 Data Center, Phase 2 | 59074 | EG11A | IC | SB | NA | DFO |  | 46.412 | 0.0071939 | 0.31 | EIA Prime Mover-level Data | Estimated using an emission factor
2020 | CA | SC 1 Data Center, Phase 2 | 59074 | EG11B | IC | SB | NA | DFO |  | 46.412 | 0.0071939 | 0.31 | EIA Prime Mover-level Data | Estimated using an emission factor
2020 | CA | SC 1 Data Center, Phase 2 | 59074 | EG12A | IC | SB | NA | DFO |  | 46.412 | 0.0071939 | 0.31 | EIA Prime Mover-level Data | Estimated using an emission factor
2020 | CA | SC 1 Data Center, Phase 2 | 59074 | EG12B | IC | SB | NA | DFO |  | 46.412 | 0.0071939 | 0.31 | EIA Prime Mover-level Data | Estimated using an emission factor
2020 | CA | SC 1 Data Center, Phase 2 | 59074 | EG13A | IC | SB | NA | DFO |  | 46.412 | 0.0071939 | 0.31 | EIA Prime Mover-level Data | Estimated using an emission factor
2020 | CA | SC 1 Data Center, Phase 2 | 59074 | EG14A | IC | SB | NA | DFO |  | 46.412 | 0.0071939 | 0.31 | EIA Prime Mover-level Data | Estimated using an emission factor
2020 | CA | SC 1 Data Center, Phase 2 | 59074 | EG15A | IC | SB | NA | DFO |  | 46.412 | 0.0071939 | 0.31 | EIA Prime Mover-level Data | Estimated using an emission factor
2020 | CA | SC 1 Data Center, Phase 2 | 59074 | EG15B | IC | SB | NA | DFO |  | 46.412 | 0.0071939 | 0.31 | EIA Prime Mover-level Data | Estimated using an emission factor
2020 | CA | SC 1 Data Center, Phase 2 | 59074 | EG16A | IC | SB | NA | DFO |  | 46.412 | 0.0071939 | 0.31 | EIA Prime Mover-level Data | Estimated using an emission factor
2020 | CA | SC 1 Data Center, Phase 2 | 59074 | EG16B | IC | SB | NA | DFO |  | 46.412 | 0.0071939 | 0.31 | EIA Prime Mover-level Data | Estimated using an emission factor
2020 | CA | SC 1 Data Center, Phase 2 | 59074 | EG1A | IC | SB | NA | DFO |  | 44.394 | 0.0068811 | 0.31 | EIA Prime Mover-level Data | Estimated using an emission factor
2020 | CA | SC 1 Data Center, Phase 2 | 59074 | EG1B | IC | SB | NA | DFO |  | 44.394 | 0.0068811 | 0.31 | EIA Prime Mover-level Data | Estimated using an emission factor
2020 | CA | SC 1 Data Center, Phase 2 | 59074 | EG2A | IC | SB | NA | DFO |  | 44.394 | 0.0068811 | 0.31 | EIA Prime Mover-level Data | Estimated using an emission factor
2020 | CA | SC 1 Data Center, Phase 2 | 59074 | EG2B | IC | SB | NA | DFO |  | 44.394 | 0.0068811 | 0.31 | EIA Prime Mover-level Data | Estimated using an emission factor
2020 | CA | SC 1 Data Center, Phase 2 | 59074 | EG3A | IC | SB | NA | DFO |  | 44.394 | 0.0068811 | 0.31 | EIA Prime Mover-level Data | Estimated using an emission factor
2020 | CA | SC 1 Data Center, Phase 2 | 59074 | EG3B | IC | SB | NA | DFO |  | 44.394 | 0.0068811 | 0.31 | EIA Prime Mover-level Data | Estimated using an emission factor
2020 | CA | SC 1 Data Center, Phase 2 | 59074 | EG4A | IC | SB | NA | DFO |  | 44.394 | 0.0068811 | 0.31 | EIA Prime Mover-level Data | Estimated using an emission factor
2020 | CA | SC 1 Data Center, Phase 2 | 59074 | EG4B | IC | SB | NA | DFO |  | 44.394 | 0.0068811 | 0.31 | EIA Prime Mover-level Data | Estimated using an emission factor
2020 | CA | SC 1 Data Center, Phase 2 | 59074 | EG5A | IC | SB | NA | DFO |  | 44.394 | 0.0068811 | 0.31 | EIA Prime Mover-level Data | Estimated using an emission factor
2020 | CA | SC 1 Data Center, Phase 2 | 59074 | EG5B | IC | SB | NA | DFO |  | 44.394 | 0.0068811 | 0.31 | EIA Prime Mover-level Data | Estimated using an emission factor
2020 | CA | SC 1 Data Center, Phase 2 | 59074 | EG6A | IC | SB | NA | DFO |  | 44.394 | 0.0068811 | 0.31 | EIA Prime Mover-level Data | Estimated using an emission factor
2020 | CA | SC 1 Data Center, Phase 2 | 59074 | EG6B | IC | SB | NA | DFO |  | 44.394 | 0.0068811 | 0.31 | EIA Prime Mover-level Data | Estimated using an emission factor
2020 | CA | SC 1 Data Center, Phase 2 | 59074 | EG7A | IC | SB | NA | DFO |  | 44.394 | 0.0068811 | 0.31 | EIA Prime Mover-level Data | Estimated using an emission factor
2020 | CA | SC 1 Data Center, Phase 2 | 59074 | EG7B | IC | SB | NA | DFO |  | 44.394 | 0.0068811 | 0.31 | EIA Prime Mover-level Data | Estimated using an emission factor
2020 | CA | SC 1 Data Center, Phase 2 | 59074 | EG8A | IC | RE | NA | DFO |  | 44.394 | 0.0068811 | 0.31 | EIA Prime Mover-level Data | Estimated using an emission factor
2020 | CA | SC 1 Data Center, Phase 2 | 59074 | EG8B | IC | SB | NA | DFO |  | 44.394 | 0.0068811 | 0.31 | EIA Prime Mover-level Data | Estimated using an emission factor
2020 | CA | SC 1 Data Center, Phase 2 | 59074 | EG9A | IC | SB | NA | DFO |  | 46.412 | 0.0071939 | 0.31 | EIA Prime Mover-level Data | Estimated using an emission factor
2020 | CA | SC 1 Data Center, Phase 2 | 59074 | EG9B | IC | SB | NA | DFO |  | 46.412 | 0.0071939 | 0.31 | EIA Prime Mover-level Data | Estimated using an emission factor
2020 | CA | SC 1 Data Center, Phase 2 | 59074 | GEN8A | IC | SB | NA | DFO |  | 44.394 | 0.0068811 | 0.31 | EIA Prime Mover-level Data | Estimated using an emission factor
2020 | CA | SCA Cogen II | 7551 | 1A | CT | OP | CC | NG | 8070 | 2861618.5 | 2.1421 | 0.0014971 | EPA/CAMD | EPA/NEI | 1997
2020 | CA | SCA Cogen II | 7551 | 1B | CT | OP | CC | NG | 7179 | 2785516.75 | 2.2241 | 0.0015969 | EPA/CAMD | EPA/NEI | 1997
2020 | CA | SCA Cogen II | 7551 | 1C | GT | OP | CT | NG | 477 | 144072.5312 | 0.11507 | 0.0015973 | EPA/CAMD | EPA/NEI | 2001
2020 | CA | Scattergood Generating Station | 404 | 1 | ST | OP | WALL | NG | 1164 | 589072.25 | 2.1631 | 0.0073439 | EPA/CAMD | NEI avg EF - PM, fuel type, firing type | 1958
2020 | CA | Scattergood Generating Station | 404 | 2 | ST | OP | WALL | NG | 3392 | 1775871.75 | 6.5209 | 0.0073439 | EPA/CAMD | NEI avg EF - PM, fuel type, firing type | 1959
2020 | CA | Scattergood Generating Station | 404 | 4 | CT | OP | CC | NG | 5502 | 9958995 | 8.055 | 0.0016176 | EPA/CAMD | EPA/NEI | 2015
2020 | CA | Scattergood Generating Station | 404 | 6 | GT | OP | CT | NG | 919 | 668693.6875 | 0.2976 | 0.00089009 | EPA/CAMD | EPA/NEI | 2015
2020 | CA | Scattergood Generating Station | 404 | 7 | GT | OP | CT | NG | 825 | 604756.5 | 0.55552 | 0.0018372 | EPA/CAMD | EPA/NEI | 2015
2020 | CA | SCCCD - Clovis Community College | 63021 | 232 | PV | OP | NA | SUN |  | 17564 |  |  | EIA Prime Mover-level Data
2020 | CA | SCCCD - Fresno Community College | 63068 | 231 | PV | OP | NA | SUN |  | 31968 |  |  | EIA Prime Mover-level Data
2020 | CA | SCDA Solar 1 | 61006 | SCAIR | PV | OP | NA | SUN |  | 126244 |  |  | EIA Prime Mover-level Data
2020 | CA | SCE-Snowline-Duncan Road (North) | 59359 | 10400 | PV | OP | NA | SUN |  | 26128 |  |  | EIA Prime Mover-level Data
2020 | CA | SCE-Snowline-Duncan Road (South) | 59360 | 11113 | PV | OP | NA | SUN |  | 21284 |  |  | EIA Prime Mover-level Data
2020 | CA | SCE-Snowline-White Rd (Central) | 59423 | 10402 | PV | OP | NA | SUN |  | 33592 |  |  | EIA Prime Mover-level Data
2020 | CA | SCE-Snowline-White Road (North) | 59422 | 10401 | PV | OP | NA | SUN |  | 31557 |  |  | EIA Prime Mover-level Data
2020 | CA | SCE-Snowline-White Road (South) | 59421 | 11111 | PV | OP | NA | SUN |  | 25432 |  |  | EIA Prime Mover-level Data
2020 | CA | Scott Flat | 839 | 7P | HY | OP | NA | WAT |  | 31548 |  |  | EIA Prime Mover-level Data
2020 | CA | SCU000 El Camino Real Fuel Cell | 63715 | SCU00 | FC | OP | NA | NG |  | 86891 | 0 | 0 | EIA Prime Mover-level Data | Estimated using an emission factor
2020 | CA | SDCCD - Miramar | 59138 | 57449 | PV | OP | NA | SUN |  | 11388 |  |  | EIA Prime Mover-level Data
2020 | CA | SDCWA - Twin Oaks | 59139 | 57449 | PV | OP | NA | SUN |  | 16283 |  |  | EIA Prime Mover-level Data
2020 | CA | SE Athos II, LLC | 64290 | IPAT2 | PV | T | NA | SUN
2020 | CA | SeaWorld Aquatica | 61843 | 10276 | PV | OP | NA | SUN |  | 17011 |  |  | EIA Prime Mover-level Data
2020 | CA | Second Imperial Geothermal | 54111 | GE10 | BT | OP | NA | GEO |  | 101270.7578 |  |  | EIA Prime Mover-level Data
2020 | CA | Second Imperial Geothermal | 54111 | GE11 | BT | OP | NA | GEO |  | 101270.7578 |  |  | EIA Prime Mover-level Data
2020 | CA | Second Imperial Geothermal | 54111 | GE12 | BT | OP | NA | GEO |  | 101270.7578 |  |  | EIA Prime Mover-level Data
2020 | CA | Second Imperial Geothermal | 54111 | GE13 | BT | OP | NA | GEO |  | 360073.8125 |  |  | EIA Prime Mover-level Data
2020 | CA | Second Imperial Geothermal | 54111 | GEN1 | BT | OP | NA | GEO |  | 78766.1406 |  |  | EIA Prime Mover-level Data
2020 | CA | Second Imperial Geothermal | 54111 | GEN14 | BT | OP | NA | GEO |  | 360073.8125 |  |  | EIA Prime Mover-level Data
2020 | CA | Second Imperial Geothermal | 54111 | GEN2 | BT | OP | NA | GEO |  | 78766.1406 |  |  | EIA Prime Mover-level Data
2020 | CA | Second Imperial Geothermal | 54111 | GEN3 | BT | OP | NA | GEO |  | 78766.1406 |  |  | EIA Prime Mover-level Data
2020 | CA | Second Imperial Geothermal | 54111 | GEN4 | BT | OP | NA | GEO |  | 78766.1406 |  |  | EIA Prime Mover-level Data
2020 | CA | Second Imperial Geothermal | 54111 | GEN5 | BT | OP | NA | GEO |  | 78766.1406 |  |  | EIA Prime Mover-level Data
2020 | CA | Second Imperial Geothermal | 54111 | GEN6 | BT | OP | NA | GEO |  | 78766.1406 |  |  | EIA Prime Mover-level Data
2020 | CA | Second Imperial Geothermal | 54111 | GEN7 | BT | OP | NA | GEO |  | 101270.7578 |  |  | EIA Prime Mover-level Data
2020 | CA | Second Imperial Geothermal | 54111 | GEN8 | BT | OP | NA | GEO |  | 101270.7578 |  |  | EIA Prime Mover-level Data
2020 | CA | Second Imperial Geothermal | 54111 | GEN9 | BT | OP | NA | GEO |  | 101270.7578 |  |  | EIA Prime Mover-level Data
2020 | CA | SEGS III | 10439 | 3U100 | ST | OP | NA | NG |  | 0 | 0 |  | EIA Unit-level Data | NEI avg EF - PM, fuel type
2020 | CA | SEGS IV | 10440 | 4U100 | ST | OP | NA | NG |  | 0 | 0 |  | EIA Unit-level Data | NEI avg EF - PM, fuel type
2020 | CA | SEGS IX | 10446 | HTFHTR | ST | OP | NA | NG |  | 315762.9062 | 1.1722 | 0.0074247 | EIA Unit-level Data | NEI avg EF - PM, fuel type
2020 | CA | SEGS V | 10441 | 5U100 | ST | OP | NA | NG |  | 0 | 0 |  | EIA Unit-level Data | NEI avg EF - PM, fuel type
2020 | CA | SEGS VI | 10442 | 6U100 | ST | OP | NA | NG |  | 0 | 0 |  | EIA Unit-level Data | NEI avg EF - PM, fuel type
2020 | CA | SEGS VII | 10443 | 7U100 | ST | OP | NA | NG |  | 0 | 0 |  | EIA Unit-level Data | NEI avg EF - PM, fuel type
2020 | CA | SEGS VIII | 10444 | HTFHTR | ST | OP | NA | NG |  | 5686.7002 | 0.021111 | 0.0074247 | EIA Unit-level Data | NEI avg EF - PM, fuel type
2020 | CA | SEGS VIII | 10444 | LOC1 | PV | P | NA | SUN
2020 | CA | Sentinel Energy Center, LLC | 57482 | 1 | GT | OP | CT | NG | 1589 | 837138.5 | 0.38688 | 0.00092429 | EPA/CAMD | EPA/NEI | 2013
2020 | CA | Sentinel Energy Center, LLC | 57482 | 2 | GT | OP | CT | NG | 1682 | 926980.6875 | 0.3968 | 0.00085611 | EPA/CAMD | EPA/NEI | 2013
2020 | CA | Sentinel Energy Center, LLC | 57482 | 3 | GT | OP | CT | NG | 1361 | 705171.3125 | 1.0813 | 0.0030667 | EPA/CAMD | EPA/NEI | 2013
2020 | CA | Sentinel Energy Center, LLC | 57482 | 4 | GT | OP | CT | NG | 1313 | 682013.625 | 1.6269 | 0.0047708 | EPA/CAMD | EPA/NEI | 2013
2020 | CA | Sentinel Energy Center, LLC | 57482 | 5 | GT | OP | CT | NG | 1330 | 675393.875 | 0.30752 | 0.00091064 | EPA/CAMD | EPA/NEI | 2013
2020 | CA | Sentinel Energy Center, LLC | 57482 | 6 | GT | OP | CT | NG | 1431 | 726675.6875 | 0.744 | 0.0020477 | EPA/CAMD | EPA/NEI | 2013
2020 | CA | Sentinel Energy Center, LLC | 57482 | 7 | GT | OP | CT | NG | 1455 | 737953.9375 | 0.31744 | 0.00086032 | EPA/CAMD | EPA/NEI | 2013
2020 | CA | Sentinel Energy Center, LLC | 57482 | 8 | GT | OP | CT | NG | 1340 | 672698.5625 | 0.8432 | 0.0025069 | EPA/CAMD | EPA/NEI | 2013
2020 | CA | Sepulveda Canyon | 316 | 1 | HY | SB | NA | WAT
2020 | CA | SEPV 1 | 58073 | SEPV | PV | OP | NA | SUN |  | 37504 |  |  | EIA Prime Mover-level Data
2020 | CA | SEPV 18 | 59730 | SPV18 | PV | OP | NA | SUN |  | 46339 |  |  | EIA Prime Mover-level Data
2020 | CA | SEPV 2 | 58074 | SEPV | PV | OP | NA | SUN |  | 34660 |  |  | EIA Prime Mover-level Data
2020 | CA | SEPV 8 | 58234 | SPV8 | PV | OP | NA | SUN |  | 243810 |  |  | EIA Prime Mover-level Data
2020 | CA | SEPV Imperial Dixieland East | 60745 | SESI1 | PV | OP | NA | SUN |  | 49550 |  |  | EIA Prime Mover-level Data
2020 | CA | SEPV Imperial Dixieland West | 60744 | SESI2 | PV | OP | NA | SUN |  | 79361 |  |  | EIA Prime Mover-level Data
2020 | CA | SEPV Mojave West | 59740 | SPVMW | PV | OP | NA | SUN |  | 463610 |  |  | EIA Prime Mover-level Data
2020 | CA | SEPV Palmdale East | 59273 | PALME | PV | OP | NA | SUN |  | 215783 |  |  | EIA Prime Mover-level Data
2020 | CA | SEPV Sierra | 64611 | 1 | BA | OP | NA | MWH
2020 | CA | SEPV Sierra | 64611 | 2 | PV | OP | NA | SUN
2020 | CA | SEPV9 Power Plant | 58227 | SPV9 | PV | OP | NA | SUN |  | 181199 |  |  | EIA Prime Mover-level Data
2020 | CA | Seville 1 | 59722 | SEV1 | PV | OP | NA | SUN |  | 451783 |  |  | EIA Prime Mover-level Data
2020 | CA | Seville 2 | 59723 | SEV2 | PV | OP | NA | SUN |  | 701110 |  |  | EIA Prime Mover-level Data
2020 | CA | SF Southeast Cogen Plant | 57971 | COGEN | IC | OP | NA | OBG |  | 10042 | 0.073809 | 0.0147 | EIA Prime Mover-level Data | Estimated using an emission factor
2020 | CA | SF State University | 57043 | 1 | FC | OP | NA | NG |  | 11874.125 | 0 | 0 | EIA Prime Mover-level Data | Estimated using an emission factor
2020 | CA | SF State University | 57043 | 2 | FC | OP | NA | NG |  | 83118.875 | 0 | 0 | EIA Prime Mover-level Data | Estimated using an emission factor
2020 | CA | SFDK Solar | 62649 | SFDK | PV | OP | NA | SUN |  | 94800 |  |  | EIA Prime Mover-level Data
2020 | CA | Shafter Solar LLC | 59408 | 1 | PV | OP | NA | SUN |  | 436836 |  |  | EIA Prime Mover-level Data
2020 | CA | Shasta | 445 | 1 | HY | OP | NA | WAT |  | 2915451.5 |  |  | EIA Prime Mover-level Data
2020 | CA | Shasta | 445 | 2 | HY | OP | NA | WAT |  | 2915451.5 |  |  | EIA Prime Mover-level Data
2020 | CA | Shasta | 445 | 3 | HY | OP | NA | WAT |  | 2915451.5 |  |  | EIA Prime Mover-level Data
2020 | CA | Shasta | 445 | 4 | HY | OP | NA | WAT |  | 2915451.5 |  |  | EIA Prime Mover-level Data
2020 | CA | Shasta | 445 | 5 | HY | OP | NA | WAT |  | 2915451.5 |  |  | EIA Prime Mover-level Data
2020 | CA | Shasta | 445 | S1 | HY | OP | NA | WAT |  | 41062.6992 |  |  | EIA Prime Mover-level Data
2020 | CA | Shasta | 445 | S2 | HY | OP | NA | WAT |  | 41062.6992 |  |  | EIA Prime Mover-level Data
2020 | CA | Shasta Solar Farm | 58814 | GENA | PV | OP | NA | SUN |  | 29893.5 |  |  | EIA Prime Mover-level Data
2020 | CA | Shasta Solar Farm | 58814 | GENB | PV | OP | NA | SUN |  | 29893.5 |  |  | EIA Prime Mover-level Data
2020 | CA | Shelter Creek Condominiums Solar | 62806 | SCC01 | PV | OP | NA | SUN |  | 25686 |  |  | EIA Prime Mover-level Data
2020 | CA | Shiloh I Wind Project | 56362 | 1 | WT | OP | NA | WND |  | 3456842 |  |  | EIA Prime Mover-level Data
2020 | CA | Shiloh III Wind Project LLC | 57586 | 1 | WT | OP | NA | WND |  | 2288227 |  |  | EIA Prime Mover-level Data
2020 | CA | Shiloh IV Wind Project LLC | 57725 | 1 | WT | OP | NA | WND |  | 2435043 |  |  | EIA Prime Mover-level Data
2020 | CA | Shiloh Wind Project 2 LLC | 56874 | TBD | WT | OP | NA | WND |  | 3398852 |  |  | EIA Prime Mover-level Data
2020 | CA | Sienna Solar Farm | 64632 | 99MT8 | PV | P | NA | SUN
2020 | CA | Sienna Solar Farm | 64632 | 99MTB | BA | P | NA | MWH
2020 | CA | Sierra | 64320 | SIER | BA | L | NA | MWH
2020 | CA | Sierra Energy Storage, LLC | 61803 | 10003 | BA | L | NA | MWH
2020 | CA | Sierra Nevada Brewing Co Hybrid | 58585 | BESS | BA | OP | NA | MWH |  | 0 |  |  | EIA Prime Mover-level Data
2020 | CA | Sierra Nevada Brewing Co Hybrid | 58585 | COGN | GT | OP | NA | NG |  | 95374 | 0.047412 | 0.00099423 | EIA Prime Mover-level Data | NEI avg EF - PM, fuel type, firing type
2020 | CA | Sierra Nevada Brewing Co Hybrid | 58585 | FCE | FC | RE | NA | NG
2020 | CA | Sierra Nevada Brewing Co Hybrid | 58585 | SOLR | PV | OP | NA | SUN |  | 21450 |  |  | EIA Prime Mover-level Data
2020 | CA | Sierra Pacific Anderson Facility | 55049 | GEN1 | ST | RE | NA | WDS
2020 | CA | Sierra Pacific Burney Facility | 50110 | BLR1 | ST | OP | NA | WDS |  | 2460240 | 23.002 | 0.018699 | EIA Unit-level Data | NEI avg EF - PM, fuel type
2020 | CA | Sierra Pacific Industries (2042-RD) | 63416 | GEN1 | PV | OP | NA | SUN |  | 116997 |  |  | EIA Prime Mover-level Data
2020 | CA | Sierra Pacific Lincoln Facility | 10144 | BLR3 | ST | OP | NA | WDS |  | 2183112 | 20.411 | 0.018699 | EIA Unit-level Data | NEI avg EF - PM, fuel type
2020 | CA | Sierra Pacific Lincoln Facility | 10144 | GEN2 | ST | RE | NA | WDS
2020 | CA | Sierra Pacific Lincoln Facility | 10144 | GEN3 | ST | RE | NA | WDS
2020 | CA | Sierra Pacific Loyalton Facility | 50111 | BLR1 | ST | OS | NA | DFO |  | 0 | 0 |  | EIA Unit-level Data | NEI avg EF - PM, fuel type
2020 | CA | Sierra Pacific Quincy Facility | 50112 | BLR1 | ST | OP | NA | WDS |  | 2647674 | 24.7544 | 0.018699 | EIA Unit-level Data | NEI avg EF - PM, fuel type
2020 | CA | Sierra Pacific Quincy Facility | 50112 | BLR2 | ST | OP | NA | WDS |  | 1791864 | 16.753 | 0.018699 | EIA Unit-level Data | NEI avg EF - PM, fuel type
2020 | CA | Sierra Pacific Sonora | 54517 | GEN2 | ST | RE | NA | WDS
2020 | CA | Sierra Pacific Sonora | 54517 | GEN3 | ST | OP | NA | WDS |  | 1441662 | 13.4788 | 0.018699 | EIA Prime Mover-level Data | NEI avg EF - PM, fuel type
2020 | CA | Sierra Solar Greenworks | 59431 | SSG1 | PV | OP | NA | SUN |  | 357167 |  |  | EIA Prime Mover-level Data
2020 | CA | Sierra SunTower Solar Gen Station | 57323 | UNIT1 | ST | RE | NA | SUN
2020 | CA | Signal Hill West Unit | 57702 | 1 | GT | OP | NA | PRG |  | 602277 | 0.12708 | 0.000422 | EIA Prime Mover-level Data | Estimated using an emission factor
2020 | CA | Silicon Valley Clean Water | 60249 | BES | BA | OP | NA | MWH |  | 0 |  |  | EIA Prime Mover-level Data
2020 | CA | Silicon Valley Clean Water | 60249 | CGN | IC | OP | NA | OBG |  | 72767 | 0.53484 | 0.0147 | EIA Prime Mover-level Data | Estimated using an emission factor
2020 | CA | Silveira Ranch Road Solar | 63762 | SILVA | PV | TS | NA | SUN
2020 | CA | Silveira Ranch Road Solar | 63762 | SILVB | PV | TS | NA | SUN
2020 | CA | Silveira Ranch Road Solar | 63762 | SILVC | PV | TS | NA | SUN
2020 | CA | Silver Gate | 309 | 1 | ST | RE | NA | DFO
2020 | CA | Silver Gate | 309 | 2 | ST | RE | NA | DFO
2020 | CA | Silver Gate | 309 | 3 | ST | RE | NA | DFO
2020 | CA | Silver Gate | 309 | 4 | ST | RE | NA | DFO
2020 | CA | Silverstrand Grid Energy Storage System | 63735 | SLV01 | BA | V | NA | MWH
2020 | CA | Siphon Drop Power Plant | 57364 | 1 | HY | OP | NA | WAT |  | 56042 |  |  | EIA Prime Mover-level Data
2020 | CA | Siphon Drop Power Plant | 57364 | 2 | HY | OP | NA | WAT |  | 56042 |  |  | EIA Prime Mover-level Data
2020 | CA | Site 980 65 | 50322 | GEN1 | HY | OP | NA | WAT |  | 18291 |  |  | EIA Prime Mover-level Data
2020 | CA | SJ/SC WPCP | 56080 | E1 | IC | RE | NA | OBG
2020 | CA | SJ/SC WPCP | 56080 | E2 | IC | RE | NA | OBG
2020 | CA | SJ/SC WPCP | 56080 | E3 | IC | RE | NA | OBG
2020 | CA | SJ/SC WPCP | 56080 | E5 | IC | RE | NA | OBG
2020 | CA | SJ/SC WPCP | 56080 | E6 | IC | RE | NA | OBG
2020 | CA | SJ/SC WPCP | 56080 | EG1 | IC | OP | NA | NG |  | 92885.375 | 0.019599 | 0.000422 | EIA Prime Mover-level Data | Estimated using an emission factor
2020 | CA | SJ/SC WPCP | 56080 | EG2 | IC | OP | NA | NG |  | 92885.375 | 0.019599 | 0.000422 | EIA Prime Mover-level Data | Estimated using an emission factor
2020 | CA | SJ/SC WPCP | 56080 | EG3 | IC | OP | NA | NG |  | 92885.375 | 0.019599 | 0.000422 | EIA Prime Mover-level Data | Estimated using an emission factor
2020 | CA | SJ/SC WPCP | 56080 | EG4 | IC | OP | NA | OBG |  | 116106.7188 | 0.85338 | 0.0147 | EIA Prime Mover-level Data | Estimated using an emission factor
2020 | CA | SJ/SC WPCP | 56080 | EG5 | IC | OP | NA | OBG |  | 116106.7188 | 0.85338 | 0.0147 | EIA Prime Mover-level Data | Estimated using an emission factor
2020 | CA | SJ/SC WPCP | 56080 | EG6 | IC | OP | NA | OBG |  | 116106.7188 | 0.85338 | 0.0147 | EIA Prime Mover-level Data | Estimated using an emission factor
2020 | CA | SJ/SC WPCP | 56080 | EG7 | IC | OP | NA | OBG |  | 116106.7188 | 0.85338 | 0.0147 | EIA Prime Mover-level Data | Estimated using an emission factor
2020 | CA | Sky River Wind Energy Center | 50536 | SRW1 | WT | U | NA | WND
2020 | CA | Sky River Wind Energy Center | 50536 | WGNS | WT | RE | NA | WND |  | 324463 |  |  | EIA Prime Mover-level Data
2020 | CA | Slate Creek | 50961 | GEN1 | HY | OP | NA | WAT |  | 4248 |  |  | EIA Prime Mover-level Data
2020 | CA | Slate Hybrid | 63727 | SL3EC | PV | U | NA | SUN
2020 | CA | Slate Hybrid | 63727 | SLATE | PV | U | NA | SUN
2020 | CA | Slate Hybrid | 63727 | SLB3C | BA | U | NA | MWH
2020 | CA | Slate Hybrid | 63727 | SLBES | BA | U | NA | MWH
2020 | CA | Slate Hybrid | 63727 | SLBPW | BA | U | NA | MWH
2020 | CA | Slate Hybrid | 63727 | SLBSV | BA | U | NA | MWH
2020 | CA | Slate Hybrid | 63727 | SLPWR | PV | U | NA | SUN
2020 | CA | Slate Hybrid | 63727 | SLSTN | PV | U | NA | SUN
2020 | CA | Slate Hybrid | 63727 | SLSVC | PV | U | NA | SUN
2020 | CA | Sly Creek | 776 | 1 | HY | OP | NA | WAT |  | 118575 |  |  | EIA Prime Mover-level Data
2020 | CA | SMUD at Fleshman | 57671 | PV1 | PV | OP | NA | SUN |  | 48253 |  |  | EIA Prime Mover-level Data
2020 | CA | SMUD at Grundman | 57669 | PV1 | PV | OP | NA | SUN |  | 283604 |  |  | EIA Prime Mover-level Data
2020 | CA | SMUD at Lawrence | 57753 | PV1 | PV | OP | NA | SUN |  | 15045 |  |  | EIA Prime Mover-level Data
2020 | CA | SMUD at Van Conett | 57670 | PV1 | PV | OP | NA | SUN |  | 47244 |  |  | EIA Prime Mover-level Data
2020 | CA | Soboba Community Solar Project | 61834 | SCSP1 | PV | OP | NA | SUN |  | 16528.5 |  |  | EIA Prime Mover-level Data
2020 | CA | Soboba Community Solar Project | 61834 | SCSP2 | PV | OP | NA | SUN |  | 16528.5 |  |  | EIA Prime Mover-level Data
2020 | CA | SOCCD | 63617 | SOCCD | BA | OP | NA | MWH |  | 0 |  |  | EIA Prime Mover-level Data
2020 | CA | Sol Orchard El Centro PV | 58621 | ECPV | PV | OP | NA | SUN |  | 361878 |  |  | EIA Prime Mover-level Data
2020 | CA | Solano County Cogen Plant | 50985 | 3163 | IC | OP | NA | NG |  | 48260.7148 | 0.010183 | 0.000422 | EIA Prime Mover-level Data | Estimated using an emission factor
2020 | CA | Solano County Cogen Plant | 50985 | 3164 | IC | OP | NA | NG |  | 19304.2852 | 0.0040732 | 0.000422 | EIA Prime Mover-level Data | Estimated using an emission factor
2020 | CA | Solano County Cogen Plant | 50985 | 3165 | IC | OP | NA | NG |  | 67565 | 0.014256 | 0.000422 | EIA Prime Mover-level Data | Estimated using an emission factor
2020 | CA | Solano Wind | 7526 | 1 | WT | OP | NA | WND |  | 282036.625 |  |  | EIA Prime Mover-level Data
2020 | CA | Solano Wind | 7526 | 2 | WT | OP | NA | WND |  | 512793.875 |  |  | EIA Prime Mover-level Data
2020 | CA | Solano Wind | 7526 | 2B | WT | OP | NA | WND |  | 1346083.875 |  |  | EIA Prime Mover-level Data
2020 | CA | Solano Wind | 7526 | 3 | WT | OP | NA | WND |  | 2734900.5 |  |  | EIA Prime Mover-level Data
2020 | CA | Solar Blue | 63848 | SBLUE | PV | T | NA | SUN
2020 | CA | Solar Blythe 2 | 60558 | PV1 | PV | OP | NA | SUN |  | 434439 |  |  | EIA Prime Mover-level Data
2020 | CA | Solar Blythe LLC | 56939 | 1 | PV | OP | NA | SUN |  | 364614 |  |  | EIA Prime Mover-level Data
2020 | CA | Solar Borrego I | 57455 | SB1 | PV | OP | NA | SUN |  | 571709 |  |  | EIA Prime Mover-level Data
2020 | CA | Solar Gen 2 Solar Facility | 58592 | ALHM | PV | OP | NA | SUN |  | 1155392.625 |  |  | EIA Prime Mover-level Data
2020 | CA | Solar Gen 2 Solar Facility | 58592 | ARK | PV | OP | NA | SUN |  | 1155392.625 |  |  | EIA Prime Mover-level Data
2020 | CA | Solar Gen 2 Solar Facility | 58592 | SONR | PV | OP | NA | SUN |  | 1155392.625 |  |  | EIA Prime Mover-level Data
2020 | CA | Solar Oasis LLC | 59528 | OASIS | PV | OP | NA | SUN |  | 446011 |  |  | EIA Prime Mover-level Data
2020 | CA | Solar Photovoltaic Project #01 | 56976 | S1A | PV | RE | NA | SUN
2020 | CA | Solar Photovoltaic Project #01 | 56976 | S1B | PV | RE | NA | SUN
2020 | CA | Solar Photovoltaic Project #01 | 56976 | S1C | PV | RE | NA | SUN
2020 | CA | Solar Photovoltaic Project #01 | 56976 | S1D | PV | RE | NA | SUN
2020 | CA | Solar Photovoltaic Project #02 | 56996 | S1A | PV | OP | NA | SUN |  | 3167 |  |  | EIA Prime Mover-level Data
2020 | CA | Solar Photovoltaic Project #02 | 56996 | S1B | PV | OP | NA | SUN |  | 3167 |  |  | EIA Prime Mover-level Data
2020 | CA | Solar Photovoltaic Project #03 | 57217 | S003A | PV | OP | NA | SUN |  | 2500.5 |  |  | EIA Prime Mover-level Data
2020 | CA | Solar Photovoltaic Project #03 | 57217 | S003B | PV | OP | NA | SUN |  | 2500.5 |  |  | EIA Prime Mover-level Data
2020 | CA | Solar Photovoltaic Project #04 | 57218 | S004A | PV | CN | NA | SUN
2020 | CA | Solar Photovoltaic Project #04 | 57218 | S004B | PV | CN | NA | SUN
2020 | CA | Solar Photovoltaic Project #04 | 57218 | S004C | PV | CN | NA | SUN
2020 | CA | Solar Photovoltaic Project #05 | 57219 | S005A | PV | OP | NA | SUN |  | 4670.6001 |  |  | EIA Prime Mover-level Data
2020 | CA | Solar Photovoltaic Project #05 | 57219 | S005B | PV | OP | NA | SUN |  | 4670.6001 |  |  | EIA Prime Mover-level Data
2020 | CA | Solar Photovoltaic Project #05 | 57219 | S005C | PV | OP | NA | SUN |  | 4670.6001 |  |  | EIA Prime Mover-level Data
2020 | CA | Solar Photovoltaic Project #05 | 57219 | S005D | PV | OP | NA | SUN |  | 4670.6001 |  |  | EIA Prime Mover-level Data
2020 | CA | Solar Photovoltaic Project #05 | 57219 | S005E | PV | OP | NA | SUN |  | 4670.6001 |  |  | EIA Prime Mover-level Data
2020 | CA | Solar Photovoltaic Project #06 | 57220 | S006A | PV | OP | NA | SUN |  | 5382 |  |  | EIA Prime Mover-level Data
2020 | CA | Solar Photovoltaic Project #06 | 57220 | S006B | PV | OP | NA | SUN |  | 5382 |  |  | EIA Prime Mover-level Data
2020 | CA | Solar Photovoltaic Project #06 | 57220 | S006C | PV | OP | NA | SUN |  | 5382 |  |  | EIA Prime Mover-level Data
2020 | CA | Solar Photovoltaic Project #06 | 57220 | S006D | PV | OP | NA | SUN |  | 5382 |  |  | EIA Prime Mover-level Data
2020 | CA | Solar Photovoltaic Project #07 | 57221 | S007A | PV | OP | NA | SUN |  | 4044.8 |  |  | EIA Prime Mover-level Data
2020 | CA | Solar Photovoltaic Project #07 | 57221 | S007B | PV | OP | NA | SUN |  | 4044.8 |  |  | EIA Prime Mover-level Data
2020 | CA | Solar Photovoltaic Project #07 | 57221 | S007C | PV | OP | NA | SUN |  | 4044.8 |  |  | EIA Prime Mover-level Data
2020 | CA | Solar Photovoltaic Project #07 | 57221 | S007D | PV | OP | NA | SUN |  | 4044.8 |  |  | EIA Prime Mover-level Data
2020 | CA | Solar Photovoltaic Project #07 | 57221 | S007E | PV | OP | NA | SUN |  | 4044.8 |  |  | EIA Prime Mover-level Data
2020 | CA | Solar Photovoltaic Project #08 | 57222 | S008A | PV | OP | NA | SUN |  | 4252.75 |  |  | EIA Prime Mover-level Data
2020 | CA | Solar Photovoltaic Project #08 | 57222 | S008B | PV | OP | NA | SUN |  | 4252.75 |  |  | EIA Prime Mover-level Data
2020 | CA | Solar Photovoltaic Project #08 | 57222 | S008C | PV | OP | NA | SUN |  | 4252.75 |  |  | EIA Prime Mover-level Data
2020 | CA | Solar Photovoltaic Project #08 | 57222 | S008D | PV | OP | NA | SUN |  | 4252.75 |  |  | EIA Prime Mover-level Data
2020 | CA | Solar Photovoltaic Project #08 | 57222 | S008E | PV | CN | NA | SUN
2020 | CA | Solar Photovoltaic Project #09 | 57223 | S009A | PV | OP | NA | SUN |  | 5225 |  |  | EIA Prime Mover-level Data
2020 | CA | Solar Photovoltaic Project #09 | 57223 | S009B | PV | OP | NA | SUN |  | 5225 |  |  | EIA Prime Mover-level Data
2020 | CA | Solar Photovoltaic Project #09 | 57223 | S009C | PV | CN | NA | SUN
2020 | CA | Solar Photovoltaic Project #10 | 57224 | S010A | PV | OP | NA | SUN |  | 4787.333 |  |  | EIA Prime Mover-level Data
2020 | CA | Solar Photovoltaic Project #10 | 57224 | S010B | PV | OP | NA | SUN |  | 4787.333 |  |  | EIA Prime Mover-level Data
2020 | CA | Solar Photovoltaic Project #10 | 57224 | S010C | PV | OP | NA | SUN |  | 4787.333 |  |  | EIA Prime Mover-level Data
2020 | CA | Solar Photovoltaic Project #10 | 57224 | S010D | PV | CN | NA | SUN
2020 | CA | Solar Photovoltaic Project #11 | 57225 | S011A | PV | OP | NA | SUN |  | 4085.7141 |  |  | EIA Prime Mover-level Data
2020 | CA | Solar Photovoltaic Project #11 | 57225 | S011B | PV | OP | NA | SUN |  | 4085.7141 |  |  | EIA Prime Mover-level Data
2020 | CA | Solar Photovoltaic Project #11 | 57225 | S011C | PV | OP | NA | SUN |  | 4085.7141 |  |  | EIA Prime Mover-level Data
2020 | CA | Solar Photovoltaic Project #11 | 57225 | S011D | PV | OP | NA | SUN |  | 4085.7141 |  |  | EIA Prime Mover-level Data
2020 | CA | Solar Photovoltaic Project #11 | 57225 | S011E | PV | OP | NA | SUN |  | 4085.7141 |  |  | EIA Prime Mover-level Data
2020 | CA | Solar Photovoltaic Project #11 | 57225 | S011F | PV | OP | NA | SUN |  | 4085.7141 |  |  | EIA Prime Mover-level Data
2020 | CA | Solar Photovoltaic Project #11 | 57225 | S011G | PV | OP | NA | SUN |  | 4085.7141 |  |  | EIA Prime Mover-level Data
2020 | CA | Solar Photovoltaic Project #12 | 57226 | S012A | PV | OP | NA | SUN
2020 | CA | Solar Photovoltaic Project #12 | 57226 | S012B | PV | CN | NA | SUN
2020 | CA | Solar Photovoltaic Project #13 | 57227 | S013A | PV | OP | NA | SUN |  | 4640.8569 |  |  | EIA Prime Mover-level Data
2020 | CA | Solar Photovoltaic Project #13 | 57227 | S013B | PV | OP | NA | SUN |  | 4640.8569 |  |  | EIA Prime Mover-level Data
2020 | CA | Solar Photovoltaic Project #13 | 57227 | S013C | PV | OP | NA | SUN |  | 4640.8569 |  |  | EIA Prime Mover-level Data
2020 | CA | Solar Photovoltaic Project #13 | 57227 | S013D | PV | OP | NA | SUN |  | 4640.8569 |  |  | EIA Prime Mover-level Data
2020 | CA | Solar Photovoltaic Project #13 | 57227 | S013E | PV | OP | NA | SUN |  | 4640.8569 |  |  | EIA Prime Mover-level Data
2020 | CA | Solar Photovoltaic Project #13 | 57227 | S013F | PV | OP | NA | SUN |  | 4640.8569 |  |  | EIA Prime Mover-level Data
2020 | CA | Solar Photovoltaic Project #13 | 57227 | S013G | PV | OP | NA | SUN |  | 4640.8569 |  |  | EIA Prime Mover-level Data
2020 | CA | Solar Photovoltaic Project #14 | 57228 | S014A | PV | CN | NA | SUN
2020 | CA | Solar Photovoltaic Project #14 | 57228 | S014B | PV | CN | NA | SUN
2020 | CA | Solar Photovoltaic Project #14 | 57228 | S014C | PV | CN | NA | SUN
2020 | CA | Solar Photovoltaic Project #15 | 57229 | S015A | PV | OP | NA | SUN |  | 4718.7139 |  |  | EIA Prime Mover-level Data
2020 | CA | Solar Photovoltaic Project #15 | 57229 | S015B | PV | OP | NA | SUN |  | 4718.7139 |  |  | EIA Prime Mover-level Data
2020 | CA | Solar Photovoltaic Project #15 | 57229 | S015C | PV | OP | NA | SUN |  | 4718.7139 |  |  | EIA Prime Mover-level Data
2020 | CA | Solar Photovoltaic Project #15 | 57229 | S015D | PV | OP | NA | SUN |  | 4718.7139 |  |  | EIA Prime Mover-level Data
2020 | CA | Solar Photovoltaic Project #15 | 57229 | S015E | PV | OP | NA | SUN |  | 4718.7139 |  |  | EIA Prime Mover-level Data
2020 | CA | Solar Photovoltaic Project #15 | 57229 | S015F | PV | OP | NA | SUN |  | 4718.7139 |  |  | EIA Prime Mover-level Data
2020 | CA | Solar Photovoltaic Project #15 | 57229 | S015G | PV | OP | NA | SUN |  | 4718.7139 |  |  | EIA Prime Mover-level Data
2020 | CA | Solar Photovoltaic Project #16 | 57230 | S016A | PV | OP | NA | SUN |  | 2164.333 |  |  | EIA Prime Mover-level Data
2020 | CA | Solar Photovoltaic Project #16 | 57230 | S016B | PV | OP | NA | SUN |  | 2164.333 |  |  | EIA Prime Mover-level Data
2020 | CA | Solar Photovoltaic Project #16 | 57230 | S016C | PV | OP | NA | SUN |  | 2164.333 |  |  | EIA Prime Mover-level Data
2020 | CA | Solar Photovoltaic Project #17 | 57231 | S017A | PV | OP | NA | SUN |  | 4485.4292 |  |  | EIA Prime Mover-level Data
2020 | CA | Solar Photovoltaic Project #17 | 57231 | S017B | PV | OP | NA | SUN |  | 4485.4292 |  |  | EIA Prime Mover-level Data
2020 | CA | Solar Photovoltaic Project #17 | 57231 | S017C | PV | OP | NA | SUN |  | 4485.4292 |  |  | EIA Prime Mover-level Data
2020 | CA | Solar Photovoltaic Project #17 | 57231 | S017D | PV | OP | NA | SUN |  | 4485.4292 |  |  | EIA Prime Mover-level Data
2020 | CA | Solar Photovoltaic Project #17 | 57231 | S017E | PV | OP | NA | SUN |  | 4485.4292 |  |  | EIA Prime Mover-level Data
2020 | CA | Solar Photovoltaic Project #17 | 57231 | S017F | PV | OP | NA | SUN |  | 4485.4292 |  |  | EIA Prime Mover-level Data
2020 | CA | Solar Photovoltaic Project #17 | 57231 | S017G | PV | OP | NA | SUN |  | 4485.4292 |  |  | EIA Prime Mover-level Data
2020 | CA | Solar Photovoltaic Project #17 | 57231 | S017H | PV | CN | NA | SUN
2020 | CA | Solar Photovoltaic Project #18 | 57232 | S018A | PV | OP | NA | SUN |  | 4392.333 |  |  | EIA Prime Mover-level Data
2020 | CA | Solar Photovoltaic Project #18 | 57232 | S018B | PV | OP | NA | SUN |  | 4392.333 |  |  | EIA Prime Mover-level Data
2020 | CA | Solar Photovoltaic Project #18 | 57232 | S018C | PV | OP | NA | SUN |  | 4392.333 |  |  | EIA Prime Mover-level Data
2020 | CA | Solar Photovoltaic Project #18 | 57232 | S018D | PV | CN | NA | SUN
2020 | CA | Solar Photovoltaic Project #19 | 57233 | S019A | PV | CN | NA | SUN
2020 | CA | Solar Photovoltaic Project #19 | 57233 | S019B | PV | CN | NA | SUN
2020 | CA | Solar Photovoltaic Project #19 | 57233 | S019C | PV | CN | NA | SUN
2020 | CA | Solar Photovoltaic Project #19 | 57233 | S019D | PV | CN | NA | SUN
2020 | CA | Solar Photovoltaic Project #19 | 57233 | S019E | PV | CN | NA | SUN
2020 | CA | Solar Photovoltaic Project #19 | 57233 | S019F | PV | CN | NA | SUN
2020 | CA | Solar Photovoltaic Project #19 | 57233 | S019G | PV | CN | NA | SUN
2020 | CA | Solar Photovoltaic Project #19 | 57233 | S019H | PV | CN | NA | SUN
2020 | CA | Solar Photovoltaic Project #19 | 57233 | S019I | PV | CN | NA | SUN
2020 | CA | Solar Photovoltaic Project #20 | 57234 | S020A | PV | CN | NA | SUN
2020 | CA | Solar Photovoltaic Project #20 | 57234 | S020B | PV | CN | NA | SUN
2020 | CA | Solar Photovoltaic Project #20 | 57234 | S020C | PV | CN | NA | SUN
2020 | CA | Solar Photovoltaic Project #20 | 57234 | S020D | PV | CN | NA | SUN
2020 | CA | Solar Photovoltaic Project #20 | 57234 | S020E | PV | CN | NA | SUN
2020 | CA | Solar Photovoltaic Project #20 | 57234 | S020F | PV | CN | NA | SUN
2020 | CA | Solar Photovoltaic Project #20 | 57234 | S020G | PV | CN | NA | SUN
2020 | CA | Solar Photovoltaic Project #21 | 57235 | S021A | PV | CN | NA | SUN
2020 | CA | Solar Photovoltaic Project #21 | 57235 | S021B | PV | CN | NA | SUN
2020 | CA | Solar Photovoltaic Project #21 | 57235 | S021C | PV | CN | NA | SUN
2020 | CA | Solar Photovoltaic Project #21 | 57235 | S021D | PV | CN | NA | SUN
2020 | CA | Solar Photovoltaic Project #21 | 57235 | S021E | PV | CN | NA | SUN
2020 | CA | Solar Photovoltaic Project #22 | 57237 | S022A | PV | OP | NA | SUN |  | 3785.75 |  |  | EIA Prime Mover-level Data
2020 | CA | Solar Photovoltaic Project #22 | 57237 | S022B | PV | OP | NA | SUN |  | 3785.75 |  |  | EIA Prime Mover-level Data
2020 | CA | Solar Photovoltaic Project #22 | 57237 | S022C | PV | OP | NA | SUN |  | 3785.75 |  |  | EIA Prime Mover-level Data
2020 | CA | Solar Photovoltaic Project #22 | 57237 | S022D | PV | OP | NA | SUN |  | 3785.75 |  |  | EIA Prime Mover-level Data
2020 | CA | Solar Photovoltaic Project #23 | 57236 | S023A | PV | OP | NA | SUN |  | 6674.6001 |  |  | EIA Prime Mover-level Data
2020 | CA | Solar Photovoltaic Project #23 | 57236 | S023B | PV | OP | NA | SUN |  | 6674.6001 |  |  | EIA Prime Mover-level Data
2020 | CA | Solar Photovoltaic Project #23 | 57236 | S023C | PV | OP | NA | SUN |  | 6674.6001 |  |  | EIA Prime Mover-level Data
2020 | CA | Solar Photovoltaic Project #23 | 57236 | S023D | PV | OP | NA | SUN |  | 6674.6001 |  |  | EIA Prime Mover-level Data
2020 | CA | Solar Photovoltaic Project #23 | 57236 | S023E | PV | OP | NA | SUN |  | 6674.6001 |  |  | EIA Prime Mover-level Data
2020 | CA | Solar Photovoltaic Project #23 | 57236 | S023F | PV | CN | NA | SUN
2020 | CA | Solar Photovoltaic Project #24 | 57127 | SO24A | PV | CN | NA | SUN
2020 | CA | Solar Photovoltaic Project #24 | 57127 | SO24B | PV | CN | NA | SUN
2020 | CA | Solar Photovoltaic Project #24 | 57127 | SO24C | PV | CN | NA | SUN
2020 | CA | Solar Photovoltaic Project #24 | 57127 | SO24D | PV | CN | NA | SUN
2020 | CA | Solar Photovoltaic Project #24 | 57127 | SO24E | PV | CN | NA | SUN
2020 | CA | Solar Photovoltaic Project #24 | 57127 | SO24F | PV | CN | NA | SUN
2020 | CA | Solar Photovoltaic Project #24 | 57127 | SO24G | PV | CN | NA | SUN
2020 | CA | Solar Photovoltaic Project #24 | 57127 | SO24H | PV | CN | NA | SUN
2020 | CA | Solar Photovoltaic Project #25 | 57528 | S25A | PV | CN | NA | SUN
2020 | CA | Solar Photovoltaic Project #25 | 57528 | S25B | PV | CN | NA | SUN
2020 | CA | Solar Photovoltaic Project #25 | 57528 | S25C | PV | CN | NA | SUN
2020 | CA | Solar Photovoltaic Project #25 | 57528 | S25D | PV | CN | NA | SUN
2020 | CA | Solar Photovoltaic Project #25 | 57528 | S25E | PV | CN | NA | SUN
2020 | CA | Solar Photovoltaic Project #25 | 57528 | S25F | PV | CN | NA | SUN
2020 | CA | Solar Photovoltaic Project #25 | 57528 | S25G | PV | CN | NA | SUN
2020 | CA | Solar Photovoltaic Project #25 | 57528 | S25H | PV | CN | NA | SUN
2020 | CA | Solar Photovoltaic Project #25 | 57528 | S25I | PV | CN | NA | SUN
2020 | CA | Solar Photovoltaic Project #26 | 57245 | S026A | PV | OP | NA | SUN |  | 5588.417 |  |  | EIA Prime Mover-level Data
2020 | CA | Solar Photovoltaic Project #26 | 57245 | S026B | PV | OP | NA | SUN |  | 5588.417 |  |  | EIA Prime Mover-level Data
2020 | CA | Solar Photovoltaic Project #26 | 57245 | S026C | PV | OP | NA | SUN |  | 5588.417 |  |  | EIA Prime Mover-level Data
2020 | CA | Solar Photovoltaic Project #26 | 57245 | S026D | PV | OP | NA | SUN |  | 5588.417 |  |  | EIA Prime Mover-level Data
2020 | CA | Solar Photovoltaic Project #26 | 57245 | S026E | PV | OP | NA | SUN |  | 5588.417 |  |  | EIA Prime Mover-level Data
2020 | CA | Solar Photovoltaic Project #26 | 57245 | S026F | PV | OP | NA | SUN |  | 5588.417 |  |  | EIA Prime Mover-level Data
2020 | CA | Solar Photovoltaic Project #26 | 57245 | S026G | PV | OP | NA | SUN |  | 5588.417 |  |  | EIA Prime Mover-level Data
2020 | CA | Solar Photovoltaic Project #26 | 57245 | S026H | PV | OP | NA | SUN |  | 5588.417 |  |  | EIA Prime Mover-level Data
2020 | CA | Solar Photovoltaic Project #26 | 57245 | S026I | PV | OP | NA | SUN |  | 5588.417 |  |  | EIA Prime Mover-level Data
2020 | CA | Solar Photovoltaic Project #26 | 57245 | S026J | PV | OP | NA | SUN |  | 5588.417 |  |  | EIA Prime Mover-level Data
2020 | CA | Solar Photovoltaic Project #26 | 57245 | SO26K | PV | OP | NA | SUN |  | 5588.417 |  |  | EIA Prime Mover-level Data
2020 | CA | Solar Photovoltaic Project #26 | 57245 | SO26L | PV | OP | NA | SUN |  | 5588.417 |  |  | EIA Prime Mover-level Data
2020 | CA | Solar Photovoltaic Project #27 | 57246 | S027A | PV | OP | NA | SUN |  | 3064 |  |  | EIA Prime Mover-level Data
2020 | CA | Solar Photovoltaic Project #27 | 57246 | S027B | PV | OP | NA | SUN |  | 3064 |  |  | EIA Prime Mover-level Data
2020 | CA | Solar Photovoltaic Project #27 | 57246 | S027C | PV | OP | NA | SUN |  | 3064 |  |  | EIA Prime Mover-level Data
2020 | CA | Solar Photovoltaic Project #27 | 57246 | S027D | PV | OP | NA | SUN |  | 3064 |  |  | EIA Prime Mover-level Data
2020 | CA | Solar Photovoltaic Project #27 | 57246 | S027E | PV | CN | NA | SUN
2020 | CA | Solar Photovoltaic Project #27 | 57246 | S027F | PV | CN | NA | SUN
2020 | CA | Solar Photovoltaic Project #28 | 57247 | S028A | PV | OP | NA | SUN |  | 4650.8569 |  |  | EIA Prime Mover-level Data
2020 | CA | Solar Photovoltaic Project #28 | 57247 | S028B | PV | OP | NA | SUN |  | 4650.8569 |  |  | EIA Prime Mover-level Data
2020 | CA | Solar Photovoltaic Project #28 | 57247 | S028C | PV | OP | NA | SUN |  | 4650.8569 |  |  | EIA Prime Mover-level Data
2020 | CA | Solar Photovoltaic Project #28 | 57247 | S028D | PV | OP | NA | SUN |  | 4650.8569 |  |  | EIA Prime Mover-level Data
2020 | CA | Solar Photovoltaic Project #28 | 57247 | S028E | PV | OP | NA | SUN |  | 4650.8569 |  |  | EIA Prime Mover-level Data
2020 | CA | Solar Photovoltaic Project #28 | 57247 | S028F | PV | OP | NA | SUN |  | 4650.8569 |  |  | EIA Prime Mover-level Data
2020 | CA | Solar Photovoltaic Project #28 | 57247 | S028G | PV | OP | NA | SUN |  | 4650.8569 |  |  | EIA Prime Mover-level Data
2020 | CA | Solar Photovoltaic Project #28 | 57247 | S028H | PV | CN | NA | SUN
2020 | CA | Solar Photovoltaic Project #30 | 57532 | S30A | PV | CN | NA | SUN
2020 | CA | Solar Photovoltaic Project #30 | 57532 | S30B | PV | CN | NA | SUN
2020 | CA | Solar Photovoltaic Project #30 | 57532 | S30C | PV | CN | NA | SUN
2020 | CA | Solar Photovoltaic Project #31 | 57533 | S31A | PV | CN | NA | SUN
2020 | CA | Solar Photovoltaic Project #31 | 57533 | S31B | PV | CN | NA | SUN
2020 | CA | Solar Photovoltaic Project #32 | 57534 | S32A | PV | OP | NA | SUN |  | 4273 |  |  | EIA Prime Mover-level Data
2020 | CA | Solar Photovoltaic Project #32 | 57534 | S32B | PV | OP | NA | SUN |  | 4273 |  |  | EIA Prime Mover-level Data
2020 | CA | Solar Photovoltaic Project #32 | 57534 | S32C | PV | OP | NA | SUN |  | 4273 |  |  | EIA Prime Mover-level Data
2020 | CA | Solar Photovoltaic Project #33 | 57535 | S33A | PV | OP | NA | SUN |  | 6179.5 |  |  | EIA Prime Mover-level Data
2020 | CA | Solar Photovoltaic Project #33 | 57535 | S33B | PV | OP | NA | SUN |  | 6179.5 |  |  | EIA Prime Mover-level Data
2020 | CA | Solar Photovoltaic Project #35 | 57537 | 35H | PV | CN | NA | SUN
2020 | CA | Solar Photovoltaic Project #35 | 57537 | 35I | PV | CN | NA | SUN
2020 | CA | Solar Photovoltaic Project #35 | 57537 | 35J | PV | CN | NA | SUN
2020 | CA | Solar Photovoltaic Project #35 | 57537 | 35K | PV | CN | NA | SUN
2020 | CA | Solar Photovoltaic Project #35 | 57537 | 35L | PV | CN | NA | SUN
2020 | CA | Solar Photovoltaic Project #35 | 57537 | 35M | PV | CN | NA | SUN
2020 | CA | Solar Photovoltaic Project #35 | 57537 | 35N | PV | CN | NA | SUN
2020 | CA | Solar Photovoltaic Project #35 | 57537 | S35A | PV | CN | NA | SUN
2020 | CA | Solar Photovoltaic Project #35 | 57537 | S35B | PV | CN | NA | SUN
2020 | CA | Solar Photovoltaic Project #35 | 57537 | S35C | PV | CN | NA | SUN
2020 | CA | Solar Photovoltaic Project #35 | 57537 | S35D | PV | CN | NA | SUN
2020 | CA | Solar Photovoltaic Project #35 | 57537 | S35E | PV | CN | NA | SUN
2020 | CA | Solar Photovoltaic Project #35 | 57537 | S35F | PV | CN | NA | SUN
2020 | CA | Solar Photovoltaic Project #35 | 57537 | S35G | PV | CN | NA | SUN
2020 | CA | Solar Photovoltaic Project #40 | 57538 | S40A | PV | CN | NA | SUN
2020 | CA | Solar Photovoltaic Project #40 | 57538 | S40B | PV | CN | NA | SUN
2020 | CA | Solar Photovoltaic Project #40 | 57538 | S40C | PV | CN | NA | SUN
2020 | CA | Solar Photovoltaic Project #40 | 57538 | S40D | PV | CN | NA | SUN
2020 | CA | Solar Photovoltaic Project #40 | 57538 | S40E | PV | CN | NA | SUN
2020 | CA | Solar Photovoltaic Project #40 | 57538 | S40F | PV | CN | NA | SUN
2020 | CA | Solar Photovoltaic Project #40 | 57538 | S40G | PV | CN | NA | SUN
2020 | CA | Solar Photovoltaic Project #40 | 57538 | S40H | PV | CN | NA | SUN
2020 | CA | Solar Photovoltaic Project #40 | 57538 | S40I | PV | CN | NA | SUN
2020 | CA | Solar Photovoltaic Project #40 | 57538 | S40J | PV | CN | NA | SUN
2020 | CA | Solar Photovoltaic Project #40 | 57538 | S40K | PV | CN | NA | SUN
2020 | CA | Solar Photovoltaic Project #40 | 57538 | S40L | PV | CN | NA | SUN
2020 | CA | Solar Photovoltaic Project #40 | 57538 | S40M | PV | CN | NA | SUN
2020 | CA | Solar Photovoltaic Project #40 | 57538 | S40N | PV | CN | NA | SUN
2020 | CA | Solar Photovoltaic Project #40 | 57538 | S40O | PV | CN | NA | SUN
2020 | CA | Solar Photovoltaic Project #40 | 57538 | S40P | PV | CN | NA | SUN
2020 | CA | Solar Photovoltaic Project #40 | 57538 | S40Q | PV | CN | NA | SUN
2020 | CA | Solar Photovoltaic Project #40 | 57538 | S40R | PV | CN | NA | SUN
2020 | CA | Solar Photovoltaic Project #40 | 57538 | S40S | PV | CN | NA | SUN
2020 | CA | Solar Photovoltaic Project #40 | 57538 | S40T | PV | CN | NA | SUN
2020 | CA | Solar Photovoltaic Project #41 | 57539 | S41A | PV | CN | NA | SUN
2020 | CA | Solar Photovoltaic Project #41 | 57539 | S41B | PV | CN | NA | SUN
2020 | CA | Solar Photovoltaic Project #41 | 57539 | S41C | PV | CN | NA | SUN
2020 | CA | Solar Photovoltaic Project #41 | 57539 | S41D | PV | CN | NA | SUN
2020 | CA | Solar Photovoltaic Project #41 | 57539 | S41E | PV | CN | NA | SUN
2020 | CA | Solar Photovoltaic Project #41 | 57539 | S41F | PV | CN | NA | SUN
2020 | CA | Solar Photovoltaic Project #41 | 57539 | S41G | PV | CN | NA | SUN
2020 | CA | Solar Photovoltaic Project #41 | 57539 | S41H | PV | CN | NA | SUN
2020 | CA | Solar Photovoltaic Project #41 | 57539 | S41I | PV | CN | NA | SUN
2020 | CA | Solar Photovoltaic Project #41 | 57539 | S41J | PV | CN | NA | SUN
2020 | CA | Solar Photovoltaic Project #41 | 57539 | S41K | PV | CN | NA | SUN
2020 | CA | Solar Photovoltaic Project #41 | 57539 | S41L | PV | CN | NA | SUN
2020 | CA | Solar Photovoltaic Project #41 | 57539 | S41M | PV | CN | NA | SUN
2020 | CA | Solar Photovoltaic Project #41 | 57539 | S41N | PV | CN | NA | SUN
2020 | CA | Solar Photovoltaic Project #41 | 57539 | S41O | PV | CN | NA | SUN
2020 | CA | Solar Photovoltaic Project #41 | 57539 | S41P | PV | CN | NA | SUN
2020 | CA | Solar Photovoltaic Project #41 | 57539 | S41Q | PV | CN | NA | SUN
2020 | CA | Solar Photovoltaic Project #41 | 57539 | S41R | PV | CN | NA | SUN
2020 | CA | Solar Photovoltaic Project #41 | 57539 | S41S | PV | CN | NA | SUN
2020 | CA | Solar Photovoltaic Project #41 | 57539 | S41T | PV | CN | NA | SUN
2020 | CA | Solar Photovoltaic Project #42 | 57441 | S42A | PV | OP | NA | SUN |  | 5854.2002 |  |  | EIA Prime Mover-level Data
2020 | CA | Solar Photovoltaic Project #42 | 57441 | S42B | PV | OP | NA | SUN |  | 5854.2002 |  |  | EIA Prime Mover-level Data
2020 | CA | Solar Photovoltaic Project #42 | 57441 | S42C | PV | OP | NA | SUN |  | 5854.2002 |  |  | EIA Prime Mover-level Data
2020 | CA | Solar Photovoltaic Project #42 | 57441 | S42D | PV | OP | NA | SUN |  | 5854.2002 |  |  | EIA Prime Mover-level Data
2020 | CA | Solar Photovoltaic Project #42 | 57441 | S42E | PV | OP | NA | SUN |  | 5854.2002 |  |  | EIA Prime Mover-level Data
2020 | CA | Solar Photovoltaic Project #42 | 57441 | S42F | PV | OP | NA | SUN |  | 5854.2002 |  |  | EIA Prime Mover-level Data
2020 | CA | Solar Photovoltaic Project #42 | 57441 | S42G | PV | OP | NA | SUN |  | 5854.2002 |  |  | EIA Prime Mover-level Data
2020 | CA | Solar Photovoltaic Project #42 | 57441 | S42H | PV | OP | NA | SUN |  | 5854.2002 |  |  | EIA Prime Mover-level Data
2020 | CA | Solar Photovoltaic Project #42 | 57441 | S42I | PV | OP | NA | SUN |  | 5854.2002 |  |  | EIA Prime Mover-level Data
2020 | CA | Solar Photovoltaic Project #42 | 57441 | S42J | PV | OP | NA | SUN |  | 5854.2002 |  |  | EIA Prime Mover-level Data
2020 | CA | Solar Photovoltaic Project #44 | 57540 | S44A | PV | RE | NA | SUN
2020 | CA | Solar Photovoltaic Project #44 | 57540 | S44B | PV | RE | NA | SUN
2020 | CA | Solar Photovoltaic Project #44 | 57540 | S44C | PV | RE | NA | SUN
2020 | CA | Solar Photovoltaic Project #44 | 57540 | S44D | PV | RE | NA | SUN
2020 | CA | Solar Photovoltaic Project #44 | 57540 | S44E | PV | RE | NA | SUN
2020 | CA | Solar Photovoltaic Project #44 | 57540 | S44F | PV | RE | NA | SUN
2020 | CA | Solar Photovoltaic Project #44 | 57540 | S44G | PV | RE | NA | SUN
2020 | CA | Solar Photovoltaic Project #44 | 57540 | S44H | PV | RE | NA | SUN
2020 | CA | Solar Photovoltaic Project #44 | 57540 | S44I | PV | RE | NA | SUN
2020 | CA | Solar Photovoltaic Project #44 | 57540 | S44J | PV | RE | NA | SUN
2020 | CA | Solar Photovoltaic Project #44 | 57540 | S44K | PV | RE | NA | SUN
2020 | CA | Solar Photovoltaic Project #44 | 57540 | S44L | PV | RE | NA | SUN
2020 | CA | Solar Photovoltaic Project #44 | 57540 | S44M | PV | RE | NA | SUN
2020 | CA | Solar Photovoltaic Project #44 | 57540 | S44N | PV | RE | NA | SUN
2020 | CA | Solar Photovoltaic Project #44 | 57540 | S44O | PV | RE | NA | SUN
2020 | CA | Solar Photovoltaic Project #44 | 57540 | S44P | PV | RE | NA | SUN
2020 | CA | Solar Photovoltaic Project #45 | 57541 | S45A | PV | CN | NA | SUN
2020 | CA | Solar Photovoltaic Project #45 | 57541 | S45B | PV | CN | NA | SUN
2020 | CA | Solar Photovoltaic Project #45 | 57541 | S45C | PV | CN | NA | SUN
2020 | CA | Solar Photovoltaic Project #45 | 57541 | S45D | PV | CN | NA | SUN
2020 | CA | Solar Photovoltaic Project #45 | 57541 | S45E | PV | CN | NA | SUN
2020 | CA | Solar Photovoltaic Project #45 | 57541 | S45F | PV | CN | NA | SUN
2020 | CA | Solar Photovoltaic Project #45 | 57541 | S45G | PV | CN | NA | SUN
2020 | CA | Solar Photovoltaic Project #45 | 57541 | S45H | PV | CN | NA | SUN
2020 | CA | Solar Photovoltaic Project #45 | 57541 | S45I | PV | CN | NA | SUN
2020 | CA | Solar Photovoltaic Project #45 | 57541 | S45J | PV | CN | NA | SUN
2020 | CA | Solar Photovoltaic Project #45 | 57541 | S45K | PV | CN | NA | SUN
2020 | CA | Solar Photovoltaic Project #45 | 57541 | S45L | PV | CN | NA | SUN
2020 | CA | Solar Photovoltaic Project #46 | 57545 | S46A | PV | CN | NA | SUN
2020 | CA | Solar Photovoltaic Project #46 | 57545 | S46B | PV | CN | NA | SUN
2020 | CA | Solar Photovoltaic Project #46 | 57545 | S46C | PV | CN | NA | SUN
2020 | CA | Solar Photovoltaic Project #46 | 57545 | S46D | PV | CN | NA | SUN
2020 | CA | Solar Photovoltaic Project #46 | 57545 | S46E | PV | CN | NA | SUN
2020 | CA | Solar Photovoltaic Project #46 | 57545 | S46F | PV | CN | NA | SUN
2020 | CA | Solar Photovoltaic Project #46 | 57545 | S46G | PV | CN | NA | SUN
2020 | CA | Solar Photovoltaic Project #47 | 57543 | S47A | PV | CN | NA | SUN
2020 | CA | Solar Photovoltaic Project #47 | 57543 | S47B | PV | CN | NA | SUN
2020 | CA | Solar Photovoltaic Project #48 | 57900 | S48A | PV | OP | NA | SUN |  | 5460.2002 |  |  | EIA Prime Mover-level Data
2020 | CA | Solar Photovoltaic Project #48 | 57900 | S48B | PV | OP | NA | SUN |  | 5460.2002 |  |  | EIA Prime Mover-level Data
2020 | CA | Solar Photovoltaic Project #48 | 57900 | S48C | PV | OP | NA | SUN |  | 5460.2002 |  |  | EIA Prime Mover-level Data
2020 | CA | Solar Photovoltaic Project #48 | 57900 | S48D | PV | OP | NA | SUN |  | 5460.2002 |  |  | EIA Prime Mover-level Data
2020 | CA | Solar Photovoltaic Project #48 | 57900 | S48E | PV | OP | NA | SUN |  | 5460.2002 |  |  | EIA Prime Mover-level Data
2020 | CA | Solar Photovoltaic Project #48 | 57900 | S48F | PV | OP | NA | SUN |  | 5460.2002 |  |  | EIA Prime Mover-level Data
2020 | CA | Solar Photovoltaic Project #48 | 57900 | S48G | PV | OP | NA | SUN |  | 5460.2002 |  |  | EIA Prime Mover-level Data
2020 | CA | Solar Photovoltaic Project #48 | 57900 | S48H | PV | OP | NA | SUN |  | 5460.2002 |  |  | EIA Prime Mover-level Data
2020 | CA | Solar Photovoltaic Project #48 | 57900 | S48I | PV | OP | NA | SUN |  | 5460.2002 |  |  | EIA Prime Mover-level Data
2020 | CA | Solar Photovoltaic Project #48 | 57900 | S48J | PV | OP | NA | SUN |  | 5460.2002 |  |  | EIA Prime Mover-level Data
2020 | CA | Solar Star 1 | 58388 | AVS1 | PV | OP | NA | SUN |  | 889065.6875 |  |  | EIA Prime Mover-level Data
2020 | CA | Solar Star 1 | 58388 | SS11 | PV | OP | NA | SUN |  | 1231014 |  |  | EIA Prime Mover-level Data
2020 | CA | Solar Star 1 | 58388 | SS12 | PV | OP | NA | SUN |  | 1231014 |  |  | EIA Prime Mover-level Data
2020 | CA | Solar Star 1 | 58388 | SS13 | PV | OP | NA | SUN |  | 1333598.5 |  |  | EIA Prime Mover-level Data
2020 | CA | Solar Star 1 | 58388 | SS14 | PV | OP | NA | SUN |  | 752286.375 |  |  | EIA Prime Mover-level Data
2020 | CA | Solar Star 1 | 58388 | SS15 | PV | OP | NA | SUN |  | 341948.3438 |  |  | EIA Prime Mover-level Data
2020 | CA | Solar Star 1 | 58388 | SS16 | PV | OP | NA | SUN |  | 1470377.875 |  |  | EIA Prime Mover-level Data
2020 | CA | Solar Star 2 | 58389 | AVS2 | PV | OP | NA | SUN |  | 446320.3438 |  |  | EIA Prime Mover-level Data
2020 | CA | Solar Star 2 | 58389 | SS21 | PV | OP | NA | SUN |  | 1373293.375 |  |  | EIA Prime Mover-level Data
2020 | CA | Solar Star 2 | 58389 | SS22 | PV | OP | NA | SUN |  | 1270296.375 |  |  | EIA Prime Mover-level Data
2020 | CA | Solar Star 2 | 58389 | SS23 | PV | OP | NA | SUN |  | 1098634.625 |  |  | EIA Prime Mover-level Data
2020 | CA | Solar Star 2 | 58389 | SS24 | PV | OP | NA | SUN |  | 995637.6875 |  |  | EIA Prime Mover-level Data
2020 | CA | Solar Star 2 | 58389 | SS25 | PV | OP | NA | SUN |  | 1201631.625 |  |  | EIA Prime Mover-level Data
2020 | CA | Solar Star California II LLC | 57933 | 1 | PV | OP | NA | SUN |  | 32003 |  |  | EIA Prime Mover-level Data
2020 | CA | Solar Star California, XLI, LLC | 60591 | RS1 | PV | OP | NA | SUN |  | 1039748 |  |  | EIA Prime Mover-level Data
2020 | CA | Solar Star California, XLIV, LLC | 60869 | PB1 | PV | OP | NA | SUN |  | 169820 |  |  | EIA Prime Mover-level Data
2020 | CA | Solar Star Palo Alto I, LLC | 62732 | SSPAI | PV | OP | NA | SUN |  | 19151 |  |  | EIA Prime Mover-level Data
2020 | CA | Solverde 1 | 60185 | SOLV1 | PV | OP | NA | SUN |  | 1909488 |  |  | EIA Prime Mover-level Data
2020 | CA | Sonoma California Geothermal | 510 | 1 | ST | OP | NA | GEO |  | 3755977 |  |  | EIA Prime Mover-level Data
2020 | CA | Sonoma Central Landfill Phase I | 55752 | P-11 | IC | OP | NA | LFG |  | 52846 | 0.38842 | 0.0147 | EIA Prime Mover-level Data | Estimated using an emission factor
2020 | CA | Sonoma Central Landfill Phase I | 55752 | P-12 | IC | OP | NA | LFG |  | 52846 | 0.38842 | 0.0147 | EIA Prime Mover-level Data | Estimated using an emission factor
2020 | CA | Sonoma Central Landfill Phase I | 55752 | P-13 | IC | OP | NA | LFG |  | 52846 | 0.38842 | 0.0147 | EIA Prime Mover-level Data | Estimated using an emission factor
2020 | CA | Sonoma Central Landfill Phase I | 55752 | P-14 | IC | OP | NA | LFG |  | 52846 | 0.38842 | 0.0147 | EIA Prime Mover-level Data | Estimated using an emission factor
2020 | CA | Sonoma Central Landfill Phase II | 55753 | P-21 | IC | OP | NA | LFG |  | 39300.75 | 0.28886 | 0.0147 | EIA Prime Mover-level Data | Estimated using an emission factor
2020 | CA | Sonoma Central Landfill Phase II | 55753 | P-22 | IC | OP | NA | LFG |  | 39300.75 | 0.28886 | 0.0147 | EIA Prime Mover-level Data | Estimated using an emission factor
2020 | CA | Sonoma Central Landfill Phase II | 55753 | P-23 | IC | OP | NA | LFG |  | 39300.75 | 0.28886 | 0.0147 | EIA Prime Mover-level Data | Estimated using an emission factor
2020 | CA | Sonoma Central Landfill Phase II | 55753 | P-24 | IC | OP | NA | LFG |  | 39300.75 | 0.28886 | 0.0147 | EIA Prime Mover-level Data | Estimated using an emission factor
2020 | CA | Sonoma Central Landfill Phase III | 55880 | P-31 | IC | OP | NA | LFG
2020 | CA | Sonoma Central Landfill Phase III | 55880 | P-32 | IC | OP | NA | LFG
2020 | CA | Sonoma County Fuel Cell | 57793 | FC-1 | FC | RE | NA | NG |  | 59719 | 0 | 0 | EIA Prime Mover-level Data | Estimated using an emission factor
2020 | CA | Sonora 1 | 58578 | SON1 | PV | OP | NA | SUN |  | 31381 |  |  | EIA Prime Mover-level Data
2020 | CA | Soscol Ferry Solar | 63761 | SSCLC | PV | OP | NA | SUN |  | 671 |  |  | EIA Prime Mover-level Data
2020 | CA | Soscol Ferry Solar | 63761 | SSCLD | PV | OP | NA | SUN |  | 671 |  |  | EIA Prime Mover-level Data
2020 | CA | South | 280 | 1 | HY | OP | NA | WAT |  | 98608 |  |  | EIA Prime Mover-level Data
2020 | CA | South Bay Fuel Cell Plant | 57770 | SBFC | FC | OP | NA | NG |  | 67 | 0 | 0 | EIA Prime Mover-level Data | Estimated using an emission factor
2020 | CA | South Belridge Cogeneration Facility | 50752 | GEN1 | GT | OP | NA | NG |  | 1775305.625 | 0.88253 | 0.00099423 | EIA Prime Mover-level Data | NEI avg EF - PM, fuel type, firing type
2020 | CA | South Belridge Cogeneration Facility | 50752 | GEN2 | GT | OP | NA | NG |  | 1775305.625 | 0.88253 | 0.00099423 | EIA Prime Mover-level Data | NEI avg EF - PM, fuel type, firing type
2020 | CA | South Belridge Cogeneration Facility | 50752 | GEN3 | GT | OP | NA | NG |  | 1775305.625 | 0.88253 | 0.00099423 | EIA Prime Mover-level Data | NEI avg EF - PM, fuel type, firing type
2020 | CA | Southeast Kern River Cogen | 50751 | GTG1 | GT | OP | NA | NG |  | 1159385.5 | 0.57635 | 0.00099423 | EIA Prime Mover-level Data | NEI avg EF - PM, fuel type, firing type
2020 | CA | Southeast Kern River Cogen | 50751 | GTG2 | GT | OS | NA | NG |  | 164246.2656 | 0.081649 | 0.00099423 | EIA Prime Mover-level Data | NEI avg EF - PM, fuel type, firing type
2020 | CA | Southeast Kern River Cogen | 50751 | GTG3 | GT | OS | NA | NG |  | 164246.2656 | 0.081649 | 0.00099423 | EIA Prime Mover-level Data | NEI avg EF - PM, fuel type, firing type
2020 | CA | Southeast Resource Recovery | 50837 | UNIT1 | ST | OP | NA | MSW |  | 1189955 |  |  | EIA Unit-level Data
2020 | CA | Southeast Resource Recovery | 50837 | UNIT2 | ST | OP | NA | MSW |  | 1259288.25 |  |  | EIA Unit-level Data
2020 | CA | Southeast Resource Recovery | 50837 | UNIT3 | ST | OP | NA | MSW |  | 1330273 |  |  | EIA Unit-level Data
2020 | CA | Southern Owens Valley Solar Ranch | 57304 | 1 | PV | CN | NA | SUN
2020 | CA | Spadra Landfill Gas to Energy | 10471 | GEN1 | ST | RE | NA | LFG
2020 | CA | Spaulding 1 | 281 | 1 | HY | OP | NA | WAT |  | 124225 |  |  | EIA Prime Mover-level Data
2020 | CA | Spaulding 2 | 282 | 1 | HY | OP | NA | WAT |  | 39952 |  |  | EIA Prime Mover-level Data
2020 | CA | Spaulding 3 | 283 | 1 | HY | OP | NA | WAT |  | 186735 |  |  | EIA Prime Mover-level Data
2020 | CA | SPI Anderson 2 | 59658 | BLR1 | ST | OP | NA | WDS |  | 2990633 | 27.9608 | 0.018699 | EIA Unit-level Data | NEI avg EF - PM, fuel type
2020 | CA | Spicer Meadow Project | 54554 | GEN1 | HY | OP | NA | WAT |  | 39621.8125 |  |  | EIA Prime Mover-level Data
2020 | CA | Spicer Meadow Project | 54554 | GEN2 | HY | OP | NA | WAT |  | 39621.8125 |  |  | EIA Prime Mover-level Data
2020 | CA | Spicer Meadow Project | 54554 | GEN3 | HY | OP | NA | WAT |  | 7337.373 |  |  | EIA Prime Mover-level Data
2020 | CA | Spreckels Sugar Company | 57916 | 1 | ST | OP | NA | NG |  | 1228891 | 4.5621 | 0.0074247 | EIA Prime Mover-level Data | NEI avg EF - PM, fuel type
2020 | CA | Spring Creek | 450 | 1 | HY | OP | NA | WAT |  | 1607823 |  |  | EIA Prime Mover-level Data
2020 | CA | Spring Creek | 450 | 2 | HY | OP | NA | WAT |  | 1607823 |  |  | EIA Prime Mover-level Data
2020 | CA | Spring Gap | 284 | 1 | HY | OP | NA | WAT |  | 176917 |  |  | EIA Prime Mover-level Data
2020 | CA | Springbok 3 Solar Farm Hybrid | 60491 | SB3BS | BA | OP | NA | MWH |  | 0 |  |  | EIA Prime Mover-level Data
2020 | CA | Springbok 3 Solar Farm Hybrid | 60491 | SB3SF | PV | OP | NA | SUN |  | 2127706 |  |  | EIA Prime Mover-level Data
2020 | CA | Springbok Solar Farm 1 | 59532 | SB1 | PV | OP | NA | SUN |  | 2584693 |  |  | EIA Prime Mover-level Data
2020 | CA | Springbok Solar Farm 2 | 59840 | SB2 | PV | OP | NA | SUN |  | 3605695 |  |  | EIA Prime Mover-level Data
2020 | CA | Springs Generating Station | 56144 | 1 | GT | OP | NA | NG |  | 6430.75 | 0.0031968 | 0.00099423 | EIA Prime Mover-level Data | NEI avg EF - PM, fuel type, firing type
2020 | CA | Springs Generating Station | 56144 | 2 | GT | OP | NA | NG |  | 6430.75 | 0.0031968 | 0.00099423 | EIA Prime Mover-level Data | NEI avg EF - PM, fuel type, firing type
2020 | CA | Springs Generating Station | 56144 | 3 | GT | OP | NA | NG |  | 6430.75 | 0.0031968 | 0.00099423 | EIA Prime Mover-level Data | NEI avg EF - PM, fuel type, firing type
2020 | CA | Springs Generating Station | 56144 | 4 | GT | OP | NA | NG |  | 6430.75 | 0.0031968 | 0.00099423 | EIA Prime Mover-level Data | NEI avg EF - PM, fuel type, firing type
2020 | CA | Springville Hydroelectric | 56125 | 4152 | HY | OP | NA | WAT |  | 6177 |  |  | EIA Prime Mover-level Data
2020 | CA | SRI International Cogen Project | 50537 | GEN1 | GT | OP | NA | NG |  | 463068 | 0.2302 | 0.00099423 | EIA Prime Mover-level Data | NEI avg EF - PM, fuel type, firing type
2020 | CA | Stage Gulch Solar | 61791 | 5001 | PV | OP | NA | SUN |  | 14396 |  |  | EIA Prime Mover-level Data
2020 | CA | Stampede | 7066 | 1 | HY | OP | NA | WAT |  | 111467.5 |  |  | EIA Prime Mover-level Data
2020 | CA | Stampede | 7066 | 2 | HY | OP | NA | WAT |  | 22293.5 |  |  | EIA Prime Mover-level Data
2020 | CA | Stanford Campus Solar | 62020 | STANF | PV | OP | NA | SUN |  | 54366 |  |  | EIA Prime Mover-level Data
2020 | CA | Stanislaus | 285 | HC1 | HY | OP | NA | WAT |  | 2111881 |  |  | EIA Prime Mover-level Data
2020 | CA | Stanton Energy Reliability Center | 60698 | D1 | GT | OP | CT | NG | 1020 | 230653.4062 | 0.89489 | 0.0077596 | EPA/CAMD | NEI avg EF - PM, fuel type, firing type | 2020
2020 | CA | Stanton Energy Reliability Center | 60698 | D7 | GT | OP | CT | NG | 1058 | 243914.0156 | 0.94634 | 0.0077596 | EPA/CAMD | NEI avg EF - PM, fuel type, firing type | 2020
2020 | CA | Staples La Mirada, CA | 57683 | 1 | PV | OP | NA | SUN |  | 13652 |  |  | EIA Prime Mover-level Data
2020 | CA | Starbucks - Evolution Fresh | 59804 | SBK00 | FC | OP | NA | NG |  | 47596 | 0 | 0 | EIA Prime Mover-level Data | Estimated using an emission factor
2020 | CA | Stateline Solar | 58646 | STL | PV | OP | NA | SUN |  | 1452789.625 |  |  | EIA Prime Mover-level Data
2020 | CA | Stateline Solar | 58646 | STL2 | PV | OP | NA | SUN |  | 652702.5625 |  |  | EIA Prime Mover-level Data
2020 | CA | Stateline Solar | 58646 | STL3 | PV | OP | NA | SUN |  | 725437.75 |  |  | EIA Prime Mover-level Data
2020 | CA | Stateline Solar | 58646 | STL4 | PV | OP | NA | SUN |  | 725437.75 |  |  | EIA Prime Mover-level Data
2020 | CA | Stateline Solar | 58646 | STL5 | PV | OP | NA | SUN |  | 725437.75 |  |  | EIA Prime Mover-level Data
2020 | CA | Stateline Solar | 58646 | STL6 | PV | OP | NA | SUN |  | 725437.75 |  |  | EIA Prime Mover-level Data
2020 | CA | Stateline Solar | 58646 | STL7 | PV | OP | NA | SUN |  | 725437.75 |  |  | EIA Prime Mover-level Data
2020 | CA | Stenner Creek Solar | 61607 | CPOLY | PV | OP | NA | SUN |  | 88528 |  |  | EIA Prime Mover-level Data
2020 | CA | Still Water Power | 64141 | 4 | IC | OP | NA | OBG |  | 40228 | 0.29568 | 0.0147 | EIA Prime Mover-level Data | Estimated using an emission factor
2020 | CA | Stony Gorge | 7151 | 1 | HY | OP | NA | WAT |  | 24841 |  |  | EIA Prime Mover-level Data
2020 | CA | Stony Gorge | 7151 | 2 | HY | OP | NA | WAT |  | 24841 |  |  | EIA Prime Mover-level Data
2020 | CA | Strata Roof 1 | 60219 | UNIT1 | PV | OP | NA | SUN |  | 12880 |  |  | EIA Prime Mover-level Data
2020 | CA | Strauss Wind Farm | 62113 | ST-CA | WT | U | NA | WND
2020 | CA | Stroud Solar Station | 57497 | 1 | PV | OP | NA | SUN |  | 295694 |  |  | EIA Prime Mover-level Data
2020 | CA | Summer North Solar | 58757 | UE2 | PV | OP | NA | SUN |  | 28290.9238 |  |  | EIA Prime Mover-level Data
2020 | CA | Summer North Solar | 58757 | UF2 | PV | OP | NA | SUN |  | 37721.2305 |  |  | EIA Prime Mover-level Data
2020 | CA | Summer North Solar | 58757 | UG2 | PV | OP | NA | SUN |  | 28290.9238 |  |  | EIA Prime Mover-level Data
2020 | CA | Summer North Solar | 58757 | UH2 | PV | OP | NA | SUN |  | 28290.9238 |  |  | EIA Prime Mover-level Data
2020 | CA | Summer Solar A2 | 58753 | SSA2 | PV | OP | NA | SUN |  | 33031 |  |  | EIA Prime Mover-level Data
2020 | CA | Summer Solar B2 | 58754 | SSB2 | PV | OP | NA | SUN |  | 32732 |  |  | EIA Prime Mover-level Data
2020 | CA | Summer Solar C2 | 58755 | SSC2 | PV | OP | NA | SUN |  | 32241 |  |  | EIA Prime Mover-level Data
2020 | CA | Summer Solar D2 | 58756 | SSD2 | PV | OP | NA | SUN |  | 19886 |  |  | EIA Prime Mover-level Data
2020 | CA | Summer Solar LLC | 60280 | SUMSL | PV | OP | NA | SUN |  | 476226 |  |  | EIA Prime Mover-level Data
2020 | CA | Summit Winds | 64326 | DYER | WT | T | NA | WND
2020 | CA | Summit Winds | 64326 | FRICK | WT | T | NA | WND
2020 | CA | Sun City Project LLC | 57360 | 1 | PV | OP | NA | SUN |  | 330777 |  |  | EIA Prime Mover-level Data
2020 | CA | Sun Harvest Solar NDP1 | 59687 | NDP1 | PV | OP | NA | SUN |  | 1500 |  |  | EIA Prime Mover-level Data
2020 | CA | SunAnza | 60791 | ANZA1 | PV | OP | NA | SUN |  | 26039.4121 |  |  | EIA Prime Mover-level Data
2020 | CA | SunAnza | 60791 | ANZA2 | PV | OP | NA | SUN |  | 18227.5879 |  |  | EIA Prime Mover-level Data
2020 | CA | SunE- E Philadelphia Ontario | 59916 | 12307 | PV | OP | NA | SUN |  | 14432 |  |  | EIA Prime Mover-level Data
2020 | CA | SunE Rochester | 60032 | RCHTR | PV | OP | NA | SUN
2020 | CA | SunEdison Anheuser Busch Fairfield | 57010 | 1 | PV | OP | NA | SUN |  | 12107 |  |  | EIA Prime Mover-level Data
2020 | CA | SunEdison Ironwood State Prison | 57007 | 1 | PV | OP | NA | SUN |  | 17581 |  |  | EIA Prime Mover-level Data
2020 | CA | SunEdison Procter & Gamble Oxnard | 57008 | 1 | PV | OP | NA | SUN |  | 15572 |  |  | EIA Prime Mover-level Data
2020 | CA | SunEdison Walgreens Moreno Valley | 57004 | 1 | PV | OP | NA | SUN |  | 12799 |  |  | EIA Prime Mover-level Data
2020 | CA | SunEdison Walmart Apple Valley DC | 57012 | 1 | PV | OP | NA | SUN |  | 20224 |  |  | EIA Prime Mover-level Data
2020 | CA | Sunnyvale City of WPCP | 57557 | S-14 | IC | OP | NA | NG |  | 55986.5 | 0.011813 | 0.000422 | EIA Prime Mover-level Data | Estimated using an emission factor
2020 | CA | Sunnyvale City of WPCP | 57557 | S-15 | IC | OP | NA | NG |  | 55986.5 | 0.011813 | 0.000422 | EIA Prime Mover-level Data | Estimated using an emission factor
2020 | CA | Sunray 2 | 10437 | GEN1 | ST | RE | NA | SUN
2020 | CA | Sunray 2 | 10437 | SUN2 | PV | OP | NA | SUN |  | 512326 |  |  | EIA Prime Mover-level Data
2020 | CA | Sunray 3 | 10438 | GEN1 | ST | RE | NA | SUN
2020 | CA | Sunray 3 | 10438 | SUN3 | PV | OP | NA | SUN |  | 296432 |  |  | EIA Prime Mover-level Data
2020 | CA | Sunrise Power Company | 55182 | CTG1 | CT | OP | CC | NG | 6670 | 10390484 | 30.5911 | 0.0058883 | EPA/CAMD | EPA/NEI | 2001
2020 | CA | Sunrise Power Company | 55182 | CTG2 | CT | OP | CC | NG | 6756 | 10426017 | 27.4799 | 0.0052714 | EPA/CAMD | EPA/NEI | 2001
2020 | CA | SunSelect1 | 61754 | 1 | IC | OP | NA | NG |  | 10921 | 0.0023043 | 0.000422 | EIA Prime Mover-level Data | Estimated using an emission factor
2020 | CA | SunSelect1 | 61754 | 2 | IC | OP | NA | NG |  | 10921 | 0.0023043 | 0.000422 | EIA Prime Mover-level Data | Estimated using an emission factor
2020 | CA | Sunset Reservoir North Basin | 57559 | 1 | PV | OP | NA | SUN |  | 57296 |  |  | EIA Prime Mover-level Data
2020 | CA | Sunshine Gas Producers | 58429 | 1 | GT | OP | NA | LFG |  | 343324.8125 | 3.7079 | 0.0216 | EIA Prime Mover-level Data | Estimated using an emission factor
2020 | CA | Sunshine Gas Producers | 58429 | 2 | GT | OP | NA | LFG |  | 343324.8125 | 3.7079 | 0.0216 | EIA Prime Mover-level Data | Estimated using an emission factor
2020 | CA | Sunshine Gas Producers | 58429 | 3 | GT | OP | NA | LFG |  | 343324.8125 | 3.7079 | 0.0216 | EIA Prime Mover-level Data | Estimated using an emission factor
2020 | CA | Sunshine Gas Producers | 58429 | 4 | GT | OP | NA | LFG |  | 343324.8125 | 3.7079 | 0.0216 | EIA Prime Mover-level Data | Estimated using an emission factor
2020 | CA | Sunshine Gas Producers | 58429 | 5 | GT | OP | NA | LFG |  | 343324.8125 | 3.7079 | 0.0216 | EIA Prime Mover-level Data | Estimated using an emission factor
2020 | CA | Sycamore Cogeneration | 50134 | GTAG | GT | OP | NA | NG |  | 2106231.25 | 1.047 | 0.00099423 | EIA Prime Mover-level Data | NEI avg EF - PM, fuel type, firing type
2020 | CA | Sycamore Cogeneration | 50134 | GTBG | GT | OP | NA | NG |  | 2106231.25 | 1.047 | 0.00099423 | EIA Prime Mover-level Data | NEI avg EF - PM, fuel type, firing type
2020 | CA | Sycamore Cogeneration | 50134 | GTCG | GT | OP | NA | NG |  | 2106231.25 | 1.047 | 0.00099423 | EIA Prime Mover-level Data | NEI avg EF - PM, fuel type, firing type
2020 | CA | Sycamore Cogeneration | 50134 | GTDG | GT | OP | NA | NG |  | 2106231.25 | 1.047 | 0.00099423 | EIA Prime Mover-level Data | NEI avg EF - PM, fuel type, firing type
2020 | CA | Sycamore Energy LLC | 10387 | 1 | GT | RE | NA | LFG
2020 | CA | Sycamore Energy LLC | 10387 | 1A | GT | OP | NA | LFG |  | 108600.8906 | 1.1729 | 0.0216 | EIA Prime Mover-level Data | Estimated using an emission factor
2020 | CA | Sycamore Energy LLC | 10387 | 2 | GT | RE | NA | LFG
2020 | CA | Sycamore Energy LLC | 10387 | 2A | GT | OP | NA | LFG |  | 108600.8906 | 1.1729 | 0.0216 | EIA Prime Mover-level Data | Estimated using an emission factor
2020 | CA | Sycamore Energy LLC | 10387 | 3 | GT | OP | NA | LFG |  | 271502.2188 | 2.9322 | 0.0216 | EIA Prime Mover-level Data | Estimated using an emission factor
2020 | CA | TA-Acacia, LLC | 59443 | WAS1 | PV | OP | NA | SUN |  | 508115 |  |  | EIA Prime Mover-level Data
2020 | CA | Taft 26C Cogen | 52085 | TG1 | GT | OP | NA | NG |  | 304827.75 | 0.15153 | 0.00099423 | EIA Prime Mover-level Data | NEI avg EF - PM, fuel type, firing type
2020 | CA | Taft 26C Cogen | 52085 | TG2 | GT | OP | NA | NG |  | 304827.75 | 0.15153 | 0.00099423 | EIA Prime Mover-level Data | NEI avg EF - PM, fuel type, firing type
2020 | CA | Taft 26C Cogen | 52085 | TG3 | GT | OP | NA | NG |  | 304827.75 | 0.15153 | 0.00099423 | EIA Prime Mover-level Data | NEI avg EF - PM, fuel type, firing type
2020 | CA | Taft 26C Cogen | 52085 | TG4 | GT | OP | NA | NG |  | 304827.75 | 0.15153 | 0.00099423 | EIA Prime Mover-level Data | NEI avg EF - PM, fuel type, firing type
2020 | CA | TA-High Desert LLC | 58149 | TAHD | PV | OP | NA | SUN |  | 436326 |  |  | EIA Prime Mover-level Data
2020 | CA | Tahquitz High School | 58232 | TAHQ | PV | OP | NA | SUN |  | 14808 |  |  | EIA Prime Mover-level Data
2020 | CA | Tajiguas Plant | 55603 | UNT1 | IC | RE | NA | LFG |  | 216450 | 1.5909 | 0.0147 | EIA Prime Mover-level Data | Estimated using an emission factor
2020 | CA | Tajiguas Resource Recovery Project | 63094 | SBAD1 | IC | V | NA | OBG
2020 | CA | Tajiguas Resource Recovery Project | 63094 | SBAD2 | IC | V | NA | OBG
2020 | CA | Target Woodland Solar Project | 62246 | TWSP | PV | OP | NA | SUN |  | 35066 |  |  | EIA Prime Mover-level Data
2020 | CA | Taylor Farms | 59330 | TAY1 | WT | OP | NA | WND |  | 30767 |  |  | EIA Prime Mover-level Data
2020 | CA | Taylor Farms Salinas | 58303 | TLR | FC | OP | NA | NG |  | 58425 | 0 | 0 | EIA Prime Mover-level Data | Estimated using an emission factor
2020 | CA | Tehachapi Energy Storage Project | 59661 | TSP1 | BA | OP | NA | MWH
2020 | CA | Tehachapi Wind Resource I | 10191 | EXIS | WT | OP | NA | WND |  | 121067 |  |  | EIA Prime Mover-level Data
2020 | CA | Tehachapi Wind Resource I | 10191 | PLAN | WT | IP | NA | WND
2020 | CA | Tehachapi Wind Resource II | 54909 | EXI2 | WT | OP | NA | WND |  | 144714.0938 |  |  | EIA Prime Mover-level Data
2020 | CA | Tehachapi Wind Resource II | 54909 | EXIS | WT | OP | NA | WND |  | 237121.9062 |  |  | EIA Prime Mover-level Data
2020 | CA | Tehachapi Wind Resource II | 54909 | PLAN | WT | P | NA | WND
2020 | CA | Teichert Materials-Teichert Vernalis | 57594 | WTG1 | WT | OP | NA | WND |  | 15440 |  |  | EIA Prime Mover-level Data
2020 | CA | Telephone Flat | 55846 | 1 | ST | IP | NA | GEO
2020 | CA | Temescal | 479 | 1 | HY | OP | NA | WAT |  | 73762 |  |  | EIA Prime Mover-level Data
2020 | CA | Temescal Canyon RV, LLC | 57656 | 1 | PV | OP | NA | SUN |  | 18687 |  |  | EIA Prime Mover-level Data
2020 | CA | Tequesquite Landfill Solar PV Project | 60035 | RPU1 | PV | OP | NA | SUN |  | 122051 |  |  | EIA Prime Mover-level Data
2020 | CA | Terminus Hydroelectric Project | 54343 | GEN1 | HY | OP | NA | WAT |  | 144157 |  |  | EIA Prime Mover-level Data
2020 | CA | Terra Francesco | 59541 | 3 | PV | OP | NA | SUN |  | 25099 |  |  | EIA Prime Mover-level Data
2020 | CA | Terra-Gen 251 Wind LLC | 52161 | WGNS | WT | RE | NA | WND
2020 | CA | Terra-Gen VG Wind LLC | 56570 | WGNS | WT | OP | NA | WND |  | 94924 |  |  | EIA Prime Mover-level Data
2020 | CA | TESLA Power Project | 55937 | GTG1 | CT | CN | NA | NG
2020 | CA | TESLA Power Project | 55937 | GTG2 | CT | CN | NA | NG
2020 | CA | TESLA Power Project | 55937 | GTG3 | CT | CN | NA | NG
2020 | CA | TESLA Power Project | 55937 | GTG4 | CT | CN | NA | NG
2020 | CA | TESLA Power Project | 55937 | STG1 | CA | CN | NA | NG
2020 | CA | TESLA Power Project | 55937 | STG2 | CA | CN | NA | NG
2020 | CA | Tesoro Wilmington Calciner | 10601 | GEN1 | ST | OP | NA | WH |  | 1732202 |  |  | EIA Prime Mover-level Data
2020 | CA | Thermalito | 438 | 1 | HY | OP | NA | WAT |  | 421885 |  |  | EIA Prime Mover-level Data
2020 | CA | Thermalito | 438 | 2 | PS | OP | NA | WAT
2020 | CA | Thermalito | 438 | 3 | PS | OP | NA | WAT
2020 | CA | Thermalito | 438 | 4 | PS | OP | NA | WAT
2020 | CA | Thermalito Diverson Dam | 7129 | TD1 | HY | OP | NA | WAT |  | 116206 |  |  | EIA Prime Mover-level Data
2020 | CA | Thomas M Knott Cogen Facility | 58190 | CG | GT | OS | NA | NG
2020 | CA | Three Forks Water Power Project | 54308 | 1 | HY | OP | NA | WAT |  | 35469 |  |  | EIA Prime Mover-level Data
2020 | CA | THUMS | 56051 | GEN1 | GT | OP | NA | NG |  | 3794604 | 1.8864 | 0.00099423 | EIA Prime Mover-level Data | NEI avg EF - PM, fuel type, firing type
2020 | CA | Tierra Bonita Solar | 57923 | 1 | PV | CN | NA | SUN
2020 | CA | Tierra Buena Energy Storage | 64743 | TB1 | BA | L | NA | MWH
2020 | CA | Tierra Buena Energy Storage | 64743 | TB2 | BA | L | NA | MWH
2020 | CA | Tiger Creek | 287 | H1 | HY | OP | NA | WAT |  | 1008146.4375 |  |  | EIA Prime Mover-level Data
2020 | CA | Tiger Creek | 287 | H2 | HY | OP | NA | WAT |  | 1055588.625 |  |  | EIA Prime Mover-level Data
2020 | CA | Titan Solar 1 (CA) | 63932 | TITN1 | PV | OP | NA | SUN |  | 86440 |  |  | EIA Prime Mover-level Data
2020 | CA | TLR000 Hansen Fuel Cell | 63717 | TLR0A | FC | OP | NA | NG |  | 58375.668 | 0 | 0 | EIA Prime Mover-level Data | Estimated using an emission factor
2020 | CA | TLR000 Hansen Fuel Cell | 63717 | TLR0B | FC | OP | NA | NG |  | 87563.5 | 0 | 0 | EIA Prime Mover-level Data | Estimated using an emission factor
2020 | CA | TLR000 Hansen Fuel Cell | 63717 | TLR0C | FC | OP | NA | NG |  | 29187.834 | 0 | 0 | EIA Prime Mover-level Data | Estimated using an emission factor
2020 | CA | Toadtown | 714 | 1 | HY | OP | NA | WAT |  | 17353 |  |  | EIA Prime Mover-level Data
2020 | CA | Top Gun Energy Storage | 61366 | TGES | BA | V | NA | MWH
2020 | CA | Topaz Solar Farm | 57695 | TPZ1 | PV | OP | NA | SUN |  | 2493043.25 |  |  | EIA Prime Mover-level Data
2020 | CA | Topaz Solar Farm | 57695 | TPZ2 | PV | OP | NA | SUN |  | 2904069 |  |  | EIA Prime Mover-level Data
2020 | CA | Topaz Solar Farm | 57695 | TPZ3 | PV | OP | NA | SUN |  | 1961014.75 |  |  | EIA Prime Mover-level Data
2020 | CA | Topaz Solar Farm | 57695 | TPZ4 | PV | OP | NA | SUN |  | 1734374.5 |  |  | EIA Prime Mover-level Data
2020 | CA | Topaz Solar Farm | 57695 | TPZ5 | PV | OP | NA | SUN |  | 2160765.5 |  |  | EIA Prime Mover-level Data
2020 | CA | Torrance Refining Company, LLC | 50624 | EXP1 | ST | OP | NA | WH |  | 29114.832 |  |  | EIA Prime Mover-level Data
2020 | CA | Torrance Refining Company, LLC | 50624 | GTG1 | GT | OP | NA | PRG |  | 2278725 | 0.48081 | 0.000422 | EIA Prime Mover-level Data | Estimated using an emission factor
2020 | CA | Torrance Refining Company, LLC | 50624 | STG1 | ST | OP | NA | WH |  | 74922.1641 |  |  | EIA Prime Mover-level Data
2020 | CA | Total Energy Facilities | 10091 | G2 | CT |  | NA | OBG |  | 584887.25 | 6.3168 | 0.0216 | EIA Unit-level Data | Estimated using an emission factor
2020 | CA | Total Energy Facilities | 10091 | G3 | CT |  | NA | OBG |  | 605448.125 | 6.5388 | 0.0216 | EIA Unit-level Data | Estimated using an emission factor
2020 | CA | Total Energy Facilities | 10091 | GEN1 | CT |  | NA | OBG |  | 520779.625 | 5.6244 | 0.0216 | EIA Unit-level Data | Estimated using an emission factor
2020 | CA | Total Energy Facilities | 10091 | GEN2 | CT | RE | NA | OBG
2020 | CA | Total Energy Facilities | 10091 | GEN3 | CT | RE | NA | OBG
2020 | CA | Total Energy Facilities | 10091 | GEN4 | CA | OP | NA | OBG |  | 0 | 0 |  | EIA Prime Mover-level Data | Estimated using an emission factor
2020 | CA | Toyota Long Beach Trigen | 64005 | MMR-1 | FC | L | NA | OBG
2020 | CA | TPC Windfarms LLC | 54647 | EXIS | WT | OP | NA | WND |  | 455345 |  |  | EIA Prime Mover-level Data
2020 | CA | Tracy 210 | 63638 | CTC13 | FC | OP | NA | NG |  | 156906 | 0 | 0 | EIA Prime Mover-level Data | Estimated using an emission factor
2020 | CA | Tracy Combined Cycle Power Plant | 55933 | TPP1 | CT | OP | CC | NG | 2937 | 2577819.5 | 1.3156 | 0.0010207 | EPA/CAMD | EPA/NEI | 2003
2020 | CA | Tracy Combined Cycle Power Plant | 55933 | TPP2 | CT | OP | CC | NG | 3900 | 3263007 | 3.2218 | 0.0019748 | EPA/CAMD | EPA/NEI | 2003
2020 | CA | Tranquillity ID | 64376 | TRANQ | PV | OP | NA | SUN |  | 26671 |  |  | EIA Prime Mover-level Data
2020 | CA | Transamerica Pyramid | 58619 | 1 | IC | OP | NA | NG |  | 8250 | 0.0017407 | 0.000422 | EIA Prime Mover-level Data | Estimated using an emission factor
2020 | CA | Transamerica Pyramid | 58619 | 2 | IC | OP | NA | NG |  | 8250 | 0.0017407 | 0.000422 | EIA Prime Mover-level Data | Estimated using an emission factor
2020 | CA | Tres Vaqueros Wind Farms LLC | 50826 | 1 | WT | CN | NA | WND
2020 | CA | Trinity | 451 | 1 | HY | OP | NA | WAT |  | 1792552 |  |  | EIA Prime Mover-level Data
2020 | CA | Trinity | 451 | 2 | HY | OP | NA | WAT |  | 1792552 |  |  | EIA Prime Mover-level Data
2020 | CA | Tropico Solar PV Plant | 59599 | GEN1 | PV | OP | NA | SUN |  | 286518 |  |  | EIA Prime Mover-level Data
2020 | CA | Tulare 1 and 2 | 58642 | 1 | PV | OP | NA | SUN |  | 20450 |  |  | EIA Prime Mover-level Data
2020 | CA | Tulare 1 and 2 | 58642 | 2 | PV | OP | NA | SUN |  | 20450 |  |  | EIA Prime Mover-level Data
2020 | CA | Tulare BioMAT Fuel Cell | 61846 | MM27 | FC | OP | NA | OBG |  | 125881 | 0 | 0 | EIA Prime Mover-level Data | Estimated using an emission factor
2020 | CA | Tulare Success Power Project | 10222 | SPP1 | HY | SB | NA | WAT |  | 3860 |  |  | EIA Prime Mover-level Data
2020 | CA | Tule River | 289 | 1 | HY | OS | NA | WAT
2020 | CA | Tule River | 289 | 2 | HY | OS | NA | WAT
2020 | CA | Tule Wind LLC | 57913 | 1 | WT | OP | NA | WND |  | 2988890 |  |  | EIA Prime Mover-level Data
2020 | CA | Tulloch | 416 | 1 | HY | OP | NA | WAT |  | 395893.1875 |  |  | EIA Prime Mover-level Data
2020 | CA | Tulloch | 416 | 2 | HY | OP | NA | WAT |  | 395893.1875 |  |  | EIA Prime Mover-level Data
2020 | CA | Tulloch | 416 | 3 | HY | OP | NA | WAT |  | 219940.6562 |  |  | EIA Prime Mover-level Data
2020 | CA | Turlock Irrigation District Fuel Cell | 56631 | TFC | FC | RE | NA | OBG
2020 | CA | Turlock Lake | 161 | 1 | HY | OP | NA | WAT |  | 321.667 |  |  | EIA Prime Mover-level Data
2020 | CA | Turlock Lake | 161 | 2 | HY | OP | NA | WAT |  | 321.667 |  |  | EIA Prime Mover-level Data
2020 | CA | Turlock Lake | 161 | 3 | HY | OP | NA | WAT |  | 321.667 |  |  | EIA Prime Mover-level Data
2020 | CA | UC Davis South Campus | 59872 | UCD1 | PV | OP | NA | SUN |  | 243829 |  |  | EIA Prime Mover-level Data
2020 | CA | UC Merced Solar Hybrid | 61995 | UCMBA | BA | OP | NA | MWH |  | 0 |  |  | EIA Prime Mover-level Data
2020 | CA | UC Merced Solar Hybrid | 61995 | UCMPV | PV | OP | NA | SUN |  | 71527 |  |  | EIA Prime Mover-level Data
2020 | CA | UC Riverside Lots 30 & 32 | 62016 | UCRIV | PV | OP | NA | SUN |  | 56199 |  |  | EIA Prime Mover-level Data
2020 | CA | UC Santa Cruz Solar | 63091 | 246 | PV | U | NA | SUN
2020 | CA | UCI Facilities Management Central Plant | 57122 | CTG1 | CT |  | NA | NG |  | 1163032.25 | 3.5945 | 0.0061813 | EIA Unit-level Data | NEI avg EF - PM, fuel type
2020 | CA | UCI Facilities Management Central Plant | 57122 | STG1 | CA | OP | NA | NG
2020 | CA | UCI Fuel Cell | 60120 | MB-16 | FC | OP | NA | NG |  | 48165 | 0 | 0 | EIA Prime Mover-level Data | Estimated using an emission factor
2020 | CA | UCLA So Campus Cogen Project | 52073 | GEN1 | CT |  | NA | NG |  | 1198752.5 | 3.7049 | 0.0061813 | EIA Unit-level Data | NEI avg EF - PM, fuel type
2020 | CA | UCLA So Campus Cogen Project | 52073 | GEN2 | CT |  | NA | NG |  | 1130262 | 3.4932 | 0.0061813 | EIA Unit-level Data | NEI avg EF - PM, fuel type
2020 | CA | UCLA So Campus Cogen Project | 52073 | HRSG A | CA | OP | NA | NG |  | 583346.8125 | 0.12309 | 0.000422 | EIA Unit-level Data | Estimated using an emission factor
2020 | CA | UCLA So Campus Cogen Project | 52073 | HRSG B | CA | OP | NA | NG |  | 570323.4375 | 0.12034 | 0.000422 | EIA Unit-level Data | Estimated using an emission factor
2020 | CA | UCSD Fuel Cell Plant | 57735 | UCSD | FC | OP | NA | NG |  | 127 | 0 | 0 | EIA Prime Mover-level Data | Estimated using an emission factor
2020 | CA | Union Valley | 6612 | 1 | HY | OP | NA | WAT |  | 436816 |  |  | EIA Prime Mover-level Data
2020 | CA | Univ of Calif Santa Cruz Cogeneration | 50064 | 1 | IC | RE | NA | NG
2020 | CA | Univ of Calif Santa Cruz Cogeneration | 50064 | 2 | IC | RE | NA | NG
2020 | CA | Univ of Calif Santa Cruz Cogeneration | 50064 | 3 | GT | OP | NA | NG |  | 348710 | 0.17335 | 0.00099423 | EIA Prime Mover-level Data | NEI avg EF - PM, fuel type, firing type
2020 | CA | Univ of California San Diego Solar | 57856 | SGU1 | PV | OP | NA | SUN |  | 23441 |  |  | EIA Prime Mover-level Data
2020 | CA | Univ of San Francisco Cogen | 50089 | S-17 | IC | OP | NA | NG |  | 91111 | 0.019224 | 0.000422 | EIA Prime Mover-level Data | Estimated using an emission factor
2020 | CA | University of California San Diego Hybrid | 57584 | NHRSG | CA | OP | NA | NG |  | 0 | 0 |  | EIA Unit-level Data | Estimated using an emission factor
2020 | CA | University of California San Diego Hybrid | 57584 | NT2 | CT |  | NA | NG |  | 1125665.375 | 3.479 | 0.0061813 | EIA Unit-level Data | NEI avg EF - PM, fuel type
2020 | CA | University of California San Diego Hybrid | 57584 | SHRSG | CA | OP | NA | NG |  | 0 | 0 |  | EIA Unit-level Data | Estimated using an emission factor
2020 | CA | University of California San Diego Hybrid | 57584 | ST1 | CT |  | NA | NG |  | 1125665.375 | 3.479 | 0.0061813 | EIA Unit-level Data | NEI avg EF - PM, fuel type
2020 | CA | University of California San Diego Hybrid | 57584 | BS1 | BA | OP | NA | MWH |  | 0 |  |  | EIA Prime Mover-level Data
2020 | CA | Upper Dawson | 489 | 1 | HY | OP | NA | WAT |  | 72729 |  |  | EIA Prime Mover-level Data
2020 | CA | Upper Gorge | 407 | 1 | HY | OP | NA | WAT |  | 440035 |  |  | EIA Prime Mover-level Data
2020 | CA | US Borax | 50115 | GEN1 | GT | OP | NA | NG |  | 4470057 | 2.2221 | 0.00099423 | EIA Prime Mover-level Data | NEI avg EF - PM, fuel type, firing type
2020 | CA | US GSA - Sacramento | 60846 | PV1 | PV | OP | NA | SUN |  | 19072 |  |  | EIA Prime Mover-level Data
2020 | CA | USG 1 | 61682 | USG1 | PV | OP | NA | SUN |  | 26442 |  |  | EIA Prime Mover-level Data
2020 | CA | USG 2 | 61683 | USG2 | PV | OP | NA | SUN |  | 15301 |  |  | EIA Prime Mover-level Data
2020 | CA | USPS PV | 61250 | USPS1 | PV | OP | NA | SUN |  | 100231 |  |  | EIA Prime Mover-level Data
2020 | CA | US-TOPCO (Soccer Center) | 60086 | PV1 | PV | OP | NA | SUN |  | 47700 |  |  | EIA Prime Mover-level Data
2020 | CA | VA Sepulveda Ambulatory Care Center | 58249 | GEN1 | PV | OP | NA | SUN |  | 28239 |  |  | EIA Prime Mover-level Data
2020 | CA | Vaca Dixon Battery Storage System | 59256 | BAT1 | BA | OP | NA | MWH |  | 0 |  |  | EIA Prime Mover-level Data
2020 | CA | Vaca Dixon Solar Station | 57041 | 1 | PV | OP | NA | SUN |  | 31398 |  |  | EIA Prime Mover-level Data
2020 | CA | Vacaville | 59058 | GEN 1 | PV | OP | NA | SUN |  | 17126 |  |  | EIA Prime Mover-level Data
2020 | CA | Vacaville Hospital | 63928 | 6701 | PV | OP | NA | SUN |  | 22608 |  |  | EIA Prime Mover-level Data
2020 | CA | Valencia 1 Solar CA | 61418 | VAL1 | PV | OP | NA | SUN |  | 63350 |  |  | EIA Prime Mover-level Data
2020 | CA | Valencia 2 | 64267 | 265 | PV | OP | NA | SUN |  | 2623 |  |  | EIA Prime Mover-level Data
2020 | CA | Valencia 3 | 64441 | 266 | PV | T | NA | SUN
2020 | CA | Valentine Solar, LLC | 62288 | VAL01 | PV | OP | NA | SUN |  | 2224639 |  |  | EIA Prime Mover-level Data
2020 | CA | Valero Refinery Cogeneration Unit 1 | 55851 | GT 1 | GT | OP | NA | NG |  | 3831312 | 1.9046 | 0.00099423 | EIA Prime Mover-level Data | NEI avg EF - PM, fuel type, firing type
2020 | CA | Valero Refinery Cogeneration Unit 2 | 55852 | GT 2 | GT | IP | NA | OG
2020 | CA | Valero Wilmington Cogeneration Plant | 63285 | 79G1 | GT | OP | NA | NG |  | 2130307 | 1.059 | 0.00099423 | EIA Prime Mover-level Data | NEI avg EF - PM, fuel type, firing type
2020 | CA | Vallecito | 62801 | ORN34 | BA | V | NA | MWH
2020 | CA | Vallecitos Water District | 64438 | VALLE | PV | V | NA | SUN
2020 | CA | Valley Center | 60509 | PV1 | PV | OP | NA | SUN |  | 51172 |  |  | EIA Prime Mover-level Data
2020 | CA | Valley Center 1 | 58906 | VC1 | PV | OP | NA | SUN |  | 51460 |  |  | EIA Prime Mover-level Data
2020 | CA | Valley Center 2 | 58907 | VC2 | PV | OP | NA | SUN |  | 102636 |  |  | EIA Prime Mover-level Data
2020 | CA | Valley Generating Station | 408 | 5 | GT | OP | CT | NG | 447 | 144401.5625 | 0.010133 | 0.00014035 | EPA/CAMD | EPA/NEI | 2001
2020 | CA | Valley Generating Station | 408 | 6 | CT | OP | CC | NG | 2720 | 3753645.25 | 0.68448 | 0.0003647 | EPA/CAMD | EPA/NEI | 2003
2020 | CA | Valley Generating Station | 408 | 7 | CT | OP | CC | NG | 1738 | 2499590.5 | 0.46624 | 0.00037305 | EPA/CAMD | EPA/NEI | 2003
2020 | CA | Valley Sanitary District WTP Solar | 60824 | PV1 | PV | OP | NA | SUN |  | 13775 |  |  | EIA Prime Mover-level Data
2020 | CA | Valley View | 487 | 1 | HY | OP | NA | WAT
2020 | CA | Van der Hoek Solar Array/ Dairy | 64687 | VDH | PV | OP | NA | SUN
2020 | CA | Van Norman Bypass Solar Project | 57307 | 1 | PV | CN | NA | SUN
2020 | CA | Vanadium Redox Flow Battery Plant | 61107 | VRF | BA | OP | NA | MWH |  | 0 |  |  | EIA Prime Mover-level Data
2020 | CA | Vandenberg Solar Project | 61463 | VBERG | PV | OP | NA | SUN |  | 367719 |  |  | EIA Prime Mover-level Data
2020 | CA | Vasco Winds | 57700 | 1 | WT | OP | NA | WND |  | 1982268 |  |  | EIA Prime Mover-level Data
2020 | CA | Vega Solar | 59555 | VEGA1 | PV | OP | NA | SUN |  | 377966 |  |  | EIA Prime Mover-level Data
2020 | CA | Venable Solar 1 | 58289 | VNPV | PV | OP | NA | SUN |  | 29417 |  |  | EIA Prime Mover-level Data
2020 | CA | Venable Solar 2 | 58290 | VSPV | PV | OP | NA | SUN |  | 29424 |  |  | EIA Prime Mover-level Data
2020 | CA | Venice Hydro | 72 | 1 | HY | SB | NA | WAT
2020 | CA | Verizon-Torrance | 59261 | VZ300 | FC | OP | NA | NG |  | 30943 | 0 | 0 | EIA Prime Mover-level Data | Estimated using an emission factor
2020 | CA | Vernon | 7436 | JH1 | IC | OS | NA | DFO
2020 | CA | Vernon | 7436 | JH2 | IC | OS | NA | DFO
2020 | CA | Vernon | 7436 | JH3 | IC | OS | NA | DFO
2020 | CA | Vernon | 7436 | JH4 | IC | OS | NA | DFO
2020 | CA | Vernon | 7436 | JH5 | IC | OS | NA | DFO
2020 | CA | Verwey-Hanford Dairy Digester #1 | 60918 | 3 | IC | OP | NA | OBG |  | 9374 | 0.068899 | 0.0147 | EIA Prime Mover-level Data | Estimated using an emission factor
2020 | CA | Verwey-Hanford Dairy Digester #2 | 62418 | 4 | IC | OP | NA | OBG |  | 73008 | 0.53661 | 0.0147 | EIA Prime Mover-level Data | Estimated using an emission factor
2020 | CA | Verwey-Hanford Dairy Digester #3 | 62419 | 4 | IC | OP | NA | OBG |  | 75573 | 0.55546 | 0.0147 | EIA Prime Mover-level Data | Estimated using an emission factor
2020 | CA | VESI Pomona | 50300 | BESS1 | BA | OP | NA | MWH |  | 0 |  |  | EIA Prime Mover-level Data
2020 | CA | VESI Pomona | 50300 | GEN1 | GT | RE | NA | NG
2020 | CA | Victor Dry Farm Ranch A | 58418 | 1 | PV | OP | NA | SUN |  | 83212 |  |  | EIA Prime Mover-level Data
2020 | CA | Victor Dry Farm Ranch B | 58419 | 1 | PV | OP | NA | SUN |  | 82791 |  |  | EIA Prime Mover-level Data
2020 | CA | Victor Mesa Linda B2 | 59269 | VMLB2 | PV | OP | NA | SUN |  | 32232 |  |  | EIA Prime Mover-level Data
2020 | CA | Victor Mesa Linda C2 | 59270 | VMLC2 | PV | OP | NA | SUN |  | 31968 |  |  | EIA Prime Mover-level Data
2020 | CA | Victor Mesa Linda D2 | 59271 | VMLD2 | PV | OP | NA | SUN |  | 31907 |  |  | EIA Prime Mover-level Data
2020 | CA | Victor Mesa Linda E2 | 59272 | VMLE2 | PV | OP | NA | SUN |  | 31549 |  |  | EIA Prime Mover-level Data
2020 | CA | Victor Valley CC CPV Solar | 57254 | 1PV | PV | OP | NA | SUN |  | 12072 |  |  | EIA Prime Mover-level Data
2020 | CA | Victorville Energy Center, LLC (CA) | 62726 | 1 | ST | P | NA | WH
2020 | CA | Victory Garden (Tehachapi) | 50532 | 15SLE | WT | OP | NA | WND |  | 15258.75 |  |  | EIA Prime Mover-level Data
2020 | CA | Victory Garden (Tehachapi) | 50532 | WGNS | WT | OP | NA | WND |  | 175984.25 |  |  | EIA Prime Mover-level Data
2020 | CA | Victory Garden Phase IV LLC | 52160 | WGNS | WT | RE | NA | WND |  | 16195 |  |  | EIA Prime Mover-level Data
2020 | CA | Vinam | 58450 | 1 | PV | OP | NA | SUN |  | 35050 |  |  | EIA Prime Mover-level Data
2020 | CA | Vintner Solar | 58509 | PV4 | PV | OP | NA | SUN |  | 35593 |  |  | EIA Prime Mover-level Data
2020 | CA | Vista Energy Storage System | 61661 | VISTA | BA | OP | NA | MWH |  | 0 |  |  | EIA Prime Mover-level Data
2020 | CA | Vitro Flat Glass LLC | 58053 | IG#2 | IC | SB | NA | DFO
2020 | CA | Vitro Flat Glass LLC | 58053 | OG#1 | IC | SB | NA | DFO
2020 | CA | Vitro Flat Glass LLC | 58053 | OG#3 | IC | SB | NA | DFO
2020 | CA | Volta 1 | 290 | 1 | HY | OP | NA | WAT |  | 153948 |  |  | EIA Prime Mover-level Data
2020 | CA | Volta 2 | 180 | 1 | HY | OP | NA | WAT |  | 12500 |  |  | EIA Prime Mover-level Data
2020 | CA | Voyager Wind I | 60594 | VYGR1 | WT | OP | NA | WND |  | 3310034 |  |  | EIA Prime Mover-level Data
2020 | CA | Voyager Wind II | 61582 | VYGR2 | WT | OP | NA | WND |  | 4114377 |  |  | EIA Prime Mover-level Data
2020 | CA | Voyager Wind III | 61583 | VYGR3 | WT | OP | NA | WND |  | 1198470 |  |  | EIA Prime Mover-level Data
2020 | CA | Voyager Wind IV | 61584 | VYGR4 | WT | OP | NA | WND |  | 626295 |  |  | EIA Prime Mover-level Data
2020 | CA | Vulcan-BN Geothermal Power Company | 50210 | GEN1 | ST | OP | NA | GEO |  | 1736089 |  |  | EIA Prime Mover-level Data
2020 | CA | Vulcan-BN Geothermal Power Company | 50210 | GEN2 | ST | OP | NA | GEO |  | 547935.0625 |  |  | EIA Prime Mover-level Data
2020 | CA | W E Warne | 6196 | 1 | HY | OP | NA | WAT |  | 1061769.5 |  |  | EIA Prime Mover-level Data
2020 | CA | W E Warne | 6196 | 2 | HY | OP | NA | WAT |  | 1061769.5 |  |  | EIA Prime Mover-level Data
2020 | CA | W Plant | 59458 | W-TG1 | GT | OP | NA | NG |  | 356162 | 0.17705 | 0.00099423 | EIA Prime Mover-level Data | NEI avg EF - PM, fuel type, firing type
2020 | CA | W R Gianelli | 448 | 1 | PS | OP | NA | WAT |  | 0 |  |  | EIA Prime Mover-level Data
2020 | CA | W R Gianelli | 448 | 2 | PS | OP | NA | WAT |  | 0 |  |  | EIA Prime Mover-level Data
2020 | CA | W R Gianelli | 448 | 3 | PS | OP | NA | WAT |  | 0 |  |  | EIA Prime Mover-level Data
2020 | CA | W R Gianelli | 448 | 4 | PS | OP | NA | WAT |  | 0 |  |  | EIA Prime Mover-level Data
2020 | CA | W R Gianelli | 448 | 5 | PS | OP | NA | WAT |  | 0 |  |  | EIA Prime Mover-level Data
2020 | CA | W R Gianelli | 448 | 6 | PS | OP | NA | WAT |  | 0 |  |  | EIA Prime Mover-level Data
2020 | CA | W R Gianelli | 448 | 7 | PS | OP | NA | WAT |  | 0 |  |  | EIA Prime Mover-level Data
2020 | CA | W R Gianelli | 448 | 8 | PS | OP | NA | WAT |  | 0 |  |  | EIA Prime Mover-level Data
2020 | CA | Wadham Energy LP | 50293 | BLR100 | ST | OP | NA | AB |  | 1926296.875 |  |  | EIA Unit-level Data
2020 | CA | Wagner Wind LLC | 58233 | GEN1 | WT | OP | NA | WND |  | 119631 |  |  | EIA Prime Mover-level Data
2020 | CA | Walgreens Woodland Distribution Center | 57006 | 1 | PV | OP | NA | SUN |  | 11809 |  |  | EIA Prime Mover-level Data
2020 | CA | Walnut | 4256 | 1 | GT | OP | NA | NG |  | 5081 | 0.0025258 | 0.00099423 | EIA Prime Mover-level Data | NEI avg EF - PM, fuel type, firing type
2020 | CA | Walnut | 4256 | 2 | GT | OP | NA | NG |  | 5081 | 0.0025258 | 0.00099423 | EIA Prime Mover-level Data | NEI avg EF - PM, fuel type, firing type
2020 | CA | Walnut Creek Energy Park | 57515 | GT1 | GT | OP | CT | NG | 1904 | 1028687.6875 | 0.90272 | 0.0017551 | EPA/CAMD | EPA/NEI | 2012
2020 | CA | Walnut Creek Energy Park | 57515 | GT2 | GT | OP | CT | NG | 1391 | 745838.0625 | 0.31744 | 0.00085123 | EPA/CAMD | EPA/NEI | 2013
2020 | CA | Walnut Creek Energy Park | 57515 | GT3 | GT | OP | CT | NG | 1575 | 847370.125 | 0.58528 | 0.0013814 | EPA/CAMD | EPA/NEI | 2013
2020 | CA | Walnut Creek Energy Park | 57515 | GT4 | GT | OP | CT | NG | 1199 | 644239.6875 | 0.2976 | 0.00092388 | EPA/CAMD | EPA/NEI | 2013
2020 | CA | Walnut Creek Energy Park | 57515 | GT5 | GT | OP | CT | NG | 1407 | 729047.1875 | 0.90272 | 0.0024764 | EPA/CAMD | EPA/NEI | 2013
2020 | CA | Walnut Energy Center | 56078 | 1 | CT | OP | CC | NG | 6383 | 5432334.5 | 17.7564 | 0.0065373 | EPA/CAMD | EPA/NEI | 2005
2020 | CA | Walnut Energy Center | 56078 | 2 | CT | OP | CC | NG | 5933 | 4843273.5 | 16.4417 | 0.0067895 | EPA/CAMD | EPA/NEI | 2005
2020 | CA | Walnut Unified School District Walnut HS Hybrid | 63510 | PV1 | PV | OP | NA | SUN |  | 15852 |  |  | EIA Prime Mover-level Data
2020 | CA | Walnut Unified School District Walnut HS Hybrid | 63510 | ST1 | BA | OP | NA | MWH
2020 | CA | Warm Springs Hydro Project | 54261 | 3385 | HY | OP | NA | WAT
2020 | CA | Waste Management Tri-Cities LFGTE | 57164 | GEN1 | IC | CN | NA | LFG
2020 | CA | Waste Management Tri-Cities LFGTE | 57164 | GEN2 | IC | CN | NA | LFG
2020 | CA | Waste Management Tri-Cities LFGTE | 57164 | GEN3 | IC | CN | NA | LFG
2020 | CA | Waste Mangement Redwood LFGTE | 59299 | RED1 | IC | OP | NA | LFG |  | 142790 | 1.0495 | 0.0147 | EIA Prime Mover-level Data | Estimated using an emission factor
2020 | CA | Waste Mangement Redwood LFGTE | 59299 | RED2 | IC | OP | NA | LFG |  | 142790 | 1.0495 | 0.0147 | EIA Prime Mover-level Data | Estimated using an emission factor
2020 | CA | Waterman Turnout Hydroelectric | 60466 | WTHF | HY | L | NA | WAT
2020 | CA | Watkins Manufacturing Co. | 57715 | GEN1 | IC | OP | NA | NG |  | 34402.5 | 0.0072589 | 0.000422 | EIA Prime Mover-level Data | Estimated using an emission factor
2020 | CA | Watkins Manufacturing Co. | 57715 | GEN2 | IC | OP | NA | NG |  | 34402.5 | 0.0072589 | 0.000422 | EIA Prime Mover-level Data | Estimated using an emission factor
2020 | CA | Watson Cogeneration | 50216 | 91 | CA | OP | DUCTBURNER | OG |  | 694539.3125 | 0.14655 | 0.000422 | EIA Unit-level Data | Estimated using an emission factor
2020 | CA | Watson Cogeneration | 50216 | 92 | CA | OP | DUCTBURNER | NG |  | 904115.4375 | 0.19077 | 0.000422 | EIA Unit-level Data | Estimated using an emission factor
2020 | CA | Watson Cogeneration | 50216 | 93 | CA | OP | DUCTBURNER | NG |  | 836209.0625 | 0.17644 | 0.000422 | EIA Unit-level Data | Estimated using an emission factor
2020 | CA | Watson Cogeneration | 50216 | 94 | CA | OP | DUCTBURNER | NG |  | 896147.625 | 0.18909 | 0.000422 | EIA Unit-level Data | Estimated using an emission factor
2020 | CA | Watson Cogeneration | 50216 | GN91 | CT |  | NA | NG |  | 7521544 | 23.2464 | 0.0061813 | EIA Unit-level Data | NEI avg EF - PM, fuel type
2020 | CA | Watson Cogeneration | 50216 | GN92 | CT |  | NA | NG |  | 8602537 | 26.5873 | 0.0061813 | EIA Unit-level Data | NEI avg EF - PM, fuel type
2020 | CA | Watson Cogeneration | 50216 | GN93 | CT |  | NA | NG |  | 8033034 | 24.8272 | 0.0061813 | EIA Unit-level Data | NEI avg EF - PM, fuel type
2020 | CA | Watson Cogeneration | 50216 | GN94 | CT |  | NA | NG |  | 8542927 | 26.4031 | 0.0061813 | EIA Unit-level Data | NEI avg EF - PM, fuel type
2020 | CA | Watson Cogeneration | 50216 | GN97 | CT | CN | NA | NG
2020 | CA | Watts 3115 | 58454 | 1 | PV | OP | NA | SUN |  | 21739.5 |  |  | EIA Prime Mover-level Data
2020 | CA | Watts 3115 | 58454 | 2 | PV | OP | NA | SUN |  | 7246.5 |  |  | EIA Prime Mover-level Data
2020 | CA | Welport Lease Project | 54447 | TI | GT | OP | NA | NG |  | 566769 | 0.28175 | 0.00099423 | EIA Prime Mover-level Data | NEI avg EF - PM, fuel type, firing type
2020 | CA | West Ford Flat Power Plant | 10199 | WFF1 | ST | RE | NA | GEO
2020 | CA | West Ford Flat Power Plant | 10199 | WFF2 | ST | RE | NA | GEO
2020 | CA | West Gates Solar Station | 58206 | 1 | PV | OP | NA | SUN |  | 166704 |  |  | EIA Prime Mover-level Data
2020 | CA | West Point PH | 291 | 1 | HY | OP | NA | WAT |  | 592449 |  |  | EIA Prime Mover-level Data
2020 | CA | West Valley High School Solar | 58244 | WEST | PV | OP | NA | SUN |  | 12791 |  |  | EIA Prime Mover-level Data
2020 | CA | Westend Facility | 10685 | PINA | GT | OS | NA | NG
2020 | CA | Western Antelope Blue Sky B | 59961 | WABSB | PV | OP | NA | SUN |  | 483119 |  |  | EIA Prime Mover-level Data
2020 | CA | Western Antelope Blue Sky Ranch A | 58626 | WABSA | PV | OP | NA | SUN |  | 398697 |  |  | EIA Prime Mover-level Data
2020 | CA | Western Antelope Dry Ranch | 58627 | WADR | PV | OP | NA | SUN |  | 227852 |  |  | EIA Prime Mover-level Data
2020 | CA | Western Power & Steam Inc | 54410 | CTG | GT | OP | NA | NG |  | 1720124 | 0.8551 | 0.00099423 | EIA Prime Mover-level Data | NEI avg EF - PM, fuel type, firing type
2020 | CA | Western Power & Steam Inc | 54410 | STG | CA | RE | NA | NG
2020 | CA | Westlands Solar PV Farm | 58616 | WSF1 | PV | OP | NA | SUN |  | 373431 |  |  | EIA Prime Mover-level Data
2020 | CA | Westmont 300A | 61249 | W5531 | PV | OP | NA | SUN |  | 50216 |  |  | EIA Prime Mover-level Data
2020 | CA | Westmont 300B | 60914 | W5328 | PV | OP | NA | SUN |  | 50216 |  |  | EIA Prime Mover-level Data
2020 | CA | Westmont 301 | 61593 | W5791 | PV | OP | NA | SUN |  | 27618 |  |  | EIA Prime Mover-level Data
2020 | CA | Westmont 400A | 61348 | W5691 | PV | OP | NA | SUN |  | 30566 |  |  | EIA Prime Mover-level Data
2020 | CA | Westmont 400B | 61349 | W5694 | PV | OP | NA | SUN |  | 30566 |  |  | EIA Prime Mover-level Data
2020 | CA | Westmont 401 | 61594 | W5792 | PV | OP | NA | SUN |  | 43627 |  |  | EIA Prime Mover-level Data
2020 | CA | Westside Solar Power PV1 | 60275 | WSPV1 | PV | OP | NA | SUN |  | 41575 |  |  | EIA Prime Mover-level Data
2020 | CA | Westside Solar Station | 57499 | 1 | PV | OP | NA | SUN |  | 213965 |  |  | EIA Prime Mover-level Data
2020 | CA | Weymouth Solar Plant | 60255 | 1 | PV | OP | NA | SUN |  | 29273.334 |  |  | EIA Prime Mover-level Data
2020 | CA | Weymouth Solar Plant | 60255 | 2 | PV | OP | NA | SUN |  | 14636.667 |  |  | EIA Prime Mover-level Data
2020 | CA | Wheelabrator Lassen | 50298 | GEN1 | GT | RE | NA | NG
2020 | CA | Wheelabrator Martell | 50950 | GEN1 | ST | RE | NA | WDS
2020 | CA | Wheelabrator Shasta | 50881 | BLR1 | ST | OP | NA | WDS |  | 1204620 | 11.2626 | 0.018699 | EIA Unit-level Data | NEI avg EF - PM, fuel type
2020 | CA | Wheelabrator Shasta | 50881 | BLR2 | ST | OP | NA | WDS |  | 1793585 | 16.7691 | 0.018699 | EIA Unit-level Data | NEI avg EF - PM, fuel type
2020 | CA | Wheelabrator Shasta | 50881 | BLR3 | ST | OP | NA | WDS |  | 2098310 | 19.6181 | 0.018699 | EIA Unit-level Data | NEI avg EF - PM, fuel type
2020 | CA | Whiskeytown | 7189 | 1 | HY | OP | NA | WAT |  | 235107 |  |  | EIA Prime Mover-level Data
2020 | CA | White River Solar | 58373 | WRCA | PV | OP | NA | SUN |  | 433033 |  |  | EIA Prime Mover-level Data
2020 | CA | White River Solar 2 | 58973 | W2CA | PV | OP | NA | SUN |  | 432932 |  |  | EIA Prime Mover-level Data
2020 | CA | White Rock/Slab Creek | 435 | H1 | HY | OP | NA | WAT |  | 791864.8125 |  |  | EIA Prime Mover-level Data
2020 | CA | White Rock/Slab Creek | 435 | H2 | HY | OP | NA | WAT |  | 791864.8125 |  |  | EIA Prime Mover-level Data
2020 | CA | White Rock/Slab Creek | 435 | H3 | HY | OP | NA | WAT |  | 16075.4512 |  |  | EIA Prime Mover-level Data
2020 | CA | White Rock/Slab Creek | 435 | H4 | HY | OS | NA | WAT |  | 2976.9351 |  |  | EIA Prime Mover-level Data
2020 | CA | Whitethorn Solar LLC | 60193 | GEN1 | PV | OP | NA | SUN |  | 51763 |  |  | EIA Prime Mover-level Data
2020 | CA | Whitewater Hill Wind Partners | 56012 | 1 | WT | OP | NA | WND |  | 1161325 |  |  | EIA Prime Mover-level Data
2020 | CA | Whitewater Hydro Plant | 10162 | WWHI | HY | SB | NA | WAT |  | 17326 |  |  | EIA Prime Mover-level Data
2020 | CA | Whitney Point Solar | 60975 | WS532 | PV | OP | NA | SUN |  | 442125 |  |  | EIA Prime Mover-level Data
2020 | CA | Whittier LFG Power Plant #1 | 57102 | EN01 | IC | OP | NA | LFG
2020 | CA | Whittier LFG Power Plant #1 | 57102 | EN02 | IC | OP | NA | LFG
2020 | CA | Wild Horse Power Plant | 57181 | 1 | ST | IP | NA | GEO
2020 | CA | Wildcat I Energy Storage LLC | 62875 | WILD1 | BA | U | NA | MWH
2020 | CA | Wildflower Solar 1 | 62988 | CAWF1 | PV | OP | NA | SUN |  | 5044 |  |  | EIA Prime Mover-level Data
2020 | CA | Wildwood Solar I, LLC | 59380 | WLD1 | PV | OP | NA | SUN |  | 385653 |  |  | EIA Prime Mover-level Data
2020 | CA | Wildwood Solar II | 59253 | PV1 | PV | OP | NA | SUN |  | 309089 |  |  | EIA Prime Mover-level Data
2020 | CA | Willow Spring Solar 3, LLC | 60325 | GEN01 | PV | T | NA | SUN
2020 | CA | Willow Spring Solar, LLC | 60324 | GEN01 | PV | OP | NA | SUN |  | 2221911 |  |  | EIA Prime Mover-level Data
2020 | CA | Wilmington Hydrogen Plant | 55557 | T101 | ST | OP | NA | WH |  | 1447298 |  |  | EIA Prime Mover-level Data
2020 | CA | Windhub Solar A LLC | 59878 | GEN01 | PV | OP | NA | SUN |  | 434555 |  |  | EIA Prime Mover-level Data
2020 | CA | Windhub Solar B, LLC | 59969 | GEN01 | PV | L | NA | SUN
2020 | CA | Windland | 50386 | WING | WT | RE | NA | WND |  | 46479 |  |  | EIA Prime Mover-level Data
2020 | CA | Windsor Floating Solar | 62902 | WUS15 | PV | OP | NA | SUN |  | 2378 |  |  | EIA Prime Mover-level Data
2020 | CA | Windstar 1 | 57774 | WGNS | WT | OP | NA | WND |  | 2441939 |  |  | EIA Prime Mover-level Data
2020 | CA | Wintec Energy Ltd | 50276 | EXIS | WT | OP | NA | WND |  | 5108 |  |  | EIA Prime Mover-level Data
2020 | CA | Wise | 292 | 1 | HY | OP | NA | WAT |  | 421799.8438 |  |  | EIA Prime Mover-level Data
2020 | CA | Wise | 292 | 2 | HY | OP | NA | WAT |  | 86841.1484 |  |  | EIA Prime Mover-level Data
2020 | CA | Wistaria Ranch Solar | 61750 | WICA | PV | OP | NA | SUN |  | 2366781 |  |  | EIA Prime Mover-level Data
2020 | CA | Wister Solar | 63487 | WSOL | PV | L | NA | SUN
2020 | CA | Wolfskill Energy Center | 55855 | UNIT1 | GT | OP | CT | NG | 454 | 107239.0078 | 0.56628 | 0.010561 | EPA/CAMD | EPA/NEI | 2003
2020 | CA | Wonderful Orchards - Belridge | 64221 | WOC | PV | OP | NA | SUN
2020 | CA | Wonderful Orchards - New Columbia | 64055 | WOC | PV | OP | NA | SUN
2020 | CA | Wonderful Orchards - Westside | 64220 | WOC | PV | V | NA | SUN
2020 | CA | Woodland Biomass Power Ltd | 10836 | BLR1 | ST | OP | NA | WDS |  | 559866 | 5.2345 | 0.018699 | EIA Unit-level Data | NEI avg EF - PM, fuel type
2020 | CA | Woodland Generation Station | 7266 | 1 | GT | OP | CT | NG | 1519 | 475237.5 | 1.6992 | 0.0071509 | EPA/CAMD | EPA/NEI | 1993
2020 | CA | Woodland Generation Station | 7266 | 2 | CT | OP | CC | NG | 7788 | 2933575.25 | 5.643 | 0.0038472 | EPA/CAMD | EPA/NEI | 2003
2020 | CA | Woodleaf | 419 | 1 | HY | OP | NA | WAT |  | 845692 |  |  | EIA Prime Mover-level Data
2020 | CA | Woodmere Solar Farm | 59008 | PV1 | PV | OP | NA | SUN |  | 312942 |  |  | EIA Prime Mover-level Data
2020 | CA | Woodward Power Plant | 50218 | U1 | HY | OP | NA | WAT |  | 16371 |  |  | EIA Prime Mover-level Data
2020 | CA | Wright Solar Park | 59525 | FRWSP | PV | OP | NA | SUN |  | 4277400 |  |  | EIA Prime Mover-level Data
2020 | CA | WWTP Power Generation Station | 56036 | GEN1 | IC | OP | NA | OBG |  | 99220.6641 | 0.72927 | 0.0147 | EIA Prime Mover-level Data | Estimated using an emission factor
2020 | CA | WWTP Power Generation Station | 56036 | GEN2 | IC | OP | NA | OBG |  | 99220.6641 | 0.72927 | 0.0147 | EIA Prime Mover-level Data | Estimated using an emission factor
2020 | CA | WWTP Power Generation Station | 56036 | GEN3 | IC | OP | NA | OBG |  | 99220.6641 | 0.72927 | 0.0147 | EIA Prime Mover-level Data | Estimated using an emission factor
2020 | CA | Xebec 1 | 62286 | W7188 | PV | OP | NA | SUN |  | 36530 |  |  | EIA Prime Mover-level Data
2020 | CA | Xilinx San Jose | 58299 | XLX | FC | OP | NA | NG |  | 57544 | 0 | 0 | EIA Prime Mover-level Data | Estimated using an emission factor
2020 | CA | Yahoo! - HQ | 59805 | YAH00 | FC | OP | NA | NG |  | 44633 | 0 | 0 | EIA Prime Mover-level Data | Estimated using an emission factor
2020 | CA | Yerba Buena | 59257 | YB1 | BA | OP | NA | MWH |  | 0 |  |  | EIA Prime Mover-level Data
2020 | CA | Yolo County Solar Project | 57422 | 1 | PV | OP | NA | SUN |  | 11685 |  |  | EIA Prime Mover-level Data
2020 | CA | Yorba Linda | 6647 | 1 | HY | OP | NA | WAT |  | 143869 |  |  | EIA Prime Mover-level Data
2020 | CA | Yorktown Battery Energy Storage Facility | 63325 | YORK1 | BA | T | NA | MWH
2020 | CA | Yuba City Cogen Partners | 52186 | GEN1 | GT | OP | NA | NG |  | 266120 | 0.13229 | 0.00099423 | EIA Prime Mover-level Data | NEI avg EF - PM, fuel type, firing type
2020 | CA | Yuba City Energy Center | 10349 | 2 | GT | OP | CT | NG | 2527 | 647270.1875 | 0.5952 | 0.0018391 | EPA/CAMD | EPA/NEI | 2002
2020 | CA | Yuba City Energy Center | 55813 | CTG1 | GT | OP | NA | NG |  | 647103 | 0.32168 | 0.00099423 | EIA Prime Mover-level Data | NEI avg EF - PM, fuel type, firing type
2020 | CA | ZCO | 56276 | WGNS | WT | OP | NA | WND |  | 16274 |  |  | EIA Prime Mover-level Data
2020 | CA | Zero Waste Energy Development Co LLC | 60220 | ZWED1 | IC | OP | NA | OBG |  | 21009 | 0.15442 | 0.0147 | EIA Prime Mover-level Data | Estimated using an emission factor
2020 | CA | Zero Waste Energy Development Co LLC | 60220 | ZWED2 | IC | OP | NA | OBG |  | 21009 | 0.15442 | 0.0147 | EIA Prime Mover-level Data | Estimated using an emission factor
2020 | CO | 3 MW LLC | 64592 | GEN1 | IC | OP | NA | OG |  | 71507.3359 |  |  | EIA Prime Mover-level Data
2020 | CO | 3 MW LLC | 64592 | GEN2 | IC | OP | NA | OG |  | 71507.3359 |  |  | EIA Prime Mover-level Data
2020 | CO | 3 MW LLC | 64592 | GEN3 | IC | OP | NA | OG |  | 71507.3359 |  |  | EIA Prime Mover-level Data
2020 | CO | Adams Community Solar Garden III LLC | 59850 | 23376 | PV | OP | NA | SUN |  | 9755 |  |  | EIA Prime Mover-level Data
2020 | CO | Adams Community Solar Garden LLC | 59849 | 23377 | PV | OP | NA | SUN |  | 20009 |  |  | EIA Prime Mover-level Data
2020 | CO | AFA Solar Farm | 57554 | AFA1 | PV | OP | NA | SUN |  | 97792 |  |  | EIA Prime Mover-level Data
2020 | CO | Airport 1 Solar (DIA) | 59807 | GBDIA | PV | OP | NA | SUN |  | 23020 |  |  | EIA Prime Mover-level Data
2020 | CO | Airport Industrial | 7995 | IC1 | IC | OP | NA | DFO |  | 255 | 0.039525 | 0.31 | EIA Prime Mover-level Data | Estimated using an emission factor
2020 | CO | Airport Industrial | 7995 | IC2 | IC | OP | NA | DFO |  | 255 | 0.039525 | 0.31 | EIA Prime Mover-level Data | Estimated using an emission factor
2020 | CO | Airport Industrial | 7995 | IC3 | IC | OP | NA | DFO |  | 255 | 0.039525 | 0.31 | EIA Prime Mover-level Data | Estimated using an emission factor
2020 | CO | Airport Industrial | 7995 | IC4 | IC | OP | NA | DFO |  | 255 | 0.039525 | 0.31 | EIA Prime Mover-level Data | Estimated using an emission factor
2020 | CO | Alamosa | 464 | CT1 | GT | OP | NA | NG |  | 137072 | 0.06814 | 0.00099423 | EIA Prime Mover-level Data | NEI avg EF - PM, fuel type, firing type
2020 | CO | Alamosa | 464 | CT2 | GT | OP | NA | NG |  | 137072 | 0.06814 | 0.00099423 | EIA Prime Mover-level Data | NEI avg EF - PM, fuel type, firing type
2020 | CO | Alamosa Solar South CSG | 64266 | 264 | PV | V | NA | SUN
2020 | CO | Alden Solar CSG LLC | 64021 | 225 | PV | OP | NA | SUN |  | 22624 |  |  | EIA Prime Mover-level Data
2020 | CO | Amazon DEN2 Solar Project | 63536 | BLD3 | PV | OP | NA | SUN |  | 15169 |  |  | EIA Prime Mover-level Data
2020 | CO | Amazon Denver DEN3 | 62877 | ADEN3 | PV | OP | NA | SUN |  | 70778 |  |  | EIA Prime Mover-level Data
2020 | CO | American Gypsum Cogeneration | 54630 | D-1 | IC | SB | NA | DFO |  | 102 | 0.01581 | 0.31 | EIA Prime Mover-level Data | Estimated using an emission factor
2020 | CO | American Gypsum Cogeneration | 54630 | D-2 | IC | SB | NA | DFO |  | 102 | 0.01581 | 0.31 | EIA Prime Mover-level Data | Estimated using an emission factor
2020 | CO | American Gypsum Cogeneration | 54630 | T-1 | GT | OP | NA | NG |  | 164685.9375 | 0.081868 | 0.00099423 | EIA Prime Mover-level Data | NEI avg EF - PM, fuel type, firing type
2020 | CO | American Gypsum Cogeneration | 54630 | T-2 | GT | OP | NA | NG |  | 211739.0625 | 0.10526 | 0.00099423 | EIA Prime Mover-level Data | NEI avg EF - PM, fuel type, firing type
2020 | CO | Ames Hydro | 6207 | 1 | HY | OP | NA | WAT |  | 40916 |  |  | EIA Prime Mover-level Data
2020 | CO | Arapahoe | 465 | 1 | ST | RE | NA | SUB
2020 | CO | Arapahoe | 465 | 2 | ST | RE | NA | SUB
2020 | CO | Arapahoe | 465 | 3 | ST | RE | VERTICAL/ARCH | SUB
2020 | CO | Arapahoe | 465 | 4 | ST | RE | VERTICAL/ARCH | SUB
2020 | CO | Arapahoe 3 Community Solar Array | 60724 | ARAP3 | PV | OP | NA | SUN |  | 32880 |  |  | EIA Prime Mover-level Data
2020 | CO | Arapahoe Combustion Turbine Facility | 55200 | CT5 | CT | OP | CC | NG | 3294 | 946600.8125 | 2.31 | 0.0048806 | EPA/CAMD | EPA/NEI | 2000
2020 | CO | Arapahoe Combustion Turbine Facility | 55200 | CT6 | CT | OP | CC | NG | 3281 | 978399.625 | 2.31 | 0.004722 | EPA/CAMD | EPA/NEI | 2000
2020 | CO | Bar D | 61886 | GEN1 | PV | OP | NA | SUN |  | 85397 |  |  | EIA Prime Mover-level Data
2020 | CO | Basalt | 7458 | 1 | HY | OP | NA | WAT |  | 142544 |  |  | EIA Prime Mover-level Data
2020 | CO | Big Thompson | 515 | 1 | HY | OP | NA | WAT |  | 43245 |  |  | EIA Prime Mover-level Data
2020 | CO | Bighorn Solar 1 | 63770 | COBH1 | PV | U | NA | SUN
2020 | CO | Bison Solar LLC | 60351 | BSPV1 | PV | OP | NA | SUN |  | 550944 |  |  | EIA Prime Mover-level Data
2020 | CO | Black Hollow Sun, LLC | 64745 | BHS01 | PV | P | NA | SUN
2020 | CO | Blue Mesa | 512 | 1 | HY | OP | NA | WAT |  | 1137349.5 |  |  | EIA Prime Mover-level Data
2020 | CO | Blue Mesa | 512 | 2 | HY | OP | NA | WAT |  | 1137349.5 |  |  | EIA Prime Mover-level Data
2020 | CO | Blue Spruce Energy Center | 55645 | CT-01 | GT | OP | CT | NG | 2934 | 3454198.5 | 8.6001 | 0.0049795 | EPA/CAMD | EPA/NEI | 2003
2020 | CO | Blue Spruce Energy Center | 55645 | CT-02 | GT | OP | CT | NG | 2333 | 2738383.5 | 4.1 | 0.0029945 | EPA/CAMD | EPA/NEI | 2003
2020 | CO | Boulder Canyon Hydro | 466 | 1 | HY | RE | NA | WAT
2020 | CO | Boulder Canyon Hydro | 466 | 1A | HY | OP | NA | WAT |  | 101055 |  |  | EIA Prime Mover-level Data
2020 | CO | Boulder Canyon Hydro | 466 | 2 | HY | RE | NA | WAT
2020 | CO | Boulder City Betasso Hydro Plant | 54680 | 1 | HY | OP | NA | WAT |  | 68323 |  |  | EIA Prime Mover-level Data
2020 | CO | Boulder City Lakewood Hydro | 54679 | 1 | HY | OP | NA | WAT |  | 68323 |  |  | EIA Prime Mover-level Data
2020 | CO | Boulder City Silver Lake Hydro | 55931 | 1 | HY | OP | NA | WAT |  | 68605 |  |  | EIA Prime Mover-level Data
2020 | CO | Brighton PV Solar Plant | 59144 | 15755 | PV | OP | NA | SUN |  | 28602 |  |  | EIA Prime Mover-level Data
2020 | CO | Bronco Plains Wind, LLC | 63803 | WBOPL | WT | OP | NA | WND |  | 5775450 |  |  | EIA Prime Mover-level Data
2020 | CO | Brush Power Projects | 10682 | GT2 | GT | OP | CT | NG | 605 | 210219.625 | 0.34 | 0.0032347 | EPA/CAMD | EPA/NEI | 2000
2020 | CO | Brush Power Projects | 10682 | GT4 | CT | OP | CC | NG | 1136 | 487547.4375 | 3.81 | 0.015629 | EPA/CAMD | EPA/NEI | 2001
2020 | CO | Brush Power Projects | 10682 | GT5 | CT | OP | CC | NG | 1149 | 507313.7812 | 1.8 | 0.0070962 | EPA/CAMD | EPA/NEI | 2001
2020 | CO | Burlington (CO) | 6619 | 1 | GT | SB | NA | DFO |  | 22193.5 | 0.20023 | 0.018044 | EIA Prime Mover-level Data | NEI avg EF - PM, fuel type, firing type
2020 | CO | Burlington (CO) | 6619 | 2 | GT | SB | NA | DFO |  | 22193.5 | 0.20023 | 0.018044 | EIA Prime Mover-level Data | NEI avg EF - PM, fuel type, firing type
2020 | CO | Busch Ranch II Wind Farm | 62445 | WT | WT | OP | NA | WND |  | 1571570 |  |  | EIA Prime Mover-level Data
2020 | CO | Busch Ranch Wind Energy Farm | 57980 | WTG | WT | OP | NA | WND |  | 802098 |  |  | EIA Prime Mover-level Data
2020 | CO | Cabin Creek | 467 | A | PS | OP | NA | WAT |  | 0 |  |  | EIA Prime Mover-level Data
2020 | CO | Cabin Creek | 467 | B | PS | OP | NA | WAT |  | 0 |  |  | EIA Prime Mover-level Data
2020 | CO | Cameo | 468 | 1 | ST | RE | NA | BIT
2020 | CO | Cameo | 468 | 2 | ST | RE | NA | BIT
2020 | CO | Carousel Wind Farm LLC | 59975 | CW1 | WT | OP | NA | WND |  | 5762484 |  |  | EIA Prime Mover-level Data
2020 | CO | Carson Solar I | 57509 | 1 | PV | OP | NA | SUN |  | 20062 |  |  | EIA Prime Mover-level Data
2020 | CO | Carter Hydro | 58622 | 1 | HY | OP | NA | WAT |  | 41324.5 |  |  | EIA Prime Mover-level Data
2020 | CO | Carter Hydro | 58622 | 2 | HY | OP | NA | WAT |  | 41324.5 |  |  | EIA Prime Mover-level Data
2020 | CO | Castle Creek Hydroplant | 56566 | 1 | HY | IP | NA | WAT
2020 | CO | CEC Solar #1117, LLC | 60801 | PUEB2 | PV | OP | NA | SUN |  | 34864 |  |  | EIA Prime Mover-level Data
2020 | CO | Cedar Creek II | 57210 | 1 | WT | OP | NA | WND |  | 6092329 |  |  | EIA Prime Mover-level Data
2020 | CO | Cedar Creek Wind | 56371 | 1 | WT | OP | NA | WND |  | 5077846 |  |  | EIA Prime Mover-level Data
2020 | CO | Cedar Creek Wind | 56371 | 2 | WT | OP | NA | WND |  | 1826646 |  |  | EIA Prime Mover-level Data
2020 | CO | Cedar Point Wind | 57315 | 1-139 | WT | OP | NA | WND |  | 6230419 |  |  | EIA Prime Mover-level Data
2020 | CO | Center | 491 | 3 | IC | SB | NA | DFO
2020 | CO | Center | 491 | 5 | IC | SB | NA | DFO
2020 | CO | Cherokee | 469 | 4 | ST | OP | TANGENTIAL | NG | 4395 | 10467041 | 8.5948 | 0.0016423 | EPA/CAMD | EPA/NEI | 1968
2020 | CO | Cherokee | 469 | 5 | CT | OP | CC | NG | 7561 | 9980909 | 21.8144 | 0.0043712 | EPA/CAMD | EPA/NEI | 2015
2020 | CO | Cherokee | 469 | 6 | CT | OP | CC | NG | 8184 | 10890504 | 23.7928 | 0.0043695 | EPA/CAMD | EPA/NEI | 2015
2020 | CO | Cheyenne Ridge Wind Farm | 62952 | CRW01 | WT | OP | NA | WND |  | 5203564 |  |  | EIA Prime Mover-level Data
2020 | CO | City & County of Denver at Denver Int'l | 57645 | PV1 | PV | OP | NA | SUN |  | 63174 |  |  | EIA Prime Mover-level Data
2020 | CO | City of Boulder WWTP | 57681 | 1 | PV | OP | NA | SUN |  | 10571 |  |  | EIA Prime Mover-level Data
2020 | CO | Clear Spring Ranch PV Project | 60511 | PV1 | PV | OP | NA | SUN |  | 210675 |  |  | EIA Prime Mover-level Data
2020 | CO | CO LI CSG 1 - Kamerra | 63278 | X0056 | PV | OP | NA | SUN |  | 32407 |  |  | EIA Prime Mover-level Data
2020 | CO | Cogentrix of Alamosa | 57368 | 1 | PV | OP | NA | SUN |  | 475433 |  |  | EIA Prime Mover-level Data
2020 | CO | Colorado Energy Nations Company | 10003 | BLR1 | ST | OP | NA | NG |  | 64677.375 | 0.24011 | 0.0074247 | EIA Unit-level Data | NEI avg EF - PM, fuel type
2020 | CO | Colorado Energy Nations Company | 10003 | BLR2 | ST | OP | NA | NG |  | 518786.2812 | 1.9259 | 0.0074247 | EIA Unit-level Data | NEI avg EF - PM, fuel type
2020 | CO | Colorado Energy Nations Company | 10003 | BLR4 | ST | OP | NA | NG |  | 1764114.875 | 6.549 | 0.0074247 | EIA Unit-level Data | NEI avg EF - PM, fuel type
2020 | CO | Colorado Energy Nations Company | 10003 | BLR5 | ST | OP | NA | NG |  | 2186212 | 8.116 | 0.0074247 | EIA Unit-level Data | NEI avg EF - PM, fuel type
2020 | CO | Colorado Green Holdings LLC | 56173 | CG | WT | OP | NA | WND |  | 2170555 |  |  | EIA Prime Mover-level Data
2020 | CO | Colorado Highlands Wind | 57174 | CHW1 | WT | OP | NA | WND |  | 2451203 |  |  | EIA Prime Mover-level Data
2020 | CO | Colorado Highlands Wind | 57174 | CHW2 | WT | OP | NA | WND |  | 866552.0625 |  |  | EIA Prime Mover-level Data
2020 | CO | Colorado Highlands Wind | 57174 | CHW3 | WT | CN | NA | WND
2020 | CO | Comanche (470) | 470 | 1 | ST | OP | TANGENTIAL | SUB | 8209 | 21784304 | 19.374 | 0.0017787 | EPA/CAMD | EPA/NEI | 1973
2020 | CO | Comanche (470) | 470 | 2 | ST | OP | WALL | SUB | 8116 | 23698064 | 5.471 | 0.00046173 | EPA/CAMD | EPA/NEI | 1975
2020 | CO | Comanche (470) | 470 | 3 | ST | OP | TANGENTIAL | SUB | 373 | 1787265.125 | 2.8 | 0.0031333 | EPA/CAMD | EPA/NEI | 2010
2020 | CO | Comanche Solar | 59656 | COMCH | PV | OP | NA | SUN |  | 2550583 |  |  | EIA Prime Mover-level Data
2020 | CO | Conejos 1 Community Solar Array | 60723 | CONEJ | PV | OP | NA | SUN |  | 35855 |  |  | EIA Prime Mover-level Data
2020 | CO | Coyote Gulch Solar | 64857 | C0513 | PV | P | NA | SUN
2020 | CO | Coyote Ridge Community Solar | 61425 | COYCS | PV | OP | NA | SUN |  | 28275 |  |  | EIA Prime Mover-level Data
2020 | CO | Craig | 6021 | C1 | ST | OP | WALL | SUB | 8511 | 25995872 | 25.4997 | 0.0019618 | EPA/CAMD | EPA/NEI | 1980
2020 | CO | Craig | 6021 | C2 | ST | OP | WALL | SUB | 7993 | 24434512 | 28.8 | 0.0023573 | EPA/CAMD | EPA/NEI | 1979
2020 | CO | Craig | 6021 | C3 | ST | OP | WALL | SUB | 7811 | 29987626 | 28.8 | 0.0019208 | EPA/CAMD | EPA/NEI | 1984
2020 | CO | Crossing Trails Wind Power Project LLC. | 62489 | GEN1 | WT | V | NA | WND
2020 | CO | Crystal | 6159 | 1 | HY | OP | NA | WAT |  | 1508123 |  |  | EIA Prime Mover-level Data
2020 | CO | CSU Pueblo | 58481 | CSU1 | PV | OP | NA | SUN |  | 16115 |  |  | EIA Prime Mover-level Data
2020 | CO | DADS Gas Recovery | 56530 | GEN1 | IC | OP | NA | LFG |  | 65284.75 | 0.47984 | 0.0147 | EIA Prime Mover-level Data | Estimated using an emission factor
2020 | CO | DADS Gas Recovery | 56530 | GEN2 | IC | OP | NA | LFG |  | 65284.75 | 0.47984 | 0.0147 | EIA Prime Mover-level Data | Estimated using an emission factor
2020 | CO | DADS Gas Recovery | 56530 | GEN3 | IC | OP | NA | LFG |  | 65284.75 | 0.47984 | 0.0147 | EIA Prime Mover-level Data | Estimated using an emission factor
2020 | CO | DADS Gas Recovery | 56530 | GEN4 | IC | OP | NA | LFG |  | 65284.75 | 0.47984 | 0.0147 | EIA Prime Mover-level Data | Estimated using an emission factor
2020 | CO | Denver Int Airport | 56815 | 1 | PV | OP | NA | SUN |  | 20037 |  |  | EIA Prime Mover-level Data
2020 | CO | Denver Intl Airport IV Solar | 59462 | DIA4 | PV | OP | NA | SUN |  | 26318 |  |  | EIA Prime Mover-level Data
2020 | CO | Denver Metro Solar | 61563 | 53962 | PV | OP | NA | SUN |  | 32935 |  |  | EIA Prime Mover-level Data
2020 | CO | Dillon Hydro Plant | 10421 | GEN1 | HY | OP | NA | WAT |  | 106093 |  |  | EIA Prime Mover-level Data
2020 | CO | Dolores Canyon Solar | 64858 | C0497 | PV | P | NA | SUN
2020 | CO | Drop 5 | 61191 | GEN1 | HY | OP | NA | WAT |  | 83983 |  |  | EIA Prime Mover-level Data
2020 | CO | Eagle Springs Solar LLC | 59239 | ESS01 | PV | OP | NA | SUN |  | 14974 |  |  | EIA Prime Mover-level Data
2020 | CO | Eagle Valley Clean Energy LLC Biomass | 58574 | 1 | ST | OP | NA | WDS |  | 1355907.625 | 12.677 | 0.018699 | EIA Unit-level Data | NEI avg EF - PM, fuel type
2020 | CO | Estes | 513 | 1 | HY | OP | NA | WAT |  | 280505 |  |  | EIA Prime Mover-level Data
2020 | CO | Estes | 513 | 2 | HY | OP | NA | WAT |  | 280505 |  |  | EIA Prime Mover-level Data
2020 | CO | Estes | 513 | 3 | HY | OP | NA | WAT |  | 280505 |  |  | EIA Prime Mover-level Data
2020 | CO | Flatiron | 518 | 1 | HY | OP | NA | WAT |  | 739533 |  |  | EIA Prime Mover-level Data
2020 | CO | Flatiron | 518 | 2 | HY | OP | NA | WAT |  | 739533 |  |  | EIA Prime Mover-level Data
2020 | CO | Flatiron | 518 | 3 | PS | OP | NA | WAT |  | 0 |  |  | EIA Prime Mover-level Data
2020 | CO | Foothills Hydro Plant | 10070 | GEN1 | HY | OP | NA | WAT |  | 53409 |  |  | EIA Prime Mover-level Data
2020 | CO | Fort Carson Battery Energy Storage System | 63022 | 1 | BA | OP | NA | MWH |  | 0 |  |  | EIA Prime Mover-level Data
2020 | CO | Fort Lupton | 8067 | 1 | GT | OP | NA | NG |  | 63225 | 0.03143 | 0.00099423 | EIA Prime Mover-level Data | NEI avg EF - PM, fuel type, firing type
2020 | CO | Fort Lupton | 8067 | 2 | GT | OP | NA | NG |  | 63225 | 0.03143 | 0.00099423 | EIA Prime Mover-level Data | NEI avg EF - PM, fuel type, firing type
2020 | CO | Fort St. Vrain | 6112 | 2 | CT | OP | CC | NG | 8256 | 10484171 | 21 | 0.004006 | EPA/CAMD | EPA/NEI | 1996
2020 | CO | Fort St. Vrain | 6112 | 3 | CT | OP | CC | NG | 8285 | 10402939 | 10.4001 | 0.0019995 | EPA/CAMD | EPA/NEI | 1999
2020 | CO | Fort St. Vrain | 6112 | 4 | CT | OP | CC | NG | 6412 | 8547009 | 21.4001 | 0.0050076 | EPA/CAMD | EPA/NEI | 2001
2020 | CO | Fort St. Vrain | 6112 | 5 | GT | OP | CT | NG | 794 | 758717.625 | 1.5132 | 0.0039888 | EPA/CAMD | EPA/NEI | 2009
2020 | CO | Fort St. Vrain | 6112 | 6 | GT | OP | CT | NG | 753 | 696206.875 | 1.0561 | 0.0030339 | EPA/CAMD | EPA/NEI | 2009
2020 | CO | Fountain Valley Power Plant | 55453 | 1 | GT | OP | CT | NG | 1797 | 354158.375 | 0.69 | 0.0038966 | EPA/CAMD | EPA/NEI | 2001
2020 | CO | Fountain Valley Power Plant | 55453 | 2 | GT | OP | CT | NG | 1351 | 281020.0625 | 0.78 | 0.0055512 | EPA/CAMD | EPA/NEI | 2001
2020 | CO | Fountain Valley Power Plant | 55453 | 3 | GT | OP | CT | NG | 1716 | 349276.8125 | 1.36 | 0.0077875 | EPA/CAMD | EPA/NEI | 2001
2020 | CO | Fountain Valley Power Plant | 55453 | 4 | GT | OP | CT | NG | 1226 | 241313.5469 | 0.92 | 0.0076249 | EPA/CAMD | EPA/NEI | 2001
2020 | CO | Fountain Valley Power Plant | 55453 | 5 | GT | OP | CT | NG | 1434 | 279318.1875 | 1.02 | 0.0073035 | EPA/CAMD | EPA/NEI | 2001
2020 | CO | Fountain Valley Power Plant | 55453 | 6 | GT | OP | CT | NG | 1441 | 284097.125 | 1.091 | 0.0076805 | EPA/CAMD | EPA/NEI | 2001
2020 | CO | Frank Knutson Station | 55505 | BR1 | GT | OP | CT | NG | 780 | 490891.9688 | 1.8 | 0.0073336 | EPA/CAMD | EPA/NEI | 2002
2020 | CO | Frank Knutson Station | 55505 | BR2 | GT | OP | CT | NG | 657 | 421600.125 | 2.1 | 0.009962 | EPA/CAMD | EPA/NEI | 2002
2020 | CO | Fremont CO 1, LLC | 64031 | 228 | PV | OP | NA | SUN |  | 27328 |  |  | EIA Prime Mover-level Data
2020 | CO | Front Range Power Plant | 55283 | 1 | CT | OP | CC | NG | 8139 | 12628182 | 8.84 | 0.0014 | EPA/CAMD | EPA/NEI | 2002
2020 | CO | Front Range Power Plant | 55283 | 2 | CT | OP | CC | NG | 6761 | 9879844 | 6.92 | 0.0014008 | EPA/CAMD | EPA/NEI | 2002
2020 | CO | Front Range Project | 59143 | FR-1 | IC | OP | NA | LFG |  | 265058 | 1.9482 | 0.0147 | EIA Prime Mover-level Data | Estimated using an emission factor
2020 | CO | Front Range Project | 59143 | FR-2 | IC | CN | NA | LFG
2020 | CO | Fruita | 471 | 1 | GT | OP | NA | NG |  | 20587 | 0.010234 | 0.00099423 | EIA Prime Mover-level Data | NEI avg EF - PM, fuel type, firing type
2020 | CO | George Birdsall | 493 | 1 | ST | OP | NA | NG |  | 41479.4102 | 0.15399 | 0.0074247 | EIA Unit-level Data | NEI avg EF - PM, fuel type
2020 | CO | George Birdsall | 493 | 2 | ST | OP | NA | NG |  | 33312.8594 | 0.12367 | 0.0074247 | EIA Unit-level Data | NEI avg EF - PM, fuel type
2020 | CO | George Birdsall | 493 | 3 | ST | OP | NA | NG |  | 41731.6797 | 0.15492 | 0.0074247 | EIA Unit-level Data | NEI avg EF - PM, fuel type
2020 | CO | Georgetown Hydro | 472 | 1 | HY | OP | NA | WAT |  | 9983.5 |  |  | EIA Prime Mover-level Data
2020 | CO | Georgetown Hydro | 472 | 2 | HY | OP | NA | WAT |  | 9983.5 |  |  | EIA Prime Mover-level Data
2020 | CO | Gilcrest Solar | 62663 | SO390 | PV | OP | NA | SUN |  | 28933 |  |  | EIA Prime Mover-level Data
2020 | CO | Gilcrest V CSG | 64386 | GLCRV | PV | V | NA | SUN
2020 | CO | Golden West Power Partners LLC | 59974 | GW1 | WT | OP | NA | WND |  | 7338122 |  |  | EIA Prime Mover-level Data
2020 | CO | Granby Hydro | 60119 | GEN1 | HY | OP | NA | WAT |  | 45033 |  |  | EIA Prime Mover-level Data
2020 | CO | Grand Valley Project Power Plant | 473 | 1 | HY | OP | NA | WAT |  | 58709 |  |  | EIA Prime Mover-level Data
2020 | CO | Grand Valley Project Power Plant | 473 | 2 | HY | RE | NA | WAT
2020 | CO | Grazing Yak Solar | 62376 | PV1 | PV | OP | NA | SUN |  | 757944 |  |  | EIA Prime Mover-level Data
2020 | CO | Greater Sandhill I | 57377 | GS-P1 | PV | OP | NA | SUN |  | 220525.2656 |  |  | EIA Prime Mover-level Data
2020 | CO | Greater Sandhill I | 57377 | GS-P2 | PV | OP | NA | SUN |  | 198472.7344 |  |  | EIA Prime Mover-level Data
2020 | CO | Green Mountain | 516 | 1 | HY | OP | NA | WAT |  | 184614 |  |  | EIA Prime Mover-level Data
2020 | CO | Green Mountain | 516 | 2 | HY | OP | NA | WAT |  | 184614 |  |  | EIA Prime Mover-level Data
2020 | CO | Gross Hydro Plant | 10424 | GEN1 | HY | OP | NA | WAT |  | 157054 |  |  | EIA Prime Mover-level Data
2020 | CO | Hayden | 525 | H1 | ST | OP | WALL | BIT | 8483 | 12448422 | 5.855 | 0.00094068 | EPA/CAMD | EPA/NEI | 1965
2020 | CO | Hayden | 525 | H2 | ST | OP | TANGENTIAL | BIT | 6890 | 11667302 | 12.315 | 0.002111 | EPA/CAMD | EPA/NEI | 1976
2020 | CO | Highland Park Project | 59659 | HPWT | WT | P | NA | WND
2020 | CO | Hillcrest Pump Station | 54142 | GEN1 | HY | OP | NA | WAT |  | 48506 |  |  | EIA Prime Mover-level Data
2020 | CO | Holly | 502 | 1 | IC | RE | NA | NG
2020 | CO | Holly | 502 | 2 | IC | RE | NA | NG
2020 | CO | Holly | 502 | 5 | IC | SB | NA | DFO
2020 | CO | Holly | 502 | ARPA | IC | RE | NA | DFO
2020 | CO | Holly | 502 | CAT | IC | SB | NA | DFO
2020 | CO | Holly | 502 | EMD | IC | SB | NA | DFO
2020 | CO | Hooper Solar | 60008 | SCCO3 | PV | OP | NA | SUN |  | 1099889 |  |  | EIA Prime Mover-level Data
2020 | CO | Huerfano River Wind | 58548 | WTG1 | WT | OP | NA | WND |  | 34091.5 |  |  | EIA Prime Mover-level Data
2020 | CO | Huerfano River Wind | 58548 | WTG2 | WT | OP | NA | WND |  | 34091.5 |  |  | EIA Prime Mover-level Data
2020 | CO | Huerfano River Wind | 58548 | WTG3 | WT | OP | NA | WND |  | 34091.5 |  |  | EIA Prime Mover-level Data
2020 | CO | Huerfano River Wind | 58548 | WTG4 | WT | OP | NA | WND |  | 34091.5 |  |  | EIA Prime Mover-level Data
2020 | CO | I25 Battery Storage | 62373 | I25BA | BA | OP | NA | MWH |  | 0 |  |  | EIA Prime Mover-level Data
2020 | CO | IBM Solar | 63869 | DGIBM | PV | OP | NA | SUN |  | 135201 |  |  | EIA Prime Mover-level Data
2020 | CO | Imboden Solar Garden | 61753 | PV1 | PV | OP | NA | SUN |  | 15712.5 |  |  | EIA Prime Mover-level Data
2020 | CO | Imboden Solar Garden | 61753 | PV2 | PV | OP | NA | SUN |  | 15712.5 |  |  | EIA Prime Mover-level Data
2020 | CO | J M Shafer | 50707 | S001 | CT | OP | CC | NG | 6134 | 1502862.875 | 5.05 | 0.0067205 | EPA/CAMD | EPA/NEI | 1994
2020 | CO | J M Shafer | 50707 | S002 | CT | OP | CC | NG | 4500 | 1135591.375 | 3.79 | 0.0066749 | EPA/CAMD | EPA/NEI | 1994
2020 | CO | J M Shafer | 50707 | S003 | CT | OP | CC | NG | 5295 | 1321976 | 4.34 | 0.0065659 | EPA/CAMD | EPA/NEI | 1994
2020 | CO | J M Shafer | 50707 | S004 | CT | OP | CC | NG | 5780 | 1596369 | 5.33 | 0.0066777 | EPA/CAMD | EPA/NEI | 1994
2020 | CO | J M Shafer | 50707 | S005 | CT | OP | CC | NG | 5551 | 1390570.375 | 4.86 | 0.0069899 | EPA/CAMD | EPA/NEI | 1994
2020 | CO | Jack's Solar Garden | 64200 | JSG | PV | OP | NA | SUN |  | 1957 |  |  | EIA Prime Mover-level Data
2020 | CO | James W. Broderick Hydropower Plant | 64123 | GEN35 | HY | OP | NA | WAT |  | 111837.1328 |  |  | EIA Prime Mover-level Data
2020 | CO | James W. Broderick Hydropower Plant | 64123 | GEN40 | HY | OP | NA | WAT |  | 127813.8672 |  |  | EIA Prime Mover-level Data
2020 | CO | Jeffco Community Solar Gardens LLC | 60320 | SSCO1 | PV | OP | NA | SUN |  | 22870 |  |  | EIA Prime Mover-level Data
2020 | CO | Julesburg | 504 | 1 | IC | SB | NA | DFO
2020 | CO | Julesburg | 504 | 2 | IC | RE | NA | DFO
2020 | CO | Julesburg | 504 | 3 | IC | SB | NA | DFO
2020 | CO | Julesburg | 504 | 4 | IC | SB | NA | DFO
2020 | CO | Julesburg | 504 | 5 | IC | SB | NA | DFO
2020 | CO | Kit Carson Windpower | 57244 | KCW | WT | OP | NA | WND |  | 1647974 |  |  | EIA Prime Mover-level Data
2020 | CO | La Junta | 506 | 1 | IC | RE | NA | DFO
2020 | CO | La Junta | 506 | 2 | IC | RE | NA | DFO |  | 0 | 0 |  | EIA Prime Mover-level Data | Estimated using an emission factor
2020 | CO | La Junta | 506 | 3 | IC | RE | NA | DFO |  | 0 | 0 |  | EIA Prime Mover-level Data | Estimated using an emission factor
2020 | CO | La Junta | 506 | 4 | IC | RE | NA | DFO |  | 0 | 0 |  | EIA Prime Mover-level Data | Estimated using an emission factor
2020 | CO | La Junta | 506 | 5 | IC | RE | NA | DFO
2020 | CO | La Junta | 506 | 6 | IC | RE | NA | DFO |  | 0 | 0 |  | EIA Prime Mover-level Data | Estimated using an emission factor
2020 | CO | La Junta | 506 | 7 | IC | RE | NA | DFO |  | 0 | 0 |  | EIA Prime Mover-level Data | Estimated using an emission factor
2020 | CO | La Junta | 506 | 8 | IC | RE | NA | DFO |  | 0 | 0 |  | EIA Prime Mover-level Data | Estimated using an emission factor
2020 | CO | La Junta | 506 | 9 | IC | RE | NA | DFO |  | 0 | 0 |  | EIA Prime Mover-level Data | Estimated using an emission factor
2020 | CO | Lafayette Horizon Solar CSG LLC | 62667 | LFHSL | PV | OP | NA | SUN |  | 32224 |  |  | EIA Prime Mover-level Data
2020 | CO | Lamar Plant | 508 | 2 | ST | RE | NA | NG
2020 | CO | Lamar Plant | 508 | 3 | ST | RE | NA | NG
2020 | CO | Lamar Plant | 508 | 4 | ST | RE | NA | SUB
2020 | CO | Lamar Plant | 508 | 5 | GT | RE | NA | NG
2020 | CO | Lamar Plant | 508 | 6 | ST | RE | NA | SUB
2020 | CO | Lamar Plant | 508 | IC1 | IC | OS | NA | DFO
2020 | CO | Lamar Plant | 508 | IC2 | IC | OS | NA | DFO
2020 | CO | Lamar Plant | 508 | T1-T3 | WT | OP | NA | WND |  | 87063.75 |  |  | EIA Prime Mover-level Data
2020 | CO | Lamar Plant | 508 | T4 | WT | OP | NA | WND |  | 29021.25 |  |  | EIA Prime Mover-level Data
2020 | CO | Las Animas | 507 | 1 | IC | OP | NA | DFO
2020 | CO | Las Animas | 507 | 2 | IC | OP | NA | DFO
2020 | CO | Las Animas | 507 | 4 | IC | OP | NA | DFO
2020 | CO | Las Animas | 507 | 5 | IC | OP | NA | DFO
2020 | CO | Las Animas | 507 | 6 | IC | OP | NA | DFO
2020 | CO | Limon Generating Station | 55504 | L1 | GT | OP | CT | NG | 629 | 402361.4688 | 2.1068 | 0.010472 | EPA/CAMD | EPA/NEI | 2001
2020 | CO | Limon Generating Station | 55504 | L2 | GT | OP | CT | NG | 725 | 472611.8125 | 1.35 | 0.0057129 | EPA/CAMD | EPA/NEI | 2001
2020 | CO | Limon III Wind LLC | 59083 | WT1 | WT | OP | NA | WND |  | 7120850 |  |  | EIA Prime Mover-level Data
2020 | CO | Limon Wind I | 58126 | 1 | WT | OP | NA | WND |  | 6238725 |  |  | EIA Prime Mover-level Data
2020 | CO | Limon Wind II | 58127 | 1 | WT | OP | NA | WND |  | 5362706 |  |  | EIA Prime Mover-level Data
2020 | CO | Logan 1 Community Solar Array | 60722 | LOGA1 | PV | OP | NA | SUN |  | 29197 |  |  | EIA Prime Mover-level Data
2020 | CO | Logan Wind Energy | 56613 | 1 | WT | OP | NA | WND |  | 4889965 |  |  | EIA Prime Mover-level Data
2020 | CO | Lower Molina | 520 | 1 | HY | OP | NA | WAT |  | 116006 |  |  | EIA Prime Mover-level Data
2020 | CO | Manchief Generating Station | 55127 | CT1 | GT | OP | CT | NG | 2710 | 2922281.5 | 7.569 | 0.0051802 | EPA/CAMD | EPA/NEI | 2000
2020 | CO | Manchief Generating Station | 55127 | CT2 | GT | OP | CT | NG | 1925 | 2018731.875 | 6.8762 | 0.0068124 | EPA/CAMD | EPA/NEI | 2000
2020 | CO | Manitou Springs | 494 | 1 | HY | OP | NA | WAT |  | 57255.8047 |  |  | EIA Prime Mover-level Data
2020 | CO | Manitou Springs | 494 | 2 | HY | OP | NA | WAT |  | 57255.8047 |  |  | EIA Prime Mover-level Data
2020 | CO | Manitou Springs | 494 | 3 | HY | OP | NA | WAT |  | 13741.3926 |  |  | EIA Prime Mover-level Data
2020 | CO | Martin Drake | 492 | 6 | ST | OP | WALL | SUB | 7146 | 4395117 | 9.87 | 0.0044913 | EPA/CAMD | EPA/NEI | 1968
2020 | CO | Martin Drake | 492 | 7 | ST | OP | WALL | NG | 1621 | 856619.9375 | 2.32 | 0.0054166 | EPA/CAMD | EPA/NEI | 1974
2020 | CO | Marys Lake | 517 | 1 | HY | OP | NA | WAT |  | 297466 |  |  | EIA Prime Mover-level Data
2020 | CO | McPhee | 7372 | 1 | HY | OP | NA | WAT |  | 40514 |  |  | EIA Prime Mover-level Data
2020 | CO | Mesa CSG 1 Murdock | 62719 | X0038 | PV | OP | NA | SUN |  | 29662 |  |  | EIA Prime Mover-level Data
2020 | CO | Mesa CSG 2 Massicotte | 62718 | X0037 | PV | OP | NA | SUN |  | 32662 |  |  | EIA Prime Mover-level Data
2020 | CO | Mesa PV1 | 59199 | MESA1 | PV | OP | NA | SUN |  | 30187 |  |  | EIA Prime Mover-level Data
2020 | CO | Metro Wastewater Reclamation District | 10180 | 1 | IC | OS | NA | OBG |  | 8430.25 | 0.061962 | 0.0147 | EIA Prime Mover-level Data | Estimated using an emission factor
2020 | CO | Metro Wastewater Reclamation District | 10180 | 2 | IC | OS | NA | OBG |  | 8430.25 | 0.061962 | 0.0147 | EIA Prime Mover-level Data | Estimated using an emission factor
2020 | CO | Metro Wastewater Reclamation District | 10180 | 3 | IC | SB | NA | OBG |  | 8430.25 | 0.061962 | 0.0147 | EIA Prime Mover-level Data | Estimated using an emission factor
2020 | CO | Metro Wastewater Reclamation District | 10180 | 4 | IC | SB | NA | OBG |  | 8430.25 | 0.061962 | 0.0147 | EIA Prime Mover-level Data | Estimated using an emission factor
2020 | CO | Metro Wastewater Reclamation District | 10180 | 5 | GT | OP | NA | OBG |  | 270463 | 2.921 | 0.0216 | EIA Prime Mover-level Data | Estimated using an emission factor
2020 | CO | Metro Wastewater Reclamation District | 10180 | 6 | GT | OP | NA | OBG |  | 270463 | 2.921 | 0.0216 | EIA Prime Mover-level Data | Estimated using an emission factor
2020 | CO | Monte Vista Solar 2 CSG, LLC | 64024 | 262 | PV | OP | NA | SUN |  | 22161 |  |  | EIA Prime Mover-level Data
2020 | CO | Morrow Point | 514 | 1 | HY | OP | NA | WAT |  | 1364083.5 |  |  | EIA Prime Mover-level Data
2020 | CO | Morrow Point | 514 | 2 | HY | OP | NA | WAT |  | 1364083.5 |  |  | EIA Prime Mover-level Data
2020 | CO | Mount Elbert | 6208 | 1 | PS | OP | NA | WAT |  | 0 |  |  | EIA Prime Mover-level Data
2020 | CO | Mount Elbert | 6208 | 2 | PS | OP | NA | WAT |  | 0 |  |  | EIA Prime Mover-level Data
2020 | CO | Mountain Breeze Wind, LLC | 62840 | MTBRZ | WT | OP | NA | WND |  | 1413497 |  |  | EIA Prime Mover-level Data
2020 | CO | Mtn Solar 6 LLC | 64352 | SC | PV | U | NA | SUN
2020 | CO | Mtn. Solar 1 | 63276 | X0133 | PV | OP | NA | SUN |  | 31198 |  |  | EIA Prime Mover-level Data
2020 | CO | Mtn. Solar 2 | 63277 | X0133 | PV | OP | NA | SUN |  | 32037 |  |  | EIA Prime Mover-level Data
2020 | CO | Mtn. Solar 3 CSG | 63379 | X0134 | PV | OP | NA | SUN |  | 30731 |  |  | EIA Prime Mover-level Data
2020 | CO | Neptune Energy Center Hybrid | 63731 | NT125 | BA | P | NA | MWH
2020 | CO | Neptune Energy Center Hybrid | 63731 | NT325 | PV | P | NA | SUN
2020 | CO | North Fork Hydro Plant | 10423 | GEN1 | HY | OP | NA | WAT |  | 78385 |  |  | EIA Prime Mover-level Data
2020 | CO | Northern Colorado Wind LLC | 57290 | GE | WT | OP | NA | WND |  | 528033.5625 |  |  | EIA Prime Mover-level Data
2020 | CO | Northern Colorado Wind LLC | 57290 | SIEM | WT | OP | NA | WND |  | 3562466.5 |  |  | EIA Prime Mover-level Data
2020 | CO | NSE Camber BH CSG 2, LLC | 64355 | SC | PV | U | NA | SUN
2020 | CO | NSE Camber Solar PS11 LLC | 64353 | SC | PV | U | NA | SUN
2020 | CO | NSE Camber Solar PS13 LLC | 64356 | SC | PV | U | NA | SUN
2020 | CO | NSE Camber Solar PS5 LLC | 64358 | SC | PV | U | NA | SUN
2020 | CO | NSE Camber Solar PS6 LLC | 64357 | SC | PV | U | NA | SUN
2020 | CO | Nucla | 527 | 1 | ST | RE | FLUIDIZED | BIT
2020 | CO | Nucla | 527 | 2 | ST | RE | NA | BIT
2020 | CO | Nucla | 527 | 3 | ST | RE | NA | BIT
2020 | CO | Nucla | 527 | ST4 | ST | RE | NA | BIT
2020 | CO | Oak Leaf Solar XVIII LLC | 64831 | DIA7 | PV | U | NA | SUN
2020 | CO | Oak Leaf Solar XXI (CSG) | 62243 | 53964 | PV | OP | NA | SUN |  | 32189 |  |  | EIA Prime Mover-level Data
2020 | CO | Oak Leaf Solar XXII LLC (CSG) | 62252 | 53965 | PV | OP | NA | SUN |  | 32723 |  |  | EIA Prime Mover-level Data
2020 | CO | Oak Leaf Solar XXIII LLC (CSG) | 62256 | 53966 | PV | OP | NA | SUN |  | 32967 |  |  | EIA Prime Mover-level Data
2020 | CO | Oak Leaf Solar XXIV LLC (CSG) | 62253 | 53967 | PV | OP | NA | SUN |  | 28476 |  |  | EIA Prime Mover-level Data
2020 | CO | Oak Leaf Solar XXV LLC (CSG) | 62245 | 53968 | PV | OP | NA | SUN |  | 28758 |  |  | EIA Prime Mover-level Data
2020 | CO | Oak Leaf Solar XXVI LLC | 62254 | 53970 | PV | OP | NA | SUN |  | 32758 |  |  | EIA Prime Mover-level Data
2020 | CO | Oak Leaf Solar XXVII LLC | 62224 | 53971 | PV | OP | NA | SUN |  | 31047 |  |  | EIA Prime Mover-level Data
2020 | CO | Oak Leaf Solar XXVIII LLC (CSG) | 62255 | 53973 | PV | OP | NA | SUN |  | 31154 |  |  | EIA Prime Mover-level Data
2020 | CO | Oak Leaf Solar XXX LLC (CSG) | 62239 | 53963 | PV | OP | NA | SUN |  | 36312 |  |  | EIA Prime Mover-level Data
2020 | CO | Oak Leaf Solar XXXI LLC (CSG) | 62244 | 53977 | PV | OP | NA | SUN |  | 32232 |  |  | EIA Prime Mover-level Data
2020 | CO | Oak Leaf Solar XXXII (CSG) | 62251 | 53975 | PV | OP | NA | SUN |  | 32495 |  |  | EIA Prime Mover-level Data
2020 | CO | Oak Leaf Solar XXXIII LLC (Lantz) | 63681 | 13 | PV | OP | NA | SUN |  | 16190.5 |  |  | EIA Prime Mover-level Data
2020 | CO | Oak Leaf Solar XXXIII LLC (Lantz) | 63681 | 14 | PV | OP | NA | SUN |  | 16190.5 |  |  | EIA Prime Mover-level Data
2020 | CO | OREG 4 Peetz | 57134 | 1 | OT | OP | NA | WH |  | 115436 |  |  | EIA Prime Mover-level Data
2020 | CO | Palmer Solar | 62495 | 20181 | PV | OP | NA | SUN |  | 1096178 |  |  | EIA Prime Mover-level Data
2020 | CO | Panasonic Carport Solar Hybrid | 61439 | PANBS | BA | OP | NA | MWH |  | 0 |  |  | EIA Prime Mover-level Data
2020 | CO | Panasonic Carport Solar Hybrid | 61439 | PANPV | PV | OP | NA | SUN |  | 19003 |  |  | EIA Prime Mover-level Data
2020 | CO | Panorama Wind, LLC | 64872 | PANWD | WT | T | NA | WND
2020 | CO | Pawnee | 6248 | 1 | ST | OP | WALL | SUB | 8532 | 36728408 | 9.1 | 0.00049553 | EPA/CAMD | EPA/NEI | 1981
2020 | CO | Peak View Wind Farm | 60143 | WTG | WT | OP | NA | WND |  | 1903004 |  |  | EIA Prime Mover-level Data
2020 | CO | Peetz Table Wind Energy | 56563 | GE | WT | OP | NA | WND |  | 5901922 |  |  | EIA Prime Mover-level Data
2020 | CO | Pike Solar Hybrid | 64212 | CO465 | PV | P | NA | SUN
2020 | CO | Pike Solar Hybrid | 64212 | PSBES | BA | P | NA | MWH
2020 | CO | Pikes Peak Solar Garden 1 LLC CSG | 59848 | PPSG1 | PV | OP | NA | SUN |  | 42470 |  |  | EIA Prime Mover-level Data
2020 | CO | Pioneer Solar (CO), LLC | 61991 | PI-QF | PV | V | NA | SUN
2020 | CO | Pivot Solar 1 LLC | 64649 | SC | PV | U | NA | SUN
2020 | CO | Pivot Solar 12 LLC | 64359 | SC | PV | U | NA | SUN
2020 | CO | Pivot Solar 14 LLC | 64650 | SC | PV | U | NA | SUN
2020 | CO | Pivot Solar 15 LLC | 64652 | SC | PV | U | NA | SUN
2020 | CO | Pivot Solar 2 LLC | 64651 | SC | PV | U | NA | SUN
2020 | CO | Pivot Solar 3 LLC | 64654 | SC | PV | U | NA | SUN
2020 | CO | Pivot Solar 4 LLC | 64648 | SC | PV | U | NA | SUN
2020 | CO | Pivot Solar 7 LLC | 64653 | SC | PV | U | NA | SUN
2020 | CO | Pivot Solar 8 LLC | 64655 | SC | PV | U | NA | SUN
2020 | CO | Plains End | 55650 | GE10 | IC | OP | NA | NG |  | 3094.05 | 0.00065284 | 0.000422 | EIA Prime Mover-level Data | Estimated using an emission factor
2020 | CO | Plains End | 55650 | GE11 | IC | OP | NA | NG |  | 3094.05 | 0.00065284 | 0.000422 | EIA Prime Mover-level Data | Estimated using an emission factor
2020 | CO | Plains End | 55650 | GE12 | IC | OP | NA | NG |  | 3094.05 | 0.00065284 | 0.000422 | EIA Prime Mover-level Data | Estimated using an emission factor
2020 | CO | Plains End | 55650 | GE13 | IC | OP | NA | NG |  | 3094.05 | 0.00065284 | 0.000422 | EIA Prime Mover-level Data | Estimated using an emission factor
2020 | CO | Plains End | 55650 | GE14 | IC | OP | NA | NG |  | 3094.05 | 0.00065284 | 0.000422 | EIA Prime Mover-level Data | Estimated using an emission factor
2020 | CO | Plains End | 55650 | GE15 | IC | OP | NA | NG |  | 3094.05 | 0.00065284 | 0.000422 | EIA Prime Mover-level Data | Estimated using an emission factor
2020 | CO | Plains End | 55650 | GE16 | IC | OP | NA | NG |  | 3094.05 | 0.00065284 | 0.000422 | EIA Prime Mover-level Data | Estimated using an emission factor
2020 | CO | Plains End | 55650 | GE17 | IC | OP | NA | NG |  | 3094.05 | 0.00065284 | 0.000422 | EIA Prime Mover-level Data | Estimated using an emission factor
2020 | CO | Plains End | 55650 | GE18 | IC | OP | NA | NG |  | 3094.05 | 0.00065284 | 0.000422 | EIA Prime Mover-level Data | Estimated using an emission factor
2020 | CO | Plains End | 55650 | GE19 | IC | OP | NA | NG |  | 3094.05 | 0.00065284 | 0.000422 | EIA Prime Mover-level Data | Estimated using an emission factor
2020 | CO | Plains End | 55650 | GE20 | IC | OP | NA | NG |  | 3094.05 | 0.00065284 | 0.000422 | EIA Prime Mover-level Data | Estimated using an emission factor
2020 | CO | Plains End | 55650 | GEN1 | IC | OP | NA | NG |  | 3094.05 | 0.00065284 | 0.000422 | EIA Prime Mover-level Data | Estimated using an emission factor
2020 | CO | Plains End | 55650 | GEN2 | IC | OP | NA | NG |  | 3094.05 | 0.00065284 | 0.000422 | EIA Prime Mover-level Data | Estimated using an emission factor
2020 | CO | Plains End | 55650 | GEN3 | IC | OP | NA | NG |  | 3094.05 | 0.00065284 | 0.000422 | EIA Prime Mover-level Data | Estimated using an emission factor
2020 | CO | Plains End | 55650 | GEN4 | IC | OP | NA | NG |  | 3094.05 | 0.00065284 | 0.000422 | EIA Prime Mover-level Data | Estimated using an emission factor
2020 | CO | Plains End | 55650 | GEN5 | IC | OP | NA | NG |  | 3094.05 | 0.00065284 | 0.000422 | EIA Prime Mover-level Data | Estimated using an emission factor
2020 | CO | Plains End | 55650 | GEN6 | IC | OP | NA | NG |  | 3094.05 | 0.00065284 | 0.000422 | EIA Prime Mover-level Data | Estimated using an emission factor
2020 | CO | Plains End | 55650 | GEN7 | IC | OP | NA | NG |  | 3094.05 | 0.00065284 | 0.000422 | EIA Prime Mover-level Data | Estimated using an emission factor
2020 | CO | Plains End | 55650 | GEN8 | IC | OP | NA | NG |  | 3094.05 | 0.00065284 | 0.000422 | EIA Prime Mover-level Data | Estimated using an emission factor
2020 | CO | Plains End | 55650 | GEN9 | IC | OP | NA | NG |  | 3094.05 | 0.00065284 | 0.000422 | EIA Prime Mover-level Data | Estimated using an emission factor
2020 | CO | Plains End II LLC | 56516 | 2G01 | IC | OP | NA | NG |  | 5051.2139 | 0.0010658 | 0.000422 | EIA Prime Mover-level Data | Estimated using an emission factor
2020 | CO | Plains End II LLC | 56516 | 2G02 | IC | OP | NA | NG |  | 5051.2139 | 0.0010658 | 0.000422 | EIA Prime Mover-level Data | Estimated using an emission factor
2020 | CO | Plains End II LLC | 56516 | 2G03 | IC | OP | NA | NG |  | 5051.2139 | 0.0010658 | 0.000422 | EIA Prime Mover-level Data | Estimated using an emission factor
2020 | CO | Plains End II LLC | 56516 | 2G04 | IC | OP | NA | NG |  | 5051.2139 | 0.0010658 | 0.000422 | EIA Prime Mover-level Data | Estimated using an emission factor
2020 | CO | Plains End II LLC | 56516 | 2G05 | IC | OP | NA | NG |  | 5051.2139 | 0.0010658 | 0.000422 | EIA Prime Mover-level Data | Estimated using an emission factor
2020 | CO | Plains End II LLC | 56516 | 2G06 | IC | OP | NA | NG |  | 5051.2139 | 0.0010658 | 0.000422 | EIA Prime Mover-level Data | Estimated using an emission factor
2020 | CO | Plains End II LLC | 56516 | 2G07 | IC | OP | NA | NG |  | 5051.2139 | 0.0010658 | 0.000422 | EIA Prime Mover-level Data | Estimated using an emission factor
2020 | CO | Plains End II LLC | 56516 | 2G08 | IC | OP | NA | NG |  | 5051.2139 | 0.0010658 | 0.000422 | EIA Prime Mover-level Data | Estimated using an emission factor
2020 | CO | Plains End II LLC | 56516 | 2G09 | IC | OP | NA | NG |  | 5051.2139 | 0.0010658 | 0.000422 | EIA Prime Mover-level Data | Estimated using an emission factor
2020 | CO | Plains End II LLC | 56516 | 2G10 | IC | OP | NA | NG |  | 5051.2139 | 0.0010658 | 0.000422 | EIA Prime Mover-level Data | Estimated using an emission factor
2020 | CO | Plains End II LLC | 56516 | 2G11 | IC | OP | NA | NG |  | 5051.2139 | 0.0010658 | 0.000422 | EIA Prime Mover-level Data | Estimated using an emission factor
2020 | CO | Plains End II LLC | 56516 | 2G12 | IC | OP | NA | NG |  | 5051.2139 | 0.0010658 | 0.000422 | EIA Prime Mover-level Data | Estimated using an emission factor
2020 | CO | Plains End II LLC | 56516 | 2G13 | IC | OP | NA | NG |  | 5051.2139 | 0.0010658 | 0.000422 | EIA Prime Mover-level Data | Estimated using an emission factor
2020 | CO | Plains End II LLC | 56516 | 2G14 | IC | OP | NA | NG |  | 5051.2139 | 0.0010658 | 0.000422 | EIA Prime Mover-level Data | Estimated using an emission factor
2020 | CO | Platteville Solar CSG, LLC | 63753 | 218 | PV | OP | NA | SUN |  | 24677 |  |  | EIA Prime Mover-level Data
2020 | CO | Pole Hill | 519 | 1 | HY | OP | NA | WAT |  | 1150648 |  |  | EIA Prime Mover-level Data
2020 | CO | Ponnequin | 7937 | 30 | WT | RE | NA | WND
2020 | CO | Ponnequin | 7937 | 8 | WT | RE | NA | WND
2020 | CO | Pueblo | 460 | 5 | ST | RE | NA | NG
2020 | CO | Pueblo | 460 | 6 | ST | RE | NA | NG
2020 | CO | Pueblo | 460 | IC1 | IC | OP | NA | DFO |  | 43.5 | 0.0067425 | 0.31 | EIA Prime Mover-level Data | Estimated using an emission factor
2020 | CO | Pueblo | 460 | IC3 | IC | OP | NA | DFO |  | 43.5 | 0.0067425 | 0.31 | EIA Prime Mover-level Data | Estimated using an emission factor
2020 | CO | Pueblo | 460 | IC4 | IC | OP | NA | DFO |  | 43.5 | 0.0067425 | 0.31 | EIA Prime Mover-level Data | Estimated using an emission factor
2020 | CO | Pueblo | 460 | IC5 | IC | OP | NA | DFO |  | 43.5 | 0.0067425 | 0.31 | EIA Prime Mover-level Data | Estimated using an emission factor
2020 | CO | Pueblo Airport Generating Station | 56998 | CT01 | GT | OP | CT | NG | 0 |  | 2.94 |  |  | EPA/NEI | 2011
2020 | CO | Pueblo Airport Generating Station | 56998 | CT02 | GT | OP | CT | NG | 3112 | 1149725.125 | 1.184 | 0.0020596 | EPA/CAMD | EPA/NEI | 2011
2020 | CO | Pueblo Airport Generating Station | 56998 | CT04 | CT | OP | CC | NG | 7976 | 2391266.75 | 8.13 | 0.0067997 | EPA/CAMD | EPA/NEI | 2011
2020 | CO | Pueblo Airport Generating Station | 56998 | CT05 | CT | OP | CC | NG | 7057 | 2293246.75 | 7.073 | 0.0061685 | EPA/CAMD | EPA/NEI | 2011
2020 | CO | Pueblo Airport Generating Station | 56998 | CT06 | CT | OP | CC | NG | 8067 | 2300489 | 8.462 | 0.0073567 | EPA/CAMD | EPA/NEI | 2011
2020 | CO | Pueblo Airport Generating Station | 56998 | CT07 | CT | OP | CC | NG | 8178 | 2349847.25 | 9.042 | 0.0076958 | EPA/CAMD | EPA/NEI | 2011
2020 | CO | Pueblo Airport Generating Station | 56998 | CT08 | GT | OP | CT | NG | 427 | 113138.2969 | 0.43896 | 0.0077596 | EPA/CAMD | NEI avg EF - PM, fuel type, firing type | 2016
2020 | CO | Quincy II Solar Garden | 61752 | PV1 | PV | OP | NA | SUN |  | 29828 |  |  | EIA Prime Mover-level Data
2020 | CO | Quincy Solar | 62664 | SO393 | PV | OP | NA | SUN |  | 27635 |  |  | EIA Prime Mover-level Data
2020 | CO | Rawhide Energy Station | 6761 | 101 | ST | OP | TANGENTIAL | SUB | 8435 | 18914708 | 25 | 0.0026434 | EPA/CAMD | EPA/NEI | 1984
2020 | CO | Rawhide Energy Station | 6761 | A | GT | OP | CT | NG | 506 | 317110.6562 | 1.17 | 0.0073791 | EPA/CAMD | EPA/NEI | 2002
2020 | CO | Rawhide Energy Station | 6761 | B | GT | OP | CT | NG | 461 | 283858.9688 | 1.05 | 0.007398 | EPA/CAMD | EPA/NEI | 2002
2020 | CO | Rawhide Energy Station | 6761 | C | GT | OP | CT | NG | 419 | 245846 | 0.91 | 0.007403 | EPA/CAMD | EPA/NEI | 2002
2020 | CO | Rawhide Energy Station | 6761 | D | GT | OP | CT | NG | 484 | 282303.9688 | 0.49 | 0.0034714 | EPA/CAMD | EPA/NEI | 2004
2020 | CO | Rawhide Energy Station | 6761 | F | GT | OP | CT | NG | 609 | 626743.4375 | 1.91 | 0.006095 | EPA/CAMD | EPA/NEI | 2008
2020 | CO | Rawhide Prairie Solar Hybrid | 63722 | BA1 | BA | TS | NA | MWH
2020 | CO | Rawhide Prairie Solar Hybrid | 63722 | PV1 | PV | TS | NA | SUN
2020 | CO | Ray D Nixon | 8219 | 1 | ST | OP | WALL | SUB | 8541 | 11959716 | 16.35 | 0.0027342 | EPA/CAMD | EPA/NEI | 1980
2020 | CO | Ray D Nixon | 8219 | 2 | GT | OP | CT | NG | 105 | 23618.8008 | 0.07 | 0.0059275 | EPA/CAMD | EPA/NEI | 1999
2020 | CO | Ray D Nixon | 8219 | 3 | GT | OP | CT | NG | 208 | 51662.8477 | 0.0709 | 0.0027447 | EPA/CAMD | EPA/NEI | 1999
2020 | CO | Redlands Water & Power | 50267 | RED1 | HY | OP | NA | WAT |  | 66148 |  |  | EIA Prime Mover-level Data
2020 | CO | Ridge Crest Wind Partners | 55741 | A1 | WT | OP | NA | WND |  | 629209 |  |  | EIA Prime Mover-level Data
2020 | CO | Rifle Generating Station | 10755 | GT2 | CT |  | NA | NG |  | 36556.1289 | 0.11298 | 0.0061813 | EIA Unit-level Data | NEI avg EF - PM, fuel type
2020 | CO | Rifle Generating Station | 10755 | GT3 | CT |  | NA | NG |  | 35146.2656 | 0.10862 | 0.0061813 | EIA Unit-level Data | NEI avg EF - PM, fuel type
2020 | CO | Rifle Generating Station | 10755 | GT4 | CT |  | NA | NG |  | 35324.7891 | 0.10918 | 0.0061813 | EIA Unit-level Data | NEI avg EF - PM, fuel type
2020 | CO | Rifle Generating Station | 10755 | HR2 | CA | OP | NA | NG |  | 0 | 0 |  | EIA Unit-level Data | Estimated using an emission factor
2020 | CO | Rifle Generating Station | 10755 | HR3 | CA | OP | NA | NG |  | 0 | 0 |  | EIA Unit-level Data | Estimated using an emission factor
2020 | CO | Rifle Generating Station | 10755 | HR4 | CA | OP | NA | NG |  | 0 | 0 |  | EIA Unit-level Data | Estimated using an emission factor
2020 | CO | Riverview Solar | 63092 | RIVER | PV | OP | NA | SUN |  | 30856 |  |  | EIA Prime Mover-level Data
2020 | CO | Rock Creek 2 CSG | 64265 | 263 | PV | OP | NA | SUN |  | 246 |  |  | EIA Prime Mover-level Data
2020 | CO | Rocky Ford | 6516 | IC1 | IC | RE | NA | DFO
2020 | CO | Rocky Ford | 6516 | IC1A | IC | OP | NA | DFO |  | 178.2 | 0.027621 | 0.31 | EIA Prime Mover-level Data | Estimated using an emission factor
2020 | CO | Rocky Ford | 6516 | IC2 | IC | OP | NA | DFO |  | 178.2 | 0.027621 | 0.31 | EIA Prime Mover-level Data | Estimated using an emission factor
2020 | CO | Rocky Ford | 6516 | IC3 | IC | OP | NA | DFO |  | 178.2 | 0.027621 | 0.31 | EIA Prime Mover-level Data | Estimated using an emission factor
2020 | CO | Rocky Ford | 6516 | IC4 | IC | OP | NA | DFO |  | 178.2 | 0.027621 | 0.31 | EIA Prime Mover-level Data | Estimated using an emission factor
2020 | CO | Rocky Ford | 6516 | IC5 | IC | OP | NA | DFO |  | 178.2 | 0.027621 | 0.31 | EIA Prime Mover-level Data | Estimated using an emission factor
2020 | CO | Rocky Mountain Energy Center | 55835 | 1 | CT | OP | CC | NG | 7630 | 12779970 | 12.8 | 0.0020031 | EPA/CAMD | EPA/NEI | 2004
2020 | CO | Rocky Mountain Energy Center | 55835 | 2 | CT | OP | CC | NG | 7546 | 13091868 | 6.5002 | 0.00099301 | EPA/CAMD | EPA/NEI | 2004
2020 | CO | Rush Creek Wind | 60619 | GEN1 | WT | OP | NA | WND |  | 17759366 |  |  | EIA Prime Mover-level Data
2020 | CO | Ruxton Park | 495 | 1 | HY | OP | NA | WAT |  | 2349 |  |  | EIA Prime Mover-level Data
2020 | CO | RV CSU Power II LLC | 57507 | CSUII | PV | OP | NA | SUN |  | 34478 |  |  | EIA Prime Mover-level Data
2020 | CO | RV CSU Power LLC | 57141 | CSU1 | PV | OP | NA | SUN |  | 26303 |  |  | EIA Prime Mover-level Data
2020 | CO | Salida | 474 | 1 | HY | RE | NA | WAT
2020 | CO | Salida | 474 | 2 | HY | OP | NA | WAT |  | 14975 |  |  | EIA Prime Mover-level Data
2020 | CO | San Isabel Solar, LLC | 60304 | SISPV | PV | OP | NA | SUN |  | 679511 |  |  | EIA Prime Mover-level Data
2020 | CO | San Luis Solar Garden | 61472 | ANTO2 | PV | OP | NA | SUN |  | 29381 |  |  | EIA Prime Mover-level Data
2020 | CO | San Luis Valley Solar Array | 61605 | 1 | PV | OP | NA | SUN |  | 57087 |  |  | EIA Prime Mover-level Data
2020 | CO | San Luis Valley Solar Ranch | 57317 | 1 | PV | OP | NA | SUN |  | 671223 |  |  | EIA Prime Mover-level Data
2020 | CO | SECC | 7730 | 1 | IC | RE | NA | DFO
2020 | CO | Shavano Falls Hydro | 61189 | GEN1 | HY | OP | NA | WAT |  | 106576 |  |  | EIA Prime Mover-level Data
2020 | CO | Shavano Falls Hydro Drop 4 | 61190 | GEN1 | HY | OP | NA | WAT |  | 188357 |  |  | EIA Prime Mover-level Data
2020 | CO | Shoshone (CO) | 476 | A | HY | OP | NA | WAT |  | 88852.5 |  |  | EIA Prime Mover-level Data
2020 | CO | Shoshone (CO) | 476 | B | HY | OP | NA | WAT |  | 88852.5 |  |  | EIA Prime Mover-level Data
2020 | CO | Skylark | 60248 | CAREY | PV | OP | NA | SUN |  | 81950 |  |  | EIA Prime Mover-level Data
2020 | CO | SMPA Solar 1 Community Solar | 58547 | 1 | PV | OP | NA | SUN |  | 17688 |  |  | EIA Prime Mover-level Data
2020 | CO | South Canal Hydro-1 | 58783 | SC-1 | HY | OP | NA | WAT |  | 151922 |  |  | EIA Prime Mover-level Data
2020 | CO | South Canal Hydro-3 | 58784 | SC-3 | HY | OP | NA | WAT |  | 111917 |  |  | EIA Prime Mover-level Data
2020 | CO | Spanish Peaks Solar | 62379 | 47301 | PV | P | NA | SUN
2020 | CO | Spindle Hill Energy Center | 56445 | CT-01 | GT | OP | CT | NG | 2373 | 2695090.75 | 2.7 | 0.0020036 | EPA/CAMD | EPA/NEI | 2007
2020 | CO | Spindle Hill Energy Center | 56445 | CT-02 | GT | OP | CT | NG | 1752 | 1995744.75 | 4 | 0.0040085 | EPA/CAMD | EPA/NEI | 2007
2020 | CO | Spring Canyon | 56320 | 1 | WT | OP | NA | WND |  | 1597143 |  |  | EIA Prime Mover-level Data
2020 | CO | Spring Canyon Expansion Wind Energy Ctr | 58769 | 1 | WT | OP | NA | WND |  | 1161231.5 |  |  | EIA Prime Mover-level Data
2020 | CO | Spring Canyon Expansion Wind Energy Ctr | 58769 | SCIII | WT | OP | NA | WND |  | 976800.5625 |  |  | EIA Prime Mover-level Data
2020 | CO | Springfield (CO) | 8100 | 1 | IC | SB | NA | DFO
2020 | CO | Springfield (CO) | 8100 | 2 | IC | SB | NA | DFO
2020 | CO | Springfield (CO) | 8100 | IC4 | IC | SB | NA | DFO
2020 | CO | Springfield (CO) | 8100 | IC5 | IC | SB | NA | DFO
2020 | CO | SR Jenkins Ft Lupton | 60023 | FTLUP | PV | OP | NA | SUN |  | 287556 |  |  | EIA Prime Mover-level Data
2020 | CO | SR Kersey | 61314 | KERS | PV | OP | NA | SUN |  | 74070 |  |  | EIA Prime Mover-level Data
2020 | CO | SR Kersey II | 63586 | KERII | PV | OP | NA | SUN |  | 18713 |  |  | EIA Prime Mover-level Data
2020 | CO | SR Mavericks | 60283 | MVRKS | PV | OP | NA | SUN |  | 133235 |  |  | EIA Prime Mover-level Data
2020 | CO | SR Platte Solar Farm | 61462 | PV1 | PV | OP | NA | SUN |  | 324890 |  |  | EIA Prime Mover-level Data
2020 | CO | SR Rattlesnake | 64152 | SNAKE | PV | OP | NA | SUN |  | 9685 |  |  | EIA Prime Mover-level Data
2020 | CO | SR Skylark B | 60497 | SKY B | PV | OP | NA | SUN |  | 39083 |  |  | EIA Prime Mover-level Data
2020 | CO | SR Skylark C | 63587 | SKYC | PV | OP | NA | SUN |  | 20017 |  |  | EIA Prime Mover-level Data
2020 | CO | Sterling PV 3 | 59198 | STER3 | PV | OP | NA | SUN |  | 32967 |  |  | EIA Prime Mover-level Data
2020 | CO | Strontia Springs Hydro Plant | 10081 | GEN1 | HY | OP | NA | WAT |  | 62981 |  |  | EIA Prime Mover-level Data
2020 | CO | Sugarloaf Hydro Plant | 50435 | SUG1 | HY | OP | NA | WAT
2020 | CO | SunE Alamosa | 56481 | 1 | PV | OP | NA | SUN |  | 15254.5117 |  |  | EIA Prime Mover-level Data
2020 | CO | SunE Alamosa | 56481 | 2 | PV | OP | NA | SUN |  | 109832.4844 |  |  | EIA Prime Mover-level Data
2020 | CO | Sunnyside Ranch Community Solar Array | 59742 | HCE | PV | OP | NA | SUN |  | 26818 |  |  | EIA Prime Mover-level Data
2020 | CO | Tacoma | 6206 | 1 | HY | OP | NA | WAT |  | 10378.5 |  |  | EIA Prime Mover-level Data
2020 | CO | Tacoma | 6206 | 2 | HY | OP | NA | WAT |  | 10378.5 |  |  | EIA Prime Mover-level Data
2020 | CO | Tacoma | 6206 | 3 | HY | RE | NA | WAT
2020 | CO | Taylor Draw Hydroelectric Facility | 54729 | COX1 | HY | OP | NA | WAT |  | 82090 |  |  | EIA Prime Mover-level Data
2020 | CO | Tesla | 7233 | 1 | HY | OP | NA | WAT |  | 492166 |  |  | EIA Prime Mover-level Data
2020 | CO | Thunder Wolf Energy Center Hybrid | 63776 | TW100 | BA | P | NA | MWH
2020 | CO | Thunder Wolf Energy Center Hybrid | 63776 | TW300 | PV | U | NA | SUN
2020 | CO | Titan Solar | 61811 | PCEC | PV | OP | NA | SUN |  | 894977 |  |  | EIA Prime Mover-level Data
2020 | CO | Tom Sifers Solar | 63163 | SIFRS | PV | OP | NA | SUN |  | 17257 |  |  | EIA Prime Mover-level Data
2020 | CO | Towaoc | 7373 | 1 | HY | OP | NA | WAT |  | 154133 |  |  | EIA Prime Mover-level Data
2020 | CO | Tri-County Water Hydropower Project | 58901 | TCWG1 | HY | OP | NA | WAT |  | 114029.1016 |  |  | EIA Prime Mover-level Data
2020 | CO | Tri-County Water Hydropower Project | 58901 | TCWG2 | HY | OP | NA | WAT |  | 12669.9004 |  |  | EIA Prime Mover-level Data
2020 | CO | Trinidad (CO) | 511 | 1 | ST | RE | NA | BIT
2020 | CO | Trinidad (CO) | 511 | 3 | IC | SB | NA | NG |  | 21.272 | 4.4884e-06 | 0.000422 | EIA Prime Mover-level Data | Estimated using an emission factor
2020 | CO | Trinidad (CO) | 511 | 4 | IC | SB | NA | NG |  | 21.272 | 4.4884e-06 | 0.000422 | EIA Prime Mover-level Data | Estimated using an emission factor
2020 | CO | Trinidad (CO) | 511 | 5 | IC | OP | NA | DFO |  | 20.152 | 0.0031236 | 0.31 | EIA Prime Mover-level Data | Estimated using an emission factor
2020 | CO | Trinidad (CO) | 511 | 6 | IC | OP | NA | DFO |  | 20.152 | 0.0031236 | 0.31 | EIA Prime Mover-level Data | Estimated using an emission factor
2020 | CO | Trinidad (CO) | 511 | 7 | IC | OP | NA | DFO |  | 20.152 | 0.0031236 | 0.31 | EIA Prime Mover-level Data | Estimated using an emission factor
2020 | CO | Trishe Wind Colorado | 58928 | 1 | WT | CN | NA | WND
2020 | CO | Trout Creek Solar | 62260 | 44901 | PV | OP | NA | SUN |  | 45136 |  |  | EIA Prime Mover-level Data
2020 | CO | TruStile Doors - Denver | 64388 | TRUCO | PV | P | NA | SUN
2020 | CO | Turkey Creek Solar Project | 64744 | TC001 | PV | P | NA | SUN
2020 | CO | Twin Buttes II Wind | 61040 | WT1 | WT | OP | NA | WND |  | 2971564 |  |  | EIA Prime Mover-level Data
2020 | CO | Twin Buttes Wind Project | 56460 | WT1 | WT | OP | NA | WND |  | 2328109 |  |  | EIA Prime Mover-level Data
2020 | CO | University of Colorado | 54372 | GT1 | CT |  | NA | NG |  | 104801.2266 | 0.3239 | 0.0061813 | EIA Unit-level Data | NEI avg EF - PM, fuel type
2020 | CO | University of Colorado | 54372 | GT2 | CT |  | NA | NG |  | 4454.5449 | 0.013767 | 0.0061813 | EIA Unit-level Data | NEI avg EF - PM, fuel type
2020 | CO | University of Colorado | 54372 | ST1 | CA | OP | NA | NG
2020 | CO | Upper Molina | 521 | 1 | HY | OP | NA | WAT |  | 186399 |  |  | EIA Prime Mover-level Data
2020 | CO | Vallecito Hydroelectric | 50206 | GEN1 | HY | OP | NA | WAT |  | 21781.1035 |  |  | EIA Prime Mover-level Data
2020 | CO | Vallecito Hydroelectric | 50206 | GEN2 | HY | OP | NA | WAT |  | 68065.9453 |  |  | EIA Prime Mover-level Data
2020 | CO | Vallecito Hydroelectric | 50206 | GEN3 | HY | OP | NA | WAT |  | 68065.9453 |  |  | EIA Prime Mover-level Data
2020 | CO | Valley View Solar | 60247 | VVS | PV | OP | NA | SUN |  | 92951 |  |  | EIA Prime Mover-level Data
2020 | CO | Valmont | 477 | 5 | ST | RE | TANGENTIAL | BIT
2020 | CO | Valmont | 477 | 6 | GT | OP | NA | NG |  | 53057 | 0.026375 | 0.00099423 | EIA Prime Mover-level Data | NEI avg EF - PM, fuel type, firing type
2020 | CO | Valmont Combustion Turbine Facility | 55207 | CT7 | GT | OP | CT | NG | 336 | 56059.0352 | 0.2175 | 0.0077596 | EPA/CAMD | NEI avg EF - PM, fuel type, firing type | 2000
2020 | CO | Valmont Combustion Turbine Facility | 55207 | CT8 | GT | OP | CT | NG | 294 | 56637.7344 | 0.21974 | 0.0077596 | EPA/CAMD | NEI avg EF - PM, fuel type, firing type | 2001
2020 | CO | Venture 1 - 1A | 64880 | 75020 | PV | T | NA | SUN
2020 | CO | Vestas Towers America, Inc. | 57643 | V100 | WT | OP | NA | WND |  | 23519 |  |  | EIA Prime Mover-level Data
2020 | CO | Vestas Towers America, Inc. | 57643 | V112 | WT | CN | NA | WND
2020 | CO | Victory Solar LLC | 60764 | PV1 | PV | OP | NA | SUN |  | 242073 |  |  | EIA Prime Mover-level Data
2020 | CO | Vilas Solar Array | 61606 | 1 | PV | OP | NA | SUN |  | 90230 |  |  | EIA Prime Mover-level Data
2020 | CO | W N Clark | 462 | 1 | ST | RE | NA | BIT
2020 | CO | W N Clark | 462 | 2 | ST | RE | NA | BIT
2020 | CO | Weld 1 Community Solar Array | 60720 | WELD1 | PV | OP | NA | SUN |  | 30997 |  |  | EIA Prime Mover-level Data
2020 | CO | Western Sugar Coop- Ft Morgan | 58081 | ATB-2 | ST | OP | NA | NG |  | 517934 | 1.9228 | 0.0074247 | EIA Prime Mover-level Data | NEI avg EF - PM, fuel type
2020 | CO | Whiskey Hill Solar | 63164 | WHSKY | PV | OP | NA | SUN |  | 21028 |  |  | EIA Prime Mover-level Data
2020 | CO | Williams Fork Hydro Plant | 10422 | GEN1 | HY | OP | NA | WAT |  | 81476.5703 |  |  | EIA Prime Mover-level Data
2020 | CO | Williams Fork Hydro Plant | 10422 | GEN2 | HY | OP | NA | WAT |  | 13579.4287 |  |  | EIA Prime Mover-level Data
2020 | CO | Williams Ignacio Natural Gas Plant | 50205 | 7101 | ST | OP | NA | WH |  | 405426 |  |  | EIA Prime Mover-level Data
2020 | CO | WWRF Solar Plant | 56922 | EAST | PV | OP | NA | SUN |  | 8024.333 |  |  | EIA Prime Mover-level Data
2020 | CO | WWRF Solar Plant | 56922 | WEST | PV | OP | NA | SUN |  | 16048.667 |  |  | EIA Prime Mover-level Data
2020 | CO | Xcel Adams 1 Community Solar Array | 60726 | ADCO1 | PV | OP | NA | SUN |  | 33030 |  |  | EIA Prime Mover-level Data
2020 | CO | Xcel Adams 2 Community Solar Array | 60725 | ADCO2 | PV | OP | NA | SUN |  | 32160 |  |  | EIA Prime Mover-level Data
2020 | CT | Adams Solar | 62026 | ADAMS | PV | OP | NA | SUN |  | 12844 |  |  | EIA Prime Mover-level Data
2020 | CT | Advance Stores Company, Inc | 59788 | PV1 | PV | OP | NA | SUN |  | 5360 |  |  | EIA Prime Mover-level Data
2020 | CT | ALDI DC 2 | 62615 | ADC2 | PV | OP | NA | SUN |  | 15002 |  |  | EIA Prime Mover-level Data
2020 | CT | Alfred L Pierce Generating Station | 6635 | AP-1 | GT | OP | CT | NG | 62 | 22075.0723 | 0.10858 | 0.0098371 | EPA/CAMD | EPA/NEI | 2007
2020 | CT | Algonquin Power Windsor Locks, LLC | 10567 | GT1 | CT | OP | CC | NG | 323 | 86882.2031 | 0.17268 | 0.0039751 | EPA/CAMD | EPA/NEI | 1990
2020 | CT | Amazon BDL3 Solar Project | 63537 | BLD3 | PV | OP | NA | SUN |  | 11721 |  |  | EIA Prime Mover-level Data
2020 | CT | Antares-GRE 314 East Lyme LLC | 59495 | GRE01 | PV | OP | NA | SUN |  | 47093 |  |  | EIA Prime Mover-level Data
2020 | CT | Backus Microgrid Project | 59415 | BMP1 | IC | OP | NA | DFO |  | 3328 | 0.51584 | 0.31 | EIA Prime Mover-level Data | Estimated using an emission factor
2020 | CT | Backus Microgrid Project | 59415 | BMP2 | IC | OP | NA | DFO |  | 3328 | 0.51584 | 0.31 | EIA Prime Mover-level Data | Estimated using an emission factor
2020 | CT | Backus Microgrid Project | 59415 | BMP3 | IC | OP | NA | DFO |  | 3328 | 0.51584 | 0.31 | EIA Prime Mover-level Data | Estimated using an emission factor
2020 | CT | Backus Microgrid Project | 59415 | BMP4 | IC | OP | NA | DFO |  | 3328 | 0.51584 | 0.31 | EIA Prime Mover-level Data | Estimated using an emission factor
2020 | CT | Barrett Farm Solar - Phase I | 61728 | 10263 | PV | OP | NA | SUN |  | 24757 |  |  | EIA Prime Mover-level Data
2020 | CT | Becton Canaan | 63262 | PH1GR | PV | OP | NA | SUN |  | 19182 |  |  | EIA Prime Mover-level Data
2020 | CT | Becton Canaan | 63262 | PH1RF | PV | OP | NA | SUN |  | 6394 |  |  | EIA Prime Mover-level Data
2020 | CT | Becton Canaan | 63262 | PH2RF | PV | OP | NA | SUN |  | 6394 |  |  | EIA Prime Mover-level Data
2020 | CT | Blair Solar | 64217 | BLAIR | PV | TS | NA | SUN
2020 | CT | Bradley Energy Center | 58327 | UNIT1 | IC | OP | NA | NG |  | 61390.3438 | 0.012953 | 0.000422 | EIA Prime Mover-level Data | Estimated using an emission factor
2020 | CT | Bradley Energy Center | 58327 | UNIT2 | IC | OP | NA | NG |  | 49112.2773 | 0.010363 | 0.000422 | EIA Prime Mover-level Data | Estimated using an emission factor
2020 | CT | Bradley Energy Center | 58327 | UNIT3 | IC | OP | NA | NG |  | 49112.2773 | 0.010363 | 0.000422 | EIA Prime Mover-level Data | Estimated using an emission factor
2020 | CT | Bradley Energy Center | 58327 | UNIT4 | IC | OP | NA | NG |  | 77761.1016 | 0.016408 | 0.000422 | EIA Prime Mover-level Data | Estimated using an emission factor
2020 | CT | Branford | 540 | 10 | GT | OP | CT | KER | 17 | 4083 | 7.971e-05 | 3.9045e-05 | EIA non-ozone season distributed and EPA/CAMD ozone season | EPA/NEI | 1969
2020 | CT | Brass Mill Center | 63288 | BMC | PV | OP | NA | SUN |  | 35057 |  |  | EIA Prime Mover-level Data
2020 | CT | Bridge Street 1 & 2 | 57598 | BS1 | IC | OP | NA | DFO |  | 3707 | 0.57459 | 0.31 | EIA Prime Mover-level Data | Estimated using an emission factor
2020 | CT | Bridge Street 1 & 2 | 57598 | BS2 | IC | OP | NA | DFO |  | 3707 | 0.57459 | 0.31 | EIA Prime Mover-level Data | Estimated using an emission factor
2020 | CT | Bridgeport Energy | 55042 | BE1 | CT | OP | CC | NG | 4391 | 6543767.5 | 6.9528 | 0.002125 | EPA/CAMD | EPA/NEI | 1998
2020 | CT | Bridgeport Energy | 55042 | BE2 | CT | OP | CC | NG | 4514 | 6753912.5 | 3.9604 | 0.0011728 | EPA/CAMD | EPA/NEI | 1998
2020 | CT | Bridgeport Fuel Cell, LLC | 58551 | 1 | FC | OP | NA | NG |  | 775008 | 0 | 0 | EIA Prime Mover-level Data | Estimated using an emission factor
2020 | CT | Bridgeport Harbor Station | 568 | BHB3 | ST | OP | TANGENTIAL | SUB | 63 | 47149.4922 | 0.019641 | 0.00083315 | EPA/CAMD | EPA/NEI | 1968
2020 | CT | Bridgeport Harbor Station | 568 | BHB4 | GT | OP | CT | KER | 15 | 1167 | 0.013874 | 0.023777 | EIA non-ozone season distributed and EPA/CAMD ozone season | EPA/NEI | 1967
2020 | CT | Bridgeport Harbor Station | 568 | BHB5 | CT | OP | CC | NG | 8332 | 23863126 | 73.7523 | 0.0061813 | EPA/CAMD | NEI avg EF - PM, fuel type, firing type | 2019
2020 | CT | Bulls Bridge | 541 | 1 | HY | OP | NA | WAT |  | 41180.168 |  |  | EIA Prime Mover-level Data
2020 | CT | Bulls Bridge | 541 | 2 | HY | OP | NA | WAT |  | 41180.168 |  |  | EIA Prime Mover-level Data
2020 | CT | Bulls Bridge | 541 | 3 | HY | OP | NA | WAT |  | 41180.168 |  |  | EIA Prime Mover-level Data
2020 | CT | Bulls Bridge | 541 | 4 | HY | OP | NA | WAT |  | 41180.168 |  |  | EIA Prime Mover-level Data
2020 | CT | Bulls Bridge | 541 | 5 | HY | OP | NA | WAT |  | 41180.168 |  |  | EIA Prime Mover-level Data
2020 | CT | Bulls Bridge | 541 | 6 | HY | OP | NA | WAT |  | 41180.168 |  |  | EIA Prime Mover-level Data
2020 | CT | Candlewood Solar | 61517 | CANDL | PV | CN | NA | SUN
2020 | CT | Canis Major Solar Farm | 61398 | S1980 | PV | OP | NA | SUN |  | 30732 |  |  | EIA Prime Mover-level Data
2020 | CT | Canis Minor Solar Farm | 61408 | B1000 | PV | OP | NA | SUN |  | 15117 |  |  | EIA Prime Mover-level Data
2020 | CT | Capitol District Energy Center | 50498 | GT | CT | OP | CC | NG | 267 | 99298.2891 | 0.14342 | 0.0028887 | EPA/CAMD | EPA/NEI | 1989
2020 | CT | CCSU Co-Gen-STBY Gen | 58224 | EC#1 | IC | OP | NA | NG |  | 21623.334 | 0.0045625 | 0.000422 | EIA Prime Mover-level Data | Estimated using an emission factor
2020 | CT | CCSU Co-Gen-STBY Gen | 58224 | EC#2 | IC | OP | NA | NG |  | 21623.334 | 0.0045625 | 0.000422 | EIA Prime Mover-level Data | Estimated using an emission factor
2020 | CT | CCSU Co-Gen-STBY Gen | 58224 | GRND | IC | SB | NA | DFO |  | 4990 | 0.77345 | 0.31 | EIA Prime Mover-level Data | Estimated using an emission factor
2020 | CT | CCSU Co-Gen-STBY Gen | 58224 | MEMH | IC | SB | NA | DFO |  | 11643.333 | 1.8047 | 0.31 | EIA Prime Mover-level Data | Estimated using an emission factor
2020 | CT | CCSU Fuel Cell Project | 58237 | CCSU | FC | OP | NA | NG |  | 92537 | 0 | 0 | EIA Prime Mover-level Data | Estimated using an emission factor
2020 | CT | Cellu Tissue | 58116 | GEN1 | IC | OP | NA | NG |  | 148220 | 0.031274 | 0.000422 | EIA Prime Mover-level Data | Estimated using an emission factor
2020 | CT | CJTS Energy Center | 58365 | UNIT1 | FC | RE | NA | NG
2020 | CT | CJTS Energy Center | 58365 | UNIT2 | FC | RE | NA | NG
2020 | CT | CJTS Energy Center | 58365 | UNIT3 | FC | RE | NA | NG
2020 | CT | CJTS Energy Center | 58365 | UNIT4 | FC | RE | NA | NG
2020 | CT | CJTS Energy Center | 58365 | UNIT5 | FC | RE | NA | NG
2020 | CT | CJTS Energy Center | 58365 | UNIT6 | FC | RE | NA | NG
2020 | CT | CJTS Energy Center | 58365 | UNIT7 | FC | OP | NA | NG
2020 | CT | CMEEC - Bozrah | 60225 | PV1 | PV | OP | NA | SUN |  | 22792 |  |  | EIA Prime Mover-level Data
2020 | CT | CMEEC - Hollyhock Solar | 60606 | PV1 | PV | CN | NA | SUN
2020 | CT | CMEEC - Navy NE Trident | 60608 | PV1 | PV | OP | NA | SUN |  | 12283 |  |  | EIA Prime Mover-level Data
2020 | CT | CMEEC - Norwich Stott St Solar Hybrid | 60609 | BA1 | BA | OP | NA | MWH
2020 | CT | CMEEC - Norwich Stott St Solar Hybrid | 60609 | PV1 | PV | OP | NA | SUN |  | 45707 |  |  | EIA Prime Mover-level Data
2020 | CT | CMEEC - Polaris Park Solar Hybrid | 60607 | BA1 | BA | OP | NA | MWH
2020 | CT | CMEEC - Polaris Park Solar Hybrid | 60607 | PV1 | PV | OP | NA | SUN |  | 49534 |  |  | EIA Prime Mover-level Data
2020 | CT | CMEEC - Rogers Rd Solar | 60605 | PV1 | PV | OP | NA | SUN |  | 12801 |  |  | EIA Prime Mover-level Data
2020 | CT | Colebrook Hydroelectric | 54301 | BK1 | HY | RE | NA | WAT
2020 | CT | Colebrook Hydroelectric | 54301 | BK2 | HY | RE | NA | WAT
2020 | CT | Conn Mun Electric Energy Coop | 60228 | PV1 | PV | OP | NA | SUN |  | 12133 |  |  | EIA Prime Mover-level Data
2020 | CT | Corbin Russwin Phase 3 Berlin | 63358 | CRP3B | PV | OP | NA | SUN |  | 15100 |  |  | EIA Prime Mover-level Data
2020 | CT | Cos Cob | 542 | 10 | GT | OP | CT | KER | 9 | 4438.604 | 0.016634 | 0.0074952 | EIA non-ozone season distributed and EPA/CAMD ozone season | EPA/NEI | 1969
2020 | CT | Cos Cob | 542 | 11 | GT | OP | CT | KER | 7 | 3508.6101 | 0.016271 | 0.0092751 | EIA non-ozone season distributed and EPA/CAMD ozone season | EPA/NEI | 1969
2020 | CT | Cos Cob | 542 | 12 | GT | OP | CT | KER | 5 | 2113.6211 | 0.015523 | 0.014688 | EIA non-ozone season distributed and EPA/CAMD ozone season | EPA/NEI | 1969
2020 | CT | Cos Cob | 542 | 13 | GT | OP | CT | KER | 3 | 1822.786 | 0.016139 | 0.017708 | EIA non-ozone season distributed and EPA/CAMD ozone season | EPA/NEI | 2008
2020 | CT | Cos Cob | 542 | 14 | GT | OP | CT | KER | 5 | 2864.3789 | 0.01412 | 0.009859 | EIA non-ozone season distributed and EPA/CAMD ozone season | EPA/NEI | 2008
2020 | CT | Covanta Bristol Energy | 50648 | UNIT1 | ST | OP | NA | MSW |  | 1015864.3125 |  |  | EIA Unit-level Data
2020 | CT | Covanta Bristol Energy | 50648 | UNIT2 | ST | OP | NA | MSW |  | 1011903.3125 |  |  | EIA Unit-level Data
2020 | CT | Covanta Southeastern Connecticut Company | 10646 | BLR1 | ST | OP | NA | MSW |  | 1231218.25 |  |  | EIA Unit-level Data
2020 | CT | Covanta Southeastern Connecticut Company | 10646 | BLR2 | ST | OP | NA | MSW |  | 1245975.375 |  |  | EIA Unit-level Data
2020 | CT | CP Middletown Solar I LLC | 63374 | CPMI1 | PV | OP | NA | SUN |  | 13887 |  |  | EIA Prime Mover-level Data
2020 | CT | CP Middletown Solar II LLC | 63375 | CPMI2 | PV | OP | NA | SUN |  | 13887 |  |  | EIA Prime Mover-level Data
2020 | CT | CPV Towantic Energy Center | 56047 | 1 | CT | OP | CC | NG | 7432 | 17050486 | 6.6905 | 0.00078478 | EPA/CAMD | EPA/NEI | 2018
2020 | CT | CPV Towantic Energy Center | 56047 | 2 | CT | OP | CC | NG | 8055 | 18824570 | 7.6016 | 0.00080763 | EPA/CAMD | EPA/NEI | 2018
2020 | CT | CT Resource Rec Authority Facility | 54945 | 11 | ST | OP | NA | MSW |  | 2227555.75 |  |  | EIA Unit-level Data
2020 | CT | CT Resource Rec Authority Facility | 54945 | 12 | ST | OP | NA | MSW |  | 1804826.625 |  |  | EIA Unit-level Data
2020 | CT | CT Resource Rec Authority Facility | 54945 | 13 | ST | OP | NA | MSW |  | 2107073.75 |  |  | EIA Unit-level Data
2020 | CT | Danbury Hospital Cogen Plant | 58152 | GEN1 | GT | OP | NA | NG |  | 413720 | 0.20567 | 0.00099423 | EIA Prime Mover-level Data | NEI avg EF - PM, fuel type, firing type
2020 | CT | Derby Fuel Cell | 62588 | MM45 | FC | L | NA | NG
2020 | CT | Derby Fuel Cell | 62588 | MM46 | FC | L | NA | NG
2020 | CT | Derby Fuel Cell | 62588 | MM47 | FC | L | NA | NG
2020 | CT | Derby Fuel Cell | 62588 | MM48 | FC | L | NA | NG
2020 | CT | Derby Fuel Cell | 62588 | MM49 | FC | L | NA | NG
2020 | CT | Derby Hydro | 10063 | GEN1 | HY | OP | NA | WAT |  | 55073.4883 |  |  | EIA Prime Mover-level Data
2020 | CT | Derby Hydro | 10063 | GEN2 | HY | OP | NA | WAT |  | 55073.4883 |  |  | EIA Prime Mover-level Data
2020 | CT | Derby Hydro | 10063 | GEN3 | HY | SB | NA | WAT |  | 4130.5122 |  |  | EIA Prime Mover-level Data
2020 | CT | Derby Hydro | 10063 | GEN4 | HY | SB | NA | WAT |  | 4130.5122 |  |  | EIA Prime Mover-level Data
2020 | CT | Devon | 544 | 10 | GT | OP | CT | KER | 33 | 4731.1001 | 0.037505 | 0.015855 | EPA/CAMD | EPA/NEI | 1985
2020 | CT | Devon | 544 | 11 | GT | OP | CT | NG | 48 | 11956 | 0.04285 | 0.0071679 | EPA/CAMD | EPA/NEI | 1996
2020 | CT | Devon | 544 | 12 | GT | OP | CT | NG | 37 | 9204 | 0.033808 | 0.0073463 | EPA/CAMD | EPA/NEI | 1996
2020 | CT | Devon | 544 | 13 | GT | OP | CT | NG | 45 | 11636 | 0.038937 | 0.0066926 | EPA/CAMD | EPA/NEI | 1996
2020 | CT | Devon | 544 | 14 | GT | OP | CT | NG | 40 | 9720 | 0.034736 | 0.0071473 | EPA/CAMD | EPA/NEI | 1996
2020 | CT | Devon | 544 | 15 | GT | OP | CT | DFO | 103 | 22636.6016 | 0.17475 | 0.01544 | EPA/CAMD | EPA/NEI | 2010
2020 | CT | Devon | 544 | 16 | GT | OP | CT | DFO | 98 | 22108.2129 | 0.10683 | 0.0096639 | EPA/CAMD | EPA/NEI | 2010
2020 | CT | Devon | 544 | 17 | GT | OP | CT | DFO | 72 | 19079.332 | 0.15986 | 0.016758 | EPA/CAMD | EPA/NEI | 2010
2020 | CT | Devon | 544 | 18 | GT | OP | CT | DFO | 87 | 22362.8613 | 0.13872 | 0.012406 | EPA/CAMD | EPA/NEI | 2010
2020 | CT | Dickinson Solar (CT) | 63245 | DCKN | PV | OP | NA | SUN |  | 9634 |  |  | EIA Prime Mover-level Data
2020 | CT | Digital Fairfield | 62455 | DGR01 | FC | OP | NA | NG |  | 116338 | 0 | 0 | EIA Prime Mover-level Data | Estimated using an emission factor
2020 | CT | DWW Solar ll | 62657 | DWWS | PV | OP | NA | SUN |  | 468014 |  |  | EIA Prime Mover-level Data
2020 | CT | Fairfield University CHP Plant | 56928 | CHP1 | GT | OP | NA | NG |  | 233948 | 0.1163 | 0.00099423 | EIA Prime Mover-level Data | NEI avg EF - PM, fuel type, firing type
2020 | CT | Falls Village | 560 | 1 | HY | OP | NA | WAT |  | 101041.6641 |  |  | EIA Prime Mover-level Data
2020 | CT | Falls Village | 560 | 2 | HY | OP | NA | WAT |  | 101041.6641 |  |  | EIA Prime Mover-level Data
2020 | CT | Falls Village | 560 | 3 | HY | OP | NA | WAT |  | 101041.6641 |  |  | EIA Prime Mover-level Data
2020 | CT | FDX010.0 FedEx Fuel Cell | 64753 | FDX10 | FC | OP | NA | NG |  | 60594 | 0 | 0 | EIA Prime Mover-level Data | Estimated using an emission factor
2020 | CT | Few Solar | 64219 | FEW | PV | TS | NA | SUN
2020 | CT | Fort Hill 1, 2, 3 & 4 | 57599 | FH1 | IC | OP | NA | DFO |  | 2142 | 0.33201 | 0.31 | EIA Prime Mover-level Data | Estimated using an emission factor
2020 | CT | Fort Hill 1, 2, 3 & 4 | 57599 | FH2 | IC | OP | NA | DFO |  | 2142 | 0.33201 | 0.31 | EIA Prime Mover-level Data | Estimated using an emission factor
2020 | CT | Fort Hill 1, 2, 3 & 4 | 57599 | FH3 | IC | OP | NA | DFO |  | 2142 | 0.33201 | 0.31 | EIA Prime Mover-level Data | Estimated using an emission factor
2020 | CT | Fort Hill 1, 2, 3 & 4 | 57599 | FH4 | IC | OP | NA | DFO |  | 2142 | 0.33201 | 0.31 | EIA Prime Mover-level Data | Estimated using an emission factor
2020 | CT | Foxwoods CoGen | 57666 | CT1 | CT |  | NA | NG |  | 59928.9609 | 0.18522 | 0.0061813 | EIA Unit-level Data | NEI avg EF - PM, fuel type
2020 | CT | Foxwoods CoGen | 57666 | CT2 | CT |  | NA | NG |  | 55330.0781 | 0.17101 | 0.0061813 | EIA Unit-level Data | NEI avg EF - PM, fuel type
2020 | CT | Foxwoods CoGen | 57666 | STG1 | CA | OP | NA | NG |  | 0 | 0 |  | EIA Prime Mover-level Data | Estimated using an emission factor
2020 | CT | Franklin Drive | 561 | 10 | GT | OP | CT | KER | 18 | 4236.5 | 0.00010443 | 4.9302e-05 | EIA non-ozone season distributed and EPA/CAMD ozone season | EPA/NEI | 1969
2020 | CT | Franklin Solar | 62021 | FRANK | PV | OP | NA | SUN |  | 13466 |  |  | EIA Prime Mover-level Data
2020 | CT | Frito Lay Incorporated | 58664 | COGEN | GT | OP | NA | NG |  | 373906 | 0.18587 | 0.00099423 | EIA Prime Mover-level Data | NEI avg EF - PM, fuel type, firing type
2020 | CT | Fusion Solar Center LLC | 58876 | PV | PV | OP | NA | SUN |  | 345629 |  |  | EIA Prime Mover-level Data
2020 | CT | Gary Court 1 & 2 | 57601 | GC1 | IC | OP | NA | DFO |  | 3701.5 | 0.57373 | 0.31 | EIA Prime Mover-level Data | Estimated using an emission factor
2020 | CT | Gary Court 1 & 2 | 57601 | GC2 | IC | OP | NA | DFO |  | 3701.5 | 0.57373 | 0.31 | EIA Prime Mover-level Data | Estimated using an emission factor
2020 | CT | GenConn Devon LLC | 57070 | 15 | GT | OP | NA | KER |  | 22381 | 0.12814 | 0.011451 | EIA Prime Mover-level Data | NEI avg EF - PM, fuel type
2020 | CT | GenConn Devon LLC | 57070 | 16 | GT | OP | NA | KER |  | 22381 | 0.12814 | 0.011451 | EIA Prime Mover-level Data | NEI avg EF - PM, fuel type
2020 | CT | GenConn Devon LLC | 57070 | 17 | GT | OP | NA | KER |  | 22381 | 0.12814 | 0.011451 | EIA Prime Mover-level Data | NEI avg EF - PM, fuel type
2020 | CT | GenConn Devon LLC | 57070 | 18 | GT | OP | NA | KER |  | 22381 | 0.12814 | 0.011451 | EIA Prime Mover-level Data | NEI avg EF - PM, fuel type
2020 | CT | Goodwin Hydroelectric | 54302 | G1 | HY | OP | NA | WAT |  | 39553 |  |  | EIA Prime Mover-level Data
2020 | CT | Goodwin Hydroelectric | 54302 | G2 | HY | OP | NA | WAT |  | 39553 |  |  | EIA Prime Mover-level Data
2020 | CT | Hamilton Solar | 62025 | HAMLT | PV | OP | NA | SUN |  | 13265 |  |  | EIA Prime Mover-level Data
2020 | CT | Hartford Hospital Cogeneration | 52061 | GEN3 | CT |  | NA | NG |  | 531570.5625 | 1.6429 | 0.0061813 | EIA Unit-level Data | NEI avg EF - PM, fuel type
2020 | CT | Hartford Hospital Cogeneration | 52061 | GEN2 | CA | OP | NA | NG
2020 | CT | Hartford Hospital Cogeneration | 52061 | GEN4 | FC | OP | NA | NG |  | 88984 | 0 | 0 | EIA Prime Mover-level Data | Estimated using an emission factor
2020 | CT | Hartford Hospital Cogeneration | 52061 | GEN5 | CC | P | NA | NG
2020 | CT | Hartford Hospital Cogeneration | 52061 | GEN6 | GT | P | NA | NG
2020 | CT | Hartford Landfill Solar EGF | 60909 | PV1 | PV | OP | NA | SUN |  | 13703 |  |  | EIA Prime Mover-level Data
2020 | CT | Homestead Fuel Cell | 63980 | MM50 | FC | P | NA | NG
2020 | CT | Homestead Fuel Cell | 63980 | MM51 | FC | P | NA | NG
2020 | CT | Homestead Fuel Cell | 63980 | MM52 | FC | P | NA | NG
2020 | CT | HSCo CHP | 57179 | 1 | GT | OP | NA | NG |  | 381004 | 0.1894 | 0.00099423 | EIA Prime Mover-level Data | NEI avg EF - PM, fuel type, firing type
2020 | CT | IBM Southbury | 59801 | IBM00 | FC | OP | NA | NG |  | 46812 | 0 | 0 | EIA Prime Mover-level Data | Estimated using an emission factor
2020 | CT | IKEA New Haven Rooftop PV & Fuel Cell | 61820 | 213FC | FC | OP | NA | NG |  | 23378 | 0 | 0 | EIA Prime Mover-level Data | Estimated using an emission factor
2020 | CT | IKEA New Haven Rooftop PV & Fuel Cell | 61820 | 213PV | PV | OP | NA | SUN |  | 3815 |  |  | EIA Prime Mover-level Data
2020 | CT | Jackson Solar (CT) | 63240 | JACK | PV | OA | NA | SUN |  | 12265 |  |  | EIA Prime Mover-level Data
2020 | CT | Jefferson Solar | 62024 | JEFRS | PV | OP | NA | SUN |  | 13177 |  |  | EIA Prime Mover-level Data
2020 | CT | Jewett City 1 | 57602 | JC1 | IC | OP | NA | DFO |  | 3248 | 0.50344 | 0.31 | EIA Prime Mover-level Data | Estimated using an emission factor
2020 | CT | John Street 1, 3, 4 & 5 | 56256 | JS 1 | IC | RE | NA | DFO
2020 | CT | John Street 1, 3, 4 & 5 | 56256 | JS 3 | IC | RE | NA | DFO
2020 | CT | John Street 1, 3, 4 & 5 | 56256 | JS 4 | IC | RE | NA | DFO
2020 | CT | John Street 1, 3, 4 & 5 | 56256 | JS 5 | IC | RE | NA | DFO
2020 | CT | Killingly Energy Center | 61239 | KEC | CT | L | NA | NG
2020 | CT | Killingly Energy Center | 61239 | KEC2 | CA | L | NA | NG
2020 | CT | Kimberly Clark-Unit 1,2,3 | 58084 | GT100 | CT |  | NA | NG |  | 1279515.125 | 3.9545 | 0.0061813 | EIA Unit-level Data | NEI avg EF - PM, fuel type
2020 | CT | Kimberly Clark-Unit 1,2,3 | 58084 | HRSG1 | CA | OP | NA | NG |  | 232.788 | 4.9118e-05 | 0.000422 | EIA Unit-level Data | Estimated using an emission factor
2020 | CT | Kimberly Clark-Unit 1,2,3 | 58084 | GT200 | GT | OP | NA | NG |  | 1329766 | 0.66105 | 0.00099423 | EIA Prime Mover-level Data | NEI avg EF - PM, fuel type, firing type
2020 | CT | Kinneytown New Old | 54385 | GEN1 | HY | OP | NA | WAT |  | 3191.6521 |  |  | EIA Prime Mover-level Data
2020 | CT | Kinneytown New Old | 54385 | GEN2 | HY | OP | NA | WAT |  | 5984.3481 |  |  | EIA Prime Mover-level Data
2020 | CT | Kleen Energy Systems Project | 56798 | U1 | CT | OP | CC | NG | 3530 | 6291892.5 | 4.38 | 0.0013923 | EPA/CAMD | EPA/NEI | 2011
2020 | CT | Kleen Energy Systems Project | 56798 | U2 | CT | OP | CC | NG | 3660 | 6509507 | 4.5397 | 0.0013948 | EPA/CAMD | EPA/NEI | 2011
2020 | CT | Lake Road Generating Company | 55149 | LRG1 | CT | OP | CC | NG | 7998 | 12844582 | 15.139 | 0.0023573 | EPA/CAMD | EPA/NEI | 2001
2020 | CT | Lake Road Generating Company | 55149 | LRG2 | CT | OP | CC | NG | 8455 | 13718597 | 21.9645 | 0.0032022 | EPA/CAMD | EPA/NEI | 2001
2020 | CT | Lake Road Generating Company | 55149 | LRG3 | CT | OP | CC | NG | 8198 | 13209073 | 17.9003 | 0.0027103 | EPA/CAMD | EPA/NEI | 2001
2020 | CT | Lebanon Pines 1 & 2 | 57604 | LP1 | IC | OP | NA | DFO |  | 3655.5 | 0.5666 | 0.31 | EIA Prime Mover-level Data | Estimated using an emission factor
2020 | CT | Lebanon Pines 1 & 2 | 57604 | LP2 | IC | OP | NA | DFO |  | 3655.5 | 0.5666 | 0.31 | EIA Prime Mover-level Data | Estimated using an emission factor
2020 | CT | Lebanon Solar 1 | 59991 | LEB1 | PV | CN | NA | SUN
2020 | CT | Lebanon Solar 2 | 59992 | LEB2 | PV | CN | NA | SUN
2020 | CT | LNG 1 & 2 | 57603 | LNG1 | IC | OP | NA | DFO |  | 3905.5 | 0.60535 | 0.31 | EIA Prime Mover-level Data | Estimated using an emission factor
2020 | CT | LNG 1 & 2 | 57603 | LNG2 | IC | OP | NA | DFO |  | 3905.5 | 0.60535 | 0.31 | EIA Prime Mover-level Data | Estimated using an emission factor
2020 | CT | Madison Solar | 64218 | MADIS | PV | TS | NA | SUN
2020 | CT | Manchester Community College East | 62639 | 10307 | PV | OP | NA | SUN |  | 13212 |  |  | EIA Prime Mover-level Data
2020 | CT | Manchester Community College North | 62640 | 10308 | PV | OP | NA | SUN |  | 14353 |  |  | EIA Prime Mover-level Data
2020 | CT | Middletown | 562 | 10 | GT | OP | CT | KER | 14 | 2145 | 0.022479 | 0.020959 | EPA/CAMD | EPA/NEI | 1966
2020 | CT | Middletown | 562 | 12 | GT | OP | CT | DFO | 29 | 7163.354 | 0.043483 | 0.01214 | EPA/CAMD | EPA/NEI | 2011
2020 | CT | Middletown | 562 | 13 | GT | OP | CT | DFO | 53 | 13036.1807 | 0.11704 | 0.017956 | EPA/CAMD | EPA/NEI | 2011
2020 | CT | Middletown | 562 | 14 | GT | OP | CT | DFO | 51 | 11031.3828 | 0.10745 | 0.019482 | EPA/CAMD | EPA/NEI | 2011
2020 | CT | Middletown | 562 | 15 | GT | OP | CT | DFO | 44 | 9685.9043 | 0.048419 | 0.0099978 | EPA/CAMD | EPA/NEI | 2011
2020 | CT | Middletown | 562 | 2 | ST | OP | WALL | NG | 1848 | 1144696.625 | 4.129 | 0.0072141 | EPA/CAMD | EPA/NEI | 1958
2020 | CT | Middletown | 562 | 3 | ST | OP | CYCLONE | NG | 1538 | 1927918 | 5.7771 | 0.0059931 | EPA/CAMD | EPA/NEI | 1964
2020 | CT | Middletown | 562 | 4 | ST | OP | TANGENTIAL | RFO | 131 | 323620.5 | 4.9256 | 0.030441 | EPA/CAMD | EPA/NEI | 1973
2020 | CT | Milford Power Company LLC | 55126 | CT01 | CT | OP | CC | NG | 7869 | 13103994 | 19.6229 | 0.0029949 | EPA/CAMD | EPA/NEI | 2002
2020 | CT | Milford Power Company LLC | 55126 | CT02 | CT | OP | CC | NG | 7829 | 12571849 | 21.6381 | 0.0034423 | EPA/CAMD | EPA/NEI | 2002
2020 | CT | Millstone | 566 | 2 | ST | OP | NA | NUC |  | 69888832 |  |  | EIA Prime Mover-level Data
2020 | CT | Millstone | 566 | 3 | ST | OP | NA | NUC |  | 94268208 |  |  | EIA Prime Mover-level Data
2020 | CT | Montville | 546 | 5 | ST | OP | TANGENTIAL | RFO | 395 | 205959.8125 | 0.65204 | 0.0063317 | EPA/CAMD | EPA/NEI | 1954
2020 | CT | Montville | 546 | 6 | ST | OP | TANGENTIAL | RFO | 97 | 88077.3594 | 2.2991 | 0.052206 | EPA/CAMD | EPA/NEI | 1971
2020 | CT | Naval Sub Base New London Fuel Cell | 61743 | MMH2 | FC | V | NA | NG
2020 | CT | Naval Sub Base New London Fuel Cell | 61743 | MMH3 | FC | V | NA | NG
2020 | CT | New Haven Harbor | 6156 | NHB1 | ST | OP | TANGENTIAL | RFO | 135 | 164884.9688 | 0.50796 | 0.0061613 | EPA/CAMD | EPA/NEI | 1975
2020 | CT | New Haven Harbor | 6156 | NHHS2 | GT | OP | CT | DFO | 43 | 11023.4668 | 0.023288 | 0.0042251 | EPA/CAMD | EPA/NEI | 2012
2020 | CT | New Haven Harbor | 6156 | NHHS3 | GT | OP | CT | DFO | 21 | 4634.9331 | 0.010128 | 0.0043702 | EPA/CAMD | EPA/NEI | 2012
2020 | CT | New Haven Harbor | 6156 | NHHS4 | GT | OP | CT | DFO | 44 | 11083.9912 | 0.049977 | 0.0090178 | EPA/CAMD | EPA/NEI | 2012
2020 | CT | New Milford Gas Recovery | 50564 | GEN1 | GT | RE | NA | LFG
2020 | CT | New Milford Gas Recovery | 50564 | GEN2 | IC | OP | NA | LFG |  | 24119.666 | 0.17728 | 0.0147 | EIA Prime Mover-level Data | Estimated using an emission factor
2020 | CT | New Milford Gas Recovery | 50564 | GEN3 | IC | OP | NA | LFG |  | 24119.666 | 0.17728 | 0.0147 | EIA Prime Mover-level Data | Estimated using an emission factor
2020 | CT | New Milford Gas Recovery | 50564 | GEN4 | IC | OP | NA | LFG |  | 24119.666 | 0.17728 | 0.0147 | EIA Prime Mover-level Data | Estimated using an emission factor
2020 | CT | Norden 1-3 | 57689 | NORD1 | IC | OP | NA | DFO |  | 126 | 0.01953 | 0.31 | EIA Prime Mover-level Data | Estimated using an emission factor
2020 | CT | Norden 1-3 | 57689 | NORD2 | IC | OP | NA | DFO |  | 126 | 0.01953 | 0.31 | EIA Prime Mover-level Data | Estimated using an emission factor
2020 | CT | Norden 1-3 | 57689 | NORD3 | IC | OP | NA | DFO |  | 126 | 0.01953 | 0.31 | EIA Prime Mover-level Data | Estimated using an emission factor
2020 | CT | Norwalk Hospital Plant | 63673 | EU-01 | GT | RE | NA | NG
2020 | CT | Norwalk Hospital Plant | 63673 | EU-02 | GT | RE | NA | NG |  | 19451 | 0.0096694 | 0.00099423 | EIA Prime Mover-level Data | NEI avg EF - PM, fuel type, firing type
2020 | CT | Norwalk Hospital Plant | 63673 | EU-12 | IC | OP | NA | NG |  | 208763 | 0.044049 | 0.000422 | EIA Prime Mover-level Data | Estimated using an emission factor
2020 | CT | Norwich | 581 | TRBINE | GT | OP | CT | DFO | 16 | 5984 | 0.022852 | 0.0076376 | EIA non-ozone season distributed and EPA/CAMD ozone season | EPA/NEI | 1972
2020 | CT | Norwich WWTP | 57624 | 1 | IC | OP | NA | DFO |  | 825 | 0.12787 | 0.31 | EIA Prime Mover-level Data | Estimated using an emission factor
2020 | CT | Nutmeg Solar | 63592 | NUTMG | PV | OP | NA | SUN |  | 13160 |  |  | EIA Prime Mover-level Data
2020 | CT | Pawcatuck Solar Center, LLC | 62318 | PAWCA | PV | P | NA | SUN
2020 | CT | Pepperidge Farm Bloomfield | 59967 | FCB | FC | OP | NA | NG
2020 | CT | Pepperidge Farm Bloomfield | 59967 | FCC | FC | OP | NA | NG
2020 | CT | Pfizer Groton Fuel Cell | 60392 | MM-24 | FC | OP | NA | NG |  | 157972.5 | 0 | 0 | EIA Prime Mover-level Data | Estimated using an emission factor
2020 | CT | Pfizer Groton Fuel Cell | 60392 | MM-25 | FC | OP | NA | NG |  | 157972.5 | 0 | 0 | EIA Prime Mover-level Data | Estimated using an emission factor
2020 | CT | Pfizer Groton Plant | 54236 | BLR1 | ST | OP | NA | NG |  | 406324.1875 | 1.5084 | 0.0074247 | EIA Unit-level Data | NEI avg EF - PM, fuel type
2020 | CT | Pfizer Groton Plant | 54236 | BLR2 | ST | OP | NA | NG |  | 236276.7656 | 0.87714 | 0.0074247 | EIA Unit-level Data | NEI avg EF - PM, fuel type
2020 | CT | Pfizer Groton Plant | 54236 | BLR3 | ST | OP | NA | NG |  | 222431.7656 | 0.82575 | 0.0074247 | EIA Unit-level Data | NEI avg EF - PM, fuel type
2020 | CT | Pfizer Groton Plant | 54236 | HRSG1 | ST | OP | NA | NG |  | 186412.8281 | 0.69203 | 0.0074247 | EIA Unit-level Data | NEI avg EF - PM, fuel type
2020 | CT | Pfizer Groton Plant | 54236 | GT-1 | GT | OP | NA | NG |  | 786364 | 0.39091 | 0.00099423 | EIA Prime Mover-level Data | NEI avg EF - PM, fuel type, firing type
2020 | CT | Plainfield Renewable Energy LLC | 56847 | Boil | ST | OP | NA | WDS |  | 3486730.5 | 32.5991 | 0.018699 | EIA Unit-level Data | NEI avg EF - PM, fuel type
2020 | CT | Plainfield Solar 1 | 64370 | PLFD1 | PV | OP | NA | SUN |  | 11369 |  |  | EIA Prime Mover-level Data
2020 | CT | Plainfield Solar 2 | 63263 | PLFD2 | PV | OP | NA | SUN |  | 5045 |  |  | EIA Prime Mover-level Data
2020 | CT | Pratt & Whitney, East Hartford | 54605 | 1 | GT | OP | CT | NG | 4598 | 985538.75 | 3.2326 | 0.0065601 | EPA/CAMD | EPA/NEI | 1992
2020 | CT | Pure Hedge LLC | 50736 | FSS13 | BA | U | NA | MWH
2020 | CT | Pure Hedge LLC | 50736 | FSS17 | PV | U | NA | SUN
2020 | CT | Pure Hedge LLC | 50736 | GEN1 | ST | RE | NA | TDF
2020 | CT | Quinebaug Lower Project | 55860 | 5-M | HY | OP | NA | WAT |  | 7407.3599 |  |  | EIA Prime Mover-level Data
2020 | CT | Quinebaug Lower Project | 55860 | MF | HY | OP | NA | WAT |  | 2469.1201 |  |  | EIA Prime Mover-level Data
2020 | CT | Quinebaug Lower Project | 55860 | U2 | HY | OP | NA | WAT |  | 19752.9609 |  |  | EIA Prime Mover-level Data
2020 | CT | Quinebaug Lower Project | 55860 | UI | HY | OP | NA | WAT |  | 32098.5605 |  |  | EIA Prime Mover-level Data
2020 | CT | Quinebaug Solar | 64387 | QBS | PV | T | NA | SUN
2020 | CT | Rainbow (CT) | 559 | 1 | HY | OP | NA | WAT |  | 107206 |  |  | EIA Prime Mover-level Data
2020 | CT | Rainbow (CT) | 559 | 2 | HY | OP | NA | WAT |  | 107206 |  |  | EIA Prime Mover-level Data
2020 | CT | Rand Whitney CHP Plant | 58184 | TG-1 | GT | OP | NA | NG |  | 1722763 | 0.85641 | 0.00099423 | EIA Prime Mover-level Data | NEI avg EF - PM, fuel type, firing type
2020 | CT | Rocky River (CT) | 539 | 1 | PS | OP | NA | WAT |  | 0 |  |  | EIA Prime Mover-level Data
2020 | CT | Rocky River (CT) | 539 | 2 | PS | OP | NA | WAT |  | 0 |  |  | EIA Prime Mover-level Data
2020 | CT | Rocky River (CT) | 539 | 3 | PS | OP | NA | WAT |  | 0 |  |  | EIA Prime Mover-level Data
2020 | CT | Scotland Dam | 551 | 1 | HY | OP | NA | WAT |  | 54604 |  |  | EIA Prime Mover-level Data
2020 | CT | Shepaug | 552 | 1 | HY | OP | NA | WAT |  | 938465 |  |  | EIA Prime Mover-level Data
2020 | CT | Shepaug | 552 | 2 | GT | IP | NA | DFO
2020 | CT | Sherman Solar | 63239 | SHRM | PV | OA | NA | SUN |  | 12265 |  |  | EIA Prime Mover-level Data
2020 | CT | Sikorsky Aircraft CHP | 61703 | PV-1 | PV | OP | NA | SUN |  | 1037 |  |  | EIA Prime Mover-level Data
2020 | CT | Sikorsky Aircraft CHP | 61703 | TG-1 | GT | OP | NA | NG |  | 871805 | 0.43339 | 0.00099423 | EIA Prime Mover-level Data | NEI avg EF - PM, fuel type, firing type
2020 | CT | Somers Solar Center, LLC | 58554 | 1 | PV | OP | NA | SUN |  | 86941 |  |  | EIA Prime Mover-level Data
2020 | CT | South Meadow Station | 563 | 14B | GT | OP | CT | DFO | 27 | 2747 | 0.10298 | 0.074979 | EPA/CAMD | EPA/NEI | 1970
2020 | CT | South Meadow Station | 563 | 11A | GT | OP | CT | DFO | 41 | 4910.5 | 0.12277 | 0.050004 | EPA/CAMD | EPA/NEI | 1970
2020 | CT | South Meadow Station | 563 | 11B | GT | OP | CT | DFO | 41 | 4884.5 | 0.18311 | 0.074975 | EPA/CAMD | EPA/NEI | 1970
2020 | CT | South Meadow Station | 563 | 12A | GT | OP | CT | DFO | 17 | 1569.8 | 0.03924 | 0.049994 | EPA/CAMD | EPA/NEI | 1970
2020 | CT | South Meadow Station | 563 | 12B | GT | OP | CT | DFO | 17 | 1569.8 | 0.05886 | 0.074991 | EPA/CAMD | EPA/NEI | 1970
2020 | CT | South Meadow Station | 563 | 13A | GT | OP | CT | DFO | 21 | 1950.1 | 0.04877 | 0.050018 | EPA/CAMD | EPA/NEI | 1970
2020 | CT | South Meadow Station | 563 | 13B | GT | OP | CT | DFO | 21 | 1950.1 | 0.04877 | 0.050018 | EPA/CAMD | EPA/NEI | 1970
2020 | CT | South Meadow Station | 563 | 14A | GT | OP | CT | DFO | 27 | 2794 | 0.069857 | 0.050005 | EPA/CAMD | EPA/NEI | 1970
2020 | CT | South Windsor Fuel Cell | 63302 | SWFC5 | FC | OP | NA | NG |  | 96334 | 0 | 0 | EIA Prime Mover-level Data | Estimated using an emission factor
2020 | CT | SR Litchfield | 64161 | LITCH | PV | L | NA | SUN
2020 | CT | SR North Stonington | 64160 | STONE | PV | L | NA | SUN
2020 | CT | Stafford MS Ground Mount Community Solar | 60880 | MS1 | PV | OP | NA | SUN |  | 14124 |  |  | EIA Prime Mover-level Data
2020 | CT | Stafford MS Ground Mount Community Solar | 60880 | MS2 | PV | OP | NA | SUN |  | 14124 |  |  | EIA Prime Mover-level Data
2020 | CT | Stamford Health | 64515 | 1 | IC | OP | NA | DFO |  | 44.524 | 0.0069012 | 0.31 | EIA Prime Mover-level Data | Estimated using an emission factor
2020 | CT | Stamford Health | 64515 | 13 | IC | OP | NA | DFO |  | 55.655 | 0.0086265 | 0.31 | EIA Prime Mover-level Data | Estimated using an emission factor
2020 | CT | Stamford Health | 64515 | 14 | IC | OP | NA | DFO |  | 44.524 | 0.0069012 | 0.31 | EIA Prime Mover-level Data | Estimated using an emission factor
2020 | CT | Stamford Health | 64515 | 15 | IC | OP | NA | DFO |  | 278.274 | 0.043132 | 0.31 | EIA Prime Mover-level Data | Estimated using an emission factor
2020 | CT | Stamford Health | 64515 | 16 | IC | OP | NA | DFO |  | 278.274 | 0.043132 | 0.31 | EIA Prime Mover-level Data | Estimated using an emission factor
2020 | CT | Stamford Health | 64515 | 4 | IC | OP | NA | DFO |  | 89.048 | 0.013802 | 0.31 | EIA Prime Mover-level Data | Estimated using an emission factor
2020 | CT | Stamford Health | 64515 | 5 | IC | OP | NA | DFO |  | 89.048 | 0.013802 | 0.31 | EIA Prime Mover-level Data | Estimated using an emission factor
2020 | CT | Stamford Health | 64515 | 7 | IC | OP | NA | DFO |  | 55.655 | 0.0086265 | 0.31 | EIA Prime Mover-level Data | Estimated using an emission factor
2020 | CT | Stevenson | 553 | 1 | HY | OP | NA | WAT |  | 171237.5469 |  |  | EIA Prime Mover-level Data
2020 | CT | Stevenson | 553 | 2 | HY | OP | NA | WAT |  | 171237.5469 |  |  | EIA Prime Mover-level Data
2020 | CT | Stevenson | 553 | 3 | HY | OP | NA | WAT |  | 171237.5469 |  |  | EIA Prime Mover-level Data
2020 | CT | Stevenson | 553 | 4 | HY | OP | NA | WAT |  | 182653.375 |  |  | EIA Prime Mover-level Data
2020 | CT | Subase Microgrid Project | 59701 | SFC1 | FC | U | NA | NG
2020 | CT | Subase Microgrid Project | 59701 | SFC2 | FC | U | NA | NG
2020 | CT | Subase Microgrid Project | 59701 | SMP1 | IC | CN | NA | NG
2020 | CT | Subase Microgrid Project | 59701 | SMP2 | IC | CN | NA | NG
2020 | CT | Subase Microgrid Project | 59701 | SMP3 | IC | CN | NA | DFO
2020 | CT | Subase Microgrid Project | 59701 | SMP4 | IC | CN | NA | DFO
2020 | CT | Sydney Solar | 63244 | SYDN | PV | OP | NA | SUN |  | 9334 |  |  | EIA Prime Mover-level Data
2020 | CT | Taftville | 554 | 1 | HY | OP | NA | WAT |  | 7575.75 |  |  | EIA Prime Mover-level Data
2020 | CT | Taftville | 554 | 2 | HY | OP | NA | WAT |  | 5681.812 |  |  | EIA Prime Mover-level Data
2020 | CT | Taftville | 554 | 3 | HY | OP | NA | WAT |  | 5681.812 |  |  | EIA Prime Mover-level Data
2020 | CT | Taftville | 554 | 4 | HY | OP | NA | WAT |  | 5681.812 |  |  | EIA Prime Mover-level Data
2020 | CT | Taftville | 554 | 5 | HY | OP | NA | WAT |  | 5681.812 |  |  | EIA Prime Mover-level Data
2020 | CT | Tenth Street | 583 | 1 | HY | OP | NA | WAT |  | 36997 |  |  | EIA Prime Mover-level Data
2020 | CT | Ticket Network South Windsor | 63354 | TNSW | PV | OP | NA | SUN |  | 13624 |  |  | EIA Prime Mover-level Data
2020 | CT | Torrington Terminal | 565 | 10 | GT | OP | CT | KER | 55 | 12529 | 0.00023394 | 3.7344e-05 | EIA non-ozone season distributed and EPA/CAMD ozone season | EPA/NEI | 1969
2020 | CT | Town of Branford | 62076 | PV1 | PV | OP | NA | SUN |  | 14055 |  |  | EIA Prime Mover-level Data
2020 | CT | Town of Rocky Hill PV CSG | 61541 | PV1 | PV | OP | NA | SUN |  | 4299 |  |  | EIA Prime Mover-level Data
2020 | CT | Town of Rocky Hill PV CSG | 61541 | PV2 | PV | OP | NA | SUN |  | 4299 |  |  | EIA Prime Mover-level Data
2020 | CT | Town of Rocky Hill PV CSG | 61541 | PV3 | PV | OP | NA | SUN |  | 4299 |  |  | EIA Prime Mover-level Data
2020 | CT | Trinity College Fuel Cell | 61786 | MB-22 | FC | OP | NA | NG |  | 96361 | 0 | 0 | EIA Prime Mover-level Data | Estimated using an emission factor
2020 | CT | TRS Fuel Cell | 60683 | MMH1 | FC | OP | NA | NG |  | 46577 | 0 | 0 | EIA Prime Mover-level Data | Estimated using an emission factor
2020 | CT | Tunnel | 557 | 10 | GT | OP | CT | DFO | 81 | 14586.7002 | 0.045841 | 0.0062853 | EIA non-ozone season distributed and EPA/CAMD ozone season | EPA/NEI | 1969
2020 | CT | Tunnel | 557 | 1 | HY | OP | NA | WAT |  | 34868 |  |  | EIA Prime Mover-level Data
2020 | CT | Tunnel | 557 | 2 | HY | OP | NA | WAT |  | 34868 |  |  | EIA Prime Mover-level Data
2020 | CT | UB Fuel Cell | 63438 | UBFC1 | FC | OP | NA | NG |  | 1337 | 0 | 0 | EIA Prime Mover-level Data | Estimated using an emission factor
2020 | CT | UCONN Cogen Facility | 58159 | CGT1 | CT |  | NA | NG |  | 412728.2812 | 1.2756 | 0.0061813 | EIA Unit-level Data | NEI avg EF - PM, fuel type
2020 | CT | UCONN Cogen Facility | 58159 | CGT2 | CT |  | NA | NG |  | 539818.625 | 1.6684 | 0.0061813 | EIA Unit-level Data | NEI avg EF - PM, fuel type
2020 | CT | UCONN Cogen Facility | 58159 | CGT3 | CT |  | NA | NG |  | 388877.875 | 1.2019 | 0.0061813 | EIA Unit-level Data | NEI avg EF - PM, fuel type
2020 | CT | UCONN Cogen Facility | 58159 | HRSG1 | CA | OP | NA | NG |  | 47325.3164 | 0.0099856 | 0.000422 | EIA Unit-level Data | Estimated using an emission factor
2020 | CT | UCONN Cogen Facility | 58159 | HRSG2 | CA | OP | NA | NG |  | 69700.7734 | 0.014707 | 0.000422 | EIA Unit-level Data | Estimated using an emission factor
2020 | CT | UCONN Cogen Facility | 58159 | HRSG3 | CA | OP | NA | NG |  | 62139.7109 | 0.013111 | 0.000422 | EIA Unit-level Data | Estimated using an emission factor
2020 | CT | UDR Glastonbury Fuel Cell | 60109 | UDRFC | FC | OP | NA | NG |  | 128635 | 0 | 0 | EIA Prime Mover-level Data | Estimated using an emission factor
2020 | CT | UI RCP Bridgeport Seaside | 60054 | BPFC | FC | OP | NA | NG |  | 156832 | 0 | 0 | EIA Prime Mover-level Data | Estimated using an emission factor
2020 | CT | UI RCP Bridgeport Seaside | 60054 | BPPV | PV | OP | NA | SUN |  | 27390 |  |  | EIA Prime Mover-level Data
2020 | CT | UI RCP New Haven Fuel Cell | 60040 | NHFC | FC | OP | NA | NG |  | 146820 | 0 | 0 | EIA Prime Mover-level Data | Estimated using an emission factor
2020 | CT | UI RCP Woodbridge FC | 60593 | WBFC | FC | OP | NA | NG |  | 164183 | 0 | 0 | EIA Prime Mover-level Data | Estimated using an emission factor
2020 | CT | Wallingford Energy, LLC | 55517 | CT01 | GT | OP | CT | NG | 790 | 253451.6875 | 0.62088 | 0.0048994 | EPA/CAMD | EPA/NEI | 2001
2020 | CT | Wallingford Energy, LLC | 55517 | CT02 | GT | OP | CT | NG | 629 | 195179.4219 | 0.86853 | 0.0088998 | EPA/CAMD | EPA/NEI | 2001
2020 | CT | Wallingford Energy, LLC | 55517 | CT03 | GT | OP | CT | NG | 667 | 211367.0781 | 0.68692 | 0.0064998 | EPA/CAMD | EPA/NEI | 2001
2020 | CT | Wallingford Energy, LLC | 55517 | CT04 | GT | OP | CT | NG | 714 | 234765.6094 | 0.82166 | 0.0069999 | EPA/CAMD | EPA/NEI | 2001
2020 | CT | Wallingford Energy, LLC | 55517 | CT05 | GT | OP | CT | NG | 635 | 201218.1562 | 0.55331 | 0.0054996 | EPA/CAMD | EPA/NEI | 2001
2020 | CT | Wallingford Energy, LLC | 55517 | CT06 | GT | OP | CT | NG | 906 | 288383.0625 | 0.59117 | 0.0040999 | EPA/CAMD | EPA/NEI | 2017
2020 | CT | Wallingford Energy, LLC | 55517 | CT07 | GT | OP | CT | NG | 837 | 250452.3438 | 0.46324 | 0.0036992 | EPA/CAMD | EPA/NEI | 2017
2020 | CT | Wallingford Solar | 64559 | WS | PV | U | NA | SUN
2020 | CT | Water Treatment 1 & 2 | 57605 | WT1 | IC | OP | NA | DFO |  | 3789.5 | 0.58737 | 0.31 | EIA Prime Mover-level Data | Estimated using an emission factor
2020 | CT | Water Treatment 1 & 2 | 57605 | WT2 | IC | OP | NA | DFO |  | 3789.5 | 0.58737 | 0.31 | EIA Prime Mover-level Data | Estimated using an emission factor
2020 | CT | Waterbury Generation | 56629 | 10 | GT | OP | CT | NG | 383 | 207845.2031 | 0.49988 | 0.0048101 | EPA/CAMD | EPA/NEI | 2009
2020 | CT | Waterside Power, LLC | 56189 | 4 | GT | OP | CT | DFO | 30 | 8236.0029 | 0.026043 | 0.0063241 | EIA non-ozone season distributed and EPA/CAMD ozone season | EPA/NEI | 2004
2020 | CT | Waterside Power, LLC | 56189 | 5 | GT | OP | CT | DFO | 31 | 6903.0449 | 0.016441 | 0.0047635 | EIA non-ozone season distributed and EPA/CAMD ozone season | EPA/NEI | 2004
2020 | CT | Waterside Power, LLC | 56189 | 7 | GT | OP | CT | DFO | 32 | 8301.752 | 0.020504 | 0.0049397 | EIA non-ozone season distributed and EPA/CAMD ozone season | EPA/NEI | 2006
2020 | CT | Wesleyan University Cogen 1 | 58158 | 1 | IC | OP | NA | NG |  | 130995 | 0.02764 | 0.000422 | EIA Prime Mover-level Data | Estimated using an emission factor
2020 | CT | Wheelabrator Bridgeport | 50883 | BLR1 | ST | OP | NA | MSW |  | 2589343 |  |  | EIA Unit-level Data
2020 | CT | Wheelabrator Bridgeport | 50883 | BLR2 | ST | OP | NA | MSW |  | 2612228.5 |  |  | EIA Unit-level Data
2020 | CT | Wheelabrator Bridgeport | 50883 | BLR3 | ST | OP | NA | MSW |  | 2624845.75 |  |  | EIA Unit-level Data
2020 | CT | Wheelabrator Lisbon | 54758 | BW1 | ST | OP | NA | MSW |  | 940015.125 |  |  | EIA Unit-level Data
2020 | CT | Wheelabrator Lisbon | 54758 | BW2 | ST | OP | NA | MSW |  | 958695.5 |  |  | EIA Unit-level Data
2020 | CT | Wilson Solar | 62023 | WILSN | PV | OP | NA | SUN |  | 13581 |  |  | EIA Prime Mover-level Data
2020 | CT | Wind Colebrook South | 60700 | WCS | WT | OP | NA | WND |  | 106891 |  |  | EIA Prime Mover-level Data
2020 | CT | Woods Hill Solar | 61736 | PV1 | PV | OP | NA | SUN |  | 277418 |  |  | EIA Prime Mover-level Data
2020 | DC | 7185 13th Pl. NW | 63970 | 10020 | PV | OP | NA | SUN
2020 | DC | AOC, Capitol Power Plant | 63347 | CTG1 | GT | OP | NA | NG |  | 765418 | 0.3805 | 0.00099423 | EIA Prime Mover-level Data | NEI avg EF - PM, fuel type, firing type
2020 | DC | DC Water CHP | 59012 | TURB1 | GT | OP | NA | OBG |  | 328147.6562 | 3.544 | 0.0216 | EIA Prime Mover-level Data | Estimated using an emission factor
2020 | DC | DC Water CHP | 59012 | TURB2 | GT | OP | NA | OBG |  | 328147.6562 | 3.544 | 0.0216 | EIA Prime Mover-level Data | Estimated using an emission factor
2020 | DC | DC Water CHP | 59012 | TURB3 | GT | OP | NA | OBG |  | 328147.6562 | 3.544 | 0.0216 | EIA Prime Mover-level Data | Estimated using an emission factor
2020 | DC | DC Water Solar | 63917 | 8030A | PV | V | NA | SUN
2020 | DC | GSA Central Heating | 57788 | 3 | ST | OP | WALL | NG | 2152 | 317006.5938 | 1.164 | 0.0073439 | EPA/CAMD | NEI avg EF - PM, fuel type, firing type | 1973
2020 | DC | GSA Central Heating | 57788 | 4 | ST | OP | WALL | NG | 0 | [5 empty] | 1973
2020 | DC | GSA Central Heating | 57788 | 5C | GT | OP | CT | NG | 6118 | 894309.125 | 3.4698 | 0.0077596 | EPA/CAMD | NEI avg EF - PM, fuel type, firing type | 2004
2020 | DC | IGS CC, LLC | 63428 | 254 | PV | OP | NA | SUN |  | 15932 |  |  | EIA Prime Mover-level Data
2020 | DC | JBAB - Washington DC | 62374 | PV1 | PV | OP | NA | SUN |  | 79150 |  |  | EIA Prime Mover-level Data
2020 | DC | Nationals | 62710 | SO435 | PV | OP | NA | SUN |  | 16291 |  |  | EIA Prime Mover-level Data
2020 | DC | Ridgecrest | 64379 | 467 | PV | V | NA | SUN
2020 | DC | Ross Hall Central Utility Plant | 63478 | CT-1 | GT | OP | NA | NG
2020 | DE | AGT001 Centerville Fuel Cell | 63700 | AGT01 | FC | OP | NA | NG |  | 75499 | 0 | 0 | EIA Prime Mover-level Data | Estimated using an emission factor
2020 | DE | Ameresco Delaware Central | 56430 | 1C | IC | OP | NA | LFG |  | 64148.8008 | 0.47149 | 0.0147 | EIA Prime Mover-level Data | Estimated using an emission factor
2020 | DE | Ameresco Delaware Central | 56430 | 2C | IC | OP | NA | LFG |  | 64148.8008 | 0.47149 | 0.0147 | EIA Prime Mover-level Data | Estimated using an emission factor
2020 | DE | Ameresco Delaware Central | 56430 | 3C | IC | OP | NA | LFG |  | 64148.8008 | 0.47149 | 0.0147 | EIA Prime Mover-level Data | Estimated using an emission factor
2020 | DE | Ameresco Delaware Central | 56430 | 4C | IC | OP | NA | LFG |  | 64148.8008 | 0.47149 | 0.0147 | EIA Prime Mover-level Data | Estimated using an emission factor
2020 | DE | Ameresco Delaware Central | 56430 | 5C | IC | OP | NA | LFG |  | 64148.8008 | 0.47149 | 0.0147 | EIA Prime Mover-level Data | Estimated using an emission factor
2020 | DE | Ameresco Delaware South | 56429 | 1 | IC | OP | NA | LFG |  | 66181.7969 | 0.48644 | 0.0147 | EIA Prime Mover-level Data | Estimated using an emission factor
2020 | DE | Ameresco Delaware South | 56429 | 2 | IC | OP | NA | LFG |  | 66181.7969 | 0.48644 | 0.0147 | EIA Prime Mover-level Data | Estimated using an emission factor
2020 | DE | Ameresco Delaware South | 56429 | 3 | IC | OP | NA | LFG |  | 66181.7969 | 0.48644 | 0.0147 | EIA Prime Mover-level Data | Estimated using an emission factor
2020 | DE | Ameresco Delaware South | 56429 | 4 | IC | OP | NA | LFG |  | 66181.7969 | 0.48644 | 0.0147 | EIA Prime Mover-level Data | Estimated using an emission factor
2020 | DE | Ameresco Delaware South | 56429 | 5 | IC | OP | NA | LFG |  | 66181.7969 | 0.48644 | 0.0147 | EIA Prime Mover-level Data | Estimated using an emission factor
2020 | DE | Brookside Newark | 58110 | BRK | FC | OP | NA | NG |  | 141071 | 0 | 0 | EIA Prime Mover-level Data | Estimated using an emission factor
2020 | DE | Bruce A Henry Solar Farm | 58473 | BHSF | PV | OP | NA | SUN |  | 50709 |  |  | EIA Prime Mover-level Data
2020 | DE | Cedar Creek Solar | 64543 | 1 | PV | P | NA | SUN
2020 | DE | Christiana Substation | 591 | 11 | GT | OP | CT | DFO | 4 | 985 | 0.0144 | 0.029239 | EPA/CAMD | EPA/NEI | 1973
2020 | DE | Christiana Substation | 591 | 14 | GT | OP | CT | DFO | 3 | 690 | 0.012729 | 0.036896 | EPA/CAMD | EPA/NEI | 1973
2020 | DE | Croda Atlas Point CHP | 59783 | 91197 | IC | OP | NA | LFG |  | 62279.5 | 0.45775 | 0.0147 | EIA Prime Mover-level Data | Estimated using an emission factor
2020 | DE | Croda Atlas Point CHP | 59783 | 91198 | IC | OP | NA | LFG |  | 62279.5 | 0.45775 | 0.0147 | EIA Prime Mover-level Data | Estimated using an emission factor
2020 | DE | Croda Atlas Point CHP | 59783 | 91199 | IC | TS | NA | LFG
2020 | DE | DD Hay Road Solar 23 LLC | 59715 | PV1 | PV | OP | NA | SUN |  | 9062 |  |  | EIA Prime Mover-level Data
2020 | DE | DEC Phase II at Georgetown | 63392 | DECII | PV | OP | NA | SUN |  | 44988 |  |  | EIA Prime Mover-level Data
2020 | DE | Delaware City | 592 | 10 | GT | OP | CT | DFO | 3 | 923 | 0.011426 | 0.024759 | EIA non-ozone season distributed and EPA/CAMD ozone season | EPA/NEI | 1968
2020 | DE | Delaware City Refinery | 52193 | 21H1 | ST | OP | PROCESS | [7 empty] | 1956
2020 | DE | Delaware City Refinery | 52193 | 21H701 | ST | OP | OTHER BOILER | PRG |  |  | 11.49 |  |  | EPA/NEI | 1996
2020 | DE | Delaware City Refinery | 52193 | 37H1 | ST | OP | OTHER BOILER | PRG |  |  | 0.61721 |  |  | EPA/NEI | 1972
2020 | DE | Delaware City Refinery | 52193 | 42H123 | ST | OP | OTHER BOILER | PRG |  |  | 0.22111 |  |  | EPA/NEI | 1983
2020 | DE | Delaware City Refinery | 52193 | CATCOB | ST | OP | OTHER BOILER | PRG |  | 556392.5625 | 198.79 | 0.71457 | EIA Prime Mover-level Data | EPA/NEI | 1960
2020 | DE | Delaware City Refinery | 52193 | COKCOB | ST | OP | OTHER BOILER | PRG |  | 509602.6875 | 19.56 | 0.076766 | EIA Prime Mover-level Data | EPA/NEI | 1960
2020 | DE | Delaware City Refinery | 52193 | DCPP1 | ST | OP | WALL | PRG |  | 508585.5 | 14.2869 | 0.056183 | EIA Prime Mover-level Data | NEI avg EF - PM, fuel type, firing type | 1956
2020 | DE | Delaware City Refinery | 52193 | DCPP2 | ST | OP | WALL | PRG |  | 508585.5 | 14.803 | 0.058212 | EIA Prime Mover-level Data | EPA/NEI | 1956
2020 | DE | Delaware City Refinery | 52193 | DCPP3 | ST | OP | WALL | PRG |  | 508585.5 | 7.529 | 0.029608 | EIA Prime Mover-level Data | EPA/NEI | 1956
2020 | DE | Delaware City Refinery | 52193 | DCPP4 | ST | OP | WALL | PRG | 8281 | 3063615.25 | 0.65919 | 0.00043033 | EPA/CAMD | EPA/NEI | 1961
2020 | DE | Delaware City Refinery | 52193 | MECCU1 | CT | OP | CC | PRG |  |  | 11.1 |  |  | EPA/NEI | 2000
2020 | DE | Delaware City Refinery | 52193 | MECCU2 | CT | OP | CC | PRG |  |  | 8.71 |  |  | EPA/NEI | 2000
2020 | DE | DG AMP Solar Smyrna | 61800 | AMPSM | PV | OP | NA | SUN |  | 16748 |  |  | EIA Prime Mover-level Data
2020 | DE | Dover Sun Park | 57337 | 1 | PV | OP | NA | SUN |  | 139508 |  |  | EIA Prime Mover-level Data
2020 | DE | Edge Moor | 593 | 10 | GT | OP | CT | DFO | 5 | 1114 | 0.01374 | 0.024668 | EIA non-ozone season distributed and EPA/CAMD ozone season | EPA/NEI | 1963
2020 | DE | Edge Moor | 593 | 3 | ST | OP | TANGENTIAL | NG | 694 | 357880.25 | 0.066307 | 0.00037055 | EPA/CAMD | EPA/NEI | 1954
2020 | DE | Edge Moor | 593 | 4 | ST | OP | TANGENTIAL | NG | 723 | 648380.375 | 0.13359 | 0.00041209 | EPA/CAMD | EPA/NEI | 1966
2020 | DE | Edge Moor | 593 | 5 | ST | OP | WALL | RFO | 764 | 1073135.125 | 0.74328 | 0.0013852 | EPA/CAMD | EPA/NEI | 1973
2020 | DE | Energy Center Dover LLC | 10030 | 2 | CT | OP | CC | NG | 1428 | 582611.0625 | 1.81 | 0.0062134 | EPA/CAMD | EPA/NEI | 2001
2020 | DE | Energy Center Dover LLC | 10030 | 3 | GT | OP | CT | NG | 783 | 262271 | 0.86611 | 0.0066047 | EPA/CAMD | EPA/NEI | 2001
2020 | DE | ESS Lewes | 60216 | ESSLS | BA | CN | NA | MWH
2020 | DE | Garrison Energy Center | 57349 | 1 | CT | OP | CC | NG | 6294 | 11074302 | 27.424 | 0.0049527 | EPA/CAMD | EPA/NEI | 2015
2020 | DE | Hay Road | 7153 | **3 | CT | OP | CC | NG | 2120 | 2174455.75 | 6.2289 | 0.0057292 | EPA/CAMD | EPA/NEI | 1990
2020 | DE | Hay Road | 7153 | 1 | CT | OP | CC | NG | 2067 | 2121127.75 | 6.059 | 0.005713 | EPA/CAMD | EPA/NEI | 1989
2020 | DE | Hay Road | 7153 | 2 | CT | OP | CC | NG | 1760 | 1842324 | 5.3096 | 0.005764 | EPA/CAMD | EPA/NEI | 1989
2020 | DE | Hay Road | 7153 | 5 | CT | OP | CC | DFO | 2745 | 2770309.75 | 4.026 | 0.0029065 | EPA/CAMD | EPA/NEI | 2001
2020 | DE | Hay Road | 7153 | 6 | CT | OP | CC | DFO | 2688 | 2690146.5 | 5.2058 | 0.0038703 | EPA/CAMD | EPA/NEI | 2001
2020 | DE | Hay Road | 7153 | 7 | CT | OP | CC | DFO | 2622 | 2750240.75 | 8.1011 | 0.0058912 | EPA/CAMD | EPA/NEI | 2001
2020 | DE | Indian River | 594 | 10 | GT | OP | CT | DFO | 40 | 13030 | 0.072358 | 0.011106 | EIA non-ozone season distributed and EPA/CAMD ozone season | EPA/NEI | 1967
2020 | DE | Indian River | 594 | 4 | ST | OP | TURBO | BIT | 838 | 1595859.75 | 10.3442 | 0.012964 | EPA/CAMD | EPA/NEI | 1980
2020 | DE | Kent County Wastewater Treatment Solar | 57330 | 1 | PV | OP | NA | SUN |  | 9580 |  |  | EIA Prime Mover-level Data
2020 | DE | McKee Run | 599 | 3 | ST | OP | WALL | NG | 244 | 63914.2266 | 0.013913 | 0.00043535 | EPA/CAMD | EPA/NEI | 1975
2020 | DE | Milford Solar Farm | 58228 | GEN1 | PV | OP | NA | SUN |  | 163767 |  |  | EIA Prime Mover-level Data
2020 | DE | Onyx - Allen Harim | 61206 | 10021 | PV | OP | NA | SUN |  | 17432 |  |  | EIA Prime Mover-level Data
2020 | DE | Perdue Bridgeville Photovoltaic | 57772 | BRID | PV | OP | NA | SUN
2020 | DE | Raceway Solar | 63846 | RACE | PV | P | NA | SUN
2020 | DE | Red Lion Energy Center | 58433 | RED1 | FC | OP | NA | NG |  | 326036.1562 | 0 | 0 | EIA Prime Mover-level Data | Estimated using an emission factor
2020 | DE | Red Lion Energy Center | 58433 | RED2 | FC | OP | NA | NG |  | 287998.5938 | 0 | 0 | EIA Prime Mover-level Data | Estimated using an emission factor
2020 | DE | Red Lion Energy Center | 58433 | RED3 | FC | OP | NA | NG |  | 190187.7656 | 0 | 0 | EIA Prime Mover-level Data | Estimated using an emission factor
2020 | DE | Red Lion Energy Center | 58433 | RED4 | FC | OP | NA | NG |  | 195621.7031 | 0 | 0 | EIA Prime Mover-level Data | Estimated using an emission factor
2020 | DE | Red Lion Energy Center | 58433 | RED5 | FC | OP | NA | NG |  | 184753.8281 | 0 | 0 | EIA Prime Mover-level Data | Estimated using an emission factor
2020 | DE | Red Lion Energy Center | 58433 | RED6 | FC | OP | NA | NG |  | 173885.9531 | 0 | 0 | EIA Prime Mover-level Data | Estimated using an emission factor
2020 | DE | Seaford Delaware Plant | 10793 | GEN1 | ST | RE | NA | NG
2020 | DE | Seaford Delaware Plant | 10793 | GEN2 | ST | RE | NA | BIT
2020 | DE | Seaford Delaware Plant | 10793 | GEN3 | ST | RE | NA | NG
2020 | DE | South Campus Solar | 59922 | G1789 | PV | V | NA | SUN
2020 | DE | South Campus Solar | 59922 | GA500 | PV | OP | NA | SUN |  | 4317 |  |  | EIA Prime Mover-level Data
2020 | DE | South Campus Solar | 59922 | SG333 | PV | RE | NA | SUN
2020 | DE | South Campus Solar | 59922 | SG500 | PV | RE | NA | SUN
2020 | DE | University of Delaware Wind Turbine | 57176 | FSMW | WT | OP | NA | WND |  | 45434 |  |  | EIA Prime Mover-level Data
2020 | DE | Van Sant | 7318 | **11 | GT | OP | CT | NG | 322 | 99860.1172 | 0.042032 | 0.00084182 | EPA/CAMD | EPA/NEI | 1991
2020 | DE | Warren F. Sam Beasley Pwr Station | 7962 | 1 | GT | OP | CT | NG | 390 | 142723.625 | 0.51656 | 0.0072386 | EPA/CAMD | EPA/NEI | 2002
2020 | DE | Warren F. Sam Beasley Pwr Station | 7962 | 2 | GT | OP | CT | NG | 555 | 177838.5781 | 0.65834 | 0.0074038 | EPA/CAMD | EPA/NEI | 2012
2020 | DE | West Substation | 597 | 10 | GT | OP | CT | DFO | 7 | 2635 | 0.034503 | 0.026188 | EIA non-ozone season distributed and EPA/CAMD ozone season | EPA/NEI | 1964
2020 | DE | WHA Southbridge Solar Park CSG | 61934 | 2 | PV | OP | NA | SUN |  | 19150 |  |  | EIA Prime Mover-level Data
2020 | FL | ACE-Stanton A PV | 61247 | ASA1 | PV | OP | NA | SUN |  | 69525 |  |  | EIA Prime Mover-level Data
2020 | FL | ACE-Stanton PV | 61246 | ASLF1 | PV | OP | NA | SUN |  | 83703 |  |  | EIA Prime Mover-level Data
2020 | FL | AEP Jacksonville Solar Project | 61388 | PV1 | PV | OP | NA | SUN |  | 124594 |  |  | EIA Prime Mover-level Data
2020 | FL | Alafia Solar | 61653 | PV1 | PV | P | NA | SUN
2020 | FL | Altamonte Mall | 63254 | ALT | PV | OP | NA | SUN |  | 16643 |  |  | EIA Prime Mover-level Data
2020 | FL | Anclote | 8048 | 1 | ST | OP | TANGENTIAL | NG | 8165 | 14419585 | 53.3872 | 0.0074048 | EPA/CAMD | EPA/NEI | 1974
2020 | FL | Anclote | 8048 | 2 | ST | OP | TANGENTIAL | NG | 6404 | 11287547 | 41.8021 | 0.0074068 | EPA/CAMD | EPA/NEI | 1978
2020 | FL | Anheuser-Busch Jacksonville | 10431 | GEN1 | GT | OP | NA | NG |  | 911483 | 0.45311 | 0.00099423 | EIA Prime Mover-level Data | NEI avg EF - PM, fuel type, firing type
2020 | FL | Arvah B Hopkins | 688 | 2A | CT | OP | CC | NG | 8016 | 10479227 | 34.4673 | 0.0065782 | EPA/CAMD | EPA/NEI | 2008
2020 | FL | Arvah B Hopkins | 688 | HC3 | GT | OP | CT | NG | 938 | 280631.8438 | 1.1698 | 0.0083372 | EPA/CAMD | EPA/NEI | 2005
2020 | FL | Arvah B Hopkins | 688 | HC4 | GT | OP | CT | NG | 936 | 296780.3125 | 1.2086 | 0.0081445 | EPA/CAMD | EPA/NEI | 2005
2020 | FL | Avon Park | 624 | P1 | GT | RE | NA | NG |  | 5025 | 0.002498 | 0.00099423 | EIA Prime Mover-level Data | EPA/NEI
2020 | FL | Avon Park | 624 | P2 | GT | RE | NA | DFO |  | 5025 | 0.052023 | 0.020706 | EIA Prime Mover-level Data | EPA/NEI
2020 | FL | Babcock Preserve | 62634 | 1 | PV | OP | NA | SUN |  | 1404637 |  |  | EIA Prime Mover-level Data
2020 | FL | Babcock Solar Energy Center Hybrid | 59993 | 1 | PV | OP | NA | SUN |  | 1378002 |  |  | EIA Prime Mover-level Data
2020 | FL | Babcock Solar Energy Center Hybrid | 59993 | BA | BA | OP | NA | MWH |  | 0 |  |  | EIA Prime Mover-level Data
2020 | FL | Balm Solar | 61654 | PV1 | PV | OP | NA | SUN |  | 1311714 |  |  | EIA Prime Mover-level Data
2020 | FL | Baptist Medical Center | 10008 | CG-1 | IC | RE | NA | NG
2020 | FL | Baptist Medical Center | 10008 | CG-3 | IC | RE | NA | NG
2020 | FL | Baptist Medical Center | 10008 | CG-4 | IC | RE | NA | NG
2020 | FL | Baptist Medical Center | 10008 | TG-1 | GT | RE | NA | NG
2020 | FL | Baptist Medical Center | 10008 | TG-2 | GT | OP | NA | NG |  | 76996.6641 | 0.038276 | 0.00099423 | EIA Prime Mover-level Data | NEI avg EF - PM, fuel type, firing type
2020 | FL | Baptist Medical Center | 10008 | TG-3 | GT | OP | NA | NG |  | 92396 | 0.045931 | 0.00099423 | EIA Prime Mover-level Data | NEI avg EF - PM, fuel type, firing type
2020 | FL | Baptist Medical Center | 10008 | TG-4 | GT | OP | NA | NG |  | 107795.3359 | 0.053587 | 0.00099423 | EIA Prime Mover-level Data | NEI avg EF - PM, fuel type, firing type
2020 | FL | Barefoot Bay Solar Energy Center | 61051 | 1 | PV | OP | NA | SUN |  | 1409470 |  |  | EIA Prime Mover-level Data
2020 | FL | Bartow Solar Energy LLC | 61879 | PV | PV | OP | NA | SUN |  | 116288 |  |  | EIA Prime Mover-level Data
2020 | FL | Bay County Waste to Energy | 10250 | 1 | ST | OP | NA | MSW |  | 579031.5625 |  |  | EIA Unit-level Data
2020 | FL | Bay County Waste to Energy | 10250 | 2 | ST | OP | NA | MSW |  | 557904.0625 |  |  | EIA Unit-level Data
2020 | FL | Bay Trail Solar Power Plant | 64145 | PV1 | PV | T | NA | SUN
2020 | FL | Bayboro | 627 | P1 | GT | OP | NA | DFO |  | 13982.75 | 0.12615 | 0.018044 | EIA Prime Mover-level Data | NEI avg EF - PM, fuel type, firing type
2020 | FL | Bayboro | 627 | P2 | GT | OP | NA | DFO |  | 13982.75 | 0.12615 | 0.018044 | EIA Prime Mover-level Data | NEI avg EF - PM, fuel type, firing type
2020 | FL | Bayboro | 627 | P3 | GT | OP | NA | DFO |  | 13982.75 | 0.12615 | 0.018044 | EIA Prime Mover-level Data | NEI avg EF - PM, fuel type, firing type
2020 | FL | Bayboro | 627 | P4 | GT | OP | NA | DFO |  | 13982.75 | 0.12615 | 0.018044 | EIA Prime Mover-level Data | NEI avg EF - PM, fuel type, firing type
2020 | FL | Bayside Power Station | 7873 | CT1A | CT | OP | CC | NG | 5795 | 7753278 | 26.8326 | 0.0069216 | EPA/CAMD | EPA/NEI | 2003
2020 | FL | Bayside Power Station | 7873 | CT1B | CT | OP | CC | NG | 5603 | 7444350.5 | 25.6498 | 0.0068911 | EPA/CAMD | EPA/NEI | 2003
2020 | FL | Bayside Power Station | 7873 | CT1C | CT | OP | CC | NG | 5446 | 7020672.5 | 24.3774 | 0.0069445 | EPA/CAMD | EPA/NEI | 2003
2020 | FL | Bayside Power Station | 7873 | CT2A | CT | OP | CC | NG | 6586 | 8844650 | 30.3762 | 0.0068688 | EPA/CAMD | EPA/NEI | 2003
2020 | FL | Bayside Power Station | 7873 | CT2B | CT | OP | CC | NG | 5545 | 7457432.5 | 25.5304 | 0.006847 | EPA/CAMD | EPA/NEI | 2003
2020 | FL | Bayside Power Station | 7873 | CT2C | CT | OP | CC | NG | 5405 | 7330193.5 | 25.1656 | 0.0068663 | EPA/CAMD | EPA/NEI | 2003
2020 | FL | Bayside Power Station | 7873 | CT2D | CT | OP | CC | NG | 5634 | 7602688 | 26.18 | 0.006887 | EPA/CAMD | EPA/NEI | 2003
2020 | FL | Bayside Power Station | 7873 | CT3A | GT | OP | CT | NG | 182 | 35439.4961 | 0.25546 | 0.014417 | EPA/CAMD | EPA/NEI | 2009
2020 | FL | Bayside Power Station | 7873 | CT3B | GT | OP | CT | NG | 178 | 37469.6953 | 0.25079 | 0.013386 | EPA/CAMD | EPA/NEI | 2009
2020 | FL | Bayside Power Station | 7873 | CT4A | GT | OP | CT | NG | 198 | 40535.6484 | 0.28614 | 0.014118 | EPA/CAMD | EPA/NEI | 2009
2020 | FL | Bayside Power Station | 7873 | CT4B | GT | OP | CT | NG | 198 | 41535.7773 | 0.26526 | 0.012773 | EPA/CAMD | EPA/NEI | 2009
2020 | FL | Bayside Power Station | 7873 | CT5A | GT | OP | CT | NG | 262 | 55579.0469 | 0.38955 | 0.014018 | EPA/CAMD | EPA/NEI | 2009
2020 | FL | Bayside Power Station | 7873 | CT5B | GT | OP | CT | NG | 259 | 53149.7695 | 0.38508 | 0.01449 | EPA/CAMD | EPA/NEI | 2009
2020 | FL | Bayside Power Station | 7873 | CT6A | GT | OP | CT | NG | 181 | 36766.4141 | 0.25543 | 0.013895 | EPA/CAMD | EPA/NEI | 2009
2020 | FL | Bayside Power Station | 7873 | CT6B | GT | OP | CT | NG | 178 | 35819.7656 | 0.25182 | 0.01406 | EPA/CAMD | EPA/NEI | 2009
2020 | FL | Big Bend | 645 | BB01 | ST | OP | TURBO | NG | 542 | 870681.3125 | 0.69398 | 0.0015941 | EPA/CAMD | EPA/NEI | 1970
2020 | FL | Big Bend | 645 | BB02 | ST | OP | TURBO | NG | 4282 | 8795255 | 7.0237 | 0.0015972 | EPA/CAMD | EPA/NEI | 1973
2020 | FL | Big Bend | 645 | BB03 | ST | OP | TURBO | NG | 5963 | 17892698 | 31.063 | 0.0034721 | EPA/CAMD | EPA/NEI | 1976
2020 | FL | Big Bend | 645 | BB04 | ST | OP | TANGENTIAL | BIT | 4600 | 12600305 | 27.4 | 0.0043491 | EPA/CAMD | EPA/NEI | 1985
2020 | FL | Big Bend | 645 | CT4A | GT | OP | CT | NG | 235 | 49590.9375 | 0.11889 | 0.0047949 | EPA/CAMD | EPA/NEI | 2009
2020 | FL | Big Bend | 645 | CT4B | GT | OP | CT | NG | 232 | 49547.6992 | 0.12808 | 0.0051699 | EPA/CAMD | EPA/NEI | 2009
2020 | FL | Big Bend | 645 | 1 | PV | OP | NA | SUN |  | 336594 |  |  | EIA Prime Mover-level Data
2020 | FL | Big Bend II Solar | 64641 | 2 | PV | L | NA | SUN
2020 | FL | Big Pine | 164 | 1 | IC | RE | NA | DFO
2020 | FL | Blue Cypress Solar Energy Center | 61029 | 1 | PV | OP | NA | SUN |  | 1381653 |  |  | EIA Prime Mover-level Data
2020 | FL | Blue Heron Solar | 62631 | 1 | PV | OP | NA | SUN |  | 1377922 |  |  | EIA Prime Mover-level Data
2020 | FL | Blue Springs | 64757 | 1 | PV | U | NA | SUN
2020 | FL | Bonnie Mine Solar | 61655 | PV1 | PV | OP | NA | SUN |  | 593372 |  |  | EIA Prime Mover-level Data
2020 | FL | Brandy Branch | 7846 | 1 | GT | OP | CT | NG | 1898 | 2160894.25 | 8.0535 | 0.0074539 | EPA/CAMD | EPA/NEI | 2001
2020 | FL | Brandy Branch | 7846 | 2 | CT | OP | CC | NG | 8758 | 16965468 | 55.7638 | 0.0065738 | EPA/CAMD | EPA/NEI | 2001
2020 | FL | Brandy Branch | 7846 | 3 | CT | OP | CC | NG | 8649 | 16820950 | 55.4048 | 0.0065876 | EPA/CAMD | EPA/NEI | 2001
2020 | FL | Brevard | 61777 | ENG1 | IC | OP | NA | LFG |  | 67789.6641 | 0.49825 | 0.0147 | EIA Prime Mover-level Data | Estimated using an emission factor
2020 | FL | Brevard | 61777 | ENG2 | IC | OP | NA | LFG |  | 67789.6641 | 0.49825 | 0.0147 | EIA Prime Mover-level Data | Estimated using an emission factor
2020 | FL | Brevard | 61777 | ENG3 | IC | OP | NA | LFG |  | 67789.6641 | 0.49825 | 0.0147 | EIA Prime Mover-level Data | Estimated using an emission factor
2020 | FL | Brevard | 61777 | ENG4 | IC | OP | NA | LFG |  | 67789.6641 | 0.49825 | 0.0147 | EIA Prime Mover-level Data | Estimated using an emission factor
2020 | FL | Brevard | 61777 | ENG5 | IC | OP | NA | LFG |  | 67789.6641 | 0.49825 | 0.0147 | EIA Prime Mover-level Data | Estimated using an emission factor
2020 | FL | Brevard | 61777 | ENG6 | IC | OP | NA | LFG |  | 67789.6641 | 0.49825 | 0.0147 | EIA Prime Mover-level Data | Estimated using an emission factor
2020 | FL | Bryant Sugar House | 50483 | DGE | IC | RE | NA | DFO
2020 | FL | Bryant Sugar House | 50483 | DGW | IC | RE | NA | DFO
2020 | FL | Bryant Sugar House | 50483 | TG1 | ST | RE | NA | AB
2020 | FL | Bryant Sugar House | 50483 | TG2 | ST | RE | NA | AB
2020 | FL | Bryant Sugar House | 50483 | TG3 | ST | RE | NA | AB
2020 | FL | Bryant Sugar House | 50483 | TG4 | ST | RE | NA | AB
2020 | FL | Buckeye Florida LP | 50466 | 1BB | ST | OP | NA | WDS |  | 1901584.375 | 17.7788 | 0.018699 | EIA Unit-level Data | NEI avg EF - PM, fuel type
2020 | FL | Buckeye Florida LP | 50466 | 1PB | ST | OP | NA | NG |  | 1105403.125 | 4.1037 | 0.0074247 | EIA Unit-level Data | NEI avg EF - PM, fuel type
2020 | FL | Buckeye Florida LP | 50466 | 2BB | ST | OP | NA | WDS |  | 2751986.75 | 25.7296 | 0.018699 | EIA Unit-level Data | NEI avg EF - PM, fuel type
2020 | FL | Buckeye Florida LP | 50466 | 2PB | ST | OP | NA | NG |  | 702782.3125 | 2.609 | 0.0074247 | EIA Unit-level Data | NEI avg EF - PM, fuel type
2020 | FL | Buckeye Florida LP | 50466 | 2RB | ST | OP | NA | BLQ |  | 2599304.25 | 8.6796 | 0.0066784 | EIA Unit-level Data | NEI avg EF - PM, fuel type
2020 | FL | Buckeye Florida LP | 50466 | 3RB | ST | OP | NA | BLQ |  | 3058230.5 | 10.212 | 0.0066784 | EIA Unit-level Data | NEI avg EF - PM, fuel type
2020 | FL | Buckeye Florida LP | 50466 | 4RB | ST | OP | NA | BLQ |  | 4545923.5 | 15.1797 | 0.0066784 | EIA Unit-level Data | NEI avg EF - PM, fuel type
2020 | FL | Butler Plaza | 58618 | 1 | PV | OP | NA | SUN |  | 9133 |  |  | EIA Prime Mover-level Data
2020 | FL | C D McIntosh Jr Power Plant | 676 | 2 | ST | OP | WALL | RFO | 0 | [5 empty] | 1976
2020 | FL | C D McIntosh Jr Power Plant | 676 | 3 | ST | OP | WALL | BIT | 3499 | 7606615 | 97.6523 | 0.025676 | EPA/CAMD | EPA/NEI | 1982
2020 | FL | C D McIntosh Jr Power Plant | 676 | 5 | CT | OP | CC | NG | 6772 | 13960185 | 46.2846 | 0.0066309 | EPA/CAMD | EPA/NEI | 1999
2020 | FL | C D McIntosh Jr Power Plant | 676 | MGT2 | GT | OP | CT | NG | 327 | 253971.9219 | 0.98536 | 0.0077596 | EPA/CAMD | NEI avg EF - PM, fuel type, firing type | 2020
2020 | FL | C D McIntosh Jr Power Plant | 676 | PV6 | PV | P | NA | SUN
2020 | FL | C H Corn Hydroelectric Facility | 956 | 1 | HY | RE | NA | WAT
2020 | FL | C H Corn Hydroelectric Facility | 956 | 2 | HY | RE | NA | WAT
2020 | FL | C H Corn Hydroelectric Facility | 956 | 3 | HY | RE | NA | WAT
2020 | FL | Cane Island | 7238 | **1 | GT | OP | CT | NG | 93 | 21862.9629 | 0.074041 | 0.0067732 | EPA/CAMD | EPA/NEI | 1995
2020 | FL | Cane Island | 7238 | 2 | CT | OP | CC | NG | 4944 | 3338299 | 11.054 | 0.0066225 | EPA/CAMD | EPA/NEI | 1995
2020 | FL | Cane Island | 7238 | 3 | CT | OP | CC | NG | 7544 | 10756222 | 36.4545 | 0.0067783 | EPA/CAMD | EPA/NEI | 2001
2020 | FL | Cane Island | 7238 | 4 | CT | OP | CC | NG | 7935 | 14340191 | 48.09 | 0.006707 | EPA/CAMD | EPA/NEI | 2011
2020 | FL | Cape Canaveral | 609 | CCCT3A | CT | OP | CC | NG | 5947 | 13898455 | 46.3291 | 0.0066668 | EPA/CAMD | EPA/NEI | 2012
2020 | FL | Cape Canaveral | 609 | CCCT3B | CT | OP | CC | NG | 6343 | 14646957 | 48.8609 | 0.0066718 | EPA/CAMD | EPA/NEI | 2012
2020 | FL | Cape Canaveral | 609 | CCCT3C | CT | OP | CC | NG | 5729 | 13097719 | 43.9631 | 0.0067131 | EPA/CAMD | EPA/NEI | 2012
2020 | FL | Cape San Blas | 63996 | ES1 | BA | U | NA | MWH
2020 | FL | Cattle Ranch | 62632 | 1 | PV | OP | NA | SUN |  | 1299227 |  |  | EIA Prime Mover-level Data
2020 | FL | Central District Wastewater Treat Plant | 54623 | 1 | IC | RE | NA | OBG
2020 | FL | Central District Wastewater Treat Plant | 54623 | 2 | IC | RE | NA | OBG
2020 | FL | Central District Wastewater Treat Plant | 54623 | 3 | IC | RE | NA | OBG
2020 | FL | Central District Wastewater Treat Plant | 54623 | 3A | IC | OP | NA | OBG
2020 | FL | Central District Wastewater Treat Plant | 54623 | 4 | IC | RE | NA | OBG
2020 | FL | Central District Wastewater Treat Plant | 54623 | 4A | IC | OP | NA | OBG
2020 | FL | Central District Wastewater Treat Plant | 54623 | 5 | IC | OP | NA | OBG
2020 | FL | Central District Wastewater Treat Plant | 54623 | 6 | IC | OP | NA | OBG
2020 | FL | Charles Larsen Memorial Power Plant | 675 | **8 | CT | OP | CC | NG | 2195 | 1452965.5 | 4.8173 | 0.0066309 | EPA/CAMD | EPA/NEI | 1992
2020 | FL | Charlie Creek Solar Power Plant | 63982 | PV1 | PV | T | NA | SUN
2020 | FL | Citrus Ridge Solar | 61988 | FL501 | PV | OP | NA | SUN |  | 888098 |  |  | EIA Prime Mover-level Data
2020 | FL | Citrus Solar Energy Center Hybrid | 60061 | 1 | PV | OP | NA | SUN |  | 1367860 |  |  | EIA Prime Mover-level Data
2020 | FL | Citrus Solar Energy Center Hybrid | 60061 | BA | BA | OP | NA | MWH |  | 0 |  |  | EIA Prime Mover-level Data
2020 | FL | Clewiston Sugar House | 50482 | B1 | ST | OP | NA | AB |  | 0 | 0 |  | EIA Unit-level Data | Estimated using an emission factor
2020 | FL | Clewiston Sugar House | 50482 | B2 | ST | OP | NA | AB |  | 0 | 0 |  | EIA Unit-level Data | Estimated using an emission factor
2020 | FL | Clewiston Sugar House | 50482 | B4 | ST | OP | NA | AB |  | 0 | 0 |  | EIA Unit-level Data | Estimated using an emission factor
2020 | FL | Clewiston Sugar House | 50482 | B7 | ST | OP | NA | AB |  | 3756800.5 | 1882.1571 | 1.002 | EIA Unit-level Data | Estimated using an emission factor
2020 | FL | Clewiston Sugar House | 50482 | B8 | ST | OP | NA | AB |  | 6655368 | 3334.3394 | 1.002 | EIA Unit-level Data | Estimated using an emission factor
2020 | FL | Clewiston Sugar House | 50482 | B9 | ST | OP | NA | AB |  | 5909562 | 2960.6906 | 1.002 | EIA Unit-level Data | Estimated using an emission factor
2020 | FL | Clewiston Sugar House | 50482 | DGN | IC | RE | NA | DFO
2020 | FL | Clewiston Sugar House | 50482 | DGS | IC | RE | NA | DFO
2020 | FL | Clewiston Sugar House | 50482 | TG1 | ST | RE | NA | AB
2020 | FL | Columbia Solar Power Plant | 61982 | PV1 | PV | OP | NA | SUN |  | 1289841 |  |  | EIA Prime Mover-level Data
2020 | FL | Coral Farms Solar Energy Center | 61022 | 1 | PV | OP | NA | SUN |  | 1311318 |  |  | EIA Prime Mover-level Data
2020 | FL | CoTAL Solar Farm | 60582 | PV1 | PV | OP | NA | SUN |  | 342245 |  |  | EIA Prime Mover-level Data
2020 | FL | Covanta Lake County Energy | 50629 | 1 | ST | OP | NA | MSW |  | 817943.5625 |  |  | EIA Unit-level Data
2020 | FL | Covanta Lake County Energy | 50629 | 2 | ST | OP | NA | MSW |  | 806315.875 |  |  | EIA Unit-level Data
2020 | FL | Crystal River | 628 | 1GTA | CT | OP | CC | NG | 7780 | 19532082 | 40.6006 | 0.0041573 | EPA/CAMD | EPA/NEI | 2018
2020 | FL | Crystal River | 628 | 1GTB | CT | OP | CC | NG | 7756 | 19538252 | 40.654 | 0.0041615 | EPA/CAMD | EPA/NEI | 2018
2020 | FL | Crystal River | 628 | 2GTA | CT | OP | CC | NG | 8097 | 20258410 | 42.1579 | 0.004162 | EPA/CAMD | EPA/NEI | 2018
2020 | FL | Crystal River | 628 | 2GTB | CT | OP | CC | NG | 7993 | 20207408 | 42.0939 | 0.0041662 | EPA/CAMD | EPA/NEI | 2018
2020 | FL | Crystal River | 628 | 4 | ST | OP | WALL | BIT | 3615 | 15232650 | 153.8122 | 0.020195 | EPA/CAMD | EPA/NEI | 1982
2020 | FL | Crystal River | 628 | 5 | ST | OP | WALL | BIT | 5444 | 22101474 | 231.671 | 0.020964 | EPA/CAMD | EPA/NEI | 1984
2020 | FL | Crystal River | 628 | 3 | ST | RE | NA | NUC
2020 | FL | CSL Gas Recovery | 50572 | GEN1 | CT |  | NA | LFG |  | 337428.3125 | 3.6442 | 0.0216 | EIA Unit-level Data | Estimated using an emission factor
2020 | FL | CSL Gas Recovery | 50572 | GEN2 | CT |  | NA | LFG |  | 313265.9375 | 3.3833 | 0.0216 | EIA Unit-level Data | Estimated using an emission factor
2020 | FL | CSL Gas Recovery | 50572 | GEN3 | CT |  | NA | LFG |  | 340194.625 | 3.6741 | 0.0216 | EIA Unit-level Data | Estimated using an emission factor
2020 | FL | CSL Gas Recovery | 50572 | GEN4 | CA | OP | NA | LFG |  | 0 | 0 |  | EIA Unit-level Data | Estimated using an emission factor
2020 | FL | Cudjoe | 6582 | 2 | IC | RE | NA | DFO
2020 | FL | Cudjoe | 6582 | 3 | IC | RE | NA | DFO
2020 | FL | Curtis H. Stanton Energy Center | 564 | 1 | ST | OP | WALL | BIT | 6531 | 18724816 | 195.3832 | 0.020869 | EPA/CAMD | EPA/NEI | 1987
2020 | FL | Curtis H. Stanton Energy Center | 564 | 2 | ST | OP | WALL | BIT | 7469 | 24482518 | 239.1524 | 0.019537 | EPA/CAMD | EPA/NEI | 1996
2020 | FL | Curtis H. Stanton Energy Center | 564 | CCB | CT | OP | CC | NG | 7196 | 11594804 | 42.2778 | 0.0072925 | EPA/CAMD | EPA/NEI | 2009
2020 | FL | Cutler | 610 | 5 | ST | RE | NA | NG
2020 | FL | Cutler | 610 | 6 | ST | RE | NA | NG
2020 | FL | Cutrale Citrus Juices USA I | 10020 | GEN1 | GT | RE | NA | NG
2020 | FL | Cutrale Citrus Juices USA I | 10020 | GEN2 | GT | RE | NA | NG
2020 | FL | Cutrale Citrus Juices USA I | 10020 | GEN3 | GT | OP | NA | NG |  | 388362 | 0.19306 | 0.00099423 | EIA Prime Mover-level Data | NEI avg EF - PM, fuel type, firing type
2020 | FL | Cutrale Citrus Juices USA II | 10188 | GEN1 | CT | RE | NA | NG
2020 | FL | Cutrale Citrus Juices USA II | 10188 | GEN2 | CT | RE | NA | NG
2020 | FL | Cutrale Citrus Juices USA II | 10188 | GEN3 | CA | RE | NA | NG
2020 | FL | Cutrale Citrus Juices USA II | 10188 | GEN4 | GT | RE | NA | NG
2020 | FL | Cutrale Citrus Juices USA II | 10188 | GEN5 | GT | RE | NA | NG
2020 | FL | Cutrale Citrus Juices USA II | 10188 | GEN6 | GT | OP | NA | NG |  | 321563.5 | 0.15985 | 0.00099423 | EIA Prime Mover-level Data | NEI avg EF - PM, fuel type, firing type
2020 | FL | Cutrale Citrus Juices USA II | 10188 | GEN7 | GT | OP | NA | NG |  | 321563.5 | 0.15985 | 0.00099423 | EIA Prime Mover-level Data | NEI avg EF - PM, fuel type, firing type
2020 | FL | Daytona International Speedway Solar | 60005 | 1 | PV | OP | NA | SUN |  | 12922 |  |  | EIA Prime Mover-level Data
2020 | FL | Debary | 6046 | **10 | GT | OP | CT | DFO | 53 | 28915.5742 | 0.15966 | 0.011043 | EPA/CAMD | EPA/NEI | 1992
2020 | FL | Debary | 6046 | **7 | GT | OP | CT | NG | 989 | 682298.375 | 2.3061 | 0.0067598 | EPA/CAMD | EPA/NEI | 1992
2020 | FL | Debary | 6046 | **8 | GT | OP | CT | NG | 807 | 565088.875 | 2.1291 | 0.0075353 | EPA/CAMD | EPA/NEI | 1992
2020 | FL | Debary | 6046 | **9 | GT | OP | CT | NG | 846 | 603876.0625 | 1.9988 | 0.0066198 | EPA/CAMD | EPA/NEI | 1992
2020 | FL | Debary Solar Power Plant | 62542 | PV1 | PV | OP | NA | SUN |  | 732580 |  |  | EIA Prime Mover-level Data
2020 | FL | Deerhaven | 663 | B1 | ST | OP | WALL | NG | 7375 | 3231734.5 | 12.5371 | 0.0077587 | EPA/CAMD | EPA/NEI | 1972
2020 | FL | Deerhaven | 663 | B2 | ST | OP | WALL | BIT | 6194 | 4994000.5 | 91.5222 | 0.036653 | EPA/CAMD | EPA/NEI | 1981
2020 | FL | Deerhaven | 663 | CT3 | GT | OP | CT | NG | 72 | 32815.3047 | 0.1139 | 0.0069419 | EPA/CAMD | EPA/NEI | 1996
2020 | FL | Deerhaven Renewable Energy Center | 57241 | BFB1 | ST | OP | FLUIDIZED | WDS | 6834 | 6347019.5 | 3.3676 | 0.0010612 | EPA/CAMD | EPA/NEI | 2013
2020 | FL | DeSoto Next Generation Solar Energy | 56929 | 1 | PV | OP | NA | SUN |  | 356052 |  |  | EIA Prime Mover-level Data
2020 | FL | Dinner Lake | 747 | 1 | ST | RE | NA | NG
2020 | FL | Discovery Solar Center | 63109 | 1 | PV | U | NA | SUN
2020 | FL | Duette Solar Power Plant | 63978 | PV1 | PV | T | NA | SUN
2020 | FL | Durrance | 63495 | 1 | PV | V | NA | SUN
2020 | FL | Echo River Solar | 62490 | 1 | PV | OP | NA | SUN |  | 627894 |  |  | EIA Prime Mover-level Data
2020 | FL | Egret Solar Center | 62925 | 1 | PV | OP | NA | SUN |  | 61464 |  |  | EIA Prime Mover-level Data
2020 | FL | Eight Flags Energy | 60025 | 1 | GT | OP | NA | NG |  | 1736235 | 0.86311 | 0.00099423 | EIA Prime Mover-level Data | NEI avg EF - PM, fuel type, firing type
2020 | FL | F J Gannon | 646 | 1 | ST | RE | NA | BIT
2020 | FL | F J Gannon | 646 | 2 | ST | RE | NA | BIT
2020 | FL | F J Gannon | 646 | 3 | ST | RE | NA | BIT
2020 | FL | F J Gannon | 646 | 4 | ST | RE | NA | BIT
2020 | FL | F J Gannon | 646 | GT1 | GT | RE | NA | DFO
2020 | FL | Fernandina Beach Mill | 10202 | 4REC | ST | OP | OTHER BOILER | BLQ |  | 5142172 | 21.2506 | 0.0082652 | EIA Unit-level Data | NEI avg EF - PM, fuel type, firing type
2020 | FL | Fernandina Beach Mill | 10202 | 5PWR | ST | OP | OTHER BOILER | WDS |  | 3182788 | 0.64087 | 0.00040271 | EIA Unit-level Data | NEI avg EF - PM, fuel type, firing type
2020 | FL | Fernandina Beach Mill | 10202 | 5REC | ST | OP | OTHER BOILER | BLQ |  | 5320726.5 | 21.9885 | 0.0082652 | EIA Unit-level Data | NEI avg EF - PM, fuel type, firing type
2020 | FL | Fernandina Beach Mill | 10202 | 7PWR | ST | OP | TANGENTIAL | NG |  | 5109837 | 19.3537 | 0.0075751 | EIA Unit-level Data | NEI avg EF - PM, fuel type, firing type
2020 | FL | Fernandina Plant | 10562 | PB6 | ST | OP | NA | WDS |  | 3261561.5 | 30.4939 | 0.018699 | EIA Unit-level Data | NEI avg EF - PM, fuel type
2020 | FL | Fernandina Plant | 10562 | REC5 | ST | OP | NA | WDL |  | 7278531.5 |  |  | EIA Unit-level Data
2020 | FL | Fernandina Plant | 10562 | GEN2 | ST | RE | NA | RFO
2020 | FL | Field Street | 7954 | 1 | GT | OS | NA | DFO |  | 36 | 0.00032479 | 0.018044 | EIA Prime Mover-level Data | NEI avg EF - PM, fuel type, firing type
2020 | FL | Field Street | 7954 | 2 | GT | OP | NA | DFO |  | 36 | 0.00032479 | 0.018044 | EIA Prime Mover-level Data | NEI avg EF - PM, fuel type, firing type
2020 | FL | FIU Solar | 60006 | 1 | PV | OP | NA | SUN |  | 4701 |  |  | EIA Prime Mover-level Data
2020 | FL | FL Solar 4, LLC | 63187 | FL4 | PV | OP | NA | SUN |  | 644956 |  |  | EIA Prime Mover-level Data
2020 | FL | Florida's Natural Growers | 10275 | CE50 | GT | OP | NA | NG |  | 196316.9688 | 0.097592 | 0.00099423 | EIA Prime Mover-level Data | NEI avg EF - PM, fuel type, firing type
2020 | FL | Florida's Natural Growers | 10275 | TA70 | GT | OP | NA | NG |  | 403852.0312 | 0.20076 | 0.00099423 | EIA Prime Mover-level Data | NEI avg EF - PM, fuel type, firing type
2020 | FL | Fort Drum Energy Center | 64300 | FORTD | PV | U | NA | SUN
2020 | FL | Fort Green Solar Power Plant | 64533 | PV1 | PV | T | NA | SUN
2020 | FL | Fort Myers | 612 | FMCT2A | CT | OP | CC | NG | 7684 | 12152385 | 40.2111 | 0.0066178 | EPA/CAMD | EPA/NEI | 2000
2020 | FL | Fort Myers | 612 | FMCT2B | CT | OP | CC | NG | 7042 | 11166021 | 37.1195 | 0.0066487 | EPA/CAMD | EPA/NEI | 2000
2020 | FL | Fort Myers | 612 | FMCT2C | CT | OP | CC | NG | 7105 | 11222337 | 37.2262 | 0.0066343 | EPA/CAMD | EPA/NEI | 2001
2020 | FL | Fort Myers | 612 | FMCT2D | CT | OP | CC | NG | 7183 | 11402700 | 37.833 | 0.0066358 | EPA/CAMD | EPA/NEI | 2001
2020 | FL | Fort Myers | 612 | FMCT2E | CT | OP | CC | NG | 6499 | 10341071 | 34.4004 | 0.0066532 | EPA/CAMD | EPA/NEI | 2001
2020 | FL | Fort Myers | 612 | FMCT2F | CT | OP | CC | NG | 6683 | 10579239 | 35.1115 | 0.0066378 | EPA/CAMD | EPA/NEI | 2001
2020 | FL | Fort Myers | 612 | PFM3A | GT | OP | CT | NG | 103 | 109386.7422 | 0.45722 | 0.0083598 | EPA/CAMD | EPA/NEI | 2003
2020 | FL | Fort Myers | 612 | PFM3B | GT | OP | CT | NG | 171 | 194394.3125 | 0.78096 | 0.0080348 | EPA/CAMD | EPA/NEI | 2003
2020 | FL | Fort Myers | 612 | PFM3C | GT | OP | CT | NG | 287 | 406529.625 | 0.85374 | 0.0042001 | EPA/CAMD | EPA/NEI | 2016
2020 | FL | Fort Myers | 612 | PFM3D | GT | OP | CT | NG | 281 | 401677.6562 | 0.84389 | 0.0042018 | EPA/CAMD | EPA/NEI | 2016
2020 | FL | G E Turner | 629 | P1 | GT | RE | NA | DFO
2020 | FL | G E Turner | 629 | P2 | GT | RE | NA | DFO
2020 | FL | G E Turner | 629 | P3 | GT | RE | NA | DFO
2020 | FL | G E Turner | 629 | P4 | GT | RE | NA | DFO
2020 | FL | G W Ivey | 665 | 10 | IC | RE | NA | NG
2020 | FL | G W Ivey | 665 | 11 | IC | RE | NA | NG
2020 | FL | G W Ivey | 665 | 12 | IC | RE | NA | NG
2020 | FL | G W Ivey | 665 | 13 | IC | OP | NA | NG |  | 397.087 | 8.3785e-05 | 0.000422 | EIA Prime Mover-level Data | Estimated using an emission factor
2020 | FL | G W Ivey | 665 | 14 | IC | OP | NA | NG |  | 397.087 | 8.3785e-05 | 0.000422 | EIA Prime Mover-level Data | Estimated using an emission factor
2020 | FL | G W Ivey | 665 | 15 | IC | OP | NA | NG |  | 397.087 | 8.3785e-05 | 0.000422 | EIA Prime Mover-level Data | Estimated using an emission factor
2020 | FL | G W Ivey | 665 | 16 | IC | OP | NA | NG |  | 397.087 | 8.3785e-05 | 0.000422 | EIA Prime Mover-level Data | Estimated using an emission factor
2020 | FL | G W Ivey | 665 | 17 | IC | OP | NA | NG |  | 397.087 | 8.3785e-05 | 0.000422 | EIA Prime Mover-level Data | Estimated using an emission factor
2020 | FL | G W Ivey | 665 | 18 | IC | RE | NA | NG
2020 | FL | G W Ivey | 665 | 19 | IC | OP | NA | NG |  | 1747.182 | 0.00036866 | 0.000422 | EIA Prime Mover-level Data | Estimated using an emission factor
2020 | FL | G W Ivey | 665 | 2 | IC | OP | NA | NG |  | 397.087 | 8.3785e-05 | 0.000422 | EIA Prime Mover-level Data | Estimated using an emission factor
2020 | FL | G W Ivey | 665 | 20 | IC | OP | NA | NG |  | 1270.678 | 0.00026811 | 0.000422 | EIA Prime Mover-level Data | Estimated using an emission factor
2020 | FL | G W Ivey | 665 | 21 | IC | OP | NA | NG |  | 1270.678 | 0.00026811 | 0.000422 | EIA Prime Mover-level Data | Estimated using an emission factor
2020 | FL | G W Ivey | 665 | 22 | IC | SB | NA | DFO |  | 19.854 | 0.0030774 | 0.31 | EIA Prime Mover-level Data | Estimated using an emission factor
2020 | FL | G W Ivey | 665 | 3 | IC | OP | NA | NG |  | 397.087 | 8.3785e-05 | 0.000422 | EIA Prime Mover-level Data | Estimated using an emission factor
2020 | FL | G W Ivey | 665 | 8 | IC | RE | NA | NG
2020 | FL | G W Ivey | 665 | 9 | IC | RE | NA | NG
2020 | FL | G2 Energy Marion LLC | 57128 | 357 | IC | OP | NA | LFG |  | 84327.2031 | 0.6198 | 0.0147 | EIA Prime Mover-level Data | Estimated using an emission factor
2020 | FL | G2 Energy Marion LLC | 57128 | 358 | IC | OP | NA | LFG |  | 84327.2031 | 0.6198 | 0.0147 | EIA Prime Mover-level Data | Estimated using an emission factor
2020 | FL | G2 Energy Marion LLC | 57128 | 360 | IC | OP | NA | LFG |  | 42163.6016 | 0.3099 | 0.0147 | EIA Prime Mover-level Data | Estimated using an emission factor
2020 | FL | Georgia-Pacific Palatka Operations | 10611 | 4 COMB | ST | SB | STOKER | NG |  | 2021601.75 | 9.9064 | 0.0098005 | EIA Unit-level Data | NEI avg EF - PM, fuel type, firing type
2020 | FL | Georgia-Pacific Palatka Operations | 10611 | 4RB | ST | OP | OTHER BOILER | BLQ |  | 7610139.5 | 31.4497 | 0.0082652 | EIA Unit-level Data | NEI avg EF - PM, fuel type, firing type
2020 | FL | Georgia-Pacific Palatka Operations | 10611 | 5 | ST | OP | WALL | NG |  | 2029452.375 | 7.4521 | 0.0073439 | EIA Unit-level Data | NEI avg EF - PM, fuel type, firing type
2020 | FL | Georgia-Pacific Palatka Operations | 10611 | 7 | ST | RE | WALL | NG |  | 0 | 0 |  | EIA Unit-level Data | NEI avg EF - PM, fuel type, firing type
2020 | FL | Georgia-Pacific Palatka Operations | 10611 | GEN3 | ST | RE | NA | BLQ
2020 | FL | Girvin Landfill | 7705 | 1 | IC | RE | NA | LFG
2020 | FL | Goldfinch | 60124 | GFNCH | PV | OP | NA | SUN |  | 52551 |  |  | EIA Prime Mover-level Data
2020 | FL | Grange Hall Solar | 61656 | PV1 | PV | OP | NA | SUN |  | 1042865 |  |  | EIA Prime Mover-level Data
2020 | FL | Greenland Energy Center | 56799 | 1 | GT | OP | CT | NG | 2157 | 3174683 | 10.5587 | 0.0066518 | EPA/CAMD | EPA/NEI | 2011
2020 | FL | Greenland Energy Center | 56799 | 2 | GT | OP | CT | NG | 2119 | 3016989.25 | 10.0176 | 0.0066408 | EPA/CAMD | EPA/NEI | 2011
2020 | FL | Gulf Clean Energy Center | 641 | 4 | ST | OP | TANGENTIAL | NG | 570 | 265186.7812 | 1.067 | 0.0080469 | EPA/CAMD | EPA/NEI | 1959
2020 | FL | Gulf Clean Energy Center | 641 | 5 | ST | OP | TANGENTIAL | NG | 22 | 1639.592 | 0.011882 | 0.014494 | EPA/CAMD | EPA/NEI | 1961
2020 | FL | Gulf Clean Energy Center | 641 | 6 | ST | OP | WALL | NG | 3052 | 6487884 | 38.7136 | 0.011934 | EPA/CAMD | EPA/NEI | 1970
2020 | FL | Gulf Clean Energy Center | 641 | 7 | ST | OP | WALL | NG | 2633 | 7731651.5 | 99.7695 | 0.025808 | EPA/CAMD | EPA/NEI | 1973
2020 | FL | Gulf Coast Solar Center I | 59689 | GCSC1 | PV | OP | NA | SUN |  | 517510 |  |  | EIA Prime Mover-level Data
2020 | FL | Gulf Coast Solar Center II | 59690 | GCSC2 | PV | OP | NA | SUN |  | 713746 |  |  | EIA Prime Mover-level Data
2020 | FL | Gulf Coast Solar Center III | 59691 | GCSC3 | PV | OP | NA | SUN |  | 801527 |  |  | EIA Prime Mover-level Data
2020 | FL | Gulf Power Blue Indigo Energy | 63754 | SBI01 | PV | OP | NA | SUN |  | 1158238 |  |  | EIA Prime Mover-level Data
2020 | FL | Hamilton Solar Power Plant | 61807 | PV1 | PV | OP | NA | SUN |  | 1542327 |  |  | EIA Prime Mover-level Data
2020 | FL | Hammock Solar | 61024 | 1 | PV | OP | NA | SUN |  | 1400355 |  |  | EIA Prime Mover-level Data
2020 | FL | Hansel | 672 | 14 | IC | RE | NA | NG
2020 | FL | Hansel | 672 | 15 | IC | RE | NA | NG
2020 | FL | Hansel | 672 | 16 | IC | RE | NA | NG
2020 | FL | Hansel | 672 | 17 | IC | RE | NA | NG
2020 | FL | Hansel | 672 | 18 | IC | RE | NA | NG
2020 | FL | Hansel | 672 | 19 | IC | RE | NA | DFO
2020 | FL | Hansel | 672 | 20 | IC | RE | NA | DFO
2020 | FL | Hansel | 672 | 21 | CT | RE | NA | NG
2020 | FL | Hansel | 672 | 22 | CA | RE | NA | NG
2020 | FL | Hansel | 672 | 23 | CA | RE | NA | NG
2020 | FL | Hansel | 672 | 8 | IC | RE | NA | NG
2020 | FL | Hardee Power Station | 50949 | CT2B | GT | OP | CT | NG | 214 | 157271.375 | 0.0149 | 0.00018948 | EPA/CAMD | EPA/NEI | 2000
2020 | FL | Harmony Solar | 63582 | HFS | PV | OP | NA | SUN |  | 821213 |  |  | EIA Prime Mover-level Data
2020 | FL | Harvest Power Orlando | 59151 | CHP 1 | IC | RE | NA | OBG
2020 | FL | Harvest Power Orlando | 59151 | CHP 2 | IC | RE | NA | OBG
2020 | FL | Hecate Energy Blair Road LLC | 62778 | HEJEA | PV | OP | NA | SUN |  | 52812 |  |  | EIA Prime Mover-level Data
2020 | FL | Henry D King | 658 | 5 | CA | RE | NA | NG
2020 | FL | Henry D King | 658 | 6 | ST | RE | NA | NG
2020 | FL | Henry D King | 658 | 7 | ST | RE | NA | NG
2020 | FL | Henry D King | 658 | 8 | ST | RE | NA | NG
2020 | FL | Henry D King | 658 | 9 | CT | RE | NA | NG
2020 | FL | Henry D King | 658 | D1 | IC | RE | NA | DFO
2020 | FL | Henry D King | 658 | D2 | IC | RE | NA | DFO
2020 | FL | Hernando | 61779 | ENG1 | IC | OP | NA | LFG |  | 171090 | 1.2575 | 0.0147 | EIA Prime Mover-level Data | Estimated using an emission factor
2020 | FL | Hibiscus Solar Energy Center | 62206 | 1 | PV | OP | NA | SUN |  | 1056839 |  |  | EIA Prime Mover-level Data
2020 | FL | Higgins | 630 | P1 | GT | RE | NA | NG
2020 | FL | Higgins | 630 | P2 | GT | RE | NA | NG
2020 | FL | Higgins | 630 | P3 | GT | RE | NA | NG
2020 | FL | Higgins | 630 | P4 | GT | RE | NA | NG
2020 | FL | Highland Solar North | 64345 | 1112 | PV | L | NA | SUN
2020 | FL | Highland Solar South | 64346 | 9999 | PV | L | NA | SUN
2020 | FL | Hillsborough County Resource Recovery | 50858 | MWC1B | ST | OP | NA | MSW |  | 1144744.25 |  |  | EIA Unit-level Data
2020 | FL | Hillsborough County Resource Recovery | 50858 | MWC2C | ST | OP | NA | MSW |  | 1043870.25 |  |  | EIA Unit-level Data
2020 | FL | Hillsborough County Resource Recovery | 50858 | MWC3D | ST | OP | NA | MSW |  | 1084618 |  |  | EIA Unit-level Data
2020 | FL | Hillsborough County Resource Recovery | 50858 | MWC4E | ST | OP | NA | MSW |  | 1960671.875 |  |  | EIA Unit-level Data
2020 | FL | Hines Energy Complex | 7302 | 1A | CT | OP | CC | NG | 6666 | 9521544 | 41.4189 | 0.0087 | EPA/CAMD | EPA/NEI | 1998
2020 | FL | Hines Energy Complex | 7302 | 1B | CT | OP | CC | NG | 6756 | 9696536 | 44.6041 | 0.0092 | EPA/CAMD | EPA/NEI | 1998
2020 | FL | Hines Energy Complex | 7302 | 2A | CT | OP | CC | NG | 6514 | 10321563 | 46.963 | 0.0091 | EPA/CAMD | EPA/NEI | 2003
2020 | FL | Hines Energy Complex | 7302 | 2B | CT | OP | CC | NG | 6610 | 10508601 | 47.814 | 0.0091 | EPA/CAMD | EPA/NEI | 2003
2020 | FL | Hines Energy Complex | 7302 | 3A | CT | OP | CC | NG | 7302 | 10981933 | 49.9692 | 0.0091003 | EPA/CAMD | EPA/NEI | 2005
2020 | FL | Hines Energy Complex | 7302 | 3B | CT | OP | CC | NG | 7193 | 10824614 | 49.2868 | 0.0091064 | EPA/CAMD | EPA/NEI | 2005
2020 | FL | Hines Energy Complex | 7302 | 4A | CT | OP | CC | NG | 6913 | 10472410 | 47.6495 | 0.0091 | EPA/CAMD | EPA/NEI | 2007
2020 | FL | Hines Energy Complex | 7302 | 4B | CT | OP | CC | NG | 6724 | 10211935 | 46.4617 | 0.0090995 | EPA/CAMD | EPA/NEI | 2007
2020 | FL | Hookers Point | 647 | 1 | ST | RE | NA | RFO
2020 | FL | Hookers Point | 647 | 2 | ST | RE | NA | RFO
2020 | FL | Hookers Point | 647 | 3 | ST | RE | NA | RFO
2020 | FL | Hookers Point | 647 | 4 | ST | RE | NA | RFO
2020 | FL | Hookers Point | 647 | 5 | ST | RE | NA | RFO
2020 | FL | Horizon Solar Energy Center | 61021 | 1 | PV | OP | NA | SUN |  | 1324330 |  |  | EIA Prime Mover-level Data
2020 | FL | Howard F Curren Advncd Wastewater Plant | 54347 | 1 | IC | OS | NA | OBG
2020 | FL | Howard F Curren Advncd Wastewater Plant | 54347 | 2 | IC | OS | NA | OBG
2020 | FL | Howard F Curren Advncd Wastewater Plant | 54347 | 3 | IC | OS | NA | OBG
2020 | FL | Howard F Curren Advncd Wastewater Plant | 54347 | 4 | IC | OS | NA | OBG
2020 | FL | Howard F Curren Advncd Wastewater Plant | 54347 | 5 | IC | OS | NA | OBG
2020 | FL | IKEA Jacksonville Rooftop PV System | 61821 | PV1 | PV | OP | NA | SUN |  | 19975 |  |  | EIA Prime Mover-level Data
2020 | FL | IKEA Miami 327 | 61173 | PV | PV | OP | NA | SUN |  | 13835 |  |  | EIA Prime Mover-level Data
2020 | FL | IKEA Tampa 042 | 58012 | PV | PV | OP | NA | SUN |  | 9923 |  |  | EIA Prime Mover-level Data
2020 | FL | Imeson Solar | 63186 | IMESO | PV | OP | NA | SUN |  | 108013 |  |  | EIA Prime Mover-level Data
2020 | FL | Imeson Solar | 63186 | IMESS | BA | OP | NA | MWH
2020 | FL | Indian River | 55318 | 1 | ST | OS | TANGENTIAL | NG
2020 | FL | Indian River | 55318 | 2 | ST | OS | TANGENTIAL | NG
2020 | FL | Indian River | 55318 | 3 | ST | OS | TANGENTIAL | NG
2020 | FL | Indian River (683) | 683 | **C | GT | OP | CT | NG | 250 | 145434.0938 | 0.48911 | 0.0067262 | EPA/CAMD | EPA/NEI | 1991
2020 | FL | Indian River (683) | 683 | **D | GT | OP | CT | NG | 327 | 185374.5156 | 0.61238 | 0.006607 | EPA/CAMD | EPA/NEI | 1991
2020 | FL | Indian River Solar Center | 61020 | 1 | PV | OP | NA | SUN |  | 1383283 |  |  | EIA Prime Mover-level Data
2020 | FL | Indiantown Cogeneration, LP | 50976 | 1 | ST | OP | WALL | BIT | 0 | [5 empty] | 1995
2020 | FL | Intercession City | 8049 | **10 | GT | OP | CT | NG | 816 | 589597.8125 | 2.3847 | 0.0080892 | EPA/CAMD | EPA/NEI | 1993
2020 | FL | Intercession City | 8049 | **11 | GT | OP | CT | DFO | 47 | 47764.3633 | 0.26514 | 0.011102 | EPA/CAMD | EPA/NEI | 1996
2020 | FL | Intercession City | 8049 | **12 | GT | OP | CT | NG | 553 | 370846.875 | 1.3152 | 0.007093 | EPA/CAMD | EPA/NEI | 2000
2020 | FL | Intercession City | 8049 | **13 | GT | OP | CT | NG | 823 | 580952.125 | 2.0001 | 0.0068857 | EPA/CAMD | EPA/NEI | 2000
2020 | FL | Intercession City | 8049 | **14 | GT | OP | CT | NG | 928 | 649498.125 | 2.5713 | 0.0079179 | EPA/CAMD | EPA/NEI | 2000
2020 | FL | Intercession City | 8049 | **7 | GT | OP | CT | NG | 1012 | 740040.75 | 2.2377 | 0.0060475 | EPA/CAMD | EPA/NEI | 1993
2020 | FL | Intercession City | 8049 | **8 | GT | OP | CT | NG | 851 | 622634.3125 | 1.8937 | 0.0060829 | EPA/CAMD | EPA/NEI | 1993
2020 | FL | Intercession City | 8049 | **9 | GT | OP | CT | NG | 916 | 659718.6875 | 2.597 | 0.007873 | EPA/CAMD | EPA/NEI | 1993
2020 | FL | International Paper Pensacola | 50250 | 1RB | ST | OP | NA | BLQ |  | 5536786 | 18.4884 | 0.0066784 | EIA Unit-level Data | NEI avg EF - PM, fuel type
2020 | FL | International Paper Pensacola | 50250 | 2RB | ST | OP | NA | BLQ |  | 5624482 | 18.7812 | 0.0066784 | EIA Unit-level Data | NEI avg EF - PM, fuel type
2020 | FL | International Paper Pensacola | 50250 | 3PB | ST | OP | NA | NG |  | 620297 | 2.3028 | 0.0074247 | EIA Unit-level Data | NEI avg EF - PM, fuel type
2020 | FL | International Paper Pensacola | 50250 | 4PB | ST | OP | NA | WDS |  | 4999313 | 46.741 | 0.018699 | EIA Unit-level Data | NEI avg EF - PM, fuel type
2020 | FL | International Paper Pensacola | 50250 | 6PB | ST | OP | NA | NG |  | 2215467 | 8.2246 | 0.0074247 | EIA Unit-level Data | NEI avg EF - PM, fuel type
2020 | FL | Interstate Solar Energy Center | 61768 | 1 | PV | OP | NA | SUN |  | 1332697 |  |  | EIA Prime Mover-level Data
2020 | FL | J D Kennedy | 666 | 7 | GT | OP | CT | NG | 693 | 794762 | 2.8436 | 0.0071559 | EPA/CAMD | EPA/NEI | 2000
2020 | FL | J D Kennedy | 666 | CT8 | GT | OP | CT | NG | 447 | 505683.7812 | 1.8209 | 0.0072016 | EPA/CAMD | EPA/NEI | 2009
2020 | FL | J R Kelly | 664 | CC1 | CT | OP | CC | NG | 8003 | 6915963.5 | 23.0742 | 0.0066727 | EPA/CAMD | EPA/NEI | 2001
2020 | FL | J Woodruff | 690 | 1 | HY | RE | NA | WAT
2020 | FL | J Woodruff | 690 | 1A | HY | OP | NA | WAT |  | 677509.3125 |  |  | EIA Prime Mover-level Data
2020 | FL | J Woodruff | 690 | 2 | HY | RE | NA | WAT
2020 | FL | J Woodruff | 690 | 2A | HY | OP | NA | WAT |  | 677509.3125 |  |  | EIA Prime Mover-level Data
2020 | FL | J Woodruff | 690 | 3 | HY | RE | NA | WAT
2020 | FL | J Woodruff | 690 | 3A | HY | OP | NA | WAT |  | 677509.3125 |  |  | EIA Prime Mover-level Data
2020 | FL | Jackson Mill | 54430 | GEN1 | ST | RE | NA | NG
2020 | FL | Jacksonville Solar | 57202 | 1 | PV | OP | NA | SUN |  | 142886 |  |  | EIA Prime Mover-level Data
2020 | FL | Jamison Solar (FL) | 64631 | 1 | PV | L | NA | SUN
2020 | FL | JED Solid Waste Mgmt Renewable Energy | 60701 | 603 | IC | OP | NA | LFG |  | 75137 | 0.55226 | 0.0147 | EIA Prime Mover-level Data | Estimated using an emission factor
2020 | FL | JED Solid Waste Mgmt Renewable Energy | 60701 | 696 | IC | OP | NA | LFG |  | 75137 | 0.55226 | 0.0147 | EIA Prime Mover-level Data | Estimated using an emission factor
2020 | FL | JED Solid Waste Mgmt Renewable Energy | 60701 | 697 | IC | OP | NA | LFG |  | 75137 | 0.55226 | 0.0147 | EIA Prime Mover-level Data | Estimated using an emission factor
2020 | FL | JED Solid Waste Mgmt Renewable Energy | 60701 | 698 | IC | OP | NA | LFG |  | 75137 | 0.55226 | 0.0147 | EIA Prime Mover-level Data | Estimated using an emission factor
2020 | FL | JED Solid Waste Mgmt Renewable Energy | 60701 | 699 | IC | OP | NA | LFG |  | 75137 | 0.55226 | 0.0147 | EIA Prime Mover-level Data | Estimated using an emission factor
2020 | FL | JED Solid Waste Mgmt Renewable Energy | 60701 | 700 | IC | OP | NA | LFG |  | 75137 | 0.55226 | 0.0147 | EIA Prime Mover-level Data | Estimated using an emission factor
2020 | FL | Jennings Energy Storage Facility | 63998 | ES1 | BA | U | NA | MWH
2020 | FL | John Hopkins Middle School Microgrid | 64752 | ES1 | BA | P | NA | MWH
2020 | FL | John Hopkins Middle School Microgrid | 64752 | PV1 | PV | P | NA | SUN
2020 | FL | Lake Hancock Solar | 61657 | PV1 | PV | OP | NA | SUN |  | 729836 |  |  | EIA Prime Mover-level Data
2020 | FL | Lake Placid Solar Power Plant | 62541 | PV1 | PV | OP | NA | SUN |  | 850288 |  |  | EIA Prime Mover-level Data
2020 | FL | Lakeland Electric Co. (FL) - Airport II | 59754 | 1 | PV | OP | NA | SUN |  | 84878 |  |  | EIA Prime Mover-level Data
2020 | FL | Lakeland Electric Co. (FL)-Airport 1 | 59744 | 1 | PV | OP | NA | SUN |  | 28319 |  |  | EIA Prime Mover-level Data
2020 | FL | Lakeside Solar Center | 62922 | 1 | PV | OP | NA | SUN |  | 74149 |  |  | EIA Prime Mover-level Data
2020 | FL | Lansing Smith Generating Plant | 643 | 4 | CT | OP | CC | NG | 8231 | 17460426 | 57.6536 | 0.0066039 | EPA/CAMD | EPA/NEI | 2002
2020 | FL | Lansing Smith Generating Plant | 643 | 5 | CT | OP | CC | NG | 8247 | 17767896 | 61.5082 | 0.0069235 | EPA/CAMD | EPA/NEI | 2002
2020 | FL | Lauderdale | 613 | PFL6A | GT | OP | CT | NG | 347 | 501819.25 | 1.0453 | 0.0041661 | EPA/CAMD | EPA/NEI | 2016
2020 | FL | Lauderdale | 613 | PFL6B | GT | OP | CT | NG | 353 | 528115.0625 | 1.0994 | 0.0041635 | EPA/CAMD | EPA/NEI | 2016
2020 | FL | Lauderdale | 613 | PFL6C | GT | OP | CT | NG | 412 | 587791.875 | 1.222 | 0.0041581 | EPA/CAMD | EPA/NEI | 2016
2020 | FL | Lauderdale | 613 | PFL6D | GT | OP | CT | NG | 706 | 1051609.125 | 2.1879 | 0.0041611 | EPA/CAMD | EPA/NEI | 2016
2020 | FL | Lauderdale | 613 | PFL6E | GT | OP | CT | NG | 815 | 1203208.75 | 2.503 | 0.0041606 | EPA/CAMD | EPA/NEI | 2016
2020 | FL | Lee County Solid Waste Energy | 52010 | BLR1 | ST | OP | NA | MSW |  | 1929792.875 |  |  | EIA Unit-level Data
2020 | FL | Lee County Solid Waste Energy | 52010 | BLR2 | ST | OP | NA | MSW |  | 1958605.125 |  |  | EIA Unit-level Data
2020 | FL | Lee County Solid Waste Energy | 52010 | BLR3 | ST | OP | NA | MSW |  | 1991716.25 |  |  | EIA Unit-level Data
2020 | FL | Legoland Solar | 60371 | 1 | PV | OP | NA | SUN |  | 17292 |  |  | EIA Prime Mover-level Data
2020 | FL | Levy Nuclear Plant | 57894 | LNP1 | ST | CN | NA | NUC
2020 | FL | Levy Nuclear Plant | 57894 | LNP2 | ST | CN | NA | NUC
2020 | FL | Lithia Solar | 61663 | GEN1 | PV | OP | NA | SUN |  | 1257082 |  |  | EIA Prime Mover-level Data
2020 | FL | Little Manatee River Solar | 62750 | GEN1 | PV | OP | NA | SUN |  | 1271997 |  |  | EIA Prime Mover-level Data
2020 | FL | LKL BLBD, LLC | 59611 | LKLBB | PV | OP | NA | SUN |  | 84878 |  |  | EIA Prime Mover-level Data
2020 | FL | Lockheed Martin Solar | 61694 | SOLAR | PV | OP | NA | SUN |  | 27864 |  |  | EIA Prime Mover-level Data
2020 | FL | Lockheed Martin Solar System | 59867 | LMSOL | PV | OP | NA | SUN |  | 27644 |  |  | EIA Prime Mover-level Data
2020 | FL | Loggerhead Solar Energy Center | 61052 | 1 | PV | OP | NA | SUN |  | 1388090 |  |  | EIA Prime Mover-level Data
2020 | FL | Magnolia Solar | 64657 | 1 | PV | L | NA | SUN
2020 | FL | Magnolia Springs Solar Center | 62915 | 1 | PV | V | NA | SUN
2020 | FL | Manatee | 6042 | MTCT3A | CT | OP | CC | NG | 5747 | 9989720 | 32.897 | 0.0065862 | EPA/CAMD | EPA/NEI | 2005
2020 | FL | Manatee | 6042 | MTCT3B | CT | OP | CC | NG | 7621 | 13694678 | 44.7192 | 0.0065309 | EPA/CAMD | EPA/NEI | 2005
2020 | FL | Manatee | 6042 | MTCT3C | CT | OP | CC | NG | 6541 | 11600231 | 38.1737 | 0.0065815 | EPA/CAMD | EPA/NEI | 2005
2020 | FL | Manatee | 6042 | MTCT3D | CT | OP | CC | NG | 7028 | 12500300 | 40.9113 | 0.0065457 | EPA/CAMD | EPA/NEI | 2005
2020 | FL | Manatee | 6042 | PMT1 | ST | OP | WALL | NG | 5695 | 14417695 | 54.2229 | 0.0075217 | EPA/CAMD | EPA/NEI | 1976
2020 | FL | Manatee | 6042 | PMT2 | ST | OP | WALL | NG | 5617 | 12473572 | 46.901 | 0.0075201 | EPA/CAMD | EPA/NEI | 1977
2020 | FL | Manatee County LFGTE | 59142 | IC1 | IC | OA | NA | LFG
2020 | FL | Manatee Solar Energy Center | 60014 | 1 | PV | OP | NA | SUN |  | 1417198 |  |  | EIA Prime Mover-level Data
2020 | FL | Manatee Solar Energy Center | 60014 | BMS | BA | U | NA | MWH
2020 | FL | Marathon Generating Plant | 696 | 10 | IC | SB | NA | DFO |  | 479.818 | 0.074372 | 0.31 | EIA Prime Mover-level Data | Estimated using an emission factor
2020 | FL | Marathon Generating Plant | 696 | 11 | IC | SB | NA | DFO |  | 479.818 | 0.074372 | 0.31 | EIA Prime Mover-level Data | Estimated using an emission factor
2020 | FL | Marathon Generating Plant | 696 | 3 | IC | RE | NA | DFO
2020 | FL | Marathon Generating Plant | 696 | 4 | IC | RE | NA | DFO
2020 | FL | Marathon Generating Plant | 696 | 5 | IC | RE | NA | DFO
2020 | FL | Marathon Generating Plant | 696 | 6 | IC | RE | NA | DFO
2020 | FL | Marathon Generating Plant | 696 | 7 | IC | RE | NA | DFO
2020 | FL | Marathon Generating Plant | 696 | 8 | IC | SB | NA | DFO |  | 274.182 | 0.042498 | 0.31 | EIA Prime Mover-level Data | Estimated using an emission factor
2020 | FL | Marathon Generating Plant | 696 | 9 | IC | SB | NA | DFO |  | 274.182 | 0.042498 | 0.31 | EIA Prime Mover-level Data | Estimated using an emission factor
2020 | FL | Martin | 6043 | HRSG3A | CT | OP | CC | NG | 6152 | 9123174 | 30.2297 | 0.006627 | EPA/CAMD | EPA/NEI | 1993
2020 | FL | Martin | 6043 | HRSG3B | CT | OP | CC | NG | 4900 | 7030353.5 | 23.4819 | 0.0066801 | EPA/CAMD | EPA/NEI | 1993
2020 | FL | Martin | 6043 | HRSG4A | CT | OP | CC | NG | 5360 | 7486967.5 | 25.0165 | 0.0066827 | EPA/CAMD | EPA/NEI | 1993
2020 | FL | Martin | 6043 | HRSG4B | CT | OP | CC | NG | 5975 | 8710095 | 28.8398 | 0.0066222 | EPA/CAMD | EPA/NEI | 1993
2020 | FL | Martin | 6043 | PMR8A | CT | OP | CC | NG | 6823 | 11233188 | 37.4603 | 0.0066696 | EPA/CAMD | EPA/NEI | 2001
2020 | FL | Martin | 6043 | PMR8B | CT | OP | CC | NG | 6548 | 10735979 | 36.0165 | 0.0067095 | EPA/CAMD | EPA/NEI | 2001
2020 | FL | Martin | 6043 | PMR8C | CT | OP | CC | NG | 7471 | 12206152 | 40.4801 | 0.0066327 | EPA/CAMD | EPA/NEI | 2004
2020 | FL | Martin | 6043 | PMR8D | CT | OP | CC | NG | 7316 | 12048114 | 40.0618 | 0.0066503 | EPA/CAMD | EPA/NEI | 2004
2020 | FL | McKay Bay Facility | 50875 | 1 | ST | OP | NA | MSW |  | 729988.625 |  |  | EIA Unit-level Data
2020 | FL | McKay Bay Facility | 50875 | 2 | ST | OP | NA | MSW |  | 720094.5 |  |  | EIA Unit-level Data
2020 | FL | McKay Bay Facility | 50875 | 3 | ST | OP | NA | MSW |  | 798313.5625 |  |  | EIA Unit-level Data
2020 | FL | McKay Bay Facility | 50875 | 4 | ST | OP | NA | MSW |  | 704984.4375 |  |  | EIA Unit-level Data
2020 | FL | Miami Dade County Resource Recovery Fac | 10062 | BLR1 | ST | OP | NA | MSW |  | 1658799.5 |  |  | EIA Unit-level Data
2020 | FL | Miami Dade County Resource Recovery Fac | 10062 | BLR2 | ST | OP | NA | MSW |  | 1717518.75 |  |  | EIA Unit-level Data
2020 | FL | Miami Dade County Resource Recovery Fac | 10062 | BLR3 | ST | OP | NA | MSW |  | 1915182.375 |  |  | EIA Unit-level Data
2020 | FL | Miami Dade County Resource Recovery Fac | 10062 | BLR4 | ST | OP | NA | MSW |  | 1975099 |  |  | EIA Unit-level Data
2020 | FL | Miami Dade Solar Energy Center | 61766 | 1 | PV | OP | NA | SUN |  | 1344420 |  |  | EIA Prime Mover-level Data
2020 | FL | Micanopy Energy Storage Facility | 63999 | ES1 | BA | U | NA | MWH
2020 | FL | Midulla Generating Station | 7380 | 1 | CT | OP | CC | NG | 8449 | 15112423 | 49.8934 | 0.006603 | EPA/CAMD | EPA/NEI | 2001
2020 | FL | Midulla Generating Station | 7380 | 2 | CT | OP | CC | NG | 8307 | 15152687 | 50.026 | 0.0066029 | EPA/CAMD | EPA/NEI | 2001
2020 | FL | Midulla Generating Station | 7380 | 4A | GT | OP | CT | NG | 511 | 110808.0703 | 0.0011795 | 2.129e-05 | EPA/CAMD | EPA/NEI | 2006
2020 | FL | Midulla Generating Station | 7380 | 4B | GT | OP | CT | NG | 501 | 104811.8047 | 0.0011795 | 2.2508e-05 | EPA/CAMD | EPA/NEI | 2006
2020 | FL | Midulla Generating Station | 7380 | 5A | GT | OP | CT | NG | 888 | 194289.7188 | 0.75381 | 0.0077596 | EPA/CAMD | NEI avg EF - PM, fuel type, firing type | 2006
2020 | FL | Midulla Generating Station | 7380 | 5B | GT | OP | CT | NG | 864 | 188876.9531 | 0.73281 | 0.0077596 | EPA/CAMD | NEI avg EF - PM, fuel type, firing type | 2006
2020 | FL | Midulla Generating Station | 7380 | 6A | GT | OP | CT | NG | 287 | 58512.2891 | 0.22702 | 0.0077596 | EPA/CAMD | NEI avg EF - PM, fuel type, firing type | 2006
2020 | FL | Midulla Generating Station | 7380 | 6B | GT | OP | CT | NG | 300 | 59385.3398 | 0.2304 | 0.0077596 | EPA/CAMD | NEI avg EF - PM, fuel type, firing type | 2006
2020 | FL | Midulla Generating Station | 7380 | 7A | GT | OP | CT | NG | 1004 | 206919.75 | 0.80281 | 0.0077596 | EPA/CAMD | NEI avg EF - PM, fuel type, firing type | 2006
2020 | FL | Midulla Generating Station | 7380 | 7B | GT | OP | CT | NG | 1003 | 215814.0312 | 0.83732 | 0.0077596 | EPA/CAMD | NEI avg EF - PM, fuel type, firing type | 2006
2020 | FL | Midulla Generating Station | 7380 | 8A | GT | OP | CT | NG | 276 | 58356.3359 | 0.22641 | 0.0077596 | EPA/CAMD | NEI avg EF - PM, fuel type, firing type | 2006
2020 | FL | Midulla Generating Station | 7380 | 8B | GT | OP | CT | NG | 185 | 38266.1953 | 0.14847 | 0.0077596 | EPA/CAMD | NEI avg EF - PM, fuel type, firing type | 2006
2020 | FL | Midway | 7893 | 1 | CC | CN | NA | NG
2020 | FL | Midway | 7893 | 2 | CC | CN | NA | NG
2020 | FL | Midway | 7893 | 3 | CC | CN | NA | NG
2020 | FL | Mosaic Co Bartow Facility | 50633 | GEN1 | ST | OP | NA | WH |  | 1356437.25 |  |  | EIA Prime Mover-level Data
2020 | FL | Mosaic Co Bartow Facility | 50633 | GEN2 | ST | OP | NA | WH |  | 1654191.75 |  |  | EIA Prime Mover-level Data
2020 | FL | Mosaic Co Greenbay | 10205 | GEN1 | ST | RE | NA | OTH
2020 | FL | Mosaic Co Mulberry Facility | 50510 | CGN1 | ST | RE | NA | OTH
2020 | FL | Mosaic Co Tampa Facility | 10204 | GEN1 | ST | OP | NA | WH |  | 1113234 |  |  | EIA Prime Mover-level Data
2020 | FL | Mosaic Co Tampa Facility | 10204 | GEN3 | ST | OP | NA | WH |  | 1018992 |  |  | EIA Prime Mover-level Data
2020 | FL | Mosaic New Wales Operations | 10434 | TG1 | ST | OS | NA | WH |  | 275048.8438 |  |  | EIA Prime Mover-level Data
2020 | FL | Mosaic New Wales Operations | 10434 | TG2 | ST | OP | NA | WH |  | 1609035.75 |  |  | EIA Prime Mover-level Data
2020 | FL | Mosaic New Wales Operations | 10434 | TG3 | ST | OP | NA | WH |  | 880156.3125 |  |  | EIA Prime Mover-level Data
2020 | FL | Mosaic New Wales Operations | 10434 | TG4 | ST | OP | NA | WH |  | 962671 |  |  | EIA Prime Mover-level Data
2020 | FL | Mosaic South Pierce Operations | 10004 | TG1 | ST | OP | NA | WH |  | 283248.9688 |  |  | EIA Prime Mover-level Data
2020 | FL | Mosaic South Pierce Operations | 10004 | TG2 | ST | OP | NA | WH |  | 1435128 |  |  | EIA Prime Mover-level Data
2020 | FL | Mountain View Solar (FL) | 61664 | GEN1 | PV | L | NA | SUN
2020 | FL | Mulberry Cogeneration Facility | 54426 | 1 | CT | OP | CC | NG | 4396 | 3516748.25 | 11.6078 | 0.0066014 | EPA/CAMD | EPA/NEI | 1994
2020 | FL | NA 1 | 7889 | 1 | GT | CN | NA | NG
2020 | FL | Nassau Solar Center | 62914 | 1 | PV | OP | NA | SUN |  | 54480 |  |  | EIA Prime Mover-level Data
2020 | FL | Northern Preserve Solar | 62645 | 1 | PV | OP | NA | SUN |  | 1162230 |  |  | EIA Prime Mover-level Data
2020 | FL | Northside | 667 | 1A | ST | OP | FLUIDIZED | BIT | 7426 | 19330706 | 215.1643 | 0.022261 | EPA/CAMD | EPA/NEI | 2002
2020 | FL | Northside | 667 | 2A | ST | OP | FLUIDIZED | BIT | 4767 | 11380248 | 151.2415 | 0.02658 | EPA/CAMD | EPA/NEI | 2002
2020 | FL | Northside | 667 | 3 | ST | OP | WALL | NG | 7931 | 24960466 | 83.9759 | 0.0067287 | EPA/CAMD | EPA/NEI | 1977
2020 | FL | Okeechobee Clean Energy Center | 60345 | OCEC1A | CT | OP | CC | NG | 6376 | 19817230 | 61.2479 | 0.0061813 | EPA/CAMD | NEI avg EF - PM, fuel type, firing type | 2018
2020 | FL | Okeechobee Clean Energy Center | 60345 | OCEC1B | CT | OP | CC | NG | 6118 | 18812396 | 58.1423 | 0.0061813 | EPA/CAMD | NEI avg EF - PM, fuel type, firing type | 2018
2020 | FL | Okeechobee Clean Energy Center | 60345 | OCEC1C | CT | OP | CC | NG | 6371 | 19294408 | 59.632 | 0.0061813 | EPA/CAMD | NEI avg EF - PM, fuel type, firing type | 2018
2020 | FL | Okeechobee Solar | 62491 | 1 | PV | OP | NA | SUN |  | 1065866 |  |  | EIA Prime Mover-level Data
2020 | FL | Okeelanta Cogeneration | 54627 | A | ST | OP | STOKER | AB |  | 2614358 |  |  | EIA Unit-level Data
2020 | FL | Okeelanta Cogeneration | 54627 | B | ST | OP | STOKER | AB |  | 2258371.25 |  |  | EIA Unit-level Data
2020 | FL | Okeelanta Cogeneration | 54627 | C | ST | OP | STOKER | AB |  | 2420153 |  |  | EIA Unit-level Data
2020 | FL | Oleander Power Project | 55286 | O-1 | GT | OP | CT | NG | 480 | 703470.5 | 1.3784 | 0.0039188 | EPA/CAMD | EPA/NEI | 2002
2020 | FL | Oleander Power Project | 55286 | O-2 | GT | OP | CT | NG | 78 | 103517.1484 | 0.20372 | 0.003936 | EPA/CAMD | EPA/NEI | 2002
2020 | FL | Oleander Power Project | 55286 | O-3 | GT | OP | CT | NG | 12 | 13910.0303 | 0.027257 | 0.003919 | EPA/CAMD | EPA/NEI | 2002
2020 | FL | Oleander Power Project | 55286 | O-4 | GT | OP | CT | NG | 17 | 20257.0938 | 0.039692 | 0.0039188 | EPA/CAMD | EPA/NEI | 2002
2020 | FL | Oleander Power Project | 55286 | O-5 | GT | OP | CT | NG | 201 | 259407.75 | 0.50828 | 0.0039188 | EPA/CAMD | EPA/NEI | 2007
2020 | FL | Orange Blossom Solar Center | 62919 | 1 | PV | U | NA | SUN
2020 | FL | Orange Cogeneration Facility | 54365 | 1 | CT | OP | CC | NG | 4937 | 1696240.875 | 3.9916 | 0.0047064 | EPA/CAMD | EPA/NEI | 1995
2020 | FL | Orange Cogeneration Facility | 54365 | 2 | CT | OP | CC | NG | 5051 | 1721558.875 | 4.497 | 0.0052243 | EPA/CAMD | EPA/NEI | 1995
2020 | FL | Orlando CoGen | 54466 | 1 | CT | OP | CC | NG | 7976 | 7335540.5 | 47.206 | 0.01287 | EPA/CAMD | EPA/NEI | 1993
2020 | FL | Osceola | 55192 | OSC1 | GT | OP | CT | NG | 0 | [5 empty] | 2001
2020 | FL | Osceola | 55192 | OSC2 | GT | OP | CT | NG | 0 | [5 empty] | 2001
2020 | FL | Osceola | 55192 | OSC3 | GT | OP | CT | NG | 0 | [5 empty] | 2002
2020 | FL | Osceola Solar Facility | 59954 | XXXXX | PV | OP | NA | SUN |  | 49996 |  |  | EIA Prime Mover-level Data
2020 | FL | Osprey Energy Center | 55412 | CT1 | CT | OP | CC | NG | 5442 | 8953146 | 40.375 | 0.0090192 | EPA/CAMD | EPA/NEI | 2004
2020 | FL | Osprey Energy Center | 55412 | CT2 | CT | OP | CC | NG | 5096 | 8366877 | 37.7198 | 0.0090165 | EPA/CAMD | EPA/NEI | 2004
2020 | FL | P L Bartow | 634 | 4A | CT | OP | CC | NG | 7323 | 12683453 | 41.8555 | 0.0066 | EPA/CAMD | EPA/NEI | 2008
2020 | FL | P L Bartow | 634 | 4B | CT | OP | CC | NG | 7335 | 12839608 | 42.3706 | 0.0066 | EPA/CAMD | EPA/NEI | 2008
2020 | FL | P L Bartow | 634 | 4C | CT | OP | CC | NG | 7384 | 12968728 | 42.7967 | 0.0066 | EPA/CAMD | EPA/NEI | 2008
2020 | FL | P L Bartow | 634 | 4D | CT | OP | CC | NG | 7309 | 12749338 | 42.0728 | 0.0066 | EPA/CAMD | EPA/NEI | 2008
2020 | FL | Palm Bay Solar | 62921 | 1 | PV | V | NA | SUN
2020 | FL | Palm Beach Renewable Energy Facility 1 | 50071 | BLR1 | ST | OP | NA | MSW |  | 3224652 |  |  | EIA Unit-level Data
2020 | FL | Palm Beach Renewable Energy Facility 1 | 50071 | BLR2 | ST | OP | NA | MSW |  | 3224652 |  |  | EIA Unit-level Data
2020 | FL | Palm Beach Renewable Energy Facility 2 | 57898 | BLR3 | ST | OP | NA | MSW |  | 3091623.5 | 241.1466 | 0.156 | EIA Unit-level Data | Estimated using an emission factor
2020 | FL | Palm Beach Renewable Energy Facility 2 | 57898 | BLR4 | ST | OP | NA | MSW |  | 3090680 | 241.073 | 0.156 | EIA Unit-level Data | Estimated using an emission factor
2020 | FL | Palm Beach Renewable Energy Facility 2 | 57898 | BLR5 | ST | OP | NA | MSW |  | 3090680 | 241.073 | 0.156 | EIA Unit-level Data | Estimated using an emission factor
2020 | FL | Partnership Station | 55893 | 1 | IC | RE | NA | NG
2020 | FL | Partnership Station | 55893 | 2 | IC | RE | NA | NG
2020 | FL | Pasco Cnty Solid Waste Resource Recovery | 50666 | B1 | ST | OP | NA | MSW |  | 1200258.25 |  |  | EIA Unit-level Data
2020 | FL | Pasco Cnty Solid Waste Resource Recovery | 50666 | B2 | ST | OP | NA | MSW |  | 1219013.875 |  |  | EIA Unit-level Data
2020 | FL | Pasco Cnty Solid Waste Resource Recovery | 50666 | B3 | ST | OP | NA | MSW |  | 1199207.625 |  |  | EIA Unit-level Data
2020 | FL | Payne Creek Solar | 61665 | GEN1 | PV | OP | NA | SUN |  | 1241354 |  |  | EIA Prime Mover-level Data
2020 | FL | Pea Ridge | 7715 | 1 | GT | OP | NA | NG |  | 457625.3438 | 0.22749 | 0.00099423 | EIA Prime Mover-level Data | NEI avg EF - PM, fuel type, firing type
2020 | FL | Pea Ridge | 7715 | 2 | GT | OP | NA | NG |  | 457625.3438 | 0.22749 | 0.00099423 | EIA Prime Mover-level Data | NEI avg EF - PM, fuel type, firing type
2020 | FL | Pea Ridge | 7715 | 3 | GT | OP | NA | NG |  | 457625.3438 | 0.22749 | 0.00099423 | EIA Prime Mover-level Data | NEI avg EF - PM, fuel type, firing type
2020 | FL | Peace Creek Solar | 61666 | GEN | PV | OP | NA | SUN |  | 908487 |  |  | EIA Prime Mover-level Data
2020 | FL | Pelican Solar Center | 62924 | 1 | PV | V | NA | SUN
2020 | FL | Pembroke Lakes Mall | 63256 | PLM | PV | OP | NA | SUN |  | 12510 |  |  | EIA Prime Mover-level Data
2020 | FL | Pensacola Florida Plant | 10416 | BO4 | ST | OP | NA | NG |  | 1003061.875 | 3.7237 | 0.0074247 | EIA Unit-level Data | NEI avg EF - PM, fuel type
2020 | FL | Pensacola Florida Plant | 10416 | BO5 | ST | OP | NA | NG |  | 726767.3125 | 2.698 | 0.0074247 | EIA Unit-level Data | NEI avg EF - PM, fuel type
2020 | FL | Pensacola Florida Plant | 10416 | BO6 | ST | OP | NA | NG |  | 513693.4062 | 1.907 | 0.0074247 | EIA Unit-level Data | NEI avg EF - PM, fuel type
2020 | FL | Pensacola Florida Plant | 10416 | BO7 | ST | OP | NA | NG |  | 814626.625 | 3.0242 | 0.0074247 | EIA Unit-level Data | NEI avg EF - PM, fuel type
2020 | FL | Pensacola Florida Plant | 10416 | BO8 | ST | OP | NA | NG |  | 577179.6875 | 2.1427 | 0.0074247 | EIA Unit-level Data | NEI avg EF - PM, fuel type
2020 | FL | Pensacola Florida Plant | 10416 | BO9 | ST | OP | NA | NG |  | 935088.0625 | 3.4714 | 0.0074247 | EIA Unit-level Data | NEI avg EF - PM, fuel type
2020 | FL | Pensacola Florida Plant | 10416 | GEN4 | GT | OP | NA | NG |  | 6511536 | 3.237 | 0.00099423 | EIA Prime Mover-level Data | NEI avg EF - PM, fuel type, firing type
2020 | FL | Perdido | 57502 | 1 | IC | OP | NA | LFG |  | 125375.5 | 0.92151 | 0.0147 | EIA Prime Mover-level Data | Estimated using an emission factor
2020 | FL | Perdido | 57502 | 2 | IC | OP | NA | LFG |  | 125375.5 | 0.92151 | 0.0147 | EIA Prime Mover-level Data | Estimated using an emission factor
2020 | FL | Perdido | 57502 | 3 | IC | CN | NA | LFG
2020 | FL | Perry Solar Facility | 60071 | XXXXX | PV | OP | NA | SUN |  | 78343 |  |  | EIA Prime Mover-level Data
2020 | FL | Phillips | 748 | 1 | IC | RE | NA | DFO
2020 | FL | Phillips | 748 | 2 | IC | RE | NA | DFO
2020 | FL | Phillips | 748 | 3 | CA | RE | NA | RFO
2020 | FL | Pinellas County Resource Recovery | 50884 | B101 | ST | OP | NA | MSW |  | 3002748 |  |  | EIA Unit-level Data
2020 | FL | Pinellas County Resource Recovery | 50884 | B102 | ST | OP | NA | MSW |  | 2886684 |  |  | EIA Unit-level Data
2020 | FL | Pinellas County Resource Recovery | 50884 | B103 | ST | OP | NA | MSW |  | 2804502 |  |  | EIA Unit-level Data
2020 | FL | Pioneer Trail Solar Energy Center | 61767 | 1 | PV | OP | NA | SUN |  | 1275258 |  |  | EIA Prime Mover-level Data
2020 | FL | Polk | 7242 | **1 | ST | OP | IGC | NG | 3987 | 5311486.5 | 17.1695 | 0.006465 | EPA/CAMD | EPA/NEI | 1996
2020 | FL | Polk | 7242 | **2 | CT | OP | CC | NG | 6390 | 9743030 | 30.1122 | 0.0061813 | EPA/CAMD | NEI avg EF - PM, fuel type, firing type | 2000
2020 | FL | Polk | 7242 | **3 | CT | OP | CC | NG | 7214 | 10953201 | 33.8524 | 0.0061813 | EPA/CAMD | NEI avg EF - PM, fuel type, firing type | 2002
2020 | FL | Polk | 7242 | **4 | CT | OP | CC | NG | 7136 | 11010677 | 34.03 | 0.0061813 | EPA/CAMD | NEI avg EF - PM, fuel type, firing type | 2007
2020 | FL | Polk | 7242 | **5 | CT | OP | CC | NG | 6808 | 9516950 | 29.4134 | 0.0061813 | EPA/CAMD | NEI avg EF - PM, fuel type, firing type | 2007
2020 | FL | Port Charlotte Energy LLC | 59240 | G1 | IC | OP | NA | LFG |  | 36308 | 0.26686 | 0.0147 | EIA Prime Mover-level Data | Estimated using an emission factor
2020 | FL | Port Charlotte Energy LLC | 59240 | G2 | IC | OP | NA | LFG |  | 36308 | 0.26686 | 0.0147 | EIA Prime Mover-level Data | Estimated using an emission factor
2020 | FL | Port Everglades | 617 | PECT5A | CT | OP | CC | NG | 6201 | 14182462 | 47.0758 | 0.0066386 | EPA/CAMD | EPA/NEI | 2015
2020 | FL | Port Everglades | 617 | PECT5B | CT | OP | CC | NG | 5979 | 13276510 | 44.0829 | 0.0066407 | EPA/CAMD | EPA/NEI | 2015
2020 | FL | Port Everglades | 617 | PECT5C | CT | OP | CC | NG | 5979 | 13337358 | 44.5408 | 0.0066791 | EPA/CAMD | EPA/NEI | 2015
2020 | FL | Portland (FL) | 6192 | 1 | GT | RE | NA | DFO
2020 | FL | Putnam | 6246 | 1GT1 | CT | RE | NA | NG
2020 | FL | Putnam | 6246 | 1GT2 | CT | RE | NA | NG
2020 | FL | Putnam | 6246 | 1ST | CA | RE | NA | NG
2020 | FL | Putnam | 6246 | 2GT1 | CT | RE | NA | NG
2020 | FL | Putnam | 6246 | 2GT2 | CT | RE | NA | NG
2020 | FL | Putnam | 6246 | 2ST | CA | RE | NA | NG
2020 | FL | Reedy Creek Central Energy Plant | 7254 | 32432 | CT | OP | CC | NG | 144 | 3061.823 | 0.10845 | 0.070841 | EPA/CAMD | EPA/NEI | 1989
2020 | FL | Rinehart | 57685 | 1 | PV | OP | NA | SUN |  | 10466 |  |  | EIA Prime Mover-level Data
2020 | FL | Rio Pinar | 637 | P1 | GT | RE | NA | DFO
2020 | FL | Riviera Beach Energy Center | 619 | RBCT5A | CT | OP | CC | NG | 5653 | 13072825 | 43.8104 | 0.0067025 | EPA/CAMD | EPA/NEI | 2013
2020 | FL | Riviera Beach Energy Center | 619 | RBCT5B | CT | OP | CC | NG | 5897 | 13177710 | 43.973 | 0.0066739 | EPA/CAMD | EPA/NEI | 2013
2020 | FL | Riviera Beach Energy Center | 619 | RBCT5C | CT | OP | CC | NG | 6689 | 15340025 | 51.0871 | 0.0066606 | EPA/CAMD | EPA/NEI | 2013
2020 | FL | Rodeo Solar Center | 62917 | 1 | PV | V | NA | SUN
2020 | FL | RP-Orlando, LLC | 57565 | 1 | PV | OP | NA | SUN |  | 75072 |  |  | EIA Prime Mover-level Data
2020 | FL | S O Purdom | 689 | 8 | CT | OP | CC | NG | 6493 | 6650960.5 | 26.7122 | 0.0080326 | EPA/CAMD | EPA/NEI | 2000
2020 | FL | Sabal Palm Solar Center | 63110 | 1 | PV | U | NA | SUN
2020 | FL | Sandy Creek Solar Power Plant | 64146 | PV1 | PV | T | NA | SUN
2020 | FL | Sanford | 620 | SNCT4A | CT | OP | CC | NG | 5079 | 7419983 | 24.7179 | 0.0066625 | EPA/CAMD | EPA/NEI | 2002
2020 | FL | Sanford | 620 | SNCT4B | CT | OP | CC | NG | 5168 | 7662411 | 25.4381 | 0.0066397 | EPA/CAMD | EPA/NEI | 2002
2020 | FL | Sanford | 620 | SNCT4C | CT | OP | CC | NG | 4977 | 7332555 | 24.3856 | 0.0066513 | EPA/CAMD | EPA/NEI | 2002
2020 | FL | Sanford | 620 | SNCT4D | CT | OP | CC | NG | 5969 | 8672982 | 28.7926 | 0.0066396 | EPA/CAMD | EPA/NEI | 2002
2020 | FL | Sanford | 620 | SNCT5A | CT | OP | CC | NG | 6437 | 9340946 | 31.0931 | 0.0066574 | EPA/CAMD | EPA/NEI | 2002
2020 | FL | Sanford | 620 | SNCT5B | CT | OP | CC | NG | 6234 | 8984898 | 29.9469 | 0.0066661 | EPA/CAMD | EPA/NEI | 2002
2020 | FL | Sanford | 620 | SNCT5C | CT | OP | CC | NG | 5931 | 8606393 | 28.6843 | 0.0066658 | EPA/CAMD | EPA/NEI | 2002
2020 | FL | Sanford | 620 | SNCT5D | CT | OP | CC | NG | 6858 | 9953483 | 33.1164 | 0.0066542 | EPA/CAMD | EPA/NEI | 2002
2020 | FL | Santa Fe Solar Power Plant | 63517 | PV1 | PV | V | NA | SUN
2020 | FL | Santa Rosa Energy Center | 55242 | CT-1 | CT | OP | CC | NG | 6812 | 11160881 | 33.6718 | 0.0060339 | EPA/CAMD | EPA/NEI | 2002
2020 | FL | Sarasota County LFGTE Facility | 59686 | LESF1 | IC | OP | NA | LFG |  | 150192.5 | 1.1039 | 0.0147 | EIA Prime Mover-level Data | Estimated using an emission factor
2020 | FL | Sarasota County LFGTE Facility | 59686 | LESF2 | IC | OP | NA | LFG |  | 150192.5 | 1.1039 | 0.0147 | EIA Prime Mover-level Data | Estimated using an emission factor
2020 | FL | Sarasota County LFGTE Facility | 59686 | LESF3 | IC | OP | NA | LFG |  | 150192.5 | 1.1039 | 0.0147 | EIA Prime Mover-level Data | Estimated using an emission factor
2020 | FL | Sarasota County LFGTE Facility | 59686 | LESF4 | IC | OP | NA | LFG |  | 150192.5 | 1.1039 | 0.0147 | EIA Prime Mover-level Data | Estimated using an emission factor
2020 | FL | Scholz | 642 | 1 | ST | RE | NA | BIT
2020 | FL | Scholz | 642 | 2 | ST | RE | NA | BIT
2020 | FL | Seminole (136) | 136 | 1 | ST | OP | WALL | BIT | 6761 | 30874258 | 376.181 | 0.024369 | EPA/CAMD | EPA/NEI | 1984
2020 | FL | Seminole (136) | 136 | 2 | ST | OP | WALL | BIT | 8003 | 37440776 | 467.005 | 0.024946 | EPA/CAMD | EPA/NEI | 1984
2020 | FL | Seminole Energy | 61780 | ENG1 | IC | OP | NA | LFG |  | 66911 | 0.4918 | 0.0147 | EIA Prime Mover-level Data | Estimated using an emission factor
2020 | FL | Seminole Energy | 61780 | ENG2 | IC | OP | NA | LFG |  | 66911 | 0.4918 | 0.0147 | EIA Prime Mover-level Data | Estimated using an emission factor
2020 | FL | Seminole Energy | 61780 | ENG3 | IC | OP | NA | LFG |  | 66911 | 0.4918 | 0.0147 | EIA Prime Mover-level Data | Estimated using an emission factor
2020 | FL | Seminole Energy | 61780 | ENG4 | IC | RE | NA | LFG
2020 | FL | Seminole Mill | 50803 | 1 | ST | OP | NA | NG |  | 1233278.875 | 4.5784 | 0.0074247 | EIA Unit-level Data | NEI avg EF - PM, fuel type
2020 | FL | Seminole Mill | 50803 | 2 | ST | OP | NA | NG |  | 1227475.75 | 4.5568 | 0.0074247 | EIA Unit-level Data | NEI avg EF - PM, fuel type
2020 | FL | Seminole Mill | 50803 | 3 | ST | OP | NA | NG |  | 1231511.875 | 4.5718 | 0.0074247 | EIA Unit-level Data | NEI avg EF - PM, fuel type
2020 | FL | Shady Hills | 55414 | GT101 | GT | OP | CT | NG | 367 | 483995.7812 | 1.65 | 0.0068182 | EPA/CAMD | EPA/NEI | 2001
2020 | FL | Shady Hills | 55414 | GT201 | GT | OP | CT | NG | 694 | 986784 | 3.29 | 0.0066681 | EPA/CAMD | EPA/NEI | 2002
2020 | FL | Shady Hills | 55414 | GT301 | GT | OP | CT | NG | 542 | 726481.75 | 2.48 | 0.0068274 | EPA/CAMD | EPA/NEI | 2002
2020 | FL | Shady Hills Combined Cycle Facility | 63802 | G001 | CS | U | NA | NG
2020 | FL | Smith Street | 679 | 10 | IC | RE | NA | DFO
2020 | FL | Smith Street | 679 | 11 | IC | RE | NA | DFO
2020 | FL | Smith Street | 679 | 3 | IC | RE | NA | DFO
2020 | FL | Smith Street | 679 | 4 | IC | RE | NA | DFO
2020 | FL | Smith Street | 679 | 6 | IC | RE | NA | DFO
2020 | FL | Smith Street | 679 | 7 | IC | RE | NA | DFO
2020 | FL | Smith Street | 679 | 8 | IC | RE | NA | DFO
2020 | FL | Smith Street | 679 | 9 | IC | RE | NA | DFO
2020 | FL | Solar Park Gainesville, LLC | 57438 | 1 | PV | OP | NA | SUN |  | 17320 |  |  | EIA Prime Mover-level Data
2020 | FL | South District Wastewater Treatment Plt | 54624 | 1 | OT | RE | NA | OBG
2020 | FL | South District Wastewater Treatment Plt | 54624 | 1A | IC | OP | NA | OBG |  | 56149.75 | 0.4127 | 0.0147 | EIA Prime Mover-level Data | Estimated using an emission factor
2020 | FL | South District Wastewater Treatment Plt | 54624 | 2 | OT | RE | NA | OBG
2020 | FL | South District Wastewater Treatment Plt | 54624 | 2A | IC | OP | NA | OBG |  | 56149.75 | 0.4127 | 0.0147 | EIA Prime Mover-level Data | Estimated using an emission factor
2020 | FL | South District Wastewater Treatment Plt | 54624 | 3 | OT | RE | NA | OBG
2020 | FL | South District Wastewater Treatment Plt | 54624 | 3A | IC | OP | NA | OBG |  | 56149.75 | 0.4127 | 0.0147 | EIA Prime Mover-level Data | Estimated using an emission factor
2020 | FL | South District Wastewater Treatment Plt | 54624 | 4A | IC | OP | NA | OBG |  | 56149.75 | 0.4127 | 0.0147 | EIA Prime Mover-level Data | Estimated using an emission factor
2020 | FL | South Energy Center | 56518 | GT1 | GT | OP | NA | NG |  | 30327 | 0.015076 | 0.00099423 | EIA Prime Mover-level Data | NEI avg EF - PM, fuel type, firing type
2020 | FL | South Energy Center | 56518 | REG1 | IC | OP | NA | NG |  | 404325 | 0.085313 | 0.000422 | EIA Prime Mover-level Data | Estimated using an emission factor
2020 | FL | South West Landfill | 7963 | 1 | IC | RE | NA | LFG
2020 | FL | South West Landfill | 7963 | 2 | IC | RE | NA | LFG
2020 | FL | South West Landfill | 7963 | 3 | IC | RE | NA | LFG
2020 | FL | Southfork Solar | 62493 | 1 | PV | OP | NA | SUN |  | 1116961 |  |  | EIA Prime Mover-level Data
2020 | FL | Southside Generating Station | 668 | 4 | ST | RE | NA | RFO
2020 | FL | Southside Generating Station | 668 | 5 | ST | RE | NA | RFO
2020 | FL | Space Coast Next Gen Solar Energy | 56930 | 1 | PV | OP | NA | SUN |  | 129822 |  |  | EIA Prime Mover-level Data
2020 | FL | Springhill Gas Recovery Plant | 56522 | GEN1 | IC | OP | NA | LFG |  | 80674.8359 | 0.59296 | 0.0147 | EIA Prime Mover-level Data | Estimated using an emission factor
2020 | FL | Springhill Gas Recovery Plant | 56522 | GEN2 | IC | OP | NA | LFG |  | 80674.8359 | 0.59296 | 0.0147 | EIA Prime Mover-level Data | Estimated using an emission factor
2020 | FL | Springhill Gas Recovery Plant | 56522 | GEN3 | IC | OP | NA | LFG |  | 80674.8359 | 0.59296 | 0.0147 | EIA Prime Mover-level Data | Estimated using an emission factor
2020 | FL | Springhill Gas Recovery Plant | 56522 | GEN4 | IC | OP | NA | LFG |  | 80674.8359 | 0.59296 | 0.0147 | EIA Prime Mover-level Data | Estimated using an emission factor
2020 | FL | Springhill Gas Recovery Plant | 56522 | GEN5 | IC | OP | NA | LFG |  | 80674.8359 | 0.59296 | 0.0147 | EIA Prime Mover-level Data | Estimated using an emission factor
2020 | FL | Springhill Gas Recovery Plant | 56522 | GEN6 | IC | OP | NA | LFG |  | 80674.8359 | 0.59296 | 0.0147 | EIA Prime Mover-level Data | Estimated using an emission factor
2020 | FL | SRF Pulp Processing Facility | 58997 | G1001 | ST | U | NA | WDS
2020 | FL | St Cloud | 685 | 1 | IC | RE | NA | NG
2020 | FL | St Cloud | 685 | 2 | IC | RE | NA | NG
2020 | FL | St Cloud | 685 | 3 | IC | RE | NA | NG
2020 | FL | St Cloud | 685 | 4 | IC | RE | NA | NG
2020 | FL | St Cloud | 685 | 6 | IC | RE | NA | NG
2020 | FL | St Cloud | 685 | 7 | IC | RE | NA | NG
2020 | FL | St Cloud | 685 | 8 | IC | RE | NA | NG
2020 | FL | St Johns River Power Park | 207 | 1 | ST | RE | WALL | BIT
2020 | FL | St Johns River Power Park | 207 | 2 | ST | RE | WALL | BIT
2020 | FL | St Lucie | 6045 | 1 | ST | OP | NA | NUC |  | 91160416 |  |  | EIA Prime Mover-level Data
2020 | FL | St Lucie | 6045 | 2 | ST | OP | NA | NUC |  | 84335888 |  |  | EIA Prime Mover-level Data
2020 | FL | Standby Generation Plant | 50310 | 1 | IC | SB | NA | NG |  | 124.212 | 2.6209e-05 | 0.000422 | EIA Prime Mover-level Data | Estimated using an emission factor
2020 | FL | Standby Generation Plant | 50310 | 1SB | IC | SB | NA | NG |  | 146.796 | 3.0974e-05 | 0.000422 | EIA Prime Mover-level Data | Estimated using an emission factor
2020 | FL | Standby Generation Plant | 50310 | 2 | IC | SB | NA | NG |  | 124.212 | 2.6209e-05 | 0.000422 | EIA Prime Mover-level Data | Estimated using an emission factor
2020 | FL | Standby Generation Plant | 50310 | 2SB | IC | SB | NA | NG |  | 146.796 | 3.0974e-05 | 0.000422 | EIA Prime Mover-level Data | Estimated using an emission factor
2020 | FL | Standby Generation Plant | 50310 | 3 | IC | SB | NA | NG |  | 124.212 | 2.6209e-05 | 0.000422 | EIA Prime Mover-level Data | Estimated using an emission factor
2020 | FL | Standby Generation Plant | 50310 | 3SB | IC | SB | NA | NG |  | 146.796 | 3.0974e-05 | 0.000422 | EIA Prime Mover-level Data | Estimated using an emission factor
2020 | FL | Standby Generation Plant | 50310 | 4SB | IC | SB | NA | NG |  | 146.796 | 3.0974e-05 | 0.000422 | EIA Prime Mover-level Data | Estimated using an emission factor
2020 | FL | Standby Generation Plant | 50310 | 5SB | IC | SB | NA | NG |  | 146.796 | 3.0974e-05 | 0.000422 | EIA Prime Mover-level Data | Estimated using an emission factor
2020 | FL | Standby Generation Plant | 50310 | 6SB | IC | SB | NA | NG |  | 146.796 | 3.0974e-05 | 0.000422 | EIA Prime Mover-level Data | Estimated using an emission factor
2020 | FL | Standby Generation Plant | 50310 | 7SB | IC | SB | NA | NG |  | 146.796 | 3.0974e-05 | 0.000422 | EIA Prime Mover-level Data | Estimated using an emission factor
2020 | FL | Standby Generation Plant | 50310 | 8SB | IC | SB | NA | NG |  | 146.796 | 3.0974e-05 | 0.000422 | EIA Prime Mover-level Data | Estimated using an emission factor
2020 | FL | Stanton A | 55821 | 25 | CT | OP | CC | NG | 5560 | 7897819.5 | 26.0878 | 0.0066063 | EPA/CAMD | EPA/NEI | 2003
2020 | FL | Stanton A | 55821 | 26 | CT | OP | CC | NG | 5489 | 7886378 | 25.9998 | 0.0065936 | EPA/CAMD | EPA/NEI | 2003
2020 | FL | Starratt Solar | 62940 | PV | PV | OP | NA | SUN |  | 77730 |  |  | EIA Prime Mover-level Data
2020 | FL | Stock Island | 6584 | CT4 | GT | OP | CT | DFO | 74 | 16961.0938 | 0.48826 | 0.057574 | EPA/CAMD | NEI avg EF - PM, fuel type, firing type | 2006
2020 | FL | Sub 12 | 61080 | IC1 | IC | OP | NA | NG |  | 55167.5 | 0.01164 | 0.000422 | EIA Prime Mover-level Data | Estimated using an emission factor
2020 | FL | Sub 12 | 61080 | IC2 | IC | OP | NA | NG |  | 55167.5 | 0.01164 | 0.000422 | EIA Prime Mover-level Data | Estimated using an emission factor
2020 | FL | Sunshine Gateway Solar Energy Center | 61763 | 1 | PV | OP | NA | SUN |  | 1336357 |  |  | EIA Prime Mover-level Data
2020 | FL | Suwannee River | 638 | 1 | ST | RE | TANGENTIAL | NG
2020 | FL | Suwannee River | 638 | 2 | ST | RE | WALL | NG
2020 | FL | Suwannee River | 638 | 3 | ST | RE | WALL | NG
2020 | FL | Suwannee River | 638 | P1 | GT | OP | NA | NG |  | 282018 | 0.1402 | 0.00099423 | EIA Prime Mover-level Data | NEI avg EF - PM, fuel type, firing type
2020 | FL | Suwannee River | 638 | P2 | GT | OP | NA | DFO |  | 282018 | 2.5443 | 0.018044 | EIA Prime Mover-level Data | NEI avg EF - PM, fuel type, firing type
2020 | FL | Suwannee River | 638 | P3 | GT | OP | NA | NG |  | 282018 | 0.1402 | 0.00099423 | EIA Prime Mover-level Data | NEI avg EF - PM, fuel type, firing type
2020 | FL | Suwannee River Chemical Complex | 50473 | SRC | ST | RE | NA | OTH
2020 | FL | Suwannee Solar Facility | 60788 | XXXXX | PV | OP | NA | SUN |  | 159564 |  |  | EIA Prime Mover-level Data
2020 | FL | Sweetbay Solar Center | 62394 | 1 | PV | OP | NA | SUN |  | 1196040 |  |  | EIA Prime Mover-level Data
2020 | FL | Swift Creek Chemical Complex | 50474 | E | ST | OP | NA | OTH |  | 1884163.125 | 0.39756 | 0.000422 | EIA Unit-level Data | Estimated using an emission factor
2020 | FL | Swift Creek Chemical Complex | 50474 | F | ST | OP | NA | OTH |  | 1873753.625 | 0.39536 | 0.000422 | EIA Unit-level Data | Estimated using an emission factor
2020 | FL | Tampa Electric Co NA 2 | 56352 | 1 | GT | CN | NA | NG
2020 | FL | Tampa Electric Co NA 2 | 56352 | 2 | GT | CN | NA | NG
2020 | FL | Tampa Electric Co NA 2 | 56352 | 3 | GT | CN | NA | NG
2020 | FL | Tampa Electric Co NA 2 | 56352 | 4 | GT | CN | NA | NG
2020 | FL | Tampa Electric Co NA 2 | 56352 | 5 | GT | CN | NA | NG
2020 | FL | Tampa Electric Co NA 2 | 56352 | 6 | GT | CN | NA | NG
2020 | FL | Tampa Electric Co NA 2 | 56352 | 7 | GT | CN | NA | NG
2020 | FL | Tampa Electric Co NA 3 | 56353 | 3 | GT | CN | NA | NG
2020 | FL | Tampa Electric Co NA 3 | 56353 | 4 | GT | CN | NA | NG
2020 | FL | Tampa Electric Co NA 4 | 56354 | 5 | GT | CN | NA | NG
2020 | FL | Tampa Electric Co NA 4 | 56354 | 6 | GT | CN | NA | NG
2020 | FL | Taylor Creek Solar | 63583 | TCS | PV | OP | NA | SUN |  | 808396 |  |  | EIA Prime Mover-level Data
2020 | FL | Telogia Power | 50774 | 1 | ST | OP | NA | WDS |  | 851956.0625 | 7.9653 | 0.018699 | EIA Unit-level Data | NEI avg EF - PM, fuel type
2020 | FL | TIA Solar | 59769 | 1 | PV | OP | NA | SUN |  | 23687 |  |  | EIA Prime Mover-level Data
2020 | FL | Tiger Bay | 7699 | 1 | CT | OP | CC | NG | 4095 | 5725426.5 | 18.894 | 0.0066 | EPA/CAMD | EPA/NEI | 1997
2020 | FL | Tom G Smith | 673 | S-3 | ST | OP | WALL | NG | 24 | 966.052 | 0.031912 | 0.066068 | EPA/CAMD | EPA/NEI | 1967
2020 | FL | Trail Ridge Landfill Gas Recovery | 57123 | 1 | IC | OP | NA | LFG |  | 82448.8359 | 0.606 | 0.0147 | EIA Prime Mover-level Data | Estimated using an emission factor
2020 | FL | Trail Ridge Landfill Gas Recovery | 57123 | 2 | IC | OP | NA | LFG |  | 82448.8359 | 0.606 | 0.0147 | EIA Prime Mover-level Data | Estimated using an emission factor
2020 | FL | Trail Ridge Landfill Gas Recovery | 57123 | 3 | IC | OP | NA | LFG |  | 82448.8359 | 0.606 | 0.0147 | EIA Prime Mover-level Data | Estimated using an emission factor
2020 | FL | Trail Ridge Landfill Gas Recovery | 57123 | 4 | IC | OP | NA | LFG |  | 82448.8359 | 0.606 | 0.0147 | EIA Prime Mover-level Data | Estimated using an emission factor
2020 | FL | Trail Ridge Landfill Gas Recovery | 57123 | 5 | IC | OP | NA | LFG |  | 82448.8359 | 0.606 | 0.0147 | EIA Prime Mover-level Data | Estimated using an emission factor
2020 | FL | Trail Ridge Landfill Gas Recovery | 57123 | 6 | IC | OP | NA | LFG |  | 82448.8359 | 0.606 | 0.0147 | EIA Prime Mover-level Data | Estimated using an emission factor
2020 | FL | Trailside Solar Center | 62916 | 1 | PV | OP | NA | SUN |  | 71254 |  |  | EIA Prime Mover-level Data
2020 | FL | Treasure Coast Energy Center | 56400 | 1 | CT | OP | CC | NG | 8269 | 13851910 | 44.2194 | 0.0063846 | EPA/CAMD | EPA/NEI | 2008
2020 | FL | Trenton | 63995 | ES1 | BA | U | NA | MWH
2020 | FL | Trenton Solar Power Plant | 62543 | PV1 | PV | OP | NA | SUN |  | 1489628 |  |  | EIA Prime Mover-level Data
2020 | FL | Tropicana Products Bradent | 50971 | GEN1 | GT | OP | NA | NG |  | 2121171 | 1.0545 | 0.00099423 | EIA Prime Mover-level Data | NEI avg EF - PM, fuel type, firing type
2020 | FL | Turkey Point | 621 | TPCT5A | CT | OP | CC | NG | 6906 | 10790559 | 35.1821 | 0.0065209 | EPA/CAMD | EPA/NEI | 2006
2020 | FL | Turkey Point | 621 | TPCT5B | CT | OP | CC | NG | 7205 | 11329972 | 36.927 | 0.0065185 | EPA/CAMD | EPA/NEI | 2006
2020 | FL | Turkey Point | 621 | TPCT5C | CT | OP | CC | NG | 7010 | 10890664 | 35.4838 | 0.0065164 | EPA/CAMD | EPA/NEI | 2006
2020 | FL | Turkey Point | 621 | TPCT5D | CT | OP | CC | NG | 6886 | 10729429 | 34.9679 | 0.0065181 | EPA/CAMD | EPA/NEI | 2006
2020 | FL | Turkey Point | 621 | 3 | ST | OP | NA | NUC |  | 68488232 |  |  | EIA Prime Mover-level Data
2020 | FL | Turkey Point | 621 | 4 | ST | OP | NA | NUC |  | 63329380 |  |  | EIA Prime Mover-level Data
2020 | FL | Twin Lakes | 62633 | 1 | PV | OP | NA | SUN |  | 1291622 |  |  | EIA Prime Mover-level Data
2020 | FL | Twin Rivers Solar Power Plant | 63518 | PV1 | PV | V | NA | SUN
2020 | FL | Union Springs Solar Center | 62923 | 1 | PV | OP | NA | SUN |  | 62209 |  |  | EIA Prime Mover-level Data
2020 | FL | University of Florida | 7345 | 1 | CT | OP | CC | NG | 7286 | 2694912.5 | 12.0814 | 0.0089661 | EPA/CAMD | EPA/NEI | 1993
2020 | FL | Unknown | 7738 | 1 | GT | CN | NA | DFO
2020 | FL | Unknown | 7738 | GT1 | GT | CN | NA | DFO
2020 | FL | Unknown | 7738 | GT2 | GT | CN | NA | DFO
2020 | FL | Unknown | 7738 | GT3 | GT | CN | NA | DFO
2020 | FL | Unknown | 7738 | GT4 | GT | CN | NA | DFO
2020 | FL | Unknown | 7738 | GT5 | GT | CN | NA | DFO
2020 | FL | Unknown | 7738 | GT6 | GT | CN | NA | DFO
2020 | FL | Unknown | 7738 | GT7 | GT | CN | NA | DFO
2020 | FL | Unnamed | 7890 | CC1 | CC | CN | NA | NG
2020 | FL | Unnamed | 7890 | CC2 | CC | CN | NA | NG
2020 | FL | Unnamed | 7890 | GT1 | GT | CN | NA | DFO
2020 | FL | Unnamed | 7890 | GT2 | GT | CN | NA | DFO
2020 | FL | Unnamed | 7890 | GT3 | GT | CN | NA | DFO
2020 | FL | Unsited | 7744 | 1 | CC | CN | NA | NG
2020 | FL | Unsited | 7744 | 2 | CC | CN | NA | NG
2020 | FL | Vandolah Power Project | 55415 | GT101 | GT | OP | CT | NG | 855 | 1219530.875 | 2.5385 | 0.004163 | EPA/CAMD | EPA/NEI | 2002
2020 | FL | Vandolah Power Project | 55415 | GT201 | GT | OP | CT | NG | 971 | 1408518.5 | 2.9332 | 0.004165 | EPA/CAMD | EPA/NEI | 2002
2020 | FL | Vandolah Power Project | 55415 | GT301 | GT | OP | CT | NG | 1007 | 1499098.375 | 3.123 | 0.0041665 | EPA/CAMD | EPA/NEI | 2002
2020 | FL | Vandolah Power Project | 55415 | GT401 | GT | OP | CT | NG | 1196 | 1724977 | 3.5902 | 0.0041627 | EPA/CAMD | EPA/NEI | 2002
2020 | FL | W E Swoope | 681 | 2 | IC | RE | NA | DFO
2020 | FL | W E Swoope | 681 | 3 | IC | RE | NA | DFO
2020 | FL | W E Swoope | 681 | 4 | IC | RE | NA | DFO
2020 | FL | Walt Disney World Solar Facility | 59973 | WDS1 | PV | OP | NA | SUN |  | 71183 |  |  | EIA Prime Mover-level Data
2020 | FL | Waste Management Naples LFGTE Project | 57168 | GEN1 | IC | OP | NA | LFG |  | 64511.8008 | 0.47416 | 0.0147 | EIA Prime Mover-level Data | Estimated using an emission factor
2020 | FL | Waste Management Naples LFGTE Project | 57168 | GEN2 | IC | OP | NA | LFG |  | 64511.8008 | 0.47416 | 0.0147 | EIA Prime Mover-level Data | Estimated using an emission factor
2020 | FL | Waste Management Naples LFGTE Project | 57168 | GEN3 | IC | OP | NA | LFG |  | 64511.8008 | 0.47416 | 0.0147 | EIA Prime Mover-level Data | Estimated using an emission factor
2020 | FL | Waste Management Naples LFGTE Project | 57168 | GEN4 | IC | OP | NA | LFG |  | 64511.8008 | 0.47416 | 0.0147 | EIA Prime Mover-level Data | Estimated using an emission factor
2020 | FL | Waste Management Naples LFGTE Project | 57168 | GEN5 | IC | OP | NA | LFG |  | 64511.8008 | 0.47416 | 0.0147 | EIA Prime Mover-level Data | Estimated using an emission factor
2020 | FL | West County Energy Center | 56407 | WCCT1A | CT | OP | CC | NG | 5438 | 12317976 | 41.02 | 0.0066602 | EPA/CAMD | EPA/NEI | 2009
2020 | FL | West County Energy Center | 56407 | WCCT1B | CT | OP | CC | NG | 5548 | 12394826 | 41.4185 | 0.0066832 | EPA/CAMD | EPA/NEI | 2009
2020 | FL | West County Energy Center | 56407 | WCCT1C | CT | OP | CC | NG | 6064 | 14119129 | 46.7646 | 0.0066243 | EPA/CAMD | EPA/NEI | 2009
2020 | FL | West County Energy Center | 56407 | WCCT2A | CT | OP | CC | NG | 7256 | 16464055 | 54.6379 | 0.0066372 | EPA/CAMD | EPA/NEI | 2009
2020 | FL | West County Energy Center | 56407 | WCCT2B | CT | OP | CC | NG | 7208 | 16393693 | 54.5067 | 0.0066497 | EPA/CAMD | EPA/NEI | 2009
2020 | FL | West County Energy Center | 56407 | WCCT2C | CT | OP | CC | NG | 6508 | 14440281 | 48.1855 | 0.0066738 | EPA/CAMD | EPA/NEI | 2009
2020 | FL | West County Energy Center | 56407 | WCCT3A | CT | OP | CC | NG | 6707 | 15314073 | 50.9453 | 0.0066534 | EPA/CAMD | EPA/NEI | 2010
2020 | FL | West County Energy Center | 56407 | WCCT3B | CT | OP | CC | NG | 5946 | 13050211 | 43.6289 | 0.0066863 | EPA/CAMD | EPA/NEI | 2010
2020 | FL | West County Energy Center | 56407 | WCCT3C | CT | OP | CC | NG | 6889 | 15831921 | 52.4949 | 0.0066315 | EPA/CAMD | EPA/NEI | 2010
2020 | FL | WestRock Panama City Mill | 50807 | 1RB | ST | OP | NA | BLQ |  | 5392731.5 | 18.0073 | 0.0066784 | EIA Unit-level Data | NEI avg EF - PM, fuel type
2020 | FL | WestRock Panama City Mill | 50807 | 2RB | ST | OP | NA | BLQ |  | 5475647.5 | 18.2842 | 0.0066784 | EIA Unit-level Data | NEI avg EF - PM, fuel type
2020 | FL | WestRock Panama City Mill | 50807 | 3BB | ST | OP | NA | NG |  | 2953852.5 | 10.9658 | 0.0074247 | EIA Unit-level Data | NEI avg EF - PM, fuel type
2020 | FL | WestRock Panama City Mill | 50807 | 4BB | ST | OP | NA | WDS |  | 2444044.25 | 22.8505 | 0.018699 | EIA Unit-level Data | NEI avg EF - PM, fuel type
2020 | FL | Wheelabrator North Broward | 54033 | GEN1 | ST | RE | NA | MSW
2020 | FL | Wheelabrator Ridge Energy | 54529 | 1 | ST | RE | NA | WDS
2020 | FL | Wheelabrator South Broward | 50887 | BLR1 | ST | OP | NA | MSW |  | 2799431.5 |  |  | EIA Unit-level Data
2020 | FL | Wheelabrator South Broward | 50887 | BLR2 | ST | OP | NA | MSW |  | 2755537.75 |  |  | EIA Unit-level Data
2020 | FL | Wheelabrator South Broward | 50887 | BLR3 | ST | OP | NA | MSW |  | 2701251 |  |  | EIA Unit-level Data
2020 | FL | Wildflower Solar Energy Center | 61050 | 1 | PV | OP | NA | SUN |  | 1388942 |  |  | EIA Prime Mover-level Data
2020 | FL | Willow Solar Energy Center | 64301 | WILLO | PV | U | NA | SUN
2020 | FL | Wimauma Solar | 61667 | 1 | PV | OP | NA | SUN |  | 1022010 |  |  | EIA Prime Mover-level Data
2020 | FL | Winston | 7997 | WD01 | IC | OP | NA | DFO
2020 | FL | Winston | 7997 | WD02 | IC | OP | NA | DFO
2020 | FL | Winston | 7997 | WD03 | IC | OP | NA | DFO
2020 | FL | Winston | 7997 | WD04 | IC | OP | NA | DFO
2020 | FL | Winston | 7997 | WD05 | IC | OP | NA | DFO
2020 | FL | Winston | 7997 | WD06 | IC | OP | NA | DFO
2020 | FL | Winston | 7997 | WD07 | IC | OP | NA | DFO
2020 | FL | Winston | 7997 | WD08 | IC | OP | NA | DFO
2020 | FL | Winston | 7997 | WD09 | IC | OP | NA | DFO
2020 | FL | Winston | 7997 | WD10 | IC | OP | NA | DFO
2020 | FL | Winston | 7997 | WD11 | IC | OP | NA | DFO
2020 | FL | Winston | 7997 | WD12 | IC | OP | NA | DFO
2020 | FL | Winston | 7997 | WD13 | IC | OP | NA | DFO
2020 | FL | Winston | 7997 | WD14 | IC | OP | NA | DFO
2020 | FL | Winston | 7997 | WD15 | IC | OP | NA | DFO
2020 | FL | Winston | 7997 | WD16 | IC | OP | NA | DFO
2020 | FL | Winston | 7997 | WD17 | IC | OP | NA | DFO
2020 | FL | Winston | 7997 | WD18 | IC | OP | NA | DFO
2020 | FL | Winston | 7997 | WD19 | IC | OP | NA | DFO
2020 | FL | Winston | 7997 | WD20 | IC | OP | NA | DFO
2020 | FL | Wynwood Energy Storage | 64546 | 1 | BA | OP | NA | MWH
2020 | GA | 191 Peachtree Tower | 54818 | GEN1 | IC | SB | NA | DFO
2020 | GA | 191 Peachtree Tower | 54818 | GEN2 | IC | SB | NA | DFO
2020 | GA | ADS Renewable Energy-Wolf Creek LLC | 60184 | GEN1 | IC | OP | NA | LFG |  | 104732 | 0.76978 | 0.0147 | EIA Prime Mover-level Data | Estimated using an emission factor
2020 | GA | ADS Renewable Energy-Wolf Creek LLC | 60184 | GEN2 | IC | OP | NA | LFG |  | 104732 | 0.76978 | 0.0147 | EIA Prime Mover-level Data | Estimated using an emission factor
2020 | GA | AL Sandersville Energy Facility | 55672 | CT1 | GT | OP | CT | NG | 54 | 37151.3008 | 0.1982 | 0.01067 | EPA/CAMD | EPA/NEI | 2002
2020 | GA | AL Sandersville Energy Facility | 55672 | CT2 | GT | OP | CT | NG | 62 | 46732.5 | 0.24932 | 0.01067 | EPA/CAMD | EPA/NEI | 2002
2020 | GA | AL Sandersville Energy Facility | 55672 | CT3 | GT | OP | CT | NG | 112 | 79388.7969 | 0.42354 | 0.01067 | EPA/CAMD | EPA/NEI | 2002
2020 | GA | AL Sandersville Energy Facility | 55672 | CT4 | GT | OP | CT | NG | 105 | 76222.7969 | 0.40665 | 0.01067 | EPA/CAMD | EPA/NEI | 2002
2020 | GA | AL Sandersville Energy Facility | 55672 | CT5 | GT | OP | CT | NG | 69 | 49251.3984 | 0.26275 | 0.01067 | EPA/CAMD | EPA/NEI | 2002
2020 | GA | AL Sandersville Energy Facility | 55672 | CT6 | GT | OP | CT | NG | 91 | 68741 | 0.36673 | 0.01067 | EPA/CAMD | EPA/NEI | 2002
2020 | GA | AL Sandersville Energy Facility | 55672 | CT7 | GT | OP | CT | NG | 71 | 54157 | 0.28893 | 0.01067 | EPA/CAMD | EPA/NEI | 2002
2020 | GA | AL Sandersville Energy Facility | 55672 | CT8 | GT | OP | CT | NG | 46 | 35110.3008 | 0.18731 | 0.01067 | EPA/CAMD | EPA/NEI | 2002
2020 | GA | Albany Green Energy LLC | 60340 | B0004 | ST | OP | FLUIDIZED | WDS | 7659 | 6174284.5 | 32.97 | 0.01068 | EPA/CAMD | EPA/NEI | 2017
2020 | GA | Allatoona | 760 | 1 | HY | OP | NA | WAT |  | 808499.5625 |  |  | EIA Prime Mover-level Data
2020 | GA | Allatoona | 760 | 2 | HY | OP | NA | WAT |  | 808499.5625 |  |  | EIA Prime Mover-level Data
2020 | GA | Allatoona | 760 | A | HY | OP | NA | WAT |  | 38226.9297 |  |  | EIA Prime Mover-level Data
2020 | GA | Allen B Wilson Combustion Turbine Plant | 6258 | 1A | GT | OP | CT | DFO | 27 | 7477.7998 | 0.038394 | 0.010269 | EPA/CAMD | EPA/NEI | 1972
2020 | GA | Allen B Wilson Combustion Turbine Plant | 6258 | 1B | GT | OP | CT | DFO | 22 | 7178.1001 | 0.045084 | 0.012562 | EPA/CAMD | EPA/NEI | 1972
2020 | GA | Allen B Wilson Combustion Turbine Plant | 6258 | 1C | GT | OP | CT | DFO | 21 | 6058.8999 | 0.03942 | 0.013012 | EPA/CAMD | EPA/NEI | 1973
2020 | GA | Allen B Wilson Combustion Turbine Plant | 6258 | 1D | GT | OP | CT | DFO | 20 | 5400.8999 | 0.032352 | 0.01198 | EPA/CAMD | EPA/NEI | 1973
2020 | GA | Allen B Wilson Combustion Turbine Plant | 6258 | 1E | GT | OP | CT | DFO | 22 | 6188 | 0.03936 | 0.012721 | EPA/CAMD | EPA/NEI | 1973
2020 | GA | Allen B Wilson Combustion Turbine Plant | 6258 | 1F | GT | OP | CT | DFO | 19 | 6198.8999 | 0.036876 | 0.011898 | EPA/CAMD | EPA/NEI | 1973
2020 | GA | Apalachicola | 64565 | GPAPA | PV | OP | NA | SUN |  | 45444 |  |  | EIA Prime Mover-level Data
2020 | GA | Arkwright | 699 | 3 | ST | RE | NA | BIT
2020 | GA | Arkwright | 699 | 4 | ST | RE | NA | BIT
2020 | GA | Arkwright | 699 | 5A | GT | RE | NA | DFO
2020 | GA | Arkwright | 699 | 5B | GT | RE | NA | DFO
2020 | GA | Arkwright | 699 | ST1 | ST | RE | NA | NG
2020 | GA | Arkwright | 699 | ST2 | ST | RE | NA | NG
2020 | GA | Arnold Cochran | 64569 | GPACO | PV | OP | NA | SUN |  | 24372 |  |  | EIA Prime Mover-level Data
2020 | GA | Athens Regional Medical Center | 55319 | CT1 | IC | SB | NA | DFO |  | 31.804 | 0.0049296 | 0.31 | EIA Prime Mover-level Data | Estimated using an emission factor
2020 | GA | Athens Regional Medical Center | 55319 | CT3 | IC | SB | NA | DFO |  | 31.804 | 0.0049296 | 0.31 | EIA Prime Mover-level Data | Estimated using an emission factor
2020 | GA | Athens Regional Medical Center | 55319 | CU1 | IC | RE | NA | DFO
2020 | GA | Athens Regional Medical Center | 55319 | STEG3 | IC | SB | NA | DFO |  | 36.348 | 0.0056339 | 0.31 | EIA Prime Mover-level Data | Estimated using an emission factor
2020 | GA | Athens Regional Medical Center | 55319 | STEG4 | IC | SB | NA | DFO |  | 36.348 | 0.0056339 | 0.31 | EIA Prime Mover-level Data | Estimated using an emission factor
2020 | GA | Athens Regional Medical Center | 55319 | STEG5 | IC | SB | NA | DFO |  | 36.348 | 0.0056339 | 0.31 | EIA Prime Mover-level Data | Estimated using an emission factor
2020 | GA | Athens Regional Medical Center | 55319 | STEG6 | IC | SB | NA | DFO |  | 36.348 | 0.0056339 | 0.31 | EIA Prime Mover-level Data | Estimated using an emission factor
2020 | GA | Atkinson | 700 | 3 | ST | RE | NA | NG
2020 | GA | Atkinson | 700 | 4 | ST | RE | NA | NG
2020 | GA | Atkinson | 700 | 5A | GT | RE | NA | DFO
2020 | GA | Atkinson | 700 | 5B | GT | RE | NA | DFO
2020 | GA | Atkinson | 700 | ST2 | ST | RE | NA | NG
2020 | GA | Atlanta Falcons Solar | 62393 | 1 | PV | OP | NA | SUN |  | 3208.2 |  |  | EIA Prime Mover-level Data
2020 | GA | Atlanta Falcons Solar | 62393 | 2 | PV | OP | NA | SUN |  | 2138.8 |  |  | EIA Prime Mover-level Data
2020 | GA | Atlanta Falcons Solar | 62393 | 3 | PV | OP | NA | SUN |  | 5347 |  |  | EIA Prime Mover-level Data
2020 | GA | Atlanta Gift Mart LP | 54877 | BUG | IC | SB | NA | DFO
2020 | GA | Azalea Solar, LLC | 58482 | 1 | PV | OP | NA | SUN |  | 106950 |  |  | EIA Prime Mover-level Data
2020 | GA | Baconton Power | 55304 | CT1 | GT | OP | CT | NG | 1093 | 422527.4688 | 1.3943 | 0.0066 | EPA/CAMD | EPA/NEI | 2000
2020 | GA | Baconton Power | 55304 | CT4 | GT | OP | CT | NG | 1237 | 479292.8438 | 1.5817 | 0.0066 | EPA/CAMD | EPA/NEI | 2000
2020 | GA | Baconton Power | 55304 | CT5 | GT | OP | CT | NG | 815 | 305321.4688 | 1.0076 | 0.0066 | EPA/CAMD | EPA/NEI | 2000
2020 | GA | Baconton Power | 55304 | CT6 | GT | OP | CT | NG | 665 | 252099.5 | 0.83193 | 0.0066 | EPA/CAMD | EPA/NEI | 2000
2020 | GA | Bainbridge Solar | 64011 | 6359 | PV | OP | NA | SUN |  | 18835 |  |  | EIA Prime Mover-level Data
2020 | GA | Bank of America Plaza | 55152 | GEN1 | IC | SB | NA | DFO
2020 | GA | Bank of America Plaza | 55152 | GEN2 | IC | SB | NA | DFO
2020 | GA | Barnett Shoals | 701 | 1 | HY | RE | NA | WAT
2020 | GA | Barnett Shoals | 701 | 2 | HY | RE | NA | WAT
2020 | GA | Barnett Shoals | 701 | 3 | HY | RE | NA | WAT
2020 | GA | Barnett Shoals | 701 | 4 | HY | RE | NA | WAT
2020 | GA | Baxley | 64211 | BAXLY | PV | OP | NA | SUN |  | 30030 |  |  | EIA Prime Mover-level Data
2020 | GA | Bibb Jones | 62880 | BIBBJ | PV | OP | NA | SUN |  | 17423 |  |  | EIA Prime Mover-level Data
2020 | GA | BJ Gas Recovery | 54392 | GEN1 | IC | RE | NA | LFG
2020 | GA | BJ Gas Recovery | 54392 | GEN2 | IC | RE | NA | LFG
2020 | GA | BJ Gas Recovery | 54392 | GEN3 | IC | RE | NA | LFG
2020 | GA | Blue Ridge | 757 | 1 | HY | OP | NA | WAT |  | 503671.75 |  |  | EIA Prime Mover-level Data
2020 | GA | Blue Ridge | 757 | 2 | HY | OP | NA | WAT |  | 34341.2539 |  |  | EIA Prime Mover-level Data
2020 | GA | Boulevard | 732 | 1 | GT | OP | NA | DFO |  | 266 | 0.0023998 | 0.018044 | EIA Prime Mover-level Data | NEI avg EF - PM, fuel type, firing type
2020 | GA | Boulevard | 732 | 2 | GT | RE | NA | NG
2020 | GA | Boulevard | 732 | 3 | GT | RE | NA | NG
2020 | GA | Bowen | 703 | 1BLR | ST | OP | TANGENTIAL | BIT | 3674 | 18262714 | 54.3144 | 0.0059481 | EPA/CAMD | EPA/NEI | 1971
2020 | GA | Bowen | 703 | 2BLR | ST | OP | TANGENTIAL | BIT | 4773 | 23599508 | 75.9326 | 0.0064351 | EPA/CAMD | EPA/NEI | 1972
2020 | GA | Bowen | 703 | 3BLR | ST | OP | TANGENTIAL | BIT | 3009 | 18434426 | 58.3735 | 0.0063331 | EPA/CAMD | EPA/NEI | 1974
2020 | GA | Bowen | 703 | 4BLR | ST | OP | TANGENTIAL | BIT | 3819 | 24276640 | 68.2823 | 0.0056254 | EPA/CAMD | EPA/NEI | 1975
2020 | GA | Brunswick Cellulose | 10605 | 4PB | ST | OP | NA | WDS |  | 3977839 | 37.1907 | 0.018699 | EIA Unit-level Data | NEI avg EF - PM, fuel type
2020 | GA | Brunswick Cellulose | 10605 | 5RB | ST | OP | NA | BLQ |  | 7183678.5 | 23.9876 | 0.0066784 | EIA Unit-level Data | NEI avg EF - PM, fuel type
2020 | GA | Brunswick Cellulose | 10605 | 6PB | ST | OP | NA | NG |  | 785422.875 | 2.9158 | 0.0074247 | EIA Unit-level Data | NEI avg EF - PM, fuel type
2020 | GA | Brunswick Cellulose | 10605 | 6RB | ST | OP | NA | BLQ |  | 11819575 | 39.4678 | 0.0066784 | EIA Unit-level Data | NEI avg EF - PM, fuel type
2020 | GA | Brunswick Cellulose | 10605 | 7PB | ST | OP | NA | NG |  | 392701.875 | 1.4579 | 0.0074247 | EIA Unit-level Data | NEI avg EF - PM, fuel type
2020 | GA | Buford | 759 | 1 | HY | RE | NA | WAT
2020 | GA | Buford | 759 | 1A | HY | OP | NA | WAT |  | 1220014.875 |  |  | EIA Prime Mover-level Data
2020 | GA | Buford | 759 | 2 | HY | RE | NA | WAT
2020 | GA | Buford | 759 | 2A | HY | OP | NA | WAT |  | 1220014.875 |  |  | EIA Prime Mover-level Data
2020 | GA | Buford | 759 | 3 | HY | RE | NA | WAT
2020 | GA | Buford | 759 | 3A | HY | OP | NA | WAT |  | 141679.1562 |  |  | EIA Prime Mover-level Data
2020 | GA | Bulloch Neville Farms | 64275 | BNF | PV | OP | NA | SUN |  | 25003 |  |  | EIA Prime Mover-level Data
2020 | GA | Burton Dam | 704 | 1 | HY | OP | NA | WAT |  | 145982.5 |  |  | EIA Prime Mover-level Data
2020 | GA | Burton Dam | 704 | 2 | HY | OP | NA | WAT |  | 145982.5 |  |  | EIA Prime Mover-level Data
2020 | GA | Butler Solar Farm 20 | 59891 | 1 | PV | OP | NA | SUN |  | 336304 |  |  | EIA Prime Mover-level Data
2020 | GA | Butler Solar Project 103 | 59896 | 1 | PV | OP | NA | SUN |  | 1913111 |  |  | EIA Prime Mover-level Data
2020 | GA | Camilla Solar Energy Project | 61785 | CAMSR | PV | OP | NA | SUN |  | 2935919 |  |  | EIA Prime Mover-level Data
2020 | GA | Camilla Solar Plant | 58892 | CMLA | PV | OP | NA | SUN |  | 220973 |  |  | EIA Prime Mover-level Data
2020 | GA | Camp Solar Plant | 58893 | CAMP | PV | OP | NA | SUN |  | 34776 |  |  | EIA Prime Mover-level Data
2020 | GA | Carters | 6130 | 1 | HY | OP | NA | WAT |  | 1069907 |  |  | EIA Prime Mover-level Data
2020 | GA | Carters | 6130 | 2 | HY | OP | NA | WAT |  | 1069907 |  |  | EIA Prime Mover-level Data
2020 | GA | Carters | 6130 | 3 | PS | OP | NA | WAT |  | 0 |  |  | EIA Prime Mover-level Data
2020 | GA | Carters | 6130 | 4 | PS | OP | NA | WAT |  | 0 |  |  | EIA Prime Mover-level Data
2020 | GA | Cedartown Battery Energy Storage Project | 60561 | 1 | BA | OP | NA | MWH
2020 | GA | Chattahoochee Energy Facility | 7917 | 8A | CT | OP | CC | NG | 7956 | 12055859 | 41.6 | 0.0069012 | EPA/CAMD | EPA/NEI | 2002
2020 | GA | Chattahoochee Energy Facility | 7917 | 8B | CT | OP | CC | NG | 7616 | 11597080 | 40 | 0.0068983 | EPA/CAMD | EPA/NEI | 2002
2020 | GA | CII Methane Management III LFG Plant | 59650 | GEN1 | IC | OP | NA | LFG |  | 77749 | 0.57146 | 0.0147 | EIA Prime Mover-level Data | Estimated using an emission factor
2020 | GA | CNN Center | 54323 | D4_1 | IC | SB | NA | DFO |  | 172.385 | 0.02672 | 0.31 | EIA Prime Mover-level Data | Estimated using an emission factor
2020 | GA | CNN Center | 54323 | D4_2 | IC | SB | NA | DFO |  | 229.846 | 0.035626 | 0.31 | EIA Prime Mover-level Data | Estimated using an emission factor
2020 | GA | CNN Center | 54323 | D4_3 | IC | SB | NA | DFO |  | 229.846 | 0.035626 | 0.31 | EIA Prime Mover-level Data | Estimated using an emission factor
2020 | GA | CNN Center | 54323 | D5_1 | IC | SB | NA | DFO |  | 229.846 | 0.035626 | 0.31 | EIA Prime Mover-level Data | Estimated using an emission factor
2020 | GA | CNN Center | 54323 | D5_2 | IC | SB | NA | DFO |  | 229.846 | 0.035626 | 0.31 | EIA Prime Mover-level Data | Estimated using an emission factor
2020 | GA | CNN Center | 54323 | D5_3 | IC | SB | NA | DFO |  | 229.846 | 0.035626 | 0.31 | EIA Prime Mover-level Data | Estimated using an emission factor
2020 | GA | CNN Center | 54323 | DK2 | IC | SB | NA | DFO |  | 172.385 | 0.02672 | 0.31 | EIA Prime Mover-level Data | Estimated using an emission factor
2020 | GA | Columbia Bryson | 62879 | COBRY | PV | OP | NA | SUN |  | 24450 |  |  | EIA Prime Mover-level Data
2020 | GA | Columbia Substation | 64570 | GPCOL | PV | OP | NA | SUN |  | 24775 |  |  | EIA Prime Mover-level Data
2020 | GA | Comer Solar | 61554 | 1 | PV | OP | NA | SUN |  | 29573 |  |  | EIA Prime Mover-level Data
2020 | GA | Coody Cochran | 64571 | GPCOD | PV | OP | NA | SUN |  | 49155 |  |  | EIA Prime Mover-level Data
2020 | GA | Cool Springs Solar (Hybrid) | 63721 | COOLS | PV | U | NA | SUN
2020 | GA | Cool Springs Solar (Hybrid) | 63721 | CSBAT | BA | U | NA | MWH
2020 | GA | Crisp Plant | 753 | ST | ST | OS | NA | NG |  | 0 | 0 |  | EIA Unit-level Data | NEI avg EF - PM, fuel type
2020 | GA | Crisp Plant | 753 | GT1 | GT | OP | NA | NG
2020 | GA | Curry Solar | 64226 | CURRY | PV | OP | NA | SUN |  | 6384 |  |  | EIA Prime Mover-level Data
2020 | GA | Dahlberg (Jackson County) | 7765 | 1 | GT | OP | CT | NG | 1267 | 1012245.4375 | 1.642 | 0.0032443 | EPA/CAMD | EPA/NEI | 2000
2020 | GA | Dahlberg (Jackson County) | 7765 | 10 | GT | OP | CT | NG | 415 | 328229.7812 | 0.5337 | 0.003252 | EPA/CAMD | EPA/NEI | 2001
2020 | GA | Dahlberg (Jackson County) | 7765 | 2 | GT | OP | CT | NG | 440 | 354440.1562 | 0.10361 | 0.00058466 | EPA/CAMD | EPA/NEI | 2000
2020 | GA | Dahlberg (Jackson County) | 7765 | 3 | GT | OP | CT | NG | 1330 | 1048607.75 | 1.7011 | 0.0032445 | EPA/CAMD | EPA/NEI | 2000
2020 | GA | Dahlberg (Jackson County) | 7765 | 4 | GT | OP | CT | NG | 301 | 260725.4219 | 0.42348 | 0.0032485 | EPA/CAMD | EPA/NEI | 2000
2020 | GA | Dahlberg (Jackson County) | 7765 | 5 | GT | OP | CT | NG | 1252 | 991290.5625 | 1.608 | 0.0032442 | EPA/CAMD | EPA/NEI | 2000
2020 | GA | Dahlberg (Jackson County) | 7765 | 6 | GT | OP | CT | NG | 399 | 302017.3438 | 0.49013 | 0.0032457 | EPA/CAMD | EPA/NEI | 2000
2020 | GA | Dahlberg (Jackson County) | 7765 | 7 | GT | OP | CT | NG | 1150 | 904648.9375 | 1.4675 | 0.0032444 | EPA/CAMD | EPA/NEI | 2000
2020 | GA | Dahlberg (Jackson County) | 7765 | 8 | GT | OP | CT | NG | 389 | 310129.125 | 0.50329 | 0.0032457 | EPA/CAMD | EPA/NEI | 2000
2020 | GA | Dahlberg (Jackson County) | 7765 | 9 | GT | OP | CT | NG | 1218 | 958211.8125 | 1.5538 | 0.0032432 | EPA/CAMD | EPA/NEI | 2001
2020 | GA | Dalton 2 | 59556 | 1 | PV | OP | NA | SUN |  | 78668 |  |  | EIA Prime Mover-level Data
2020 | GA | Decatur County Solar Project | 59449 | DCSP1 | PV | OP | NA | SUN |  | 365510 |  |  | EIA Prime Mover-level Data
2020 | GA | Decatur Parkway Solar Project, LLC | 59450 | DPSP1 | PV | OP | NA | SUN |  | 1522817 |  |  | EIA Prime Mover-level Data
2020 | GA | Denver Braswell PV | 61441 | GPDB1 | PV | OP | NA | SUN |  | 23328 |  |  | EIA Prime Mover-level Data
2020 | GA | Dougherty County Solar, LLC | 62375 | PV1 | PV | OP | NA | SUN |  | 2423736 |  |  | EIA Prime Mover-level Data
2020 | GA | Doyle Energy Facility | 55244 | CTG-1 | GT | SB | CT | NG | 0 | [5 empty] | 2000
2020 | GA | Doyle Energy Facility | 55244 | CTG-2 | GT | OP | CT | NG | 303 | 178954.1719 | 0.708 | 0.0079126 | EPA/CAMD | EPA/NEI | 2000
2020 | GA | Doyle Energy Facility | 55244 | CTG-3 | GT | OP | CT | NG | 242 | 142650.6562 | 0.567 | 0.0079495 | EPA/CAMD | EPA/NEI | 2000
2020 | GA | Doyle Energy Facility | 55244 | CTG-4 | GT | OP | CT | NG | 793 | 546869.4375 | 2.57 | 0.009399 | EPA/CAMD | EPA/NEI | 2000
2020 | GA | Doyle Energy Facility | 55244 | CTG-5 | GT | OP | CT | NG | 712 | 479961.0938 | 2.26 | 0.0094174 | EPA/CAMD | EPA/NEI | 2000
2020 | GA | Dublin Solar I | 60930 | DUBL1 | PV | OP | NA | SUN |  | 54612 |  |  | EIA Prime Mover-level Data
2020 | GA | Edward L Addison Generating Plant | 55267 | 1 | GT | OP | CT | NG | 23 | 24070.1289 | 0.0059916 | 0.00049785 | EPA/CAMD | EPA/NEI | 2000
2020 | GA | Edward L Addison Generating Plant | 55267 | 2 | GT | OP | CT | NG | 1504 | 2025239 | 0.43731 | 0.00043186 | EPA/CAMD | EPA/NEI | 2000
2020 | GA | Edward L Addison Generating Plant | 55267 | 3 | GT | OP | CT | NG | 22 | 23766.0859 | 0.006732 | 0.00056652 | EPA/CAMD | EPA/NEI | 2000
2020 | GA | Edward L Addison Generating Plant | 55267 | 4 | GT | OP | CT | NG | 1344 | 1826226.625 | 0.38072 | 0.00041694 | EPA/CAMD | EPA/NEI | 2000
2020 | GA | Edwin I Hatch | 6051 | 1 | ST | OP | NA | NUC |  | 66998392 |  |  | EIA Prime Mover-level Data
2020 | GA | Edwin I Hatch | 6051 | 2 | ST | OP | NA | NUC |  | 78947256 |  |  | EIA Prime Mover-level Data
2020 | GA | Effingham Energy Facility | 55406 | 1 | CT | OP | CC | NG | 6166 | 10619859 | 73.28 | 0.013801 | EPA/CAMD | EPA/NEI | 2003
2020 | GA | Effingham Energy Facility | 55406 | 2 | CT | OP | CC | NG | 6047 | 10146187 | 70.01 | 0.0138 | EPA/CAMD | EPA/NEI | 2003
2020 | GA | Emory Decatur Hospital | 54830 | 3 | IC | SB | NA | DFO |  | 77.308 | 0.011983 | 0.31 | EIA Prime Mover-level Data | Estimated using an emission factor
2020 | GA | Emory Decatur Hospital | 54830 | 90 | IC | SB | NA | DFO |  | 61.846 | 0.0095861 | 0.31 | EIA Prime Mover-level Data | Estimated using an emission factor
2020 | GA | Emory Decatur Hospital | 54830 | 93 | IC | SB | NA | DFO |  | 61.846 | 0.0095861 | 0.31 | EIA Prime Mover-level Data | Estimated using an emission factor
2020 | GA | Emory Hillandale Hospital | 56231 | 1 | IC | SB | NA | DFO |  | 40.5 | 0.0062775 | 0.31 | EIA Prime Mover-level Data | Estimated using an emission factor
2020 | GA | Emory Hillandale Hospital | 56231 | 2 | IC | SB | NA | DFO |  | 40.5 | 0.0062775 | 0.31 | EIA Prime Mover-level Data | Estimated using an emission factor
2020 | GA | Emory Hillandale Hospital | 56231 | 3 | IC | RE | NA | DFO
2020 | GA | Flint River | 706 | 1 | HY | OP | NA | WAT |  | 80574.3359 |  |  | EIA Prime Mover-level Data
2020 | GA | Flint River | 706 | 2 | HY | OP | NA | WAT |  | 80574.3359 |  |  | EIA Prime Mover-level Data
2020 | GA | Flint River | 706 | 3 | HY | OP | NA | WAT |  | 80574.3359 |  |  | EIA Prime Mover-level Data
2020 | GA | Flint River Operations | 50465 | PB | ST | OP | NA | WDS |  | 2384872 | 22.2973 | 0.018699 | EIA Unit-level Data | NEI avg EF - PM, fuel type
2020 | GA | Flint River Operations | 50465 | RB | ST | OP | NA | BLQ |  | 6011526.5 | 20.0736 | 0.0066784 | EIA Unit-level Data | NEI avg EF - PM, fuel type
2020 | GA | Fort Benning Solar Facility | 59862 | 1 | PV | OP | NA | SUN |  | 446675 |  |  | EIA Prime Mover-level Data
2020 | GA | Fort Gordon Solar Facility | 59863 | 1 | PV | OP | NA | SUN |  | 472725 |  |  | EIA Prime Mover-level Data
2020 | GA | Fort Stewart Solar Facility | 59865 | 1 | PV | OP | NA | SUN |  | 443151 |  |  | EIA Prime Mover-level Data
2020 | GA | Fort Valley State University Solar | 63062 | 1 | PV | U | NA | SUN
2020 | GA | Fountain Folkston | 64584 | GPFTF | PV | OP | NA | SUN |  | 38630 |  |  | EIA Prime Mover-level Data
2020 | GA | Franklin Milliken | 64276 | FM | PV | OP | NA | SUN |  | 43322 |  |  | EIA Prime Mover-level Data
2020 | GA | Freeman Avenue | 62887 | FREAV | PV | OP | NA | SUN |  | 25607 |  |  | EIA Prime Mover-level Data
2020 | GA | Georgia College & State University Solar | 63282 | 1 | PV | U | NA | SUN
2020 | GA | Georgia LFG Oak Grove Plant | 61385 | GM01 | IC | OP | NA | LFG |  | 131704 | 0.96802 | 0.0147 | EIA Prime Mover-level Data | Estimated using an emission factor
2020 | GA | Georgia LFG Oak Grove Plant | 61385 | GM02 | IC | OP | NA | LFG |  | 131704 | 0.96802 | 0.0147 | EIA Prime Mover-level Data | Estimated using an emission factor
2020 | GA | Georgia LFG Oak Grove Plant | 61385 | GM03 | IC | OP | NA | LFG |  | 131704 | 0.96802 | 0.0147 | EIA Prime Mover-level Data | Estimated using an emission factor
2020 | GA | Georgia LFG Pine Ridge Plant | 61386 | GM01 | IC | OP | NA | LFG |  | 127968.3359 | 0.94057 | 0.0147 | EIA Prime Mover-level Data | Estimated using an emission factor
2020 | GA | Georgia LFG Pine Ridge Plant | 61386 | GM02 | IC | OP | NA | LFG |  | 127968.3359 | 0.94057 | 0.0147 | EIA Prime Mover-level Data | Estimated using an emission factor
2020 | GA | Georgia LFG Pine Ridge Plant | 61386 | GM03 | IC | OP | NA | LFG |  | 127968.3359 | 0.94057 | 0.0147 | EIA Prime Mover-level Data | Estimated using an emission factor
2020 | GA | Georgia LFG Richland Creek Plant | 61387 | GM01 | IC | OP | NA | LFG |  | 141774 | 1.042 | 0.0147 | EIA Prime Mover-level Data | Estimated using an emission factor
2020 | GA | Georgia LFG Richland Creek Plant | 61387 | GM02 | IC | OP | NA | LFG |  | 141774 | 1.042 | 0.0147 | EIA Prime Mover-level Data | Estimated using an emission factor
2020 | GA | Georgia LFG Richland Creek Plant | 61387 | GM03 | IC | OP | NA | LFG |  | 141774 | 1.042 | 0.0147 | EIA Prime Mover-level Data | Estimated using an emission factor
2020 | GA | Georgia LFG Richland Creek Plant | 61387 | GM04 | IC | OP | NA | LFG |  | 141774 | 1.042 | 0.0147 | EIA Prime Mover-level Data | Estimated using an emission factor
2020 | GA | Georgia LFG Richland Creek Plant | 61387 | GM05 | IC | OP | NA | LFG |  | 141774 | 1.042 | 0.0147 | EIA Prime Mover-level Data | Estimated using an emission factor
2020 | GA | Georgia Pacific Center | 54906 | 1 | IC | SB | NA | DFO
2020 | GA | Georgia Pacific Center | 54906 | 2 | IC | SB | NA | DFO
2020 | GA | Georgia Power at Jakin GA PV | 61397 | PV1 | PV | OP | NA | SUN |  | 24802 |  |  | EIA Prime Mover-level Data
2020 | GA | Georgia Power at Swainsboro | 61459 | PV1 | PV | OP | NA | SUN |  | 52347 |  |  | EIA Prime Mover-level Data
2020 | GA | Georgia Power at Wadley GA | 59843 | PV1 | PV | OP | NA | SUN |  | 16028 |  |  | EIA Prime Mover-level Data
2020 | GA | Georgia-Pacific Cedar Springs | 54101 | PB1 | ST | OP | WALL | WDS |  | 4718383.5 | 44.1144 | 0.018699 | EIA Unit-level Data | NEI avg EF - PM, fuel type
2020 | GA | Georgia-Pacific Cedar Springs | 54101 | PB2 | ST | OP | WALL | WDS |  | 4899350 | 45.8064 | 0.018699 | EIA Unit-level Data | NEI avg EF - PM, fuel type
2020 | GA | Georgia-Pacific Cedar Springs | 54101 | RB1 | ST | OP | WALL | BLQ |  | 3678944 | 10.5537 | 0.0057373 | EIA Unit-level Data | NEI avg EF - PM, fuel type, firing type
2020 | GA | Georgia-Pacific Cedar Springs | 54101 | RB2 | ST | OP | WALL | BLQ |  | 3860928.5 | 11.0757 | 0.0057373 | EIA Unit-level Data | NEI avg EF - PM, fuel type, firing type
2020 | GA | Georgia-Pacific Cedar Springs | 54101 | RB3 | ST | OP | WALL | BLQ |  | 4848281.5 | 13.9081 | 0.0057373 | EIA Unit-level Data | NEI avg EF - PM, fuel type, firing type
2020 | GA | GPC3 | 7711 | 1 | CC | CN | NA | NG
2020 | GA | GPC4 | 7712 | 1 | GT | CN | NA | NG
2020 | GA | GPC5 | 7713 | 1 | GT | CN | NA | NG
2020 | GA | GPC6 | 7714 | 1 | CC | CN | NA | NG
2020 | GA | Graniteville Enterprise Division | 54462 | 1 | HY | OP | NA | WAT |  | 4377.5 |  |  | EIA Prime Mover-level Data
2020 | GA | Graniteville Enterprise Division | 54462 | 2 | HY | OP | NA | WAT |  | 4377.5 |  |  | EIA Prime Mover-level Data
2020 | GA | Graphic Packaging International Augusta Mill | 54358 | PB1 | ST | OP | NA | NG |  | 2883441 | 10.7044 | 0.0074247 | EIA Unit-level Data | NEI avg EF - PM, fuel type
2020 | GA | Graphic Packaging International Augusta Mill | 54358 | PB2 | ST | OP | NA | NG |  | 1303542.5 | 4.8392 | 0.0074247 | EIA Unit-level Data | NEI avg EF - PM, fuel type
2020 | GA | Graphic Packaging International Augusta Mill | 54358 | PB3 | ST | OP | NA | WDS |  | 2448225 | 22.8896 | 0.018699 | EIA Unit-level Data | NEI avg EF - PM, fuel type
2020 | GA | Graphic Packaging International Augusta Mill | 54358 | RB2 | ST | RE | NA | BLQ |  | 0 | 0 |  | EIA Unit-level Data | NEI avg EF - PM, fuel type
2020 | GA | Graphic Packaging International Augusta Mill | 54358 | RB3 | ST | OP | NA | BLQ |  | 11114480 | 37.1133 | 0.0066784 | EIA Unit-level Data | NEI avg EF - PM, fuel type
2020 | GA | Gratis Road Solar Facility | 61740 | GR01 | PV | OP | NA | SUN |  | 44996 |  |  | EIA Prime Mover-level Data
2020 | GA | Greene Durham | 64277 | GD | PV | OP | NA | SUN |  | 29285 |  |  | EIA Prime Mover-level Data
2020 | GA | Greenville | 60512 | SO073 | PV | OP | NA | SUN |  | 11528 |  |  | EIA Prime Mover-level Data
2020 | GA | GRP Franklin Renewable Energy Facility | 60550 | GEN | ST | OP | NA | WDS |  | 4351730 | 40.6864 | 0.018699 | EIA Prime Mover-level Data | NEI avg EF - PM, fuel type
2020 | GA | GRP Madison Renewable Energy Facility | 61213 | GEN | ST | OP | NA | WDS |  | 4663294 | 43.5994 | 0.018699 | EIA Prime Mover-level Data | NEI avg EF - PM, fuel type
2020 | GA | Guyton Community Solar | 62392 | 1 | PV | OP | NA | SUN |  | 66912 |  |  | EIA Prime Mover-level Data
2020 | GA | Hammond | 708 | 1 | ST | RE | WALL | BIT
2020 | GA | Hammond | 708 | 2 | ST | RE | WALL | BIT
2020 | GA | Hammond | 708 | 3 | ST | RE | WALL | BIT
2020 | GA | Hammond | 708 | 4 | ST | RE | WALL | BIT
2020 | GA | Happy Hollow Solar Center | 64348 | 8888 | PV | L | NA | SUN
2020 | GA | Harllee Branch | 709 | 1 | ST | RE | WALL | BIT
2020 | GA | Harllee Branch | 709 | 2 | ST | RE | WALL | BIT
2020 | GA | Harllee Branch | 709 | 3 | ST | RE | WALL | BIT
2020 | GA | Harllee Branch | 709 | 4 | ST | RE | WALL | BIT
2020 | GA | Harris Shiloh | 64585 | GPHAR | PV | OP | NA | SUN |  | 29083 |  |  | EIA Prime Mover-level Data
2020 | GA | Hartwell Energy Facility | 70454 | MAG1 | GT | OP | CT | NG | 986 | 1241613.75 | 6.8929 | 0.011103 | EPA/CAMD | EPA/NEI | 1994
2020 | GA | Hartwell Energy Facility | 70454 | MAG2 | GT | OP | CT | NG | 815 | 1018112.0625 | 3.9501 | 0.0077596 | EPA/CAMD | NEI avg EF - PM, fuel type, firing type | 1994
2020 | GA | Hartwell Lake | 754 | 1 | HY | OP | NA | WAT |  | 1303709.125 |  |  | EIA Prime Mover-level Data
2020 | GA | Hartwell Lake | 754 | 2 | HY | OP | NA | WAT |  | 1303709.125 |  |  | EIA Prime Mover-level Data
2020 | GA | Hartwell Lake | 754 | 3 | HY | OA | NA | WAT |  | 1303709.125 |  |  | EIA Prime Mover-level Data
2020 | GA | Hartwell Lake | 754 | 4 | HY | OP | NA | WAT |  | 1303709.125 |  |  | EIA Prime Mover-level Data
2020 | GA | Hartwell Lake | 754 | 5 | HY | OP | NA | WAT |  | 1227020.375 |  |  | EIA Prime Mover-level Data
2020 | GA | Hawk Road Energy Facility | 55141 | CT1 | GT | OP | CT | NG | 1567 | 2400713.75 | 11.6 | 0.0096638 | EPA/CAMD | EPA/NEI | 2001
2020 | GA | Hawk Road Energy Facility | 55141 | CT2 | GT | OP | CT | NG | 1261 | 1948368 | 9.45 | 0.0097004 | EPA/CAMD | EPA/NEI | 2001
2020 | GA | Hawk Road Energy Facility | 55141 | CT3 | GT | OP | CT | NG | 1739 | 2686037.75 | 13 | 0.0096797 | EPA/CAMD | EPA/NEI | 2001
2020 | GA | Hazlehurst II | 60554 | STHLV | PV | OP | NA | SUN |  | 1006893 |  |  | EIA Prime Mover-level Data
2020 | GA | Hazlehurst III | 62057 | HZIII | PV | OP | NA | SUN |  | 833194 |  |  | EIA Prime Mover-level Data
2020 | GA | Hewlett Packard Enterprise | 54457 | ALF1 | IC | SB | NA | DFO
2020 | GA | Hewlett Packard Enterprise | 54457 | ALF2 | IC | SB | NA | DFO
2020 | GA | Hewlett Packard Enterprise | 54457 | ALF3 | IC | SB | NA | DFO
2020 | GA | Hewlett Packard Enterprise | 54457 | ALF4 | IC | SB | NA | DFO
2020 | GA | Hewlett Packard Enterprise | 54457 | ALF5 | IC | SB | NA | DFO
2020 | GA | Hewlett Packard Enterprise | 54457 | B1GN1 | IC | SB | NA | DFO
2020 | GA | Hewlett Packard Enterprise | 54457 | B1GN2 | IC | SB | NA | DFO
2020 | GA | Hickory Park Solar Hybrid | 63522 | HPBAT | BA | U | NA | MWH
2020 | GA | Hickory Park Solar Hybrid | 63522 | HPRK | PV | U | NA | SUN
2020 | GA | Hickory Ridge Landfill Solar Project | 59459 | 5088 | PV | OP | NA | SUN
2020 | GA | High Shoals Hydro (GA) | 10121 | GEN1 | HY | OP | NA | WAT
2020 | GA | Hopeful Solar LLC | 59892 | GEN | PV | CN | NA | SUN
2020 | GA | IKEA Savannah 490 | 58011 | IKEA | PV | T | NA | SUN
2020 | GA | IKEA Savannah 490 | 58011 | PV | PV | OP | NA | SUN |  | 13975 |  |  | EIA Prime Mover-level Data
2020 | GA | Imperial Savannah LP | 50146 | A | ST | OP | NA | NG |  | 171926.3281 | 0.63825 | 0.0074247 | EIA Unit-level Data | NEI avg EF - PM, fuel type
2020 | GA | Imperial Savannah LP | 50146 | B | ST | OP | NA | NG |  | 19141.875 | 0.071062 | 0.0074247 | EIA Unit-level Data | NEI avg EF - PM, fuel type
2020 | GA | Imperial Savannah LP | 50146 | C | ST | OP | NA | NG |  | 611069.125 | 2.2685 | 0.0074247 | EIA Unit-level Data | NEI avg EF - PM, fuel type
2020 | GA | Imperial Savannah LP | 50146 | D | ST | OP | NA | NG |  | 2151977 | 7.9889 | 0.0074247 | EIA Unit-level Data | NEI avg EF - PM, fuel type
2020 | GA | Inforum | 54290 | BUG1 | IC | OP | NA | DFO
2020 | GA | Inland Paperboard Packaging Rome | 10426 | PB1 | ST | RE | NA | BLQ |  | 0 | 0 |  | EIA Unit-level Data | NEI avg EF - PM, fuel type
2020 | GA | Inland Paperboard Packaging Rome | 10426 | PB2 | ST | OP | NA | BLQ |  | 0 | 0 |  | EIA Unit-level Data | NEI avg EF - PM, fuel type
2020 | GA | Inland Paperboard Packaging Rome | 10426 | PB3 | ST | RE | NA | BLQ |  | 0 | 0 |  | EIA Unit-level Data | NEI avg EF - PM, fuel type
2020 | GA | Inland Paperboard Packaging Rome | 10426 | PB4 | ST | OP | NA | BIT |  | 2579810.5 | 18.0374 | 0.013984 | EIA Unit-level Data | NEI avg EF - PM, fuel type
2020 | GA | Inland Paperboard Packaging Rome | 10426 | RF5 | ST | OP | NA | BLQ |  | 6454104 | 21.5515 | 0.0066784 | EIA Unit-level Data | NEI avg EF - PM, fuel type
2020 | GA | Inland Paperboard Packaging Rome | 10426 | WFB | ST | OP | NA | WDS |  | 3922512.5 | 36.6734 | 0.018699 | EIA Unit-level Data | NEI avg EF - PM, fuel type
2020 | GA | Inland Paperboard Packaging Rome | 10426 | GEN1 | ST | RE | NA | BLQ
2020 | GA | International Paper Savanna Mill | 50398 | 13PB | ST | OP | TANGENTIAL | NG |  | 6960204 | 26.362 | 0.0075751 | EIA Unit-level Data | NEI avg EF - PM, fuel type, firing type
2020 | GA | International Paper Savanna Mill | 50398 | 15RB | ST | OP | TANGENTIAL | BLQ |  | 13976836 | 46.6713 | 0.0066784 | EIA Unit-level Data | NEI avg EF - PM, fuel type
2020 | GA | International Paper Savanna Mill | 50398 | GEN3 | ST | RE | NA | BIT
2020 | GA | International Paper Savanna Mill | 50398 | GEN4 | ST | RE | NA | BLQ
2020 | GA | International Paper Savanna Mill | 50398 | GEN5 | ST | RE | NA | WDS
2020 | GA | International Paper Savanna Mill | 50398 | GEN6 | ST | RE | NA | BIT
2020 | GA | International Paper Savanna Mill | 50398 | GEN7 | ST | RE | NA | BIT
2020 | GA | Interstate Paper LLC Riceboro | 54281 | MFB | ST | OP | NA | WDS |  | 2261809.5 | 21.1467 | 0.018699 | EIA Unit-level Data | NEI avg EF - PM, fuel type
2020 | GA | Interstate Paper LLC Riceboro | 54281 | POW | ST | OP | NA | NG |  | 57907.543 | 0.21497 | 0.0074247 | EIA Unit-level Data | NEI avg EF - PM, fuel type
2020 | GA | Interstate Paper LLC Riceboro | 54281 | REC | ST | OP | NA | BLQ |  | 3837824 | 12.8152 | 0.0066784 | EIA Unit-level Data | NEI avg EF - PM, fuel type
2020 | GA | Jack McDonough | 710 | 3AA | GT | OP | CT | DFO | 16 | 277.9 | 0.00094 | 0.006765 | EPA/CAMD | EPA/NEI | 1971
2020 | GA | Jack McDonough | 710 | 3AB | GT | OP | CT | DFO | 17 | 461 | 0.001555 | 0.0067462 | EPA/CAMD | EPA/NEI | 1971
2020 | GA | Jack McDonough | 710 | 3BA | GT | OP | CT | DFO | 5 | 106 | 0.000407 | 0.0076792 | EPA/CAMD | EPA/NEI | 1971
2020 | GA | Jack McDonough | 710 | 3BB | GT | OP | CT | DFO | 5 | 94 | 0.000363 | 0.0077234 | EPA/CAMD | EPA/NEI | 1971
2020 | GA | Jack McDonough | 710 | 4A | CT | OP | CC | NG | 7756 | 20463408 | 24.9189 | 0.0024355 | EPA/CAMD | EPA/NEI | 2011
2020 | GA | Jack McDonough | 710 | 4B | CT | OP | CC | NG | 7660 | 20149224 | 24.5363 | 0.0024355 | EPA/CAMD | EPA/NEI | 2011
2020 | GA | Jack McDonough | 710 | 5A | CT | OP | CC | NG | 8052 | 20854502 | 24.4023 | 0.0023402 | EPA/CAMD | EPA/NEI | 2012
2020 | GA | Jack McDonough | 710 | 5B | CT | OP | CC | NG | 8029 | 22263488 | 26.051 | 0.0023402 | EPA/CAMD | EPA/NEI | 2012
2020 | GA | Jack McDonough | 710 | 6A | CT | OP | CC | NG | 8570 | 22117744 | 26.6646 | 0.0024112 | EPA/CAMD | EPA/NEI | 2012
2020 | GA | Jack McDonough | 710 | 6B | CT | OP | CC | NG | 8556 | 21774402 | 26.2507 | 0.0024112 | EPA/CAMD | EPA/NEI | 2012
2020 | GA | Jesup Plant | 10560 | POWB3 | ST | OP | NA | WDS |  | 3294403.75 | 30.8009 | 0.018699 | EIA Unit-level Data | NEI avg EF - PM, fuel type
2020 | GA | Jesup Plant | 10560 | POWB4 | ST | OP | NA | NG |  | 1094513.875 | 4.0632 | 0.0074247 | EIA Unit-level Data | NEI avg EF - PM, fuel type
2020 | GA | Jesup Plant | 10560 | POWB5 | ST | OP | NA | NG |  | 1017382.5625 | 3.7769 | 0.0074247 | EIA Unit-level Data | NEI avg EF - PM, fuel type
2020 | GA | Jesup Plant | 10560 | RB5 | ST | OP | NA | BLQ |  | 5778246.5 | 19.2946 | 0.0066784 | EIA Unit-level Data | NEI avg EF - PM, fuel type
2020 | GA | Jesup Plant | 10560 | RB6 | ST | OP | NA | BLQ |  | 10927107 | 36.4877 | 0.0066784 | EIA Unit-level Data | NEI avg EF - PM, fuel type
2020 | GA | Jesup Plant | 10560 | GEN1 | ST | RE | NA | BLQ
2020 | GA | Kamin LLC Wrens Mine | 55961 | WM1 | IC | RE | NA | DFO
2020 | GA | Kamin LLC Wrens Mine | 55961 | WM2 | IC | RE | NA | DFO
2020 | GA | Kamin LLC Wrens Plant | 54880 | SDT1 | GT | RE | NA | NG
2020 | GA | Kamin LLC Wrens Plant | 54880 | SDT2 | GT | RE | NA | NG
2020 | GA | Kamin LLC Wrens Plant | 54880 | SDT3 | GT | RE | NA | NG
2020 | GA | Kamin LLC Wrens Plant | 54880 | TUR1 | GT | RE | NA | NG
2020 | GA | Kamin LLC Wrens Plant | 54880 | WP1 | IC | RE | NA | DFO
2020 | GA | Kamin LLC Wrens Plant | 54880 | WPH1 | IC | RE | NA | DFO
2020 | GA | Kamin LLC Wrens Plant | 54880 | WPH2 | IC | RE | NA | DFO
2020 | GA | Kamin LLC Wrens Plant | 54880 | WPH3 | IC | RE | NA | DFO
2020 | GA | Kimberly-Clark Solar | 62960 | KC | PV | OP | NA | SUN |  | 35749 |  |  | EIA Prime Mover-level Data
2020 | GA | King Mill | 61000 | 1 | HY | OP | NA | WAT |  | 27679.2734 |  |  | EIA Prime Mover-level Data
2020 | GA | King Mill | 61000 | 2 | HY | OP | NA | WAT |  | 59312.7266 |  |  | EIA Prime Mover-level Data
2020 | GA | Kings Bay Solar Facility | 59864 | 1 | PV | OP | NA | SUN |  | 488769 |  |  | EIA Prime Mover-level Data
2020 | GA | Kings Bay Solar Facility | 59864 | BESS | BA | V | NA | MWH
2020 | GA | Kraft | 733 | 2 | ST | RE | TANGENTIAL | BIT
2020 | GA | Kraft | 733 | 3 | ST | RE | TANGENTIAL | BIT
2020 | GA | Kraft | 733 | 4 | ST | RE | TANGENTIAL | NG
2020 | GA | Kraft | 733 | PWA | GT | RE | NA | NG
2020 | GA | Kraft | 733 | ST1 | ST | RE | NA | BIT
2020 | GA | Lake Blackshear Project | 752 | 1 | HY | OP | NA | WAT |  | 60492.1406 |  |  | EIA Prime Mover-level Data
2020 | GA | Lake Blackshear Project | 752 | 2 | HY | OP | NA | WAT |  | 126025.2891 |  |  | EIA Prime Mover-level Data
2020 | GA | Lake Blackshear Project | 752 | 3 | HY | OP | NA | WAT |  | 120984.2812 |  |  | EIA Prime Mover-level Data
2020 | GA | Lake Blackshear Project | 752 | 4 | HY | OP | NA | WAT |  | 126025.2891 |  |  | EIA Prime Mover-level Data
2020 | GA | Lakeland Solar Energy LLC | 58572 | 1 | PV | OP | NA | SUN |  | 16588 |  |  | EIA Prime Mover-level Data
2020 | GA | Lakeland Solar Energy LLC | 58572 | 2 | PV | OP | NA | SUN |  | 16588 |  |  | EIA Prime Mover-level Data
2020 | GA | Lancaster Solar GA | 64150 | LANCR | PV | U | NA | SUN
2020 | GA | Laredo Bus Facility Solar Canopies | 58064 | LBFS | PV | OP | NA | SUN |  | 15456 |  |  | EIA Prime Mover-level Data
2020 | GA | Live Oak Solar, LLC | 60063 | LVEOK | PV | OP | NA | SUN |  | 861588 |  |  | EIA Prime Mover-level Data
2020 | GA | Lloyd Shoals | 712 | 1 | HY | OP | NA | WAT |  | 140822.6719 |  |  | EIA Prime Mover-level Data
2020 | GA | Lloyd Shoals | 712 | 2 | HY | OP | NA | WAT |  | 140822.6719 |  |  | EIA Prime Mover-level Data
2020 | GA | Lloyd Shoals | 712 | 3 | HY | OP | NA | WAT |  | 140822.6719 |  |  | EIA Prime Mover-level Data
2020 | GA | Lloyd Shoals | 712 | 4 | HY | OP | NA | WAT |  | 140822.6719 |  |  | EIA Prime Mover-level Data
2020 | GA | Lloyd Shoals | 712 | 5 | HY | OP | NA | WAT |  | 140822.6719 |  |  | EIA Prime Mover-level Data
2020 | GA | Lloyd Shoals | 712 | 6 | HY | OP | NA | WAT |  | 140822.6719 |  |  | EIA Prime Mover-level Data
2020 | GA | Lowndes IDA | 64278 | LIDA | PV | OP | NA | SUN |  | 22124 |  |  | EIA Prime Mover-level Data
2020 | GA | Lowndes Tycor Farms | 64279 | LTF | PV | OP | NA | SUN |  | 27732 |  |  | EIA Prime Mover-level Data
2020 | GA | Marine Corps Logistics Base Solar | 59876 | 1 | PV | OP | NA | SUN |  | 488873 |  |  | EIA Prime Mover-level Data
2020 | GA | MAS ASB Cogen Plant | 58484 | 1 | IC | OP | NA | NG |  | 116361.3359 | 0.024552 | 0.000422 | EIA Prime Mover-level Data | Estimated using an emission factor
2020 | GA | MAS ASB Cogen Plant | 58484 | 2 | IC | OP | NA | NG |  | 116361.3359 | 0.024552 | 0.000422 | EIA Prime Mover-level Data | Estimated using an emission factor
2020 | GA | MAS ASB Cogen Plant | 58484 | 3 | IC | OP | NA | NG |  | 116361.3359 | 0.024552 | 0.000422 | EIA Prime Mover-level Data | Estimated using an emission factor
2020 | GA | McCleskey Cotton | 62878 | MCCOT | PV | OP | NA | SUN |  | 32731 |  |  | EIA Prime Mover-level Data
2020 | GA | McIntosh (6124) | 6124 | CT1 | GT | OP | CT | NG | 104 | 66129.8984 | 0.22247 | 0.0067282 | EPA/CAMD | EPA/NEI | 1995
2020 | GA | McIntosh (6124) | 6124 | CT2 | GT | OP | CT | NG | 174 | 102385.2969 | 0.34765 | 0.0067911 | EPA/CAMD | EPA/NEI | 1995
2020 | GA | McIntosh (6124) | 6124 | CT3 | GT | OP | CT | NG | 118 | 72324.6016 | 0.24155 | 0.0066796 | EPA/CAMD | EPA/NEI | 1994
2020 | GA | McIntosh (6124) | 6124 | CT4 | GT | OP | CT | NG | 300 | 179760.7969 | 0.58255 | 0.0064814 | EPA/CAMD | EPA/NEI | 1994
2020 | GA | McIntosh (6124) | 6124 | CT5 | GT | OP | CT | NG | 67 | 36454.3008 | 0.11692 | 0.0064146 | EPA/CAMD | EPA/NEI | 1994
2020 | GA | McIntosh (6124) | 6124 | CT6 | GT | OP | CT | NG | 264 | 163152.5938 | 0.5372 | 0.0065853 | EPA/CAMD | EPA/NEI | 1994
2020 | GA | McIntosh (6124) | 6124 | CT7 | GT | OP | CT | NG | 123 | 71447.6016 | 0.24078 | 0.0067399 | EPA/CAMD | EPA/NEI | 1994
2020 | GA | McIntosh (6124) | 6124 | CT8 | GT | OP | CT | NG | 163 | 99585.8984 | 0.33138 | 0.0066552 | EPA/CAMD | EPA/NEI | 1994
2020 | GA | McIntosh Combined Cycle Facility | 56150 | 10A | CT | OP | CC | NG | 8259 | 16718913 | 54.8291 | 0.0065589 | EPA/CAMD | EPA/NEI | 2005
2020 | GA | McIntosh Combined Cycle Facility | 56150 | 10B | CT | OP | CC | NG | 8225 | 17399744 | 57.0618 | 0.0065589 | EPA/CAMD | EPA/NEI | 2005
2020 | GA | McIntosh Combined Cycle Facility | 56150 | 11A | CT | OP | CC | NG | 6518 | 13244138 | 42.806 | 0.0064641 | EPA/CAMD | EPA/NEI | 2005
2020 | GA | McIntosh Combined Cycle Facility | 56150 | 11B | CT | OP | CC | NG | 6535 | 13381136 | 43.2488 | 0.0064641 | EPA/CAMD | EPA/NEI | 2005
2020 | GA | MCLB Landfill Gas to Energy | 59335 | GEN1 | IC | OP | NA | OBG |  | 16376 | 0.12036 | 0.0147 | EIA Prime Mover-level Data | Estimated using an emission factor
2020 | GA | McManus | 715 | 3A | GT | OP | CT | DFO | 25 | 8293.9004 | 0.045966 | 0.011084 | EPA/CAMD | EPA/NEI | 1972
2020 | GA | McManus | 715 | 3B | GT | OP | CT | DFO | 31 | 8407.0996 | 0.04659 | 0.011083 | EPA/CAMD | EPA/NEI | 1972
2020 | GA | McManus | 715 | 3C | GT | OP | CT | DFO | 35 | 12720.9004 | 0.07095 | 0.011155 | EPA/CAMD | EPA/NEI | 1972
2020 | GA | McManus | 715 | 4A | GT | OP | CT | DFO | 21 | 8098 | 0.045168 | 0.011155 | EPA/CAMD | EPA/NEI | 1972
2020 | GA | McManus | 715 | 4B | GT | OP | CT | DFO | 24 | 9594 | 0.054336 | 0.011327 | EPA/CAMD | EPA/NEI | 1972
2020 | GA | McManus | 715 | 4C | GT | OP | CT | DFO | 21 | 7778 | 0.042852 | 0.011019 | EPA/CAMD | EPA/NEI | 1972
2020 | GA | McManus | 715 | 4D | GT | OP | CT | DFO | 17 | 6992 | 0.038922 | 0.011133 | EPA/CAMD | EPA/NEI | 1972
2020 | GA | McManus | 715 | 4E | GT | OP | CT | DFO | 18 | 4673 | 0.025962 | 0.011111 | EPA/CAMD | EPA/NEI | 1972
2020 | GA | McManus | 715 | 4F | GT | OP | CT | DFO | 12 | 4141.8999 | 0.023244 | 0.011224 | EPA/CAMD | EPA/NEI | 1972
2020 | GA | MEAG1 | 7879 | 1 | CT | IP | NA | NG
2020 | GA | MEAG2 | 7880 | 1 | CT | IP | NA | NG
2020 | GA | MEAG3 | 7881 | 1 | CT | IP | NA | NG
2020 | GA | Meriwether Jackson | 64280 | MJ | PV | OP | NA | SUN |  | 44471 |  |  | EIA Prime Mover-level Data
2020 | GA | Mid-Georgia Cogeneration | 55040 | 1 | CT | OP | CC | NG | 561 | 600866.875 | 4.32 | 0.014379 | EPA/CAMD | EPA/NEI | 1997
2020 | GA | Mid-Georgia Cogeneration | 55040 | 2 | CT | OP | CC | NG | 601 | 600155 | 4.291 | 0.0143 | EPA/CAMD | EPA/NEI | 1998
2020 | GA | Milstead | 54872 | GEN1 | HY | OP | NA | WAT |  | 14438 |  |  | EIA Prime Mover-level Data
2020 | GA | Mitchell (GA) | 727 | 1 | ST | RE | NA | BIT
2020 | GA | Mitchell (GA) | 727 | 2 | ST | RE | NA | BIT
2020 | GA | Mitchell (GA) | 727 | 3 | ST | RE | TANGENTIAL | BIT
2020 | GA | Mitchell (GA) | 727 | 4A | GT | RE | NA | DFO
2020 | GA | Mitchell (GA) | 727 | 4B | GT | RE | NA | DFO
2020 | GA | Mitchell (GA) | 727 | 4C | GT | RE | NA | DFO
2020 | GA | Moody Air Force Base Solar | 62377 | 1 | PV | OP | NA | SUN |  | 467065 |  |  | EIA Prime Mover-level Data
2020 | GA | Morgan Falls | 717 | 1 | HY | OP | NA | WAT |  | 53881.1445 |  |  | EIA Prime Mover-level Data
2020 | GA | Morgan Falls | 717 | 2 | HY | OP | NA | WAT |  | 53881.1445 |  |  | EIA Prime Mover-level Data
2020 | GA | Morgan Falls | 717 | 3 | HY | OP | NA | WAT |  | 53881.1445 |  |  | EIA Prime Mover-level Data
2020 | GA | Morgan Falls | 717 | 4 | HY | OP | NA | WAT |  | 53881.1445 |  |  | EIA Prime Mover-level Data
2020 | GA | Morgan Falls | 717 | 5 | HY | OP | NA | WAT |  | 53881.1445 |  |  | EIA Prime Mover-level Data
2020 | GA | Morgan Falls | 717 | 6 | HY | OP | NA | WAT |  | 53881.1445 |  |  | EIA Prime Mover-level Data
2020 | GA | Morgan Falls | 717 | 7 | HY | OP | NA | WAT |  | 53881.1445 |  |  | EIA Prime Mover-level Data
2020 | GA | Mount Vernon Solar | 60585 | MV01 | PV | OP | NA | SUN |  | 15746 |  |  | EIA Prime Mover-level Data
2020 | GA | MPC Generating | 7764 | 1 | GT | OP | CT | NG | 39 | 36662.9648 | 0.12245 | 0.0066799 | EPA/CAMD | EPA/NEI | 1999
2020 | GA | MPC Generating | 7764 | 2 | GT | OP | CT | NG | 32 | 37373.7031 | 0.11267 | 0.0060293 | EPA/CAMD | EPA/NEI | 2001
2020 | GA | Multitrade Rabun Gap, LLC | 50201 | WB1 | ST | OP | NA | WDS |  | 2169962 | 20.288 | 0.018699 | EIA Unit-level Data | NEI avg EF - PM, fuel type
2020 | GA | Murray Treadwell Farms | 64281 | MTF | PV | OP | NA | SUN |  | 45875 |  |  | EIA Prime Mover-level Data
2020 | GA | Muscogee Public Works | 62881 | MUSPW | PV | OP | NA | SUN |  | 25311 |  |  | EIA Prime Mover-level Data
2020 | GA | Nacoochee | 718 | 1 | HY | OP | NA | WAT |  | 98617 |  |  | EIA Prime Mover-level Data
2020 | GA | Nacoochee | 718 | 2 | HY | OP | NA | WAT |  | 98617 |  |  | EIA Prime Mover-level Data
2020 | GA | Naval Submarine Base Kings Bay | 54239 | 3023 | IC | SB | NA | DFO |  | 797.583 | 0.12363 | 0.31 | EIA Prime Mover-level Data | Estimated using an emission factor
2020 | GA | Naval Submarine Base Kings Bay | 54239 | 3024 | IC | SB | NA | DFO |  | 797.583 | 0.12363 | 0.31 | EIA Prime Mover-level Data | Estimated using an emission factor
2020 | GA | Naval Submarine Base Kings Bay | 54239 | 3025 | IC | SB | NA | DFO |  | 797.583 | 0.12363 | 0.31 | EIA Prime Mover-level Data | Estimated using an emission factor
2020 | GA | Naval Submarine Base Kings Bay | 54239 | 3027 | IC | SB | NA | DFO |  | 797.583 | 0.12363 | 0.31 | EIA Prime Mover-level Data | Estimated using an emission factor
2020 | GA | Naval Submarine Base Kings Bay | 54239 | 3028 | IC | SB | NA | DFO |  | 797.583 | 0.12363 | 0.31 | EIA Prime Mover-level Data | Estimated using an emission factor
2020 | GA | Naval Submarine Base Kings Bay | 54239 | 3029 | IC | SB | NA | DFO |  | 797.583 | 0.12363 | 0.31 | EIA Prime Mover-level Data | Estimated using an emission factor
2020 | GA | Naval Submarine Base Kings Bay | 54239 | 5876 | IC | SB | NA | DFO |  | 797.583 | 0.12363 | 0.31 | EIA Prime Mover-level Data | Estimated using an emission factor
2020 | GA | Naval Submarine Base Kings Bay | 54239 | 5877 | IC | SB | NA | DFO |  | 797.583 | 0.12363 | 0.31 | EIA Prime Mover-level Data | Estimated using an emission factor
2020 | GA | Naval Submarine Base Kings Bay | 54239 | 5878 | IC | SB | NA | DFO |  | 797.583 | 0.12363 | 0.31 | EIA Prime Mover-level Data | Estimated using an emission factor
2020 | GA | Naval Submarine Base Kings Bay | 54239 | 5879 | IC | SB | NA | DFO |  | 797.583 | 0.12363 | 0.31 | EIA Prime Mover-level Data | Estimated using an emission factor
2020 | GA | Naval Submarine Base Kings Bay | 54239 | 5880 | IC | SB | NA | DFO |  | 797.583 | 0.12363 | 0.31 | EIA Prime Mover-level Data | Estimated using an emission factor
2020 | GA | Naval Submarine Base Kings Bay | 54239 | 5881 | IC | SB | NA | DFO |  | 797.583 | 0.12363 | 0.31 | EIA Prime Mover-level Data | Estimated using an emission factor
2020 | GA | North Highlands | 719 | 1 | HY | OP | NA | WAT |  | 476155 |  |  | EIA Prime Mover-level Data
2020 | GA | North Highlands | 719 | 2 | HY | OP | NA | WAT |  | 476155 |  |  | EIA Prime Mover-level Data
2020 | GA | North Highlands | 719 | 3 | HY | OP | NA | WAT |  | 476155 |  |  | EIA Prime Mover-level Data
2020 | GA | North Highlands | 719 | 4 | HY | OP | NA | WAT |  | 103511.9609 |  |  | EIA Prime Mover-level Data
2020 | GA | Nottely | 758 | 1 | HY | OP | NA | WAT |  | 562033.9375 |  |  | EIA Prime Mover-level Data
2020 | GA | Nottely | 758 | 2 | HY | OP | NA | WAT |  | 33722.0391 |  |  | EIA Prime Mover-level Data
2020 | GA | OE_GA3 | 63350 | GA3 | PV | OP | NA | SUN |  | 1074051 |  |  | EIA Prime Mover-level Data
2020 | GA | Oil Dri 2 Solar | 62882 | OLDRY | PV | OP | NA | SUN |  | 25469 |  |  | EIA Prime Mover-level Data
2020 | GA | Old Midville Solar | 60741 | OMD | PV | OP | NA | SUN |  | 369027 |  |  | EIA Prime Mover-level Data
2020 | GA | Oliver Dam | 720 | 1 | HY | OP | NA | WAT |  | 730626 |  |  | EIA Prime Mover-level Data
2020 | GA | Oliver Dam | 720 | 2 | HY | OP | NA | WAT |  | 730626 |  |  | EIA Prime Mover-level Data
2020 | GA | Oliver Dam | 720 | 3 | HY | OP | NA | WAT |  | 730626 |  |  | EIA Prime Mover-level Data
2020 | GA | Oliver Dam | 720 | 4 | HY | OP | NA | WAT |  | 243542 |  |  | EIA Prime Mover-level Data
2020 | GA | Pawpaw Solar Plant | 59894 | 1 | PV | OP | NA | SUN |  | 538022 |  |  | EIA Prime Mover-level Data
2020 | GA | PCA-Valdosta Mill | 60084 | 1005 | ST | OP | NA | WDS |  | 2395521.25 | 22.3969 | 0.018699 | EIA Unit-level Data | NEI avg EF - PM, fuel type
2020 | GA | PCA-Valdosta Mill | 60084 | 1006 | ST | OP | NA | WDS |  | 1252741.5 | 11.7125 | 0.018699 | EIA Unit-level Data | NEI avg EF - PM, fuel type
2020 | GA | PCA-Valdosta Mill | 60084 | 7020A | ST | OP | NA | NG |  | 142153.1562 | 0.52772 | 0.0074247 | EIA Unit-level Data | NEI avg EF - PM, fuel type
2020 | GA | PCA-Valdosta Mill | 60084 | 7040 | ST | OP | NA | BLQ |  | 7212088.5 | 24.0825 | 0.0066784 | EIA Unit-level Data | NEI avg EF - PM, fuel type
2020 | GA | Pecan Row Landfill To Electric Facility | 59221 | GEN1 | IC | OP | NA | LFG |  | 97748.75 | 0.71845 | 0.0147 | EIA Prime Mover-level Data | Estimated using an emission factor
2020 | GA | Pecan Row Landfill To Electric Facility | 59221 | GEN2 | IC | OP | NA | LFG |  | 97748.75 | 0.71845 | 0.0147 | EIA Prime Mover-level Data | Estimated using an emission factor
2020 | GA | Pecan Row Landfill To Electric Facility | 59221 | GEN3 | IC | OP | NA | LFG |  | 97748.75 | 0.71845 | 0.0147 | EIA Prime Mover-level Data | Estimated using an emission factor
2020 | GA | Pecan Row Landfill To Electric Facility | 59221 | GM04 | IC | OP | NA | LFG |  | 97748.75 | 0.71845 | 0.0147 | EIA Prime Mover-level Data | Estimated using an emission factor
2020 | GA | Piedmont Green Power | 57909 | BLR1 | ST | OP | NA | WDS |  | 4698868.5 | 43.932 | 0.018699 | EIA Unit-level Data | NEI avg EF - PM, fuel type
2020 | GA | PInova Inc | 10120 | GEN5 | ST | OP | NA | WDS |  | 2278297 | 21.3009 | 0.018699 | EIA Prime Mover-level Data | NEI avg EF - PM, fuel type
2020 | GA | PInova Inc | 10120 | GEN6 | ST | RE | NA | WDS
2020 | GA | Pleasant Valley Solar | 60586 | PV01 | PV | OP | NA | SUN |  | 37056 |  |  | EIA Prime Mover-level Data
2020 | GA | Polk Cedartown | 64586 | GPPOL | PV | OP | NA | SUN |  | 38180 |  |  | EIA Prime Mover-level Data
2020 | GA | Port Wentworth Mill | 50804 | 4 | ST | OP | NA | WDS |  | 3459093.5 | 32.3407 | 0.018699 | EIA Unit-level Data | NEI avg EF - PM, fuel type
2020 | GA | Port Wentworth Mill | 50804 | RE01 | ST | OP | NA | BLQ |  | 9476610 | 31.6442 | 0.0066784 | EIA Unit-level Data | NEI avg EF - PM, fuel type
2020 | GA | Putnam Erickson | 64282 | PE | PV | OP | NA | SUN |  | 42530 |  |  | EIA Prime Mover-level Data
2020 | GA | Quitman II Solar | 64335 | QUIT2 | PV | U | NA | SUN
2020 | GA | Quitman Solar | 62584 | QUITM | PV | OP | NA | SUN |  | 3110081 |  |  | EIA Prime Mover-level Data
2020 | GA | Richard B Russell | 6132 | 1 | HY | OP | NA | WAT |  | 1048266 |  |  | EIA Prime Mover-level Data
2020 | GA | Richard B Russell | 6132 | 2 | HY | OP | NA | WAT |  | 1048266 |  |  | EIA Prime Mover-level Data
2020 | GA | Richard B Russell | 6132 | 3 | HY | OP | NA | WAT |  | 1048266 |  |  | EIA Prime Mover-level Data
2020 | GA | Richard B Russell | 6132 | 4 | HY | OP | NA | WAT |  | 1048266 |  |  | EIA Prime Mover-level Data
2020 | GA | Richard B Russell | 6132 | 5 | PS | OP | NA | WAT |  | 0 |  |  | EIA Prime Mover-level Data
2020 | GA | Richard B Russell | 6132 | 6 | PS | OP | NA | WAT |  | 0 |  |  | EIA Prime Mover-level Data
2020 | GA | Richard B Russell | 6132 | 7 | PS | OP | NA | WAT |  | 0 |  |  | EIA Prime Mover-level Data
2020 | GA | Richard B Russell | 6132 | 8 | PS | OP | NA | WAT |  | 0 |  |  | EIA Prime Mover-level Data
2020 | GA | Richland | 60513 | SO076 | PV | OP | NA | SUN |  | 10973 |  |  | EIA Prime Mover-level Data
2020 | GA | Richland Solar Center | 59874 | PV1 | PV | OP | NA | SUN |  | 355359 |  |  | EIA Prime Mover-level Data
2020 | GA | Richmond Hayes Solar | 62884 | RICHA | PV | OP | NA | SUN |  | 26642 |  |  | EIA Prime Mover-level Data
2020 | GA | Rincon Solar I | 60702 | PV1 | PV | OP | NA | SUN |  | 271920 |  |  | EIA Prime Mover-level Data
2020 | GA | Riverside (GA) | 734 | 4 | ST | RE | NA | NG
2020 | GA | Riverside (GA) | 734 | 5 | ST | RE | NA | NG
2020 | GA | Riverside (GA) | 734 | 6 | ST | RE | NA | NG
2020 | GA | Riverside (GA) | 734 | 7 | ST | RE | NA | NG
2020 | GA | Riverside (GA) | 734 | 8 | ST | RE | NA | NG
2020 | GA | Riverwood 100 Building | 54816 | 11KT | IC | OS | NA | DFO
2020 | GA | Riverwood International Macon Mill | 54464 | B001 | ST | RE | NA | BLQ |  | 0 | 0 |  | EIA Unit-level Data | NEI avg EF - PM, fuel type
2020 | GA | Riverwood International Macon Mill | 54464 | B002 | ST | OP | NA | NG |  | 95773.6016 | 0.35555 | 0.0074247 | EIA Unit-level Data | NEI avg EF - PM, fuel type
2020 | GA | Riverwood International Macon Mill | 54464 | B003 | ST | OP | NA | WDS |  | 2891715.5 | 27.036 | 0.018699 | EIA Unit-level Data | NEI avg EF - PM, fuel type
2020 | GA | Riverwood International Macon Mill | 54464 | B004 | ST | OP | NA | WDS |  | 3690546 | 34.5047 | 0.018699 | EIA Unit-level Data | NEI avg EF - PM, fuel type
2020 | GA | Riverwood International Macon Mill | 54464 | D001 | ST | OP | NA | BLQ |  | 8284578 | 27.6638 | 0.0066784 | EIA Unit-level Data | NEI avg EF - PM, fuel type
2020 | GA | Roberts Road Power Plant | 56867 | 1 | IC | RE | NA | LFG
2020 | GA | Robins | 7348 | CT1 | GT | OP | CT | NG | 182 | 118520.7969 | 0.36522 | 0.006163 | EPA/CAMD | EPA/NEI | 1995
2020 | GA | Robins | 7348 | CT2 | GT | OP | CT | NG | 239 | 146954.2969 | 0.47764 | 0.0065006 | EPA/CAMD | EPA/NEI | 1995
2020 | GA | Robins Air Force Base Solar | 61648 | 1 | PV | V | NA | SUN
2020 | GA | Rocky Mountain Hydroelectric Plant | 6189 | 1 | PS | OP | NA | WAT |  | 0 |  |  | EIA Prime Mover-level Data
2020 | GA | Rocky Mountain Hydroelectric Plant | 6189 | 2 | PS | OP | NA | WAT |  | 0 |  |  | EIA Prime Mover-level Data
2020 | GA | Rocky Mountain Hydroelectric Plant | 6189 | 3 | PS | OP | NA | WAT |  | 0 |  |  | EIA Prime Mover-level Data
2020 | GA | Rumble Road Energy Center | 57209 | 3 | CA | CN | NA | NG
2020 | GA | Rumble Road Energy Center | 57209 | 3A | CT | CN | NA | NG
2020 | GA | Rumble Road Energy Center | 57209 | 3B | CT | CN | NA | NG
2020 | GA | Savannah River Mill | 10361 | 3B | ST | OP | NA | PC |  | 2501126.75 | 11.5431 | 0.0092303 | EIA Unit-level Data | NEI avg EF - PM, fuel type
2020 | GA | Savannah River Mill | 10361 | 4B | ST | OS | NA | BIT |  | 0 | 0 |  | EIA Unit-level Data | NEI avg EF - PM, fuel type
2020 | GA | Savannah River Mill | 10361 | 5B | ST | OP | NA | PC |  | 2604407 | 12.0197 | 0.0092303 | EIA Unit-level Data | NEI avg EF - PM, fuel type
2020 | GA | Savannah River Mill | 10361 | GEN1 | GT | SB | NA | NG |  | 186126 | 0.092526 | 0.00099423 | EIA Prime Mover-level Data | NEI avg EF - PM, fuel type, firing type
2020 | GA | Savannah River Mill | 10361 | GEN2 | GT | OS | NA | NG |  | 186126 | 0.092526 | 0.00099423 | EIA Prime Mover-level Data | NEI avg EF - PM, fuel type, firing type
2020 | GA | Scherer | 6257 | 1 | ST | OP | TANGENTIAL | SUB | 5582 | 22458138 | 8.8779 | 0.00079062 | EPA/CAMD | EPA/NEI | 1982
2020 | GA | Scherer | 6257 | 2 | ST | OP | TANGENTIAL | SUB | 1733 | 7203169.5 | 2.4 | 0.00066638 | EPA/CAMD | EPA/NEI | 1984
2020 | GA | Scherer | 6257 | 3 | ST | OP | TANGENTIAL | SUB | 2814 | 11736075 | 6.0061 | 0.0010235 | EPA/CAMD | EPA/NEI | 1987
2020 | GA | Scherer | 6257 | 4 | ST | OP | TANGENTIAL | SUB | 6391 | 30160982 | 15.1581 | 0.0010051 | EPA/CAMD | EPA/NEI | 1989
2020 | GA | Seminole | 60514 | PV1 | PV | OP | NA | SUN |  | 11702 |  |  | EIA Prime Mover-level Data
2020 | GA | Sewell Creek Energy | 7813 | 1 | GT | OP | CT | NG | 829 | 779757.1875 | 5.28 | 0.013543 | EPA/CAMD | EPA/NEI | 2000
2020 | GA | Sewell Creek Energy | 7813 | 2 | GT | OP | CT | NG | 909 | 866809 | 5.87 | 0.013544 | EPA/CAMD | EPA/NEI | 2000
2020 | GA | Sewell Creek Energy | 7813 | 3 | GT | OP | CT | NG | 1035 | 1132216.25 | 5.62 | 0.0099274 | EPA/CAMD | EPA/NEI | 2000
2020 | GA | Sewell Creek Energy | 7813 | 4 | GT | OP | CT | NG | 1661 | 1861118.75 | 9.24 | 0.0099295 | EPA/CAMD | EPA/NEI | 2000
2020 | GA | Shawnee - GA | 64582 | GPSHA | PV | OP | NA | SUN |  | 32968 |  |  | EIA Prime Mover-level Data
2020 | GA | Shepherd Center | 54813 | 1 | IC | SB | NA | DFO
2020 | GA | Shepherd Center | 54813 | 2 | IC | SB | NA | DFO
2020 | GA | Shepherd Center | 54813 | 3 | IC | SB | NA | DFO
2020 | GA | Shepherd Center | 54813 | 4 | IC | SB | NA | DFO
2020 | GA | Shepherd Center | 54813 | 5 | IC | RE | NA | DFO
2020 | GA | Shepherd Center | 54813 | 6 | IC | RE | NA | DFO
2020 | GA | Sibley Mill | 54322 | 2 | HY | OP | NA | WAT |  | 25334 |  |  | EIA Prime Mover-level Data
2020 | GA | Sibley Mill | 54322 | 3 | HY | OP | NA | WAT |  | 29556.334 |  |  | EIA Prime Mover-level Data
2020 | GA | Sibley Mill | 54322 | 4 | HY | OP | NA | WAT |  | 33778.668 |  |  | EIA Prime Mover-level Data
2020 | GA | Simon Solar Farm LLC | 58628 | SRSSF | PV | OP | NA | SUN |  | 438826 |  |  | EIA Prime Mover-level Data
2020 | GA | Sinclair Dam | 722 | 1 | HY | OP | NA | WAT |  | 716298 |  |  | EIA Prime Mover-level Data
2020 | GA | Sinclair Dam | 722 | 2 | HY | OP | NA | WAT |  | 716298 |  |  | EIA Prime Mover-level Data
2020 | GA | Smarr Energy Facility | 7829 | 1 | GT | OP | CT | NG | 1621 | 1902225.875 | 19 | 0.019977 | EPA/CAMD | EPA/NEI | 1999
2020 | GA | Smarr Energy Facility | 7829 | 2 | GT | OP | CT | NG | 1564 | 1600963.375 | 16 | 0.019988 | EPA/CAMD | EPA/NEI | 1999
2020 | GA | Snipesville | 62165 | SNIPE | PV | OP | NA | SUN |  | 92274 |  |  | EIA Prime Mover-level Data
2020 | GA | Solar BESS Hybrid | 63535 | SOLAR | PV | OP | NA | SUN |  | 6150 |  |  | EIA Prime Mover-level Data
2020 | GA | Solar BESS Hybrid | 63535 | TEST | BA | OP | NA | MWH |  | 0 |  |  | EIA Prime Mover-level Data
2020 | GA | Solar Glynn | 60469 | INV1 | PV | OP | NA | SUN |  | 267015 |  |  | EIA Prime Mover-level Data
2020 | GA | South Columbus Water Resource Facility | 57076 | GEN1 | IC | OS | NA | OBG |  | 66 | 0.0004851 | 0.0147 | EIA Prime Mover-level Data | Estimated using an emission factor
2020 | GA | South Columbus Water Resource Facility | 57076 | GEN2 | IC | OS | NA | OBG |  | 66 | 0.0004851 | 0.0147 | EIA Prime Mover-level Data | Estimated using an emission factor
2020 | GA | South Georgia Medical Center | 54848 | GEN 7 | IC | SB | NA | DFO
2020 | GA | South Georgia Medical Center | 54848 | GEN1 | IC | RE | NA | DFO
2020 | GA | South Georgia Medical Center | 54848 | GEN1A | IC | SB | NA | DFO
2020 | GA | South Georgia Medical Center | 54848 | GEN2 | IC | RE | NA | DFO
2020 | GA | South Georgia Medical Center | 54848 | GEN2A | IC | SB | NA | DFO
2020 | GA | South Georgia Medical Center | 54848 | GEN3 | IC | RE | NA | DFO
2020 | GA | South Georgia Medical Center | 54848 | GEN4 | IC | SB | NA | DFO
2020 | GA | Sowega Power Project | 7768 | CT2 | GT | OP | CT | NG | 902 | 325910.8438 | 1.0755 | 0.0066 | EPA/CAMD | EPA/NEI | 1999
2020 | GA | Sowega Power Project | 7768 | CT3 | GT | OP | CT | NG | 1041 | 405721.1875 | 1.3389 | 0.0066 | EPA/CAMD | EPA/NEI | 1999
2020 | GA | SR Arlington I | 62436 | ARLI | PV | T | NA | SUN
2020 | GA | SR Arlington II | 62367 | ARLII | PV | OP | NA | SUN |  | 1937719 |  |  | EIA Prime Mover-level Data
2020 | GA | SR Cedar Springs, LLC | 64840 | SRCS | PV | P | NA | SUN
2020 | GA | SR Clay, LLC | 64838 | CLAY | PV | P | NA | SUN
2020 | GA | SR DeSoto I, LLC | 64841 | SOTOI | PV | P | NA | SUN
2020 | GA | SR Hazlehurst | 59535 | HAZLE | PV | OP | NA | SUN |  | 333760 |  |  | EIA Prime Mover-level Data
2020 | GA | SR Lumpkin | 64191 | LUMP | PV | P | NA | SUN
2020 | GA | SR Odom | 63814 | ODOM | PV | OP | NA | SUN |  | 44295 |  |  | EIA Prime Mover-level Data
2020 | GA | SR Perry | 64151 | PERRY | PV | P | NA | SUN
2020 | GA | SR Terrell | 62058 | TERRL | PV | OP | NA | SUN |  | 427049 |  |  | EIA Prime Mover-level Data
2020 | GA | State Farm Support Center East | 55274 | 2A | IC | SB | NA | DFO |  | 76.833 | 0.011909 | 0.31 | EIA Prime Mover-level Data | Estimated using an emission factor
2020 | GA | State Farm Support Center East | 55274 | 2B | IC | SB | NA | DFO |  | 76.833 | 0.011909 | 0.31 | EIA Prime Mover-level Data | Estimated using an emission factor
2020 | GA | State Farm Support Center East | 55274 | 3A | IC | SB | NA | DFO |  | 76.833 | 0.011909 | 0.31 | EIA Prime Mover-level Data | Estimated using an emission factor
2020 | GA | State Farm Support Center East | 55274 | 3B | IC | SB | NA | DFO |  | 76.833 | 0.011909 | 0.31 | EIA Prime Mover-level Data | Estimated using an emission factor
2020 | GA | State Farm Support Center East | 55274 | 4A | IC | SB | NA | DFO |  | 76.833 | 0.011909 | 0.31 | EIA Prime Mover-level Data | Estimated using an emission factor
2020 | GA | State Farm Support Center East | 55274 | 4B | IC | SB | NA | DFO |  | 76.833 | 0.011909 | 0.31 | EIA Prime Mover-level Data | Estimated using an emission factor
2020 | GA | Stevens Creek | 736 | 1 | HY | OP | NA | WAT |  | 108868.375 |  |  | EIA Prime Mover-level Data
2020 | GA | Stevens Creek | 736 | 2 | HY | OP | NA | WAT |  | 108868.375 |  |  | EIA Prime Mover-level Data
2020 | GA | Stevens Creek | 736 | 3 | HY | OP | NA | WAT |  | 108868.375 |  |  | EIA Prime Mover-level Data
2020 | GA | Stevens Creek | 736 | 4 | HY | OP | NA | WAT |  | 108868.375 |  |  | EIA Prime Mover-level Data
2020 | GA | Stevens Creek | 736 | 5 | HY | OP | NA | WAT |  | 108868.375 |  |  | EIA Prime Mover-level Data
2020 | GA | Stevens Creek | 736 | 6 | HY | OP | NA | WAT |  | 108868.375 |  |  | EIA Prime Mover-level Data
2020 | GA | Stevens Creek | 736 | 7 | HY | OP | NA | WAT |  | 108868.375 |  |  | EIA Prime Mover-level Data
2020 | GA | Stevens Creek | 736 | 8 | HY | OP | NA | WAT |  | 108868.375 |  |  | EIA Prime Mover-level Data
2020 | GA | Sun Trust Plaza | 54845 | EG-1 | IC | SB | NA | DFO |  | 39 | 0.006045 | 0.31 | EIA Prime Mover-level Data | Estimated using an emission factor
2020 | GA | Sun Trust Plaza | 54845 | EG-2 | IC | SB | NA | DFO |  | 39 | 0.006045 | 0.31 | EIA Prime Mover-level Data | Estimated using an emission factor
2020 | GA | Superior Landfill Gas Recovery | 57026 | GEN 5 | IC | OP | NA | LFG |  | 73093.125 | 0.53723 | 0.0147 | EIA Prime Mover-level Data | Estimated using an emission factor
2020 | GA | Superior Landfill Gas Recovery | 57026 | GEN1 | IC | OP | NA | LFG |  | 73093.125 | 0.53723 | 0.0147 | EIA Prime Mover-level Data | Estimated using an emission factor
2020 | GA | Superior Landfill Gas Recovery | 57026 | GEN2 | IC | OP | NA | LFG |  | 73093.125 | 0.53723 | 0.0147 | EIA Prime Mover-level Data | Estimated using an emission factor
2020 | GA | Superior Landfill Gas Recovery | 57026 | GEN3 | IC | OP | NA | LFG |  | 73093.125 | 0.53723 | 0.0147 | EIA Prime Mover-level Data | Estimated using an emission factor
2020 | GA | Superior Landfill Gas Recovery | 57026 | GEN4 | IC | OP | NA | LFG |  | 73093.125 | 0.53723 | 0.0147 | EIA Prime Mover-level Data | Estimated using an emission factor
2020 | GA | Superior Landfill Gas Recovery | 57026 | GEN6 | IC | OP | NA | LFG |  | 73093.125 | 0.53723 | 0.0147 | EIA Prime Mover-level Data | Estimated using an emission factor
2020 | GA | Superior Landfill Gas Recovery | 57026 | GEN7 | IC | OP | NA | LFG |  | 73093.125 | 0.53723 | 0.0147 | EIA Prime Mover-level Data | Estimated using an emission factor
2020 | GA | Superior Landfill Gas Recovery | 57026 | GEN8 | IC | OP | NA | LFG |  | 73093.125 | 0.53723 | 0.0147 | EIA Prime Mover-level Data | Estimated using an emission factor
2020 | GA | Talbot Energy Facility | 7916 | 1 | GT | OP | CT | NG | 934 | 875997.6875 | 8.21 | 0.018744 | EPA/CAMD | EPA/NEI | 2002
2020 | GA | Talbot Energy Facility | 7916 | 2 | GT | OP | CT | NG | 921 | 889376.4375 | 8.17 | 0.018372 | EPA/CAMD | EPA/NEI | 2002
2020 | GA | Talbot Energy Facility | 7916 | 3 | GT | OP | CT | NG | 1024 | 966349.3125 | 8.93 | 0.018482 | EPA/CAMD | EPA/NEI | 2002
2020 | GA | Talbot Energy Facility | 7916 | 4 | GT | OP | CT | NG | 1027 | 964279.875 | 8.92 | 0.018501 | EPA/CAMD | EPA/NEI | 2002
2020 | GA | Talbot Energy Facility | 7916 | 5 | GT | OP | CT | NG | 1070 | 1025463.3125 | 9.353 | 0.018242 | EPA/CAMD | EPA/NEI | 2003
2020 | GA | Talbot Energy Facility | 7916 | 6 | GT | OP | CT | NG | 973 | 901934.9375 | 8.4367 | 0.018708 | EPA/CAMD | EPA/NEI | 2003
2020 | GA | Tallassee Hydro Project | 7191 | 1 | HY | OP | NA | WAT |  | 78629.9141 |  |  | EIA Prime Mover-level Data
2020 | GA | Tallassee Hydro Project | 7191 | 2 | HY | OP | NA | WAT |  | 3574.0869 |  |  | EIA Prime Mover-level Data
2020 | GA | Tallulah Falls | 723 | 1 | HY | OP | NA | WAT |  | 358280.6562 |  |  | EIA Prime Mover-level Data
2020 | GA | Tallulah Falls | 723 | 2 | HY | OP | NA | WAT |  | 358280.6562 |  |  | EIA Prime Mover-level Data
2020 | GA | Tallulah Falls | 723 | 3 | HY | OP | NA | WAT |  | 358280.6562 |  |  | EIA Prime Mover-level Data
2020 | GA | Tallulah Falls | 723 | 4 | HY | OP | NA | WAT |  | 358280.6562 |  |  | EIA Prime Mover-level Data
2020 | GA | Tallulah Falls | 723 | 5 | HY | OP | NA | WAT |  | 358280.6562 |  |  | EIA Prime Mover-level Data
2020 | GA | Tallulah Falls | 723 | 6 | HY | OP | NA | WAT |  | 358280.6562 |  |  | EIA Prime Mover-level Data
2020 | GA | Taylor | 56870 | 1 | IC | OP | NA | LFG |  | 51185.25 | 0.37621 | 0.0147 | EIA Prime Mover-level Data | Estimated using an emission factor
2020 | GA | Taylor | 56870 | 2 | IC | OP | NA | LFG |  | 51185.25 | 0.37621 | 0.0147 | EIA Prime Mover-level Data | Estimated using an emission factor
2020 | GA | Taylor | 56870 | 3 | IC | OP | NA | LFG |  | 51185.25 | 0.37621 | 0.0147 | EIA Prime Mover-level Data | Estimated using an emission factor
2020 | GA | Taylor | 56870 | 4 | IC | OP | NA | LFG |  | 51185.25 | 0.37621 | 0.0147 | EIA Prime Mover-level Data | Estimated using an emission factor
2020 | GA | Taylor | 56870 | 5 | IC | OP | NA | LFG |  | 51185.25 | 0.37621 | 0.0147 | EIA Prime Mover-level Data | Estimated using an emission factor
2020 | GA | Taylor | 56870 | 6 | IC | OP | NA | LFG |  | 51185.25 | 0.37621 | 0.0147 | EIA Prime Mover-level Data | Estimated using an emission factor
2020 | GA | Taylor | 56870 | 7 | IC | OP | NA | LFG |  | 51185.25 | 0.37621 | 0.0147 | EIA Prime Mover-level Data | Estimated using an emission factor
2020 | GA | Taylor | 56870 | 8 | IC | OP | NA | LFG |  | 51185.25 | 0.37621 | 0.0147 | EIA Prime Mover-level Data | Estimated using an emission factor
2020 | GA | Taylor County Solar | 59897 | 1 | PV | OP | NA | SUN |  | 2365790 |  |  | EIA Prime Mover-level Data
2020 | GA | Tech Square Microgrid | 63775 | BESS1 | BA | OP | NA | MWH
2020 | GA | Tech Square Microgrid | 63775 | DG1 | IC | OP | NA | DFO
2020 | GA | Tech Square Microgrid | 63775 | FC1 | FC | OP | NA | NG
2020 | GA | Tech Square Microgrid | 63775 | NGE1 | IC | OP | NA | NG
2020 | GA | Tech Square Microgrid | 63775 | NGE2 | IC | OP | NA | NG
2020 | GA | Telfair Thompson | 62883 | TELTO | PV | OP | NA | SUN |  | 37750 |  |  | EIA Prime Mover-level Data
2020 | GA | Tenaska Georgia Generating Station | 55061 | CT1 | GT | OP | CT | NG | 81 | 101858.3594 | 0.16785 | 0.0032957 | EPA/CAMD | EPA/NEI | 2001
2020 | GA | Tenaska Georgia Generating Station | 55061 | CT2 | GT | OP | CT | NG | 46 | 59399.8125 | 0.096369 | 0.0032447 | EPA/CAMD | EPA/NEI | 2001
2020 | GA | Tenaska Georgia Generating Station | 55061 | CT3 | GT | OP | CT | NG | 148 | 201600.2969 | 0.33024 | 0.0032762 | EPA/CAMD | EPA/NEI | 2001
2020 | GA | Tenaska Georgia Generating Station | 55061 | CT4 | GT | OP | CT | NG | 120 | 164758.2812 | 0.26974 | 0.0032743 | EPA/CAMD | EPA/NEI | 2002
2020 | GA | Tenaska Georgia Generating Station | 55061 | CT5 | GT | OP | CT | NG | 43 | 59345.4609 | 0.097842 | 0.0032974 | EPA/CAMD | EPA/NEI | 2002
2020 | GA | Tenaska Georgia Generating Station | 55061 | CT6 | GT | OP | CT | NG | 93 | 128558.2812 | 0.21095 | 0.0032818 | EPA/CAMD | EPA/NEI | 2002
2020 | GA | Terrell Riles Stovall | 64283 | TRS | PV | OP | NA | SUN |  | 14739 |  |  | EIA Prime Mover-level Data
2020 | GA | Terrora | 724 | 1 | HY | OP | NA | WAT |  | 187899.5 |  |  | EIA Prime Mover-level Data
2020 | GA | Terrora | 724 | 2 | HY | OP | NA | WAT |  | 187899.5 |  |  | EIA Prime Mover-level Data
2020 | GA | Thomas A. Smith Energy Facility | 55382 | CCCT1 | CT | OP | CC | NG | 6565 | 12212561 | 18.3 | 0.0029969 | EPA/CAMD | EPA/NEI | 2002
2020 | GA | Thomas A. Smith Energy Facility | 55382 | CCCT2 | CT | OP | CC | NG | 6874 | 12772439 | 19.2 | 0.0030065 | EPA/CAMD | EPA/NEI | 2002
2020 | GA | Thomas A. Smith Energy Facility | 55382 | CCCT3 | CT | OP | CC | NG | 7341 | 13839127 | 20.8 | 0.003006 | EPA/CAMD | EPA/NEI | 2002
2020 | GA | Thomas A. Smith Energy Facility | 55382 | CCCT4 | CT | OP | CC | NG | 7338 | 13887111 | 20.8 | 0.0029956 | EPA/CAMD | EPA/NEI | 2002
2020 | GA | Tri-County Solar Facility | 60544 | PV1 | PV | OP | NA | SUN |  | 14669 |  |  | EIA Prime Mover-level Data
2020 | GA | Troup RC50 | 62885 | TROUP | PV | OP | NA | SUN |  | 39041 |  |  | EIA Prime Mover-level Data
2020 | GA | Troup RC50 II | 64284 | TRC50 | PV | OP | NA | SUN |  | 20048 |  |  | EIA Prime Mover-level Data
2020 | GA | Tugalo | 725 | 1 | HY | OP | NA | WAT |  | 344638.5 |  |  | EIA Prime Mover-level Data
2020 | GA | Tugalo | 725 | 2 | HY | OP | NA | WAT |  | 344638.5 |  |  | EIA Prime Mover-level Data
2020 | GA | Tugalo | 725 | 3 | HY | OP | NA | WAT |  | 344638.5 |  |  | EIA Prime Mover-level Data
2020 | GA | Tugalo | 725 | 4 | HY | OP | NA | WAT |  | 344638.5 |  |  | EIA Prime Mover-level Data
2020 | GA | Twiggs Solar | 61696 | TWIGG | PV | OP | NA | SUN |  | 1484594 |  |  | EIA Prime Mover-level Data
2020 | GA | Tyre Bridge Solar LLC | 64537 | KOV4A | PV | T | NA | SUN
2020 | GA | Upson Rocky Creek Solar Plant | 58485 | PV1 | PV | OP | NA | SUN |  | 10448 |  |  | EIA Prime Mover-level Data
2020 | GA | Valdosta | 10859 | GEN1 | ST | RE | NA | WDS
2020 | GA | Valdosta | 60448 | VALD | PV | OP | NA | SUN |  | 13731 |  |  | EIA Prime Mover-level Data
2020 | GA | Valdosta Prison | 61468 | GPVP1 | PV | OP | NA | SUN |  | 17571 |  |  | EIA Prime Mover-level Data
2020 | GA | Valdosta Water Treatment Plant | 54839 | GEN1 | IC | SB | NA | DFO
2020 | GA | Valdosta Water Treatment Plant | 54839 | GEN2 | IC | SB | NA | DFO
2020 | GA | Vidalia Water Treatment Plant | 60515 | SO048 | PV | OP | NA | SUN |  | 7931 |  |  | EIA Prime Mover-level Data
2020 | GA | Vogtle | 649 | 1 | ST | OP | NA | NUC |  | 99889112 |  |  | EIA Prime Mover-level Data
2020 | GA | Vogtle | 649 | 2 | ST | OP | NA | NUC |  | 97099240 |  |  | EIA Prime Mover-level Data
2020 | GA | Vogtle | 649 | 3 | ST | V | NA | NUC
2020 | GA | Vogtle | 649 | 4 | ST | V | NA | NUC
2020 | GA | W R Clayton Plant | 7968 | 1 | GT | IP | NA | NG
2020 | GA | W R Clayton Plant | 7968 | 2 | GT | IP | NA | NG
2020 | GA | W R Clayton Plant | 7968 | 3 | GT | IP | NA | NG
2020 | GA | Wallace Dam | 6087 | 1 | PS | OP | NA | WAT |  | 0 |  |  | EIA Prime Mover-level Data
2020 | GA | Wallace Dam | 6087 | 2 | PS | OP | NA | WAT |  | 0 |  |  | EIA Prime Mover-level Data
2020 | GA | Wallace Dam | 6087 | 3 | HY | OP | NA | WAT |  | 618246.5 |  |  | EIA Prime Mover-level Data
2020 | GA | Wallace Dam | 6087 | 4 | HY | OP | NA | WAT |  | 618246.5 |  |  | EIA Prime Mover-level Data
2020 | GA | Wallace Dam | 6087 | 5 | PS | OP | NA | WAT |  | 0 |  |  | EIA Prime Mover-level Data
2020 | GA | Wallace Dam | 6087 | 6 | PS | OP | NA | WAT |  | 0 |  |  | EIA Prime Mover-level Data
2020 | GA | Walter F George | 761 | 1 | HY | OP | NA | WAT |  | 1283917.75 |  |  | EIA Prime Mover-level Data
2020 | GA | Walter F George | 761 | 2 | HY | OP | NA | WAT |  | 1283917.75 |  |  | EIA Prime Mover-level Data
2020 | GA | Walter F George | 761 | 3 | HY | OP | NA | WAT |  | 1283917.75 |  |  | EIA Prime Mover-level Data
2020 | GA | Walter F George | 761 | 4 | HY | OP | NA | WAT |  | 1283917.75 |  |  | EIA Prime Mover-level Data
2020 | GA | Walton Bainbridge Power Facility | 56015 | P1A | GT | OP | CT | DFO | 6 | 433.6 | 0.005208 | 0.024022 | EPA/CAMD | EPA/NEI | 1977
2020 | GA | Walton Bainbridge Power Facility | 56015 | P1B | GT | OP | CT | DFO | 6 | 434.2 | 0.005208 | 0.023989 | EPA/CAMD | EPA/NEI | 1977
2020 | GA | Walton Bainbridge Power Facility | 56015 | P2A | GT | OP | CT | DFO | 7 | 638.7 | 0.007392 | 0.023147 | EPA/CAMD | EPA/NEI | 1977
2020 | GA | Walton Bainbridge Power Facility | 56015 | P2B | GT | OP | CT | DFO | 7 | 592.5 | 0.007392 | 0.024952 | EPA/CAMD | EPA/NEI | 1977
2020 | GA | Walton County Power | 55128 | T1 | GT | OP | CT | NG | 728 | 993956.5 | 1.09 | 0.0021933 | EPA/CAMD | EPA/NEI | 2001
2020 | GA | Walton County Power | 55128 | T2 | GT | OP | CT | NG | 805 | 1092108 | 1.3651 | 0.0025 | EPA/CAMD | EPA/NEI | 2001
2020 | GA | Walton County Power | 55128 | T3 | GT | OP | CT | NG | 784 | 1065216.375 | 1.3848 | 0.0026 | EPA/CAMD | EPA/NEI | 2001
2020 | GA | Wansley (6052) | 6052 | 1 | ST | OP | TANGENTIAL | BIT | 381 | 1530313.25 | 13.3908 | 0.017501 | EPA/CAMD | EPA/NEI | 1976
2020 | GA | Wansley (6052) | 6052 | 2 | ST | OP | TANGENTIAL | BIT | 166 | 887904.875 | 7.9881 | 0.017993 | EPA/CAMD | EPA/NEI | 1978
2020 | GA | Wansley (6052) | 6052 | 5A | GT | OP | CT | DFO | 14 | 2990 | 0.016811 | 0.011245 | EPA/CAMD | EPA/NEI | 1980
2020 | GA | Wansley (7946) | 7946 | CT9A | CT | OP | CC | NG | 6816 | 11361079 | 30.9415 | 0.0054469 | EPA/CAMD | EPA/NEI | 2004
2020 | GA | Wansley (7946) | 7946 | CT9B | CT | OP | CC | NG | 6554 | 11126899 | 35.71 | 0.0064187 | EPA/CAMD | EPA/NEI | 2004
2020 | GA | Wansley CC (55965) | 55965 | 6A | CT | OP | CC | NG | 8400 | 15852630 | 58.2566 | 0.0073498 | EPA/CAMD | EPA/NEI | 2001
2020 | GA | Wansley CC (55965) | 55965 | 6B | CT | OP | CC | NG | 8370 | 15901557 | 58.4353 | 0.0073496 | EPA/CAMD | EPA/NEI | 2001
2020 | GA | Wansley CC (55965) | 55965 | 7A | CT | OP | CC | NG | 7086 | 13106219 | 48.1917 | 0.007354 | EPA/CAMD | EPA/NEI | 2001
2020 | GA | Wansley CC (55965) | 55965 | 7B | CT | OP | CC | NG | 7082 | 13286387 | 48.8531 | 0.0073539 | EPA/CAMD | EPA/NEI | 2001
2020 | GA | Ware Avra I | 64285 | WA1 | PV | OP | NA | SUN |  | 41550 |  |  | EIA Prime Mover-level Data
2020 | GA | Ware Avra II | 64286 | WA2 | PV | OP | NA | SUN |  | 26082 |  |  | EIA Prime Mover-level Data
2020 | GA | Washington County Power | 55332 | T1 | GT | OP | CT | NG | 214 | 302701.8125 | 1.4787 | 0.00977 | EPA/CAMD | EPA/NEI | 2003
2020 | GA | Washington County Power | 55332 | T2 | GT | OP | CT | NG | 277 | 408859.6875 | 1.9973 | 0.00977 | EPA/CAMD | EPA/NEI | 2003
2020 | GA | Washington County Power | 55332 | T3 | GT | OP | CT | NG | 278 | 407513.1562 | 1.9907 | 0.00977 | EPA/CAMD | EPA/NEI | 2003
2020 | GA | Washington County Power | 55332 | T4 | GT | OP | CT | NG | 50 | 66977.4766 | 0.32718 | 0.0097699 | EPA/CAMD | EPA/NEI | 2003
2020 | GA | Waynesboro Community Solar | 62409 | 1 | PV | OP | NA | SUN |  | 39426 |  |  | EIA Prime Mover-level Data
2020 | GA | West Point (GA) | 6133 | 1 | HY | OP | NA | WAT |  | 126818.3672 |  |  | EIA Prime Mover-level Data
2020 | GA | West Point (GA) | 6133 | 2 | HY | OP | NA | WAT |  | 1345043.375 |  |  | EIA Prime Mover-level Data
2020 | GA | West Point (GA) | 6133 | 3 | HY | OP | NA | WAT |  | 1345043.375 |  |  | EIA Prime Mover-level Data
2020 | GA | Westberry Jesup | 64583 | GPWJE | PV | OP | NA | SUN |  | 47059 |  |  | EIA Prime Mover-level Data
2020 | GA | WestRock Southeast, LLC. | 54004 | HRSG | ST | OP | NA | NG |  | 57273.918 | 0.21262 | 0.0074247 | EIA Unit-level Data | NEI avg EF - PM, fuel type
2020 | GA | WestRock Southeast, LLC. | 54004 | PB2 | ST | OP | NA | WDS |  | 5090412 | 47.5927 | 0.018699 | EIA Unit-level Data | NEI avg EF - PM, fuel type
2020 | GA | WestRock Southeast, LLC. | 54004 | GEN2 | GT | OP | NA | NG |  | 804749 | 0.40005 | 0.00099423 | EIA Prime Mover-level Data | NEI avg EF - PM, fuel type, firing type
2020 | GA | White Oak Solar, LLC | 60082 | WHTOK | PV | OP | NA | SUN |  | 1267909 |  |  | EIA Prime Mover-level Data
2020 | GA | White Pine Solar, LLC | 60064 | WHTPN | PV | OP | NA | SUN |  | 1657386 |  |  | EIA Prime Mover-level Data
2020 | GA | Wilkinson DeFore | 62886 | WILKD | PV | OP | NA | SUN |  | 39672 |  |  | EIA Prime Mover-level Data
2020 | GA | Yates | 728 | Y6BR | ST | OP | TANGENTIAL | NG | 7696 | 12447006 | 45.1491 | 0.0072546 | EPA/CAMD | EPA/NEI | 1974
2020 | GA | Yates | 728 | Y7BR | ST | OP | TANGENTIAL | NG | 7092 | 12573970 | 45.7804 | 0.0072818 | EPA/CAMD | EPA/NEI | 1974
2020 | GA | YKK USA Chestney | 54566 | BWP1 | IC | SB | NA | DFO
2020 | GA | YKK USA Chestney | 54566 | GEN1 | IC | RE | NA | DFO
2020 | GA | YKK USA Chestney | 54566 | GEN2 | IC | RE | NA | DFO
2020 | GA | YKK USA Chestney | 54566 | GEN3 | IC | RE | NA | DFO
2020 | GA | YKK USA Chestney | 54566 | PPD1 | IC | RE | NA | DFO
2020 | GA | YKK USA Chestney | 54566 | PPD2 | IC | RE | NA | DFO
2020 | GA | YKK USA Chestney | 54566 | SEV1 | IC | SB | NA | DFO
2020 | GA | YKK USA Chestney | 54566 | SLD1 | IC | SB | NA | DFO
2020 | GA | Yonah | 729 | 1 | HY | OP | NA | WAT |  | 242556 |  |  | EIA Prime Mover-level Data
2020 | GA | Yonah | 729 | 2 | HY | OP | NA | WAT |  | 242556 |  |  | EIA Prime Mover-level Data
2020 | GA | Yonah | 729 | 3 | HY | OP | NA | WAT |  | 242556 |  |  | EIA Prime Mover-level Data
2020 | HI | AES Hawaii | 10673 | BLRA | ST | OP | FLUIDIZED | SUB |  | 6331734.5 | 45.0692 | 0.014236 | EIA Unit-level Data | NEI avg EF - PM, fuel type, firing type | 1992
2020 | HI | AES Hawaii | 10673 | BLRB | ST | OP | FLUIDIZED | SUB |  | 6913593 | 49.2108 | 0.014236 | EIA Unit-level Data | NEI avg EF - PM, fuel type, firing type | 1992
2020 | HI | AES Kekaha Solar, LLC Hybrid | 63280 | BESS | BA | TS | NA | MWH
2020 | HI | AES Kekaha Solar, LLC Hybrid | 63280 | KEKAH | PV | OP | NA | SUN
2020 | HI | AES LAWAI SOLAR Hybrid | 61068 | LAWA1 | PV | OP | NA | SUN |  | 341549 |  |  | EIA Prime Mover-level Data
2020 | HI | AES LAWAI SOLAR Hybrid | 61068 | LAWA2 | BA | OP | NA | MWH |  | 0 |  |  | EIA Prime Mover-level Data
2020 | HI | AES Maui Kuihelani Solar Hybrid | 64256 | KLNIB | BA | T | NA | MWH
2020 | HI | AES Maui Kuihelani Solar Hybrid | 64256 | KULNI | PV | T | NA | SUN
2020 | HI | AES Waikoloa Solar Hybrid | 63900 | KLOAB | BA | L | NA | MWH
2020 | HI | AES Waikoloa Solar Hybrid | 63900 | YKLOA | PV | L | NA | SUN
2020 | HI | AES West Oahu Solar Hybrid | 64656 | UHBES | BA | T | NA | MWH
2020 | HI | AES West Oahu Solar Hybrid | 64656 | UHWO | PV | T | NA | SUN
2020 | HI | Aloha Solar Energy Fund 1 PK1 | 58659 | PK-1 | PV | OP | NA | SUN |  | 75491 |  |  | EIA Prime Mover-level Data
2020 | HI | Auwahi Wind Energy Hybrid | 57996 | AWEB | BA | OP | NA | MWH |  | 0 |  |  | EIA Prime Mover-level Data
2020 | HI | Auwahi Wind Energy Hybrid | 57996 | AWET | WT | OP | NA | WND |  | 799939 |  |  | EIA Prime Mover-level Data
2020 | HI | Barbers Point Solar, LLC | 64094 | BPBA | BA | P | NA | MWH
2020 | HI | Barbers Point Solar, LLC | 64094 | BPSOL | PV | P | NA | SUN
2020 | HI | Biomass to Energy Facility, Kauai | 59035 | MKA1 | ST |  | NA | AB |  | 662320 | 331.8223 | 1.002 | EIA Unit-level Data | Estimated using an emission factor
2020 | HI | Biomass to Energy Facility, Kauai | 59035 | XKA1 | IC | OP | NA | DFO |  | 930 | 0.14415 | 0.31 | EIA Prime Mover-level Data | Estimated using an emission factor
2020 | HI | Biomass to Energy Facility, Kauai | 59035 | XKA2 | IC | OP | NA | DFO |  | 930 | 0.14415 | 0.31 | EIA Prime Mover-level Data | Estimated using an emission factor
2020 | HI | BYU - Hawaii | 64400 | BYESS | BA | P | NA | MWH
2020 | HI | BYU - Hawaii | 64400 | BYUHI | PV | P | NA | SUN
2020 | HI | Campbell Industrial Park | 56329 | CIP1 | GT | OP | NA | DFO |  | 1410821 | 12.7282 | 0.018044 | EIA Prime Mover-level Data | NEI avg EF - PM, fuel type, firing type
2020 | HI | Campbell Industrial Park BESS | 61851 | CIPB1 | BA | OP | NA | MWH
2020 | HI | CEIP Substation Distributed Generation | 56515 | DG1 | IC | RE | NA | DFO
2020 | HI | CEIP Substation Distributed Generation | 56515 | DG2 | IC | RE | NA | DFO
2020 | HI | CEIP Substation Distributed Generation | 56515 | DG3 | IC | RE | NA | DFO
2020 | HI | EE Waianae Solar Project | 61172 | WAIAN | PV | OP | NA | SUN |  | 560323 |  |  | EIA Prime Mover-level Data
2020 | HI | Ewa Nui Substation DG | 56330 | DG1 | IC | RE | NA | DFO
2020 | HI | Ewa Nui Substation DG | 56330 | DG2 | IC | RE | NA | DFO
2020 | HI | Ewa Nui Substation DG | 56330 | DG3 | IC | RE | NA | DFO
2020 | HI | Ewa Nui Substation DG | 56330 | DG4 | IC | RE | NA | DFO
2020 | HI | Ewa Nui Substation DG | 56330 | DG5 | IC | RE | NA | DFO
2020 | HI | Ewa Nui Substation DG | 56330 | DG6 | IC | RE | NA | DFO
2020 | HI | Gay Robinson | 50333 | DSL1 | IC | RE | NA | DFO
2020 | HI | Gay Robinson | 50333 | DSL4 | IC | RE | NA | DFO
2020 | HI | Gay Robinson | 50333 | DSL5 | IC | SB | NA | DFO
2020 | HI | Gay Robinson | 50333 | DSL6 | IC | SB | NA | DFO
2020 | HI | Gay Robinson | 50333 | HYD2 | HY | OP | NA | WAT |  | 58261.5586 |  |  | EIA Prime Mover-level Data
2020 | HI | Gay Robinson | 50333 | HYD3 | HY | OP | NA | WAT |  | 315583.4375 |  |  | EIA Prime Mover-level Data
2020 | HI | Gay Robinson | 50333 | ST4 | ST | RE | NA | AB
2020 | HI | H Power | 10334 | 1 | ST | OP | NA | MSW |  | 2062389 |  |  | EIA Unit-level Data
2020 | HI | H Power | 10334 | 2 | ST | OP | NA | MSW |  | 1904186.875 |  |  | EIA Unit-level Data
2020 | HI | H Power | 10334 | 3 | ST | OP | NA | MSW |  | 3417526.5 |  |  | EIA Unit-level Data
2020 | HI | H Power | 10334 | PV1 | PV | OP | NA | SUN
2020 | HI | Hale Kuawehi Solar Hybrid | 62529 | HKBA | BA | P | NA | MWH
2020 | HI | Hale Kuawehi Solar Hybrid | 62529 | HKSOL | PV | P | NA | SUN
2020 | HI | Hamakua Energy Plant | 55369 | CT1 | CT |  | NA | WO |  | 1041988.9375 | 161.5083 | 0.31 | EIA Unit-level Data | Estimated using an emission factor
2020 | HI | Hamakua Energy Plant | 55369 | CT2 | CT |  | NA | WO |  | 1094263.875 | 169.6109 | 0.31 | EIA Unit-level Data | Estimated using an emission factor
2020 | HI | Hamakua Energy Plant | 55369 | HRSG1 | CA | OP | NA | DFO |  | 0 | 0 |  | EIA Unit-level Data | Estimated using an emission factor
2020 | HI | Hamakua Energy Plant | 55369 | HRSG2 | CA | OP | NA | DFO |  | 0 | 0 |  | EIA Unit-level Data | Estimated using an emission factor
2020 | HI | Hana Substation | 56055 | MH1 | IC | OP | NA | DFO |  | 697.5 | 0.10811 | 0.31 | EIA Prime Mover-level Data | Estimated using an emission factor
2020 | HI | Hana Substation | 56055 | MH2 | IC | OP | NA | DFO |  | 697.5 | 0.10811 | 0.31 | EIA Prime Mover-level Data | Estimated using an emission factor
2020 | HI | Hawaii Cogen | 10194 | GEN1 | GT | OP | NA | WO |  | 124853.3594 | 19.3523 | 0.31 | EIA Prime Mover-level Data | Estimated using an emission factor
2020 | HI | Hawaii Cogen | 10194 | GEN2 | GT | SB | NA | WO |  | 124853.3594 | 19.3523 | 0.31 | EIA Prime Mover-level Data | Estimated using an emission factor
2020 | HI | Hawaii Cogen | 10194 | GEN3 | GT | OP | NA | WO |  | 124853.3594 | 19.3523 | 0.31 | EIA Prime Mover-level Data | Estimated using an emission factor
2020 | HI | Hawaii Cogen | 10194 | GEN4 | GT | OP | NA | WO |  | 133176.9219 | 20.6424 | 0.31 | EIA Prime Mover-level Data | Estimated using an emission factor
2020 | HI | Hawi Wind Farm | 56447 | V-47 | WT | OP | NA | WND |  | 233870 |  |  | EIA Prime Mover-level Data
2020 | HI | Helemano Substation DG | 56332 | DG1 | IC | RE | NA | DFO
2020 | HI | Helemano Substation DG | 56332 | DG2 | IC | RE | NA | DFO
2020 | HI | Helemano Substation DG | 56332 | DG3 | IC | RE | NA | DFO
2020 | HI | HNL Emergency Power Facility | 58469 | AP1 | IC | OP | NA | OBL |  | 3147.5 | 0.27855 | 0.177 | EIA Prime Mover-level Data | Estimated using an emission factor
2020 | HI | HNL Emergency Power Facility | 58469 | AP2 | IC | OP | NA | OBL |  | 3147.5 | 0.27855 | 0.177 | EIA Prime Mover-level Data | Estimated using an emission factor
2020 | HI | HNL Emergency Power Facility | 58469 | AP3 | IC | OP | NA | OBL |  | 3147.5 | 0.27855 | 0.177 | EIA Prime Mover-level Data | Estimated using an emission factor
2020 | HI | HNL Emergency Power Facility | 58469 | AP4 | IC | OP | NA | OBL |  | 3147.5 | 0.27855 | 0.177 | EIA Prime Mover-level Data | Estimated using an emission factor
2020 | HI | Honolulu Generating Station | 764 | 16 | ST | OP | WALL | [7 empty] | 1954
2020 | HI | Honolulu Generating Station | 764 | 17 | ST | OP | WALL | [7 empty] | 1957
2020 | HI | Honolulu Generating Station | 764 | H8 | ST | RE | NA | RFO
2020 | HI | Honolulu Generating Station | 764 | H9 | ST | RE | NA | RFO
2020 | HI | Ho'Ohana Solar 1 | 63723 | H0001 | PV | P | NA | SUN
2020 | HI | Ho'Ohana Solar 1 | 63723 | HESS1 | BA | P | NA | MWH
2020 | HI | Hu Honua Bioenergy Facility | 61364 | HHB | ST | V | NA | OBS
2020 | HI | Iwilei Tank Farm DG | 56331 | DG1 | IC | RE | NA | DFO
2020 | HI | Iwilei Tank Farm DG | 56331 | DG2 | IC | RE | NA | DFO
2020 | HI | Iwilei Tank Farm DG | 56331 | DG3 | IC | RE | NA | DFO
2020 | HI | Kahana Solar, LLC | 64095 | KSBA | BA | P | NA | MWH
2020 | HI | Kahana Solar, LLC | 64095 | KSSOL | PV | P | NA | SUN
2020 | HI | Kahe Generating Station | 765 | 1 | ST | OP | WALL | RFO |  | 3442849 | 14.9434 | 0.0086809 | EIA Unit-level Data | NEI avg EF - PM, fuel type, firing type | 1963
2020 | HI | Kahe Generating Station | 765 | 2 | ST | OP | WALL | RFO |  | 3030417.5 | 13.1533 | 0.0086809 | EIA Unit-level Data | NEI avg EF - PM, fuel type, firing type | 1964
2020 | HI | Kahe Generating Station | 765 | 3 | ST | OP | TANGENTIAL | RFO |  | 2904867 | 12.891 | 0.0088755 | EIA Unit-level Data | NEI avg EF - PM, fuel type, firing type | 1970
2020 | HI | Kahe Generating Station | 765 | 4 | ST | OP | TANGENTIAL | RFO |  | 3690375 | 16.3769 | 0.0088755 | EIA Unit-level Data | NEI avg EF - PM, fuel type, firing type | 1972
2020 | HI | Kahe Generating Station | 765 | 5 | ST | OP | WALL | RFO |  | 6699029 | 29.0766 | 0.0086809 | EIA Unit-level Data | NEI avg EF - PM, fuel type, firing type | 1974
2020 | HI | Kahe Generating Station | 765 | 6 | ST | OP | WALL | RFO |  | 5552345.5 | 24.0995 | 0.0086809 | EIA Unit-level Data | NEI avg EF - PM, fuel type, firing type | 1981
2020 | HI | Kaheawa Pastures Wind Farm Hybrid | 56449 | 1 | WT | OP | NA | WND |  | 951896 |  |  | EIA Prime Mover-level Data
2020 | HI | Kaheawa Wind Power II LLC | 57082 | 1 | WT | OP | NA | WND |  | 448030 |  |  | EIA Prime Mover-level Data
2020 | HI | Kaheawa Wind Power II LLC | 57082 | 2 | BA | OP | NA | MWH
2020 | HI | Kaheka Hydro | 55864 | KAH1 | HY | OP | NA | WAT |  | 3655.333 |  |  | EIA Prime Mover-level Data
2020 | HI | Kaheka Hydro | 55864 | KAH2 | HY | OP | NA | WAT |  | 3655.333 |  |  | EIA Prime Mover-level Data
2020 | HI | Kaheka Hydro | 55864 | KAH3 | HY | OP | NA | WAT |  | 3655.333 |  |  | EIA Prime Mover-level Data
2020 | HI | Kahuku Wind Power LLC | 57087 | 1 | WT | OP | NA | WND |  | 597319 |  |  | EIA Prime Mover-level Data
2020 | HI | Kahuku Wind Power LLC | 57087 | 2 | BA | RE | NA | MWH
2020 | HI | Kahului | 6056 | K1 | ST | OP | NA | RFO |  | 174957.8438 | 0.77087 | 0.008812 | EIA Unit-level Data | NEI avg EF - PM, fuel type
2020 | HI | Kahului | 6056 | K2 | ST | OP | NA | RFO |  | 171817.1406 | 0.75703 | 0.008812 | EIA Unit-level Data | NEI avg EF - PM, fuel type
2020 | HI | Kahului | 6056 | K3 | ST | OP | NA | RFO |  | 847419.375 | 3.7338 | 0.008812 | EIA Unit-level Data | NEI avg EF - PM, fuel type
2020 | HI | Kahului | 6056 | K4 | ST | OP | NA | RFO |  | 806394.6875 | 3.553 | 0.008812 | EIA Unit-level Data | NEI avg EF - PM, fuel type
2020 | HI | Kalaeloa Cogen Plant | 54646 | 1 | CA | OP | NA | DFO |  | 39456.5469 | 0.21701 | 0.011 | EIA Unit-level Data | Estimated using an emission factor
2020 | HI | Kalaeloa Cogen Plant | 54646 | 2 | CA | OP | NA | DFO |  | 54615.9727 | 0.30039 | 0.011 | EIA Unit-level Data | Estimated using an emission factor
2020 | HI | Kalaeloa Cogen Plant | 54646 | CT1 | CT |  | NA | RFO |  | 4924935.5 | 763.365 | 0.31 | EIA Unit-level Data | Estimated using an emission factor
2020 | HI | Kalaeloa Cogen Plant | 54646 | CT2 | CT |  | NA | RFO |  | 4749188.5 | 736.1242 | 0.31 | EIA Unit-level Data | Estimated using an emission factor
2020 | HI | Kalaeloa Renewable Energy Park | 58651 | KREP | PV | OP | NA | SUN |  | 68535 |  |  | EIA Prime Mover-level Data
2020 | HI | Kalaeloa Solar Two | 58259 | KAS2 | PV | OP | NA | SUN |  | 96101 |  |  | EIA Prime Mover-level Data
2020 | HI | Kalaeoloa Pole Yard DG | 56514 | DG1 | IC | RE | NA | DFO
2020 | HI | Kalaeoloa Pole Yard DG | 56514 | DG2 | IC | RE | NA | DFO
2020 | HI | Kalaeoloa Pole Yard DG | 56514 | DG3 | IC | RE | NA | DFO
2020 | HI | Kalaheo Hydro | 10412 | KAL | HY | RE | NA | WAT
2020 | HI | Kalaheo Hydro | 10412 | KPH1 | HY | OP | NA | WAT |  | 46497 |  |  | EIA Prime Mover-level Data
2020 | HI | Kamaoa Wind Farm | 54390 | GEN1 | WT | RE | NA | WND
2020 | HI | Kanoelehua | 769 | 11 | IC | OP | NA | DFO |  | 1512.632 | 0.23446 | 0.31 | EIA Prime Mover-level Data | Estimated using an emission factor
2020 | HI | Kanoelehua | 769 | 15 | IC | OP | NA | DFO |  | 1890.7889 | 0.29307 | 0.31 | EIA Prime Mover-level Data | Estimated using an emission factor
2020 | HI | Kanoelehua | 769 | 16 | IC | OP | NA | DFO |  | 1890.7889 | 0.29307 | 0.31 | EIA Prime Mover-level Data | Estimated using an emission factor
2020 | HI | Kanoelehua | 769 | 17 | IC | OP | NA | DFO |  | 1890.7889 | 0.29307 | 0.31 | EIA Prime Mover-level Data | Estimated using an emission factor
2020 | HI | Kanoelehua | 769 | CT1 | GT | OP | NA | DFO |  | 33542 | 0.30261 | 0.018044 | EIA Prime Mover-level Data | NEI avg EF - PM, fuel type, firing type
2020 | HI | Kapaa Photovoltaic Project | 57525 | KSPV | PV | OP | NA | SUN |  | 15677 |  |  | EIA Prime Mover-level Data
2020 | HI | Kapaia Power Station | 56258 | CT1 | GT | OP | NA | OTH |  | 1289236 |  |  | EIA Prime Mover-level Data
2020 | HI | Kapolei Solar Energy Park | 58684 | KSEPV | PV | OP | NA | SUN |  | 15246 |  |  | EIA Prime Mover-level Data
2020 | HI | Kawailoa Solar | 60125 | KAWS | PV | OP | NA | SUN |  | 692112 |  |  | EIA Prime Mover-level Data
2020 | HI | Kawailoa Wind | 57529 | 1 | WT | OP | NA | WND |  | 910357 |  |  | EIA Prime Mover-level Data
2020 | HI | Keahole | 8083 | CT4 | CT |  | NA | DFO |  | 1794033.125 | 3.8153 | 0.0042533 | EIA Unit-level Data | NEI avg EF - PM, fuel type
2020 | HI | Keahole | 8083 | CT5 | CT |  | NA | DFO |  | 1769555.875 | 3.7632 | 0.0042533 | EIA Unit-level Data | NEI avg EF - PM, fuel type
2020 | HI | Keahole | 8083 | ST7 | CA | OP | NA | DFO |  | 0 | 0 |  | EIA Unit-level Data | Estimated using an emission factor
2020 | HI | Keahole | 8083 | 18 | IC | RE | NA | DFO
2020 | HI | Keahole | 8083 | 19 | IC | RE | NA | DFO
2020 | HI | Keahole | 8083 | 2 | GT | OP | NA | DFO |  | 143371 | 1.2935 | 0.018044 | EIA Prime Mover-level Data | NEI avg EF - PM, fuel type, firing type
2020 | HI | Keahole | 8083 | 20 | IC | RE | NA | DFO
2020 | HI | Keahole | 8083 | 21 | IC | OP | NA | DFO |  | 3622 | 0.56141 | 0.31 | EIA Prime Mover-level Data | Estimated using an emission factor
2020 | HI | Keahole | 8083 | 22 | IC | OP | NA | DFO |  | 3622 | 0.56141 | 0.31 | EIA Prime Mover-level Data | Estimated using an emission factor
2020 | HI | Keahole | 8083 | 23 | IC | OP | NA | DFO |  | 3622 | 0.56141 | 0.31 | EIA Prime Mover-level Data | Estimated using an emission factor
2020 | HI | Kihei Solar Farm | 61099 | KIHEI | PV | OP | NA | SUN |  | 56852 |  |  | EIA Prime Mover-level Data
2020 | HI | KIUC Kapaia PV and BA Storage Project Hybrid | 60546 | BA1 | BA | OP | NA | MWH
2020 | HI | KIUC Kapaia PV and BA Storage Project Hybrid | 60546 | PV1 | PV | OP | NA | SUN |  | 189663 |  |  | EIA Prime Mover-level Data
2020 | HI | KRS I Anahola Solar Hybrid | 58639 | ANAPV | PV | OP | NA | SUN |  | 181725 |  |  | EIA Prime Mover-level Data
2020 | HI | KRS I Anahola Solar Hybrid | 58639 | B5B6 | BA | OP | NA | MWH |  | 0 |  |  | EIA Prime Mover-level Data
2020 | HI | KRS II Koloa Solar | 58640 | BESS3 | BA | RE | NA | MWH
2020 | HI | KRS II Koloa Solar | 58640 | KOLPV | PV | OP | NA | SUN |  | 184451 |  |  | EIA Prime Mover-level Data
2020 | HI | Ku'ia Solar | 61101 | KUIA | PV | OP | NA | SUN |  | 46934 |  |  | EIA Prime Mover-level Data
2020 | HI | Kupehau | 63799 | KUP01 | PV | P | NA | SUN
2020 | HI | Kupehau | 63799 | KUPB1 | BA | P | NA | MWH
2020 | HI | Lalamilo Windfarm | 7769 | 1981-01-01 | WT | RE | NA | WND
2020 | HI | Lalamilo Windfarm | 7769 | 8211 | WT | RE | NA | WND
2020 | HI | Lanai Solar-Electric Plant | 56667 | 1 | PV | OP | NA | SUN |  | 635.25 |  |  | EIA Prime Mover-level Data
2020 | HI | Lanai Solar-Electric Plant | 56667 | 2 | PV | OP | NA | SUN |  | 635.25 |  |  | EIA Prime Mover-level Data
2020 | HI | Lanai Solar-Electric Plant | 56667 | 3 | PV | OP | NA | SUN |  | 635.25 |  |  | EIA Prime Mover-level Data
2020 | HI | Lanai Solar-Electric Plant | 56667 | 4 | PV | OP | NA | SUN |  | 635.25 |  |  | EIA Prime Mover-level Data
2020 | HI | Lanai Solar-Electric Plant | 56667 | 5 | PV | OP | NA | SUN |  | 635.25 |  |  | EIA Prime Mover-level Data
2020 | HI | Lanai Solar-Electric Plant | 56667 | 6 | PV | OP | NA | SUN |  | 635.25 |  |  | EIA Prime Mover-level Data
2020 | HI | Lanai Solar-Electric Plant | 56667 | 7 | PV | OP | NA | SUN |  | 635.25 |  |  | EIA Prime Mover-level Data
2020 | HI | Lanai Solar-Electric Plant | 56667 | 8 | PV | OP | NA | SUN |  | 635.25 |  |  | EIA Prime Mover-level Data
2020 | HI | Lanai Solar-Electric Plant | 56667 | 9 | PV | OP | NA | SUN |  | 635.25 |  |  | EIA Prime Mover-level Data
2020 | HI | Lanai Solar-Electric Plant | 56667 | 10 | PV | OP | NA | SUN |  | 635.25 |  |  | EIA Prime Mover-level Data
2020 | HI | Lanai Solar-Electric Plant | 56667 | 11 | PV | OP | NA | SUN |  | 635.25 |  |  | EIA Prime Mover-level Data
2020 | HI | Lanai Solar-Electric Plant | 56667 | 12 | PV | OP | NA | SUN |  | 635.25 |  |  | EIA Prime Mover-level Data
2020 | HI | Lanikuhana Solar LLC | 58281 | 1 | PV | OP | NA | SUN |  | 248741 |  |  | EIA Prime Mover-level Data
2020 | HI | Maalaea | 6504 | 14 | CT |  | NA | DFO |  | 814653.5 | 1.7325 | 0.0042533 | EIA Unit-level Data | NEI avg EF - PM, fuel type
2020 | HI | Maalaea | 6504 | 16 | CT |  | NA | DFO |  | 1225475.125 | 2.6062 | 0.0042533 | EIA Unit-level Data | NEI avg EF - PM, fuel type
2020 | HI | Maalaea | 6504 | 17 | CT |  | NA | DFO |  | 949156.375 | 2.0185 | 0.0042533 | EIA Unit-level Data | NEI avg EF - PM, fuel type
2020 | HI | Maalaea | 6504 | 19 | CT |  | NA | DFO |  | 507987.2812 | 1.0803 | 0.0042533 | EIA Unit-level Data | NEI avg EF - PM, fuel type
2020 | HI | Maalaea | 6504 | M14 | CA | OP | NA | DFO |  | 0 | 0 |  | EIA Unit-level Data | Estimated using an emission factor
2020 | HI | Maalaea | 6504 | M16 | CA | OP | NA | DFO |  | 0 | 0 |  | EIA Unit-level Data | Estimated using an emission factor
2020 | HI | Maalaea | 6504 | M17 | CA | OP | NA | DFO |  | 0 | 0 |  | EIA Unit-level Data | Estimated using an emission factor
2020 | HI | Maalaea | 6504 | M19 | CA | OP | NA | DFO |  | 0 | 0 |  | EIA Unit-level Data | Estimated using an emission factor
2020 | HI | Maalaea | 6504 | 1 | IC | OP | NA | DFO |  | 45065.293 | 6.9851 | 0.31 | EIA Prime Mover-level Data | Estimated using an emission factor
2020 | HI | Maalaea | 6504 | 10 | IC | OP | NA | DFO |  | 216660.0625 | 33.5823 | 0.31 | EIA Prime Mover-level Data | Estimated using an emission factor
2020 | HI | Maalaea | 6504 | 11 | IC | OP | NA | DFO |  | 216660.0625 | 33.5823 | 0.31 | EIA Prime Mover-level Data | Estimated using an emission factor
2020 | HI | Maalaea | 6504 | 12 | IC | OP | NA | DFO |  | 216660.0625 | 33.5823 | 0.31 | EIA Prime Mover-level Data | Estimated using an emission factor
2020 | HI | Maalaea | 6504 | 13 | IC | OP | NA | DFO |  | 216660.0625 | 33.5823 | 0.31 | EIA Prime Mover-level Data | Estimated using an emission factor
2020 | HI | Maalaea | 6504 | 2 | IC | OP | NA | DFO |  | 45065.293 | 6.9851 | 0.31 | EIA Prime Mover-level Data | Estimated using an emission factor
2020 | HI | Maalaea | 6504 | 3 | IC | OP | NA | DFO |  | 45065.293 | 6.9851 | 0.31 | EIA Prime Mover-level Data | Estimated using an emission factor
2020 | HI | Maalaea | 6504 | 4 | IC | OP | NA | DFO |  | 97063.7109 | 15.0449 | 0.31 | EIA Prime Mover-level Data | Estimated using an emission factor
2020 | HI | Maalaea | 6504 | 5 | IC | OP | NA | DFO |  | 97063.7109 | 15.0449 | 0.31 | EIA Prime Mover-level Data | Estimated using an emission factor
2020 | HI | Maalaea | 6504 | 6 | IC | OP | NA | DFO |  | 97063.7109 | 15.0449 | 0.31 | EIA Prime Mover-level Data | Estimated using an emission factor
2020 | HI | Maalaea | 6504 | 7 | IC | OP | NA | DFO |  | 97063.7109 | 15.0449 | 0.31 | EIA Prime Mover-level Data | Estimated using an emission factor
2020 | HI | Maalaea | 6504 | 8 | IC | OP | NA | DFO |  | 97063.7109 | 15.0449 | 0.31 | EIA Prime Mover-level Data | Estimated using an emission factor
2020 | HI | Maalaea | 6504 | 9 | IC | OP | NA | DFO |  | 97063.7109 | 15.0449 | 0.31 | EIA Prime Mover-level Data | Estimated using an emission factor
2020 | HI | Maalaea | 6504 | X1 | IC | OP | NA | DFO |  | 45065.293 | 6.9851 | 0.31 | EIA Prime Mover-level Data | Estimated using an emission factor
2020 | HI | Maalaea | 6504 | X2 | IC | OP | NA | DFO |  | 45065.293 | 6.9851 | 0.31 | EIA Prime Mover-level Data | Estimated using an emission factor
2020 | HI | Mauka FIT One | 58662 | 3501 | PV | OP | NA | SUN |  | 25424 |  |  | EIA Prime Mover-level Data
2020 | HI | Miki Basin | 7264 | LL1 | IC | OP | NA | DFO |  | 31351.1543 | 4.8594 | 0.31 | EIA Prime Mover-level Data | Estimated using an emission factor
2020 | HI | Miki Basin | 7264 | LL2 | IC | OP | NA | DFO |  | 31351.1543 | 4.8594 | 0.31 | EIA Prime Mover-level Data | Estimated using an emission factor
2020 | HI | Miki Basin | 7264 | LL3 | IC | OP | NA | DFO |  | 31351.1543 | 4.8594 | 0.31 | EIA Prime Mover-level Data | Estimated using an emission factor
2020 | HI | Miki Basin | 7264 | LL4 | IC | OP | NA | DFO |  | 31351.1543 | 4.8594 | 0.31 | EIA Prime Mover-level Data | Estimated using an emission factor
2020 | HI | Miki Basin | 7264 | LL5 | IC | OP | NA | DFO |  | 31351.1543 | 4.8594 | 0.31 | EIA Prime Mover-level Data | Estimated using an emission factor
2020 | HI | Miki Basin | 7264 | LL6 | IC | OP | NA | DFO |  | 31351.1543 | 4.8594 | 0.31 | EIA Prime Mover-level Data | Estimated using an emission factor
2020 | HI | Miki Basin | 7264 | LL7 | IC | OP | NA | DFO |  | 68972.5391 | 10.6907 | 0.31 | EIA Prime Mover-level Data | Estimated using an emission factor
2020 | HI | Miki Basin | 7264 | LL8 | IC | OP | NA | DFO |  | 68972.5391 | 10.6907 | 0.31 | EIA Prime Mover-level Data | Estimated using an emission factor
2020 | HI | Mililani South Solar Farm | 57242 | 1 | PV | T | NA | SUN
2020 | HI | Na Pua Makani Wind Project | 58837 | WT1 | WT | OP | NA | WND |  | 126226 |  |  | EIA Prime Mover-level Data
2020 | HI | Paeahu Solar Hybrid | 62534 | PHBA | BA | P | NA | MWH
2020 | HI | Paeahu Solar Hybrid | 62534 | PHSOL | PV | P | NA | SUN
2020 | HI | Paia Hydroelectric Plant | 58277 | PAH1 | HY | OS | NA | WAT
2020 | HI | Pakini Nui Wind Farm | 56378 | 1 | WT | OP | NA | WND |  | 1042278 |  |  | EIA Prime Mover-level Data
2020 | HI | Palaau Power Hybrid | 792 | 15 | GT | SB | NA | DFO |  | 1478 | 0.013334 | 0.018044 | EIA Prime Mover-level Data | NEI avg EF - PM, fuel type, firing type
2020 | HI | Palaau Power Hybrid | 792 | 7 | IC | OP | NA | DFO |  | 56562.1758 | 8.7671 | 0.31 | EIA Prime Mover-level Data | Estimated using an emission factor
2020 | HI | Palaau Power Hybrid | 792 | 8 | IC | OP | NA | DFO |  | 56562.1758 | 8.7671 | 0.31 | EIA Prime Mover-level Data | Estimated using an emission factor
2020 | HI | Palaau Power Hybrid | 792 | 9 | IC | OP | NA | DFO |  | 56562.1758 | 8.7671 | 0.31 | EIA Prime Mover-level Data | Estimated using an emission factor
2020 | HI | Palaau Power Hybrid | 792 | BAT1 | BA | OP | NA | MWH
2020 | HI | Palaau Power Hybrid | 792 | CAT1 | IC | OP | NA | DFO |  | 30852.0957 | 4.7821 | 0.31 | EIA Prime Mover-level Data | Estimated using an emission factor
2020 | HI | Palaau Power Hybrid | 792 | CAT2 | IC | OP | NA | DFO |  | 30852.0957 | 4.7821 | 0.31 | EIA Prime Mover-level Data | Estimated using an emission factor
2020 | HI | Palaau Power Hybrid | 792 | CUM3 | IC | OP | NA | DFO |  | 23139.0723 | 3.5866 | 0.31 | EIA Prime Mover-level Data | Estimated using an emission factor
2020 | HI | Palaau Power Hybrid | 792 | CUM4 | IC | OP | NA | DFO |  | 23139.0723 | 3.5866 | 0.31 | EIA Prime Mover-level Data | Estimated using an emission factor
2020 | HI | Palaau Power Hybrid | 792 | CUM5 | IC | OP | NA | DFO |  | 23139.0723 | 3.5866 | 0.31 | EIA Prime Mover-level Data | Estimated using an emission factor
2020 | HI | Palaau Power Hybrid | 792 | CUM6 | IC | OP | NA | DFO |  | 23139.0723 | 3.5866 | 0.31 | EIA Prime Mover-level Data | Estimated using an emission factor
2020 | HI | Pearl City Peninsula Solar Park | 58676 | PCPPV | PV | OP | NA | SUN |  | 14318 |  |  | EIA Prime Mover-level Data
2020 | HI | Port Allen (HI) | 6474 | 1 | ST | RE | NA | DFO |  | 0 | 0 |  | EIA Unit-level Data | NEI avg EF - PM, fuel type
2020 | HI | Port Allen (HI) | 6474 | 3 | IC | OP | NA | DFO |  | 20143.0449 | 3.1222 | 0.31 | EIA Prime Mover-level Data | Estimated using an emission factor
2020 | HI | Port Allen (HI) | 6474 | 4 | IC | OP | NA | DFO |  | 20143.0449 | 3.1222 | 0.31 | EIA Prime Mover-level Data | Estimated using an emission factor
2020 | HI | Port Allen (HI) | 6474 | 5 | IC | OP | NA | DFO |  | 20143.0449 | 3.1222 | 0.31 | EIA Prime Mover-level Data | Estimated using an emission factor
2020 | HI | Port Allen (HI) | 6474 | 8 | IC | OP | NA | DFO |  | 64159.3281 | 9.9447 | 0.31 | EIA Prime Mover-level Data | Estimated using an emission factor
2020 | HI | Port Allen (HI) | 6474 | 9 | IC | OP | NA | DFO |  | 64159.3281 | 9.9447 | 0.31 | EIA Prime Mover-level Data | Estimated using an emission factor
2020 | HI | Port Allen (HI) | 6474 | D6 | IC | OP | NA | DFO |  | 64159.3281 | 9.9447 | 0.31 | EIA Prime Mover-level Data | Estimated using an emission factor
2020 | HI | Port Allen (HI) | 6474 | D7 | IC | OP | NA | DFO |  | 64159.3281 | 9.9447 | 0.31 | EIA Prime Mover-level Data | Estimated using an emission factor
2020 | HI | Port Allen (HI) | 6474 | GT1 | GT | OP | NA | DFO |  | 31403.1621 | 0.28331 | 0.018044 | EIA Prime Mover-level Data | NEI avg EF - PM, fuel type, firing type
2020 | HI | Port Allen (HI) | 6474 | GT2 | GT | OP | NA | DFO |  | 38926.8359 | 0.35119 | 0.018044 | EIA Prime Mover-level Data | NEI avg EF - PM, fuel type, firing type
2020 | HI | Port Allen (HI) | 6474 | IC1 | IC | OA | NA | DFO |  | 14920.7744 | 2.3127 | 0.31 | EIA Prime Mover-level Data | Estimated using an emission factor
2020 | HI | Port Allen (HI) | 6474 | IC2 | IC | OP | NA | DFO |  | 14920.7744 | 2.3127 | 0.31 | EIA Prime Mover-level Data | Estimated using an emission factor
2020 | HI | Port Allen Solar | 58549 | 1 | PV | OP | NA | SUN |  | 80710 |  |  | EIA Prime Mover-level Data
2020 | HI | Puna | 7130 | 1 | ST | OP | NA | RFO |  | 452548.875 | 1.9939 | 0.008812 | EIA Unit-level Data | NEI avg EF - PM, fuel type
2020 | HI | Puna | 7130 | 3 | GT | OP | NA | DFO |  | 302754 | 2.7314 | 0.018044 | EIA Prime Mover-level Data | NEI avg EF - PM, fuel type, firing type
2020 | HI | Puna Geothermal Venture I | 52028 | OEC11 | ST | OP | NA | GEO
2020 | HI | Puna Geothermal Venture I | 52028 | OEC12 | ST | OP | NA | GEO
2020 | HI | Puna Geothermal Venture I | 52028 | OEC13 | ST | OP | NA | GEO
2020 | HI | Puna Geothermal Venture I | 52028 | OEC14 | ST | OP | NA | GEO
2020 | HI | Puna Geothermal Venture I | 52028 | OEC15 | ST | OP | NA | GEO
2020 | HI | Puna Geothermal Venture I | 52028 | OEC21 | ST | OP | NA | GEO
2020 | HI | Puna Geothermal Venture I | 52028 | OEC22 | ST | OP | NA | GEO
2020 | HI | Puna Geothermal Venture I | 52028 | OEC23 | ST | OP | NA | GEO
2020 | HI | Puna Geothermal Venture I | 52028 | OEC24 | ST | OP | NA | GEO
2020 | HI | Puna Geothermal Venture I | 52028 | OEC25 | ST | OP | NA | GEO
2020 | HI | Puna Geothermal Venture I | 52028 | OEC31 | BT | OP | NA | GEO |  | 42286 |  |  | EIA Prime Mover-level Data
2020 | HI | Puna Geothermal Venture I | 52028 | OEC32 | BT | OP | NA | GEO |  | 42286 |  |  | EIA Prime Mover-level Data
2020 | HI | Puueo | 771 | 1 | HY | OP | NA | WAT |  | 10804.3867 |  |  | EIA Prime Mover-level Data
2020 | HI | Puueo | 771 | 2 | HY | RE | NA | WAT
2020 | HI | Puueo | 771 | 2A | HY | OP | NA | WAT |  | 37043.6133 |  |  | EIA Prime Mover-level Data
2020 | HI | Schofield Generating Station | 60328 | S1 | IC | OP | NA | OBL |  | 39748.668 | 3.5178 | 0.177 | EIA Prime Mover-level Data | Estimated using an emission factor
2020 | HI | Schofield Generating Station | 60328 | S2 | IC | OP | NA | OBL |  | 39748.668 | 3.5178 | 0.177 | EIA Prime Mover-level Data | Estimated using an emission factor
2020 | HI | Schofield Generating Station | 60328 | S3 | IC | OP | NA | OBL |  | 39748.668 | 3.5178 | 0.177 | EIA Prime Mover-level Data | Estimated using an emission factor
2020 | HI | Schofield Generating Station | 60328 | S4 | IC | OP | NA | OBL |  | 39748.668 | 3.5178 | 0.177 | EIA Prime Mover-level Data | Estimated using an emission factor
2020 | HI | Schofield Generating Station | 60328 | S5 | IC | OP | NA | OBL |  | 39748.668 | 3.5178 | 0.177 | EIA Prime Mover-level Data | Estimated using an emission factor
2020 | HI | Schofield Generating Station | 60328 | S6 | IC | OP | NA | OBL |  | 39748.668 | 3.5178 | 0.177 | EIA Prime Mover-level Data | Estimated using an emission factor
2020 | HI | Shipman | 6478 | 1 | ST | RE | NA | RFO
2020 | HI | Shipman | 6478 | 3 | ST | RE | NA | RFO
2020 | HI | Shipman | 6478 | 4 | ST | RE | NA | RFO
2020 | HI | Tesoro Hawaii | 10093 | GEN1 | GT | OP | NA | WO |  | 1702749 | 263.9261 | 0.31 | EIA Prime Mover-level Data | Estimated using an emission factor
2020 | HI | W H Hill | 772 | 5 | ST | OP | NA | RFO |  | 726509.9375 | 3.201 | 0.008812 | EIA Unit-level Data | NEI avg EF - PM, fuel type
2020 | HI | W H Hill | 772 | 6 | ST | OP | NA | RFO |  | 1598602 | 7.0435 | 0.008812 | EIA Unit-level Data | NEI avg EF - PM, fuel type
2020 | HI | Waiau Generating Station | 766 | 3 | ST | OP | WALL | RFO |  | 28248.5742 | 0.12261 | 0.0086809 | EIA Unit-level Data | NEI avg EF - PM, fuel type, firing type | 2047
2020 | HI | Waiau Generating Station | 766 | 4 | ST | OP | WALL | RFO |  | 152394.0938 | 0.66146 | 0.0086809 | EIA Unit-level Data | NEI avg EF - PM, fuel type, firing type | 1950
2020 | HI | Waiau Generating Station | 766 | 5 | ST | OP | WALL | RFO |  | 688652 | 2.989 | 0.0086809 | EIA Unit-level Data | NEI avg EF - PM, fuel type, firing type | 1959
2020 | HI | Waiau Generating Station | 766 | 6 | ST | OP | WALL | RFO |  | 1161316.5 | 5.0406 | 0.0086809 | EIA Unit-level Data | NEI avg EF - PM, fuel type, firing type | 1961
2020 | HI | Waiau Generating Station | 766 | 7 | ST | OP | TANGENTIAL | RFO |  | 905228.25 | 4.0172 | 0.0088755 | EIA Unit-level Data | NEI avg EF - PM, fuel type, firing type | 1966
2020 | HI | Waiau Generating Station | 766 | 8 | ST | OP | TANGENTIAL | RFO |  | 5001259.5 | 22.1943 | 0.0088755 | EIA Unit-level Data | NEI avg EF - PM, fuel type, firing type | 1968
2020 | HI | Waiau Generating Station | 766 | W10 | GT | OP | NA | DFO |  | 179010 | 1.615 | 0.018044 | EIA Prime Mover-level Data | NEI avg EF - PM, fuel type, firing type
2020 | HI | Waiau Generating Station | 766 | W9 | GT | OP | NA | DFO |  | 179010 | 1.615 | 0.018044 | EIA Prime Mover-level Data | NEI avg EF - PM, fuel type, firing type
2020 | HI | Waiau Hydro | 774 | 1 | HY | OP | NA | WAT
2020 | HI | Waiau Hydro | 774 | 2 | HY | OP | NA | WAT
2020 | HI | Waihonu North Solar | 58655 | INV-1 | PV | OP | NA | SUN |  | 7594.7998 |  |  | EIA Prime Mover-level Data
2020 | HI | Waihonu North Solar | 58655 | INV10 | PV | OP | NA | SUN |  | 7594.7998 |  |  | EIA Prime Mover-level Data
2020 | HI | Waihonu North Solar | 58655 | INV-2 | PV | OP | NA | SUN |  | 7594.7998 |  |  | EIA Prime Mover-level Data
2020 | HI | Waihonu North Solar | 58655 | INV-3 | PV | OP | NA | SUN |  | 7594.7998 |  |  | EIA Prime Mover-level Data
2020 | HI | Waihonu North Solar | 58655 | INV-4 | PV | OP | NA | SUN |  | 7594.7998 |  |  | EIA Prime Mover-level Data
2020 | HI | Waihonu North Solar | 58655 | INV-5 | PV | OP | NA | SUN |  | 7594.7998 |  |  | EIA Prime Mover-level Data
2020 | HI | Waihonu North Solar | 58655 | INV-6 | PV | OP | NA | SUN |  | 7594.7998 |  |  | EIA Prime Mover-level Data
2020 | HI | Waihonu North Solar | 58655 | INV-7 | PV | OP | NA | SUN |  | 7594.7998 |  |  | EIA Prime Mover-level Data
2020 | HI | Waihonu North Solar | 58655 | INV-8 | PV | OP | NA | SUN |  | 7594.7998 |  |  | EIA Prime Mover-level Data
2020 | HI | Waihonu North Solar | 58655 | INV-9 | PV | OP | NA | SUN |  | 7594.7998 |  |  | EIA Prime Mover-level Data
2020 | HI | Waihonu South Solar | 58656 | INV-1 | PV | OP | NA | SUN |  | 8293.667 |  |  | EIA Prime Mover-level Data
2020 | HI | Waihonu South Solar | 58656 | INV-2 | PV | OP | NA | SUN |  | 8293.667 |  |  | EIA Prime Mover-level Data
2020 | HI | Waihonu South Solar | 58656 | INV-3 | PV | OP | NA | SUN |  | 8293.667 |  |  | EIA Prime Mover-level Data
2020 | HI | Wailuku River Hydroelectric | 54827 | 8101 | HY | OP | NA | WAT |  | 101929.5 |  |  | EIA Prime Mover-level Data
2020 | HI | Wailuku River Hydroelectric | 54827 | 8102 | HY | OP | NA | WAT |  | 101929.5 |  |  | EIA Prime Mover-level Data
2020 | HI | Waimea | 768 | 10 | IC | RE | NA | DFO
2020 | HI | Waimea | 768 | 12 | IC | OP | NA | DFO |  | 4027.667 | 0.62429 | 0.31 | EIA Prime Mover-level Data | Estimated using an emission factor
2020 | HI | Waimea | 768 | 13 | IC | OP | NA | DFO |  | 4027.667 | 0.62429 | 0.31 | EIA Prime Mover-level Data | Estimated using an emission factor
2020 | HI | Waimea | 768 | 14 | IC | OP | NA | DFO |  | 4027.667 | 0.62429 | 0.31 | EIA Prime Mover-level Data | Estimated using an emission factor
2020 | HI | Waimea | 768 | 8 | IC | RE | NA | DFO
2020 | HI | Waimea | 768 | 9 | IC | RE | NA | DFO
2020 | HI | Wainiha Hydro | 10413 | WAIA | HY | OP | NA | WAT |  | 91967.5 |  |  | EIA Prime Mover-level Data
2020 | HI | Wainiha Hydro | 10413 | WAIB | HY | OP | NA | WAT |  | 91967.5 |  |  | EIA Prime Mover-level Data
2020 | HI | Waipio Peninsula | 64190 | 82803 | PV | OP | NA | SUN |  | 204130 |  |  | EIA Prime Mover-level Data
2020 | HI | Waipio Solar | 60024 | WPO | PV | OP | NA | SUN |  | 699533 |  |  | EIA Prime Mover-level Data
2020 | HI | West Loch Solar One | 61987 | WLS1 | PV | OP | NA | SUN |  | 340428 |  |  | EIA Prime Mover-level Data
2020 | IA | Adair Wind Farm | 56810 | AWF | WT | OP | NA | WND |  | 4279162 |  |  | EIA Prime Mover-level Data
2020 | IA | Adams Wind | 59637 | ADWF | WT | OP | NA | WND |  | 112622.2344 |  |  | EIA Prime Mover-level Data
2020 | IA | Adams Wind | 59637 | ADWF2 | WT | OP | NA | WND |  | 1037562.3125 |  |  | EIA Prime Mover-level Data
2020 | IA | Adams Wind | 59637 | ADWF3 | WT | OP | NA | WND |  | 1389806.25 |  |  | EIA Prime Mover-level Data
2020 | IA | Adams Wind | 59637 | ADWF4 | WT | OP | NA | WND |  | 1157373.125 |  |  | EIA Prime Mover-level Data
2020 | IA | Agency GT | 7706 | 1 | GT | RE | NA | NG
2020 | IA | Agency GT | 7706 | 2 | GT | RE | NA | NG
2020 | IA | Agency GT | 7706 | 3 | GT | RE | NA | NG
2020 | IA | Agency GT | 7706 | 4 | GT | RE | NA | NG
2020 | IA | AgriReNew | 59181 | 1 | GT | OP | NA | OBG |  | 259495 | 2.8025 | 0.0216 | EIA Prime Mover-level Data | Estimated using an emission factor
2020 | IA | Algona | 1120 | 3 | IC | RE | NA | DFO
2020 | IA | Algona | 1120 | 4 | IC | RE | NA | DFO
2020 | IA | Algona | 1120 | 5 | IC | RE | NA | DFO
2020 | IA | Algona | 1120 | 6 | IC | OP | NA | DFO |  | 244.273 | 0.037862 | 0.31 | EIA Prime Mover-level Data | Estimated using an emission factor
2020 | IA | Algona | 1120 | 7 | IC | OP | NA | DFO |  | 312.975 | 0.048511 | 0.31 | EIA Prime Mover-level Data | Estimated using an emission factor
2020 | IA | Algona | 1120 | 8 | IC | OP | NA | DFO |  | 335.876 | 0.052061 | 0.31 | EIA Prime Mover-level Data | Estimated using an emission factor
2020 | IA | Algona | 1120 | 9 | IC | OP | NA | DFO |  | 335.876 | 0.052061 | 0.31 | EIA Prime Mover-level Data | Estimated using an emission factor
2020 | IA | Allendorf | 56215 | A1 | WT | OP | NA | WND |  | 3278.0691 |  |  | EIA Prime Mover-level Data
2020 | IA | Allendorf | 56215 | ET | WT | OP | NA | WND |  | 5463.4482 |  |  | EIA Prime Mover-level Data
2020 | IA | Allendorf | 56215 | ST | WT | OP | NA | WND |  | 1639.0341 |  |  | EIA Prime Mover-level Data
2020 | IA | Allendorf | 56215 | WT | WT | OP | NA | WND |  | 5463.4482 |  |  | EIA Prime Mover-level Data
2020 | IA | Alliant SBD 8501 Aegon LI | 54714 | 1265 | IC | SB | NA | DFO |  | 411.935 | 0.06385 | 0.31 | EIA Prime Mover-level Data | Estimated using an emission factor
2020 | IA | Alliant SBD 8501 Aegon LI | 54714 | 1270 | IC | SB | NA | DFO |  | 411.935 | 0.06385 | 0.31 | EIA Prime Mover-level Data | Estimated using an emission factor
2020 | IA | Alliant SBD 8501 Aegon LI | 54714 | 1794 | IC | SB | NA | DFO |  | 453.129 | 0.070235 | 0.31 | EIA Prime Mover-level Data | Estimated using an emission factor
2020 | IA | Alliant SBD 8601 Quad Graphics | 54720 | 2736 | IC | SB | NA | DFO
2020 | IA | Alliant SBD 8601 Quad Graphics | 54720 | 3489 | IC | SB | NA | DFO
2020 | IA | Alliant SBD 8601 Quad Graphics | 54720 | 7164 | IC | SB | NA | DFO
2020 | IA | Alliant SBD 8602 Marion Sub | 54716 | 1536 | IC | SB | NA | DFO |  | 76.339 | 0.011833 | 0.31 | EIA Prime Mover-level Data | Estimated using an emission factor
2020 | IA | Alliant SBD 8602 Marion Sub | 54716 | 2734 | IC | SB | NA | DFO |  | 76.339 | 0.011833 | 0.31 | EIA Prime Mover-level Data | Estimated using an emission factor
2020 | IA | Alliant SBD 8602 Marion Sub | 54716 | 2741 | IC | SB | NA | DFO |  | 55.982 | 0.0086772 | 0.31 | EIA Prime Mover-level Data | Estimated using an emission factor
2020 | IA | Alliant SBD 8602 Marion Sub | 54716 | 2785 | IC | SB | NA | DFO |  | 76.339 | 0.011833 | 0.31 | EIA Prime Mover-level Data | Estimated using an emission factor
2020 | IA | Alliant SBD 8603 Donnelley | 54713 | 1233 | IC | RE | NA | DFO
2020 | IA | Alliant SBD 9106 Rockwell CR | 54717 | 2671 | IC | SB | NA | DFO |  | 269.9 | 0.041834 | 0.31 | EIA Prime Mover-level Data | Estimated using an emission factor
2020 | IA | Alliant SBD 9106 Rockwell CR | 54717 | 2672 | IC | SB | NA | DFO |  | 269.9 | 0.041834 | 0.31 | EIA Prime Mover-level Data | Estimated using an emission factor
2020 | IA | Alliant SBD 9106 Rockwell CR | 54717 | 2675 | IC | SB | NA | DFO |  | 269.9 | 0.041834 | 0.31 | EIA Prime Mover-level Data | Estimated using an emission factor
2020 | IA | Alliant SBD 9106 Rockwell CR | 54717 | 2678 | IC | SB | NA | DFO |  | 269.9 | 0.041834 | 0.31 | EIA Prime Mover-level Data | Estimated using an emission factor
2020 | IA | Alliant SBD 9106 Rockwell CR | 54717 | 2679 | IC | SB | NA | DFO |  | 269.9 | 0.041834 | 0.31 | EIA Prime Mover-level Data | Estimated using an emission factor
2020 | IA | Alliant SBD 9106 Rockwell CR | 54717 | 2682 | IC | SB | NA | DFO |  | 269.9 | 0.041834 | 0.31 | EIA Prime Mover-level Data | Estimated using an emission factor
2020 | IA | Alliant SBD 9106 Rockwell CR | 54717 | 2683 | IC | SB | NA | DFO |  | 269.9 | 0.041834 | 0.31 | EIA Prime Mover-level Data | Estimated using an emission factor
2020 | IA | Alliant SBD 9106 Rockwell CR | 54717 | 2684 | IC | SB | NA | DFO |  | 269.9 | 0.041834 | 0.31 | EIA Prime Mover-level Data | Estimated using an emission factor
2020 | IA | Alliant SBD 9106 Rockwell CR | 54717 | 2685 | IC | SB | NA | DFO |  | 269.9 | 0.041834 | 0.31 | EIA Prime Mover-level Data | Estimated using an emission factor
2020 | IA | Alliant SBD 9106 Rockwell CR | 54717 | 2690 | IC | SB | NA | DFO |  | 269.9 | 0.041834 | 0.31 | EIA Prime Mover-level Data | Estimated using an emission factor
2020 | IA | Alliant SBD 9107 JBS USA | 54715 | 2665 | IC | SB | NA | DFO |  | 62.737 | 0.0097242 | 0.31 | EIA Prime Mover-level Data | Estimated using an emission factor
2020 | IA | Alliant SBD 9107 JBS USA | 54715 | 2688 | IC | SB | NA | DFO |  | 62.737 | 0.0097242 | 0.31 | EIA Prime Mover-level Data | Estimated using an emission factor
2020 | IA | Alliant SBD 9107 JBS USA | 54715 | 2689 | IC | SB | NA | DFO |  | 62.737 | 0.0097242 | 0.31 | EIA Prime Mover-level Data | Estimated using an emission factor
2020 | IA | Alliant SBD 9107 JBS USA | 54715 | 4644 | IC | SB | NA | DFO |  | 62.737 | 0.0097242 | 0.31 | EIA Prime Mover-level Data | Estimated using an emission factor
2020 | IA | Alliant SBD 9107 JBS USA | 54715 | 4658 | IC | SB | NA | DFO |  | 62.737 | 0.0097242 | 0.31 | EIA Prime Mover-level Data | Estimated using an emission factor
2020 | IA | Alliant SBD 9107 JBS USA | 54715 | 4659 | IC | SB | NA | DFO |  | 62.737 | 0.0097242 | 0.31 | EIA Prime Mover-level Data | Estimated using an emission factor
2020 | IA | Alliant SBD 9107 JBS USA | 54715 | 4660 | IC | SB | NA | DFO |  | 70.579 | 0.01094 | 0.31 | EIA Prime Mover-level Data | Estimated using an emission factor
2020 | IA | Alliant SBD 9201 Norplex | 54712 | 2 | IC | SB | NA | DFO |  | 447.619 | 0.069381 | 0.31 | EIA Prime Mover-level Data | Estimated using an emission factor
2020 | IA | Alliant SBD 9201 Norplex | 54712 | 44 | IC | SB | NA | DFO |  | 492.381 | 0.076319 | 0.31 | EIA Prime Mover-level Data | Estimated using an emission factor
2020 | IA | Alliant SBD 9203 Profol | 54719 | 6916 | IC | SB | NA | DFO |  | 629.357 | 0.09755 | 0.31 | EIA Prime Mover-level Data | Estimated using an emission factor
2020 | IA | Alliant SBD 9203 Profol | 54719 | 6917 | IC | SB | NA | DFO |  | 629.357 | 0.09755 | 0.31 | EIA Prime Mover-level Data | Estimated using an emission factor
2020 | IA | Alliant SBD 9203 Profol | 54719 | 6918 | IC | OP | NA | DFO |  | 699.286 | 0.10839 | 0.31 | EIA Prime Mover-level Data | Estimated using an emission factor
2020 | IA | Alliant SBD 9205 A Y McDonald | 54710 | 1 | IC | SB | NA | DFO |  | 60 | 0.0093 | 0.31 | EIA Prime Mover-level Data | Estimated using an emission factor
2020 | IA | Alliant SBD 9205 A Y McDonald | 54710 | 2 | IC | SB | NA | DFO |  | 64 | 0.00992 | 0.31 | EIA Prime Mover-level Data | Estimated using an emission factor
2020 | IA | Alliant SBD 9205 A Y McDonald | 54710 | 3 | IC | SB | NA | DFO |  | 20 | 0.0031 | 0.31 | EIA Prime Mover-level Data | Estimated using an emission factor
2020 | IA | Alliant SBD 9206 Donaldson | 54718 | 4632 | IC | SB | NA | DFO |  | 47 | 0.007285 | 0.31 | EIA Prime Mover-level Data | Estimated using an emission factor
2020 | IA | Alliant SBD 9301 Prairie Farms | 54735 | 79 | IC | SB | NA | DFO |  | 317.829 | 0.049263 | 0.31 | EIA Prime Mover-level Data | Estimated using an emission factor
2020 | IA | Alliant SBD 9301 Prairie Farms | 54735 | 80 | IC | SB | NA | DFO |  | 194.229 | 0.030105 | 0.31 | EIA Prime Mover-level Data | Estimated using an emission factor
2020 | IA | Alliant SBD 9301 Prairie Farms | 54735 | 81 | IC | SB | NA | DFO |  | 105.943 | 0.016421 | 0.31 | EIA Prime Mover-level Data | Estimated using an emission factor
2020 | IA | Alliant SBD 9302 Aegon NP | 54967 | 7906 | IC | SB | NA | DFO |  | 296 | 0.04588 | 0.31 | EIA Prime Mover-level Data | Estimated using an emission factor
2020 | IA | Alliant SBD 9402 Climax | 54930 | 5100 | IC | RE | NA | DFO
2020 | IA | Alliant SBD 9402 Climax | 54930 | 5200 | IC | RE | NA | DFO
2020 | IA | Alliant SBD 9402 Climax | 54930 | 5300 | IC | RE | NA | DFO
2020 | IA | Alliant SBD 9402 Climax | 54930 | 5400 | IC | RE | NA | DFO
2020 | IA | Alliant SBD 9402 Climax | 54930 | 5500 | IC | RE | NA | DFO
2020 | IA | Alliant SBD 9403 Aegon DC | 54929 | 6110 | IC | RE | NA | DFO
2020 | IA | Alliant SBD 9403 Aegon DC | 54929 | 6111 | IC | SB | NA | DFO |  | 662.951 | 0.10276 | 0.31 | EIA Prime Mover-level Data | Estimated using an emission factor
2020 | IA | Alliant SBD 9403 Aegon DC | 54929 | 6112 | IC | SB | NA | DFO |  | 904.024 | 0.14012 | 0.31 | EIA Prime Mover-level Data | Estimated using an emission factor
2020 | IA | Alliant SBD 9403 Aegon DC | 54929 | 6113 | IC | SB | NA | DFO |  | 904.024 | 0.14012 | 0.31 | EIA Prime Mover-level Data | Estimated using an emission factor
2020 | IA | Alliant SBD 9502 Eaton | 54968 | 385 | IC | SB | NA | DFO |  | 149 | 0.023095 | 0.31 | EIA Prime Mover-level Data | Estimated using an emission factor
2020 | IA | Alliant SBD 9502 Eaton | 54968 | 386 | IC | SB | NA | DFO |  | 149 | 0.023095 | 0.31 | EIA Prime Mover-level Data | Estimated using an emission factor
2020 | IA | Alliant SBD 9502 Eaton | 54968 | 5824 | IC | SB | NA | DFO |  | 149 | 0.023095 | 0.31 | EIA Prime Mover-level Data | Estimated using an emission factor
2020 | IA | Alliant SBD 9702 Cedar Graphics | 55315 | GEN1 | IC | RE | NA | DFO
2020 | IA | Alliant SBD 9801 Aegon Martha's Way | 56072 | 1 | IC | RE | NA | DFO
2020 | IA | Alliant SBD 9901 Wells Fargo | 56074 | 1 | IC | RE | NA | DFO
2020 | IA | Alliant SBD0201 Ingredion | 55996 | 1 | IC | SB | NA | DFO |  | 402.197 | 0.062341 | 0.31 | EIA Prime Mover-level Data | Estimated using an emission factor
2020 | IA | Alliant SBD0201 Ingredion | 55996 | 2 | IC | SB | NA | DFO |  | 357.508 | 0.055414 | 0.31 | EIA Prime Mover-level Data | Estimated using an emission factor
2020 | IA | Alliant SBD0201 Ingredion | 55996 | 3 | IC | SB | NA | DFO |  | 357.508 | 0.055414 | 0.31 | EIA Prime Mover-level Data | Estimated using an emission factor
2020 | IA | Alliant SBD0201 Ingredion | 55996 | 4 | IC | SB | NA | DFO |  | 245.787 | 0.038097 | 0.31 | EIA Prime Mover-level Data | Estimated using an emission factor
2020 | IA | Alliant SBG 9802 Toyota | 56073 | 1 | IC | SB | NA | NG |  | 1461 | 0.00030827 | 0.000422 | EIA Prime Mover-level Data | Estimated using an emission factor
2020 | IA | Alta Municipal Utilities | 1121 | 1 | IC | SB | NA | DFO |  | 39.2 | 0.006076 | 0.31 | EIA Prime Mover-level Data | Estimated using an emission factor
2020 | IA | Alta Municipal Utilities | 1121 | 2A | IC | SB | NA | DFO |  | 78.4 | 0.012152 | 0.31 | EIA Prime Mover-level Data | Estimated using an emission factor
2020 | IA | Alta Municipal Utilities | 1121 | 3 | IC | RE | NA | DFO
2020 | IA | Alta Municipal Utilities | 1121 | 3A | IC | SB | NA | DFO |  | 78.4 | 0.012152 | 0.31 | EIA Prime Mover-level Data | Estimated using an emission factor
2020 | IA | Amana Society Service Company | 61850 | IC1 | IC | SB | NA | DFO |  | 1380.75 | 0.21402 | 0.31 | EIA Prime Mover-level Data | Estimated using an emission factor
2020 | IA | Amana Society Service Company | 61850 | IC10 | IC | SB | NA | DFO |  | 1380.75 | 0.21402 | 0.31 | EIA Prime Mover-level Data | Estimated using an emission factor
2020 | IA | Amana Society Service Company | 61850 | IC11 | IC | SB | NA | DFO |  | 1380.75 | 0.21402 | 0.31 | EIA Prime Mover-level Data | Estimated using an emission factor
2020 | IA | Amana Society Service Company | 61850 | IC12 | IC | SB | NA | DFO |  | 1380.75 | 0.21402 | 0.31 | EIA Prime Mover-level Data | Estimated using an emission factor
2020 | IA | Amana Society Service Company | 61850 | IC2 | IC | SB | NA | DFO |  | 1380.75 | 0.21402 | 0.31 | EIA Prime Mover-level Data | Estimated using an emission factor
2020 | IA | Amana Society Service Company | 61850 | IC3 | IC | SB | NA | DFO |  | 1380.75 | 0.21402 | 0.31 | EIA Prime Mover-level Data | Estimated using an emission factor
2020 | IA | Amana Society Service Company | 61850 | IC4 | IC | SB | NA | DFO |  | 1380.75 | 0.21402 | 0.31 | EIA Prime Mover-level Data | Estimated using an emission factor
2020 | IA | Amana Society Service Company | 61850 | IC5 | IC | SB | NA | DFO |  | 1380.75 | 0.21402 | 0.31 | EIA Prime Mover-level Data | Estimated using an emission factor
2020 | IA | Amana Society Service Company | 61850 | IC6 | IC | SB | NA | DFO |  | 1380.75 | 0.21402 | 0.31 | EIA Prime Mover-level Data | Estimated using an emission factor
2020 | IA | Amana Society Service Company | 61850 | IC7 | IC | SB | NA | DFO |  | 1380.75 | 0.21402 | 0.31 | EIA Prime Mover-level Data | Estimated using an emission factor
2020 | IA | Amana Society Service Company | 61850 | IC8 | IC | SB | NA | DFO |  | 1380.75 | 0.21402 | 0.31 | EIA Prime Mover-level Data | Estimated using an emission factor
2020 | IA | Amana Society Service Company | 61850 | IC9 | IC | SB | NA | DFO |  | 1380.75 | 0.21402 | 0.31 | EIA Prime Mover-level Data | Estimated using an emission factor
2020 | IA | Ames | 1122 | 7 | ST | OP | TANGENTIAL | NG | 7980 | 3554398.25 | 16.7074 | 0.009401 | EPA/CAMD | EPA/NEI | 1968
2020 | IA | Ames | 1122 | 8 | ST | OP | WALL | NG | 0 | [5 empty] | 1982
2020 | IA | Ames Diesel Generating Station | 1052 | 1 | IC | RE | NA | DFO
2020 | IA | Ames Diesel Generating Station | 1052 | 2 | IC | RE | NA | DFO
2020 | IA | Anchor Wind, LLC | 58044 | GEN1 | WT | OP | NA | WND |  | 154984 |  |  | EIA Prime Mover-level Data
2020 | IA | Anderson Erickson | 56138 | 1 | IC | OP | NA | DFO |  | 23 | 0.003565 | 0.31 | EIA Prime Mover-level Data | Estimated using an emission factor
2020 | IA | Anita | 1123 | 1 | IC | RE | NA | DFO
2020 | IA | Anita | 1123 | 2 | IC | OP | NA | DFO |  | 77.172 | 0.011962 | 0.31 | EIA Prime Mover-level Data | Estimated using an emission factor
2020 | IA | Anita | 1123 | 3 | IC | OP | NA | DFO |  | 115.759 | 0.017943 | 0.31 | EIA Prime Mover-level Data | Estimated using an emission factor
2020 | IA | Anita | 1123 | 4 | IC | OP | NA | DFO |  | 77.172 | 0.011962 | 0.31 | EIA Prime Mover-level Data | Estimated using an emission factor
2020 | IA | Anita | 1123 | 5 | IC | OP | NA | DFO |  | 77.172 | 0.011962 | 0.31 | EIA Prime Mover-level Data | Estimated using an emission factor
2020 | IA | Anita | 1123 | 6 | IC | OP | NA | DFO |  | 771.724 | 0.11962 | 0.31 | EIA Prime Mover-level Data | Estimated using an emission factor
2020 | IA | Arbor Hill Solar | 64755 | AHS | PV | T | NA | SUN
2020 | IA | Arbor Hill Wind Farm | 62132 | 1 | WT | OP | NA | WND |  | 1800734.125 |  |  | EIA Prime Mover-level Data
2020 | IA | Arbor Hill Wind Farm | 62132 | WT1 | WT | OP | NA | WND |  | 7503059 |  |  | EIA Prime Mover-level Data
2020 | IA | Archer Daniels Midland Cedar Rapids | 10864 | 1 | ST | OP | FLUIDIZED | SUB |  | 3200772.5 | 22.783 | 0.014236 | EIA Unit-level Data | NEI avg EF - PM, fuel type, firing type
2020 | IA | Archer Daniels Midland Cedar Rapids | 10864 | 2 | ST | OP | FLUIDIZED | SUB |  | 2962634 | 21.088 | 0.014236 | EIA Unit-level Data | NEI avg EF - PM, fuel type, firing type
2020 | IA | Archer Daniels Midland Cedar Rapids | 10864 | 3 | ST | OP | FLUIDIZED | SUB |  | 3272642.5 | 23.2946 | 0.014236 | EIA Unit-level Data | NEI avg EF - PM, fuel type, firing type
2020 | IA | Archer Daniels Midland Cedar Rapids | 10864 | 4 | ST | OP | FLUIDIZED | SUB |  | 2550682 | 18.1557 | 0.014236 | EIA Unit-level Data | NEI avg EF - PM, fuel type, firing type
2020 | IA | Archer Daniels Midland Cedar Rapids | 10864 | 5 | ST | OP | FLUIDIZED | SUB |  | 4932186 | 35.1072 | 0.014236 | EIA Unit-level Data | NEI avg EF - PM, fuel type, firing type
2020 | IA | Archer Daniels Midland Cedar Rapids | 10864 | GEN7 | GT | OP | NA | NG |  | 3341381 | 1.661 | 0.00099423 | EIA Prime Mover-level Data | NEI avg EF - PM, fuel type, firing type
2020 | IA | Archer Daniels Midland Clinton | 10860 | CFB1 | ST | OP | FLUIDIZED | SUB |  | 7594292 | 54.056 | 0.014236 | EIA Unit-level Data | NEI avg EF - PM, fuel type, firing type
2020 | IA | Archer Daniels Midland Clinton | 10860 | CFB2 | ST | OP | FLUIDIZED | SUB |  | 5867742 | 41.7665 | 0.014236 | EIA Unit-level Data | NEI avg EF - PM, fuel type, firing type
2020 | IA | Archer Daniels Midland Clinton | 10860 | CFB3 | ST | OP | FLUIDIZED | SUB |  | 5499199 | 39.1432 | 0.014236 | EIA Unit-level Data | NEI avg EF - PM, fuel type, firing type
2020 | IA | Archer Daniels Midland Clinton | 10860 | GEN1 | ST | RE | NA | BIT
2020 | IA | Archer Daniels Midland Clinton | 10860 | GEN2 | ST | RE | NA | BIT
2020 | IA | Archer Daniels Midland Clinton | 10860 | GEN3 | ST | RE | NA | BIT
2020 | IA | Archer Daniels Midland Clinton | 10860 | GEN4 | ST | RE | NA | BIT
2020 | IA | Archer Daniels Midland Clinton | 10860 | GEN5 | ST | RE | NA | BIT
2020 | IA | Archer Daniels Midland Des Moines | 10861 | GEN1 | ST | OP | NA | SUB |  | 1285412 | 5.7141 | 0.0088906 | EIA Prime Mover-level Data | NEI avg EF - PM, fuel type
2020 | IA | Atlantic | 1124 | 1 | IC | RE | NA | DFO
2020 | IA | Atlantic | 1124 | 6 | GT | OP | NA | NG |  | 2329 | 0.0011578 | 0.00099423 | EIA Prime Mover-level Data | NEI avg EF - PM, fuel type, firing type
2020 | IA | August Wind Farm | 61644 | AUG | WT | OP | NA | WND |  | 61121 |  |  | EIA Prime Mover-level Data
2020 | IA | Bancroft | 1125 | 4 | IC | RE | NA | DFO
2020 | IA | Bancroft | 1125 | 5 | IC | SB | NA | DFO |  | 6.571 | 0.0010185 | 0.31 | EIA Prime Mover-level Data | Estimated using an emission factor
2020 | IA | Bancroft | 1125 | 6 | IC | OP | NA | DFO |  | 19.714 | 0.0030557 | 0.31 | EIA Prime Mover-level Data | Estimated using an emission factor
2020 | IA | Bancroft | 1125 | 7 | IC | OP | NA | DFO |  | 19.714 | 0.0030557 | 0.31 | EIA Prime Mover-level Data | Estimated using an emission factor
2020 | IA | Barton Windpower LLC | 56765 | 1 | WT | OP | NA | WND |  | 626702.3125 |  |  | EIA Prime Mover-level Data
2020 | IA | Barton Windpower LLC | 56765 | 2 | WT | OP | NA | WND |  | 2954453.75 |  |  | EIA Prime Mover-level Data
2020 | IA | Beaver Creek Wind | 61079 | 1 | WT | OP | NA | WND |  | 5494631 |  |  | EIA Prime Mover-level Data
2020 | IA | Beaver Creek Wind | 61079 | GT1 | WT | OP | NA | WND |  | 5494631 |  |  | EIA Prime Mover-level Data
2020 | IA | Bellevue | 1126 | 1 | IC | RE | NA | DFO
2020 | IA | Bellevue | 1126 | 1A | IC | V | NA | DFO
2020 | IA | Bellevue | 1126 | 2 | IC | SB | NA | DFO |  | 34.8 | 0.005394 | 0.31 | EIA Prime Mover-level Data | Estimated using an emission factor
2020 | IA | Bellevue | 1126 | 3 | IC | SB | NA | DFO |  | 39.15 | 0.0060683 | 0.31 | EIA Prime Mover-level Data | Estimated using an emission factor
2020 | IA | Bellevue | 1126 | 4 | IC | SB | NA | DFO |  | 15.225 | 0.0023599 | 0.31 | EIA Prime Mover-level Data | Estimated using an emission factor
2020 | IA | Bellevue | 1126 | 5 | IC | SB | NA | DFO |  | 19.575 | 0.0030341 | 0.31 | EIA Prime Mover-level Data | Estimated using an emission factor
2020 | IA | Bellevue | 1126 | 6 | IC | SB | NA | DFO |  | 65.25 | 0.010114 | 0.31 | EIA Prime Mover-level Data | Estimated using an emission factor
2020 | IA | Birch | 62172 | BIR | WT | OP | NA | WND |  | 60043 |  |  | EIA Prime Mover-level Data
2020 | IA | Bloomfield | 1127 | 1 | IC | SB | NA | NG |  | 212.471 | 4.4831e-05 | 0.000422 | EIA Prime Mover-level Data | Estimated using an emission factor
2020 | IA | Bloomfield | 1127 | 2 | IC | SB | NA | DFO |  | 22.765 | 0.0035286 | 0.31 | EIA Prime Mover-level Data | Estimated using an emission factor
2020 | IA | Bloomfield | 1127 | 3 | IC | SB | NA | NG |  | 204.882 | 4.323e-05 | 0.000422 | EIA Prime Mover-level Data | Estimated using an emission factor
2020 | IA | Bloomfield | 1127 | 4 | IC | SB | NA | DFO |  | 22.765 | 0.0035286 | 0.31 | EIA Prime Mover-level Data | Estimated using an emission factor
2020 | IA | Bloomfield | 1127 | 5 | IC | SB | NA | NG |  | 68.294 | 1.441e-05 | 0.000422 | EIA Prime Mover-level Data | Estimated using an emission factor
2020 | IA | Bloomfield | 1127 | 6 | IC | SB | NA | NG |  | 113.824 | 2.4017e-05 | 0.000422 | EIA Prime Mover-level Data | Estimated using an emission factor
2020 | IA | Bloomfield Municipal Utilities Solar | 62607 | PV | PV | OP | NA | SUN |  | 18458 |  |  | EIA Prime Mover-level Data
2020 | IA | Brooklyn | 1128 | 1 | IC | RE | NA | DFO
2020 | IA | Brooklyn | 1128 | 2 | IC | RE | NA | DFO
2020 | IA | Brooklyn | 1128 | 3 | IC | RE | NA | DFO
2020 | IA | Brooklyn | 1128 | 4 | IC | RE | NA | NG
2020 | IA | Brooklyn | 1128 | 5 | IC | RE | NA | NG
2020 | IA | Brooklyn | 1128 | 7 | IC | OP | NA | DFO |  | 1057 | 0.16384 | 0.31 | EIA Prime Mover-level Data | Estimated using an emission factor
2020 | IA | Brooklyn City North Plant | 7922 | 6 | IC | RE | NA | DFO
2020 | IA | Buffalo Center Wind LLC | 58038 | BCW | WT | OP | NA | WND |  | 46637 |  |  | EIA Prime Mover-level Data
2020 | IA | Bulldog | 57632 | 1 | WT | OP | NA | WND |  | 44111 |  |  | EIA Prime Mover-level Data
2020 | IA | Burlington (IA) | 1104 | 1 | ST | OP | TANGENTIAL | SUB | 7456 | 12458284 | 151.684 | 0.024351 | EPA/CAMD | EPA/NEI | 1968
2020 | IA | Cargill Corn Milling Division | 10855 | HPGAS1 | ST | OP | NA | NG |  | 3070346.25 | 11.3982 | 0.0074247 | EIA Unit-level Data | NEI avg EF - PM, fuel type
2020 | IA | Cargill Corn Milling Division | 10855 | HPGAS2 | ST | OP | NA | NG |  | 3064414.5 | 11.3762 | 0.0074247 | EIA Unit-level Data | NEI avg EF - PM, fuel type
2020 | IA | Cargill Corn Milling Division | 10855 | STKR1 | ST | RE | NA | SUB |  | 0 | 0 |  | EIA Unit-level Data | NEI avg EF - PM, fuel type
2020 | IA | Cargill Corn Milling Division | 10855 | STKR2 | ST | RE | NA | SUB |  | 0 | 0 |  | EIA Unit-level Data | NEI avg EF - PM, fuel type
2020 | IA | Cargill Corn Milling Division | 10855 | STKR3 | ST | RE | NA | SUB |  | 0 | 0 |  | EIA Unit-level Data | NEI avg EF - PM, fuel type
2020 | IA | Carroll Area Wind Farm | 59071 | WT 1 | WT | OP | NA | WND |  | 711033 |  |  | EIA Prime Mover-level Data
2020 | IA | Carroll Wind Farm | 56809 | CWF | WT | OP | NA | WND |  | 4562742 |  |  | EIA Prime Mover-level Data
2020 | IA | Cascade | 1129 | 1 | IC | SB | NA | DFO |  | 28.681 | 0.0044456 | 0.31 | EIA Prime Mover-level Data | Estimated using an emission factor
2020 | IA | Cascade | 1129 | 2 | IC | SB | NA | DFO |  | 81.944 | 0.012701 | 0.31 | EIA Prime Mover-level Data | Estimated using an emission factor
2020 | IA | Cascade | 1129 | 3A | IC | SB | NA | DFO |  | 73.75 | 0.011431 | 0.31 | EIA Prime Mover-level Data | Estimated using an emission factor
2020 | IA | Cascade | 1129 | 4 | IC | SB | NA | DFO |  | 28.681 | 0.0044456 | 0.31 | EIA Prime Mover-level Data | Estimated using an emission factor
2020 | IA | Cascade | 1129 | 6 | IC | SB | NA | DFO |  | 81.944 | 0.012701 | 0.31 | EIA Prime Mover-level Data | Estimated using an emission factor
2020 | IA | CED Centerville Wind | 64178 | CENTW | WT | L | NA | WND
2020 | IA | CED Manchester Wind | 64177 | MANW | WT | L | NA | WND
2020 | IA | CED Mason City Wind | 63521 | MCW1 | WT | OP | NA | WND |  | 169838 |  |  | EIA Prime Mover-level Data
2020 | IA | Cedar Falls Solar Farm | 62321 | 1 | PV | OP | NA | SUN |  | 22977 |  |  | EIA Prime Mover-level Data
2020 | IA | Centerville | 1105 | 1 | IC | RE | NA | DFO
2020 | IA | Centerville | 1105 | 2 | IC | RE | NA | DFO
2020 | IA | Centerville | 1105 | 3 | IC | RE | NA | DFO
2020 | IA | Centerville | 1105 | GT1 | GT | RE | NA | DFO
2020 | IA | Centerville | 1105 | GT2 | GT | RE | NA | DFO
2020 | IA | Century | 56252 | CWF | WT | OP | NA | WND |  | 3728225.5 |  |  | EIA Prime Mover-level Data
2020 | IA | Century | 56252 | CWF2 | WT | OP | NA | WND |  | 869919.25 |  |  | EIA Prime Mover-level Data
2020 | IA | Century | 56252 | CWF3 | WT | OP | NA | WND |  | 402648.3438 |  |  | EIA Prime Mover-level Data
2020 | IA | Cerro Gordo Wind Farm | 63287 | CGWF | WT | OP | NA | WND |  | 695665 |  |  | EIA Prime Mover-level Data
2020 | IA | Charles City Wind Farm | 56677 | CCWF | WT | OP | NA | WND |  | 2166695 |  |  | EIA Prime Mover-level Data
2020 | IA | Coggon | 1132 | 3 | IC | RE | NA | DFO
2020 | IA | Coggon | 1132 | 4 | IC | RE | NA | DFO
2020 | IA | Coggon | 1132 | IC1 | IC | RE | NA | DFO
2020 | IA | Coggon | 1132 | IC5 | IC | OP | NA | DFO |  | 464 | 0.07192 | 0.31 | EIA Prime Mover-level Data | Estimated using an emission factor
2020 | IA | Contrail Wind Farm | 63639 | COWF | WT | OP | NA | WND |  | 227931 |  |  | EIA Prime Mover-level Data
2020 | IA | Coon Rapids II | 7847 | 1 | IC | SB | NA | DFO |  | 49.333 | 0.0076466 | 0.31 | EIA Prime Mover-level Data | Estimated using an emission factor
2020 | IA | Coon Rapids II | 7847 | 2 | IC | SB | NA | DFO |  | 49.333 | 0.0076466 | 0.31 | EIA Prime Mover-level Data | Estimated using an emission factor
2020 | IA | Coon Rapids II | 7847 | 3 | IC | SB | NA | DFO |  | 49.333 | 0.0076466 | 0.31 | EIA Prime Mover-level Data | Estimated using an emission factor
2020 | IA | Coralville GT | 1079 | 1 | GT | OP | NA | NG |  | 3779.5 | 0.0018788 | 0.00099423 | EIA Prime Mover-level Data | NEI avg EF - PM, fuel type, firing type
2020 | IA | Coralville GT | 1079 | 2 | GT | OP | NA | NG |  | 3779.5 | 0.0018788 | 0.00099423 | EIA Prime Mover-level Data | NEI avg EF - PM, fuel type, firing type
2020 | IA | Coralville GT | 1079 | 3 | GT | OP | NA | NG |  | 3779.5 | 0.0018788 | 0.00099423 | EIA Prime Mover-level Data | NEI avg EF - PM, fuel type, firing type
2020 | IA | Coralville GT | 1079 | 4 | GT | OP | NA | NG |  | 3779.5 | 0.0018788 | 0.00099423 | EIA Prime Mover-level Data | NEI avg EF - PM, fuel type, firing type
2020 | IA | Corning | 1134 | 1 | IC | RE | NA | DFO
2020 | IA | Corning | 1134 | 2 | IC | RE | NA | DFO
2020 | IA | Corning | 1134 | 3 | IC | RE | NA | DFO
2020 | IA | Corning | 1134 | 4 | IC | RE | NA | DFO
2020 | IA | Corning | 1134 | 5 | IC | SB | NA | DFO |  | 379.235 | 0.058781 | 0.31 | EIA Prime Mover-level Data | Estimated using an emission factor
2020 | IA | Corning | 1134 | 6 | IC | SB | NA | DFO |  | 270.882 | 0.041987 | 0.31 | EIA Prime Mover-level Data | Estimated using an emission factor
2020 | IA | Corning | 1134 | 7 | IC | SB | NA | DFO |  | 270.882 | 0.041987 | 0.31 | EIA Prime Mover-level Data | Estimated using an emission factor
2020 | IA | Crane Creek Wind Energy Center | 56831 | 1 | WT | OP | NA | WND |  | 1906549 |  |  | EIA Prime Mover-level Data
2020 | IA | Crosswind Energy Project | 56859 | 1 | WT | OP | NA | WND |  | 586721 |  |  | EIA Prime Mover-level Data
2020 | IA | Crystal Lake 3 LLC | 57468 | GE1.5 | WT | OP | NA | WND |  | 1553916 |  |  | EIA Prime Mover-level Data
2020 | IA | Cumberland Rose | 58456 | 1 | WT | OP | NA | WND |  | 45127 |  |  | EIA Prime Mover-level Data
2020 | IA | Davenport Water Pollution Control Plant | 55035 | GEN1 | IC | OP | NA | OBG |  | 26120.5 | 0.19199 | 0.0147 | EIA Prime Mover-level Data | Estimated using an emission factor
2020 | IA | Davenport Water Pollution Control Plant | 55035 | GEN2 | IC | OP | NA | OBG |  | 26120.5 | 0.19199 | 0.0147 | EIA Prime Mover-level Data | Estimated using an emission factor
2020 | IA | Dayton (IA) | 1135 | 1 | IC | RE | NA | DFO
2020 | IA | Dayton (IA) | 1135 | 4 | IC | RE | NA | DFO
2020 | IA | Dayton (IA) | 1135 | 5 | IC | OP | NA | DFO |  | 89 | 0.013795 | 0.31 | EIA Prime Mover-level Data | Estimated using an emission factor
2020 | IA | Dayton Avenue Substation | 6463 | GT2 | GT | OP | CT | DFO | 35 | 6391.8999 | 0.038352 | 0.012 | EPA/CAMD | EPA/NEI | 2005
2020 | IA | Decorah Battery | 64375 | BESS1 | BA | V | NA | MWH
2020 | IA | Des Moines Wastewater Reclamation Fac | 50932 | 1 | IC | RE | NA | OBG
2020 | IA | Des Moines Wastewater Reclamation Fac | 50932 | 2 | IC | RE | NA | OBG
2020 | IA | Des Moines Wastewater Reclamation Fac | 50932 | 3 | IC | RE | NA | OBG
2020 | IA | Des Moines Wastewater Reclamation Fac | 50932 | 72-04 | IC | SB | NA | OBG |  | 8925 | 0.065599 | 0.0147 | EIA Prime Mover-level Data | Estimated using an emission factor
2020 | IA | Des Moines Wastewater Reclamation Fac | 50932 | 72-05 | IC | SB | NA | OBG |  | 8925 | 0.065599 | 0.0147 | EIA Prime Mover-level Data | Estimated using an emission factor
2020 | IA | Diamond Trail Wind Farm | 63641 | DTWF | WT | OP | NA | WND |  | 396961 |  |  | EIA Prime Mover-level Data
2020 | IA | Dike City Power Plant | 56194 | 1 | IC | OP | NA | DFO |  | 1283 | 0.19886 | 0.31 | EIA Prime Mover-level Data | Estimated using an emission factor
2020 | IA | Downtown Generation Plant | 64552 | 1 | IC | OP | NA | DFO |  | 255 | 0.039525 | 0.31 | EIA Prime Mover-level Data | Estimated using an emission factor
2020 | IA | Downtown Generation Plant | 64552 | 2 | IC | OP | NA | DFO |  | 255 | 0.039525 | 0.31 | EIA Prime Mover-level Data | Estimated using an emission factor
2020 | IA | Duane Arnold Energy Center | 1060 | 1 | ST | RE | NA | NUC |  | 30344134 |  |  | EIA Prime Mover-level Data
2020 | IA | Dubuque | 1046 | 3 | ST | RE | NA | NG
2020 | IA | Dubuque | 1046 | 4 | ST | RE | NA | NG
2020 | IA | Dubuque | 1046 | IC1 | IC | RE | NA | DFO
2020 | IA | Dubuque | 1046 | IC2 | IC | RE | NA | DFO
2020 | IA | Dubuque | 1046 | ST2 | ST | RE | NA | SUB
2020 | IA | Durant | 6220 | 4 | IC | RE | NA | DFO
2020 | IA | Durant | 6220 | 5 | IC | RE | NA | DFO
2020 | IA | Durant | 6220 | 6A | IC | RE | NA | DFO
2020 | IA | Durant | 6220 | 7 | IC | SB | NA | DFO |  | 82.227 | 0.012745 | 0.31 | EIA Prime Mover-level Data | Estimated using an emission factor
2020 | IA | Durant | 6220 | 8 | IC | SB | NA | DFO |  | 118.773 | 0.01841 | 0.31 | EIA Prime Mover-level Data | Estimated using an emission factor
2020 | IA | Earl F Wisdom | 1217 | 1 | ST | OP | WALL | NG | 372 | 50774.8164 | 0.19295 | 0.0076 | EPA/CAMD | EPA/NEI | 1960
2020 | IA | Earl F Wisdom | 1217 | 2 | GT | OP | CT | NG | 548 | 287858.25 | 6.1897 | 0.043005 | EPA/CAMD | EPA/NEI | 2004
2020 | IA | Earlville | 7865 | 1 | IC | OP | NA | DFO |  | 114 | 0.01767 | 0.31 | EIA Prime Mover-level Data | Estimated using an emission factor
2020 | IA | Eastern Iowa Solar | 60876 | EIS1 | PV | OP | NA | SUN |  | 26188 |  |  | EIA Prime Mover-level Data
2020 | IA | Eclipse Wind Farm | 57873 | EWF | WT | OP | NA | WND |  | 5935417 |  |  | EIA Prime Mover-level Data
2020 | IA | Electrifarm | 6063 | 1 | GT | OP | CT | NG | 47 | 13394.2998 | 0.043091 | 0.0064343 | EPA/CAMD | EPA/NEI | 1975
2020 | IA | Electrifarm | 6063 | 2 | GT | OP | CT | NG | 55 | 19243.9004 | 0.061692 | 0.0064116 | EPA/CAMD | EPA/NEI | 1977
2020 | IA | Electrifarm | 6063 | 3 | GT | OP | CT | NG | 60 | 21335 | 0.068468 | 0.0064184 | EPA/CAMD | EPA/NEI | 1976
2020 | IA | Elk Wind Farm | 57417 | NORD | WT | OP | NA | WND |  | 1136366 |  |  | EIA Prime Mover-level Data
2020 | IA | Emery Station | 8031 | 11 | CT | OP | CC | NG | 5162 | 9557404 | 22.9378 | 0.0048 | EPA/CAMD | EPA/NEI | 2004
2020 | IA | Emery Station | 8031 | 12 | CT | OP | CC | NG | 5511 | 10184932 | 27.4993 | 0.0054 | EPA/CAMD | EPA/NEI | 2004
2020 | IA | English Farms | 61565 | 1 | WT | OP | NA | WND |  | 5233523 |  |  | EIA Prime Mover-level Data
2020 | IA | Estherville | 1137 | 2 | IC | OP | NA | DFO |  | 68.103 | 0.010556 | 0.31 | EIA Prime Mover-level Data | Estimated using an emission factor
2020 | IA | Estherville | 1137 | 3 | IC | OP | NA | NG |  | 127.692 | 2.6943e-05 | 0.000422 | EIA Prime Mover-level Data | Estimated using an emission factor
2020 | IA | Estherville | 1137 | 4 | IC | OP | NA | NG |  | 170.256 | 3.5924e-05 | 0.000422 | EIA Prime Mover-level Data | Estimated using an emission factor
2020 | IA | Estherville | 1137 | 5 | IC | OP | NA | NG |  | 170.256 | 3.5924e-05 | 0.000422 | EIA Prime Mover-level Data | Estimated using an emission factor
2020 | IA | Estherville | 1137 | 6 | IC | RE | NA | DFO
2020 | IA | Estherville | 1137 | 7 | IC | OP | NA | NG |  | 127.692 | 2.6943e-05 | 0.000422 | EIA Prime Mover-level Data | Estimated using an emission factor
2020 | IA | Exira Station | 56013 | U-1 | GT | OP | CT | NG | 1090 | 278477.2812 | 0.90842 | 0.0065242 | EPA/CAMD | EPA/NEI | 2004
2020 | IA | Exira Station | 56013 | U-2 | GT | OP | CT | NG | 1135 | 287401.5312 | 0.94449 | 0.0065726 | EPA/CAMD | EPA/NEI | 2004
2020 | IA | Exira Station | 56013 | U-3 | GT | OP | CT | NG | 1166 | 299248.75 | 0.98329 | 0.0065717 | EPA/CAMD | EPA/NEI | 2007
2020 | IA | Fair Station | 1218 | 1 | ST | RE | NA | BIT
2020 | IA | Fair Station | 1218 | 2 | ST | RE | NA | BIT
2020 | IA | Farmers Electric Cooperative - Kalona | 62461 | 1 | IC | SB | NA | DFO |  | 540.667 | 0.083803 | 0.31 | EIA Prime Mover-level Data | Estimated using an emission factor
2020 | IA | Farmers Electric Cooperative - Kalona | 62461 | 2 | IC | SB | NA | DFO |  | 540.667 | 0.083803 | 0.31 | EIA Prime Mover-level Data | Estimated using an emission factor
2020 | IA | Farmers Electric Cooperative - Kalona | 62461 | 3 | IC | SB | NA | DFO |  | 540.667 | 0.083803 | 0.31 | EIA Prime Mover-level Data | Estimated using an emission factor
2020 | IA | Flying Cloud Power Partners LLC | 56172 | FC | WT | OP | NA | WND |  | 1167731 |  |  | EIA Prime Mover-level Data
2020 | IA | Fontanelle | 58457 | 1 | WT | OP | NA | WND |  | 50296 |  |  | EIA Prime Mover-level Data
2020 | IA | Forest City Light Plant | 1138 | 1 | IC | OP | NA | DFO |  | 151.145 | 0.023427 | 0.31 | EIA Prime Mover-level Data | Estimated using an emission factor
2020 | IA | Forest City Light Plant | 1138 | 2 | IC | OP | NA | DFO |  | 340.077 | 0.052712 | 0.31 | EIA Prime Mover-level Data | Estimated using an emission factor
2020 | IA | Forest City Light Plant | 1138 | 3 | IC | OP | NA | DFO |  | 440.841 | 0.06833 | 0.31 | EIA Prime Mover-level Data | Estimated using an emission factor
2020 | IA | Forest City Light Plant | 1138 | 4 | IC | OP | NA | DFO |  | 793.514 | 0.12299 | 0.31 | EIA Prime Mover-level Data | Estimated using an emission factor
2020 | IA | Forest City Light Plant | 1138 | 5 | IC | OP | NA | DFO |  | 88.168 | 0.013666 | 0.31 | EIA Prime Mover-level Data | Estimated using an emission factor
2020 | IA | Forest City Light Plant | 1138 | 6 | IC | OP | NA | DFO |  | 957.255 | 0.14837 | 0.31 | EIA Prime Mover-level Data | Estimated using an emission factor
2020 | IA | Forest City Solar | 62861 | FOR7 | PV | OP | NA | SUN |  | 45531 |  |  | EIA Prime Mover-level Data
2020 | IA | FPL Energy Crystal Lake Wind II LLC | 56925 | CL25 | WT | OP | NA | WND |  | 6601992 |  |  | EIA Prime Mover-level Data
2020 | IA | FPL Energy Crystal Lake Wind LLC | 56923 | GE15 | WT | OP | NA | WND |  | 5067366 |  |  | EIA Prime Mover-level Data
2020 | IA | FPL Energy Story Wind LLC | 56924 | GE15 | WT | OP | NA | WND |  | 4953709 |  |  | EIA Prime Mover-level Data
2020 | IA | Franklin County Wind Farm | 57844 | 1 | WT | OP | NA | WND |  | 2066928 |  |  | EIA Prime Mover-level Data
2020 | IA | Garden Wind LLC | 57469 | GE1.5 | WT | OP | NA | WND |  | 3814606 |  |  | EIA Prime Mover-level Data
2020 | IA | Gas Turbine (IA) | 1130 | 1 | GT | OP | NA | NG |  | 2706.064 | 0.0013452 | 0.00099423 | EIA Prime Mover-level Data | NEI avg EF - PM, fuel type, firing type
2020 | IA | Gas Turbine (IA) | 1130 | 2 | GT | OP | NA | NG |  | 3285.936 | 0.0016335 | 0.00099423 | EIA Prime Mover-level Data | NEI avg EF - PM, fuel type, firing type
2020 | IA | George Neal North | 1091 | 3 | ST | OP | WALL | RC | 2886 | 9719747 | 70.6807 | 0.014544 | EPA/CAMD | EPA/NEI | 1975
2020 | IA | George Neal South | 7343 | 4 | ST | OP | WALL | RC | 1803 | 7135139 | 79.6228 | 0.022318 | EPA/CAMD | EPA/NEI | 1979
2020 | IA | Gilliam South | 7857 | 1 | IC | OP | NA | DFO |  | 120.558 | 0.018686 | 0.31 | EIA Prime Mover-level Data | Estimated using an emission factor
2020 | IA | Gilliam South | 7857 | 7 | IC | OP | NA | DFO |  | 167.442 | 0.025954 | 0.31 | EIA Prime Mover-level Data | Estimated using an emission factor
2020 | IA | Glaciers Edge Wind Project | 62035 | GEW | WT | OP | NA | WND |  | 6985255 |  |  | EIA Prime Mover-level Data
2020 | IA | Golden Plains | 62081 | 1 | WT | OP | NA | WND |  | 5109852 |  |  | EIA Prime Mover-level Data
2020 | IA | Gowrie | 1141 | 1 | IC | RE | NA | DFO
2020 | IA | Gowrie | 1141 | 2 | IC | RE | NA | DFO
2020 | IA | Gowrie | 1141 | 3 | IC | OP | NA | DFO |  | 2030 | 0.31465 | 0.31 | EIA Prime Mover-level Data | Estimated using an emission factor
2020 | IA | Graettinger | 1142 | 4 | IC | OP | NA | DFO |  | 11.667 | 0.0018084 | 0.31 | EIA Prime Mover-level Data | Estimated using an emission factor
2020 | IA | Graettinger | 1142 | 5 | IC | OP | NA | DFO |  | 25.667 | 0.0039784 | 0.31 | EIA Prime Mover-level Data | Estimated using an emission factor
2020 | IA | Graettinger | 1142 | 6 | IC | OP | NA | DFO |  | 46.667 | 0.0072334 | 0.31 | EIA Prime Mover-level Data | Estimated using an emission factor
2020 | IA | Grand Junction | 1143 | 1 | IC | RE | NA | DFO
2020 | IA | Grand Junction | 1143 | 2 | IC | OP | NA | DFO |  | 288 | 0.04464 | 0.31 | EIA Prime Mover-level Data | Estimated using an emission factor
2020 | IA | Greater Des Moines Energy Center | 7985 | 1 | CT | OP | CC | NG | 1448 | 2285557.25 | 12.2837 | 0.010749 | EPA/CAMD | EPA/NEI | 2003
2020 | IA | Greater Des Moines Energy Center | 7985 | 2 | CT | OP | CC | NG | 1715 | 2707372.5 | 14.9159 | 0.011019 | EPA/CAMD | EPA/NEI | 2003
2020 | IA | Green Energy Machine | 60911 | GRN | WT | OP | NA | WND |  | 50542 |  |  | EIA Prime Mover-level Data
2020 | IA | Greenfield Light Plant | 1144 | 3 | IC | RE | NA | DFO
2020 | IA | Greenfield Light Plant | 1144 | 4 | IC | RE | NA | DFO
2020 | IA | Greenfield Light Plant | 1144 | 5 | IC | RE | NA | DFO
2020 | IA | Greenfield Wind | 58458 | 1 | WT | OP | NA | WND |  | 43524 |  |  | EIA Prime Mover-level Data
2020 | IA | Grinnell | 7137 | 1 | GT | RE | NA | NG
2020 | IA | Grinnell | 7137 | 2 | GT | RE | NA | NG
2020 | IA | Grundy Center City Light Plant | 1145 | IC1 | IC | OP | NA | DFO |  | 164.874 | 0.025555 | 0.31 | EIA Prime Mover-level Data | Estimated using an emission factor
2020 | IA | Grundy Center City Light Plant | 1145 | IC2 | IC | OP | NA | DFO |  | 262.299 | 0.040656 | 0.31 | EIA Prime Mover-level Data | Estimated using an emission factor
2020 | IA | Grundy Center City Light Plant | 1145 | IC3 | IC | OP | NA | DFO |  | 224.828 | 0.034848 | 0.31 | EIA Prime Mover-level Data | Estimated using an emission factor
2020 | IA | Hancock County Wind Energy Center | 56010 | V-47 | WT | OP | NA | WND |  | 2168798 |  |  | EIA Prime Mover-level Data
2020 | IA | Hardin Hilltop Wind LLC | 56860 | 1 | WT | OP | NA | WND |  | 383747 |  |  | EIA Prime Mover-level Data
2020 | IA | Harlan | 1146 | HMU1 | IC | SB | NA | DFO
2020 | IA | Harlan | 1146 | HMU2 | IC | SB | NA | DFO
2020 | IA | Hawkeye Power Partners LLC | 55816 | 48M | WT | OP | NA | WND |  | 695665 |  |  | EIA Prime Mover-level Data
2020 | IA | Hawkeye Wind Farm | 57832 | NORD | WT | OP | NA | WND |  | 1139850 |  |  | EIA Prime Mover-level Data
2020 | IA | Heartland Divide II | 64661 | HDII | WT | U | NA | WND
2020 | IA | Heartland Divide Wind Project, LLC | 61609 | 1 | WT | OP | NA | WND |  | 3964464 |  |  | EIA Prime Mover-level Data
2020 | IA | Highland Wind Project (IA) | 58883 | HLWF | WT | OP | NA | WND |  | 435196.125 |  |  | EIA Prime Mover-level Data
2020 | IA | Highland Wind Project (IA) | 58883 | HLWF2 | WT | OP | NA | WND |  | 2674864 |  |  | EIA Prime Mover-level Data
2020 | IA | Highland Wind Project (IA) | 58883 | HLWF3 | WT | OP | NA | WND |  | 2364388.75 |  |  | EIA Prime Mover-level Data
2020 | IA | Highland Wind Project (IA) | 58883 | HLWF4 | WT | OP | NA | WND |  | 2367042.25 |  |  | EIA Prime Mover-level Data
2020 | IA | Highland Wind Project (IA) | 58883 | HLWF5 | WT | OP | NA | WND |  | 3051680 |  |  | EIA Prime Mover-level Data
2020 | IA | Highland Wind Project (IA) | 58883 | HLWF6 | WT | OP | NA | WND |  | 2303355 |  |  | EIA Prime Mover-level Data
2020 | IA | Highland Wind Project (IA) | 58883 | HLWF7 | WT | OP | NA | WND |  | 124720.8359 |  |  | EIA Prime Mover-level Data
2020 | IA | Holliday Creek Solar | 64738 | HCS | PV | U | NA | SUN
2020 | IA | Hopkinton | 8108 | 1 | IC | OP | NA | DFO |  | 190.829 | 0.029578 | 0.31 | EIA Prime Mover-level Data | Estimated using an emission factor
2020 | IA | Hopkinton | 8108 | CAT | IC | OP | NA | DFO |  | 298.171 | 0.046217 | 0.31 | EIA Prime Mover-level Data | Estimated using an emission factor
2020 | IA | Hopkinton | 8108 | IC2 | IC | RE | NA | DFO
2020 | IA | Hopkinton | 8108 | IC3 | IC | RE | NA | DFO
2020 | IA | IA - City of Ames - Airport Road | 64179 | 17000 | PV | OP | NA | SUN |  | 693 |  |  | EIA Prime Mover-level Data
2020 | IA | Ida Grove II | 62795 | 1 | WT | OP | NA | WND |  | 6616429 |  |  | EIA Prime Mover-level Data
2020 | IA | Ida Grove Wind | 60342 | IGWF | WT | OP | NA | WND |  | 1904839.125 |  |  | EIA Prime Mover-level Data
2020 | IA | Ida Grove Wind | 60342 | IGWF2 | WT | OP | NA | WND |  | 3728621.25 |  |  | EIA Prime Mover-level Data
2020 | IA | Ida Grove Wind | 60342 | IGWF3 | WT | OP | NA | WND |  | 2893110.75 |  |  | EIA Prime Mover-level Data
2020 | IA | Ida Grove Wind | 60342 | IGWF4 | WT | OP | NA | WND |  | 860451.0625 |  |  | EIA Prime Mover-level Data
2020 | IA | Ida Grove Wind | 60342 | IGWF5 | WT | CN | NA | WND
2020 | IA | Ida Grove Wind | 60342 | IGWF6 | WT | CN | NA | WND
2020 | IA | Independence Wind Farm | 64183 | IWE | WT | U | NA | WND
2020 | IA | Indianola | 1150 | 1 | IC | RE | NA | DFO
2020 | IA | Indianola | 1150 | 2 | IC | RE | NA | DFO
2020 | IA | Indianola | 1150 | 3 | IC | RE | NA | DFO
2020 | IA | Indianola | 1150 | 4 | IC | RE | NA | DFO
2020 | IA | Indianola | 1150 | 5 | IC | OP | NA | DFO
2020 | IA | Indianola | 1150 | 6 | IC | OP | NA | DFO
2020 | IA | Indianola | 1150 | 7 | GT | OP | NA | DFO |  | 2575.7561 | 0.023238 | 0.018044 | EIA Prime Mover-level Data | NEI avg EF - PM, fuel type, firing type
2020 | IA | Indianola | 1150 | 8 | GT | OP | NA | DFO |  | 2538.2439 | 0.0229 | 0.018044 | EIA Prime Mover-level Data | NEI avg EF - PM, fuel type, firing type
2020 | IA | Intrepid | 56251 | INWF | WT | OP | NA | WND |  | 4168784 |  |  | EIA Prime Mover-level Data
2020 | IA | Intrepid | 56251 | INWF2 | WT | OP | NA | WND |  | 389605.9688 |  |  | EIA Prime Mover-level Data
2020 | IA | Iowa Distributed Wind Generation Project | 7966 | IDWG | WT | OP | NA | WND |  | 44961 |  |  | EIA Prime Mover-level Data
2020 | IA | Iowa Hydro LLC | 1067 | 1 | HY | OP | NA | WAT |  | 34754 |  |  | EIA Prime Mover-level Data
2020 | IA | Iowa Hydro LLC | 1067 | 2 | HY | OP | NA | WAT |  | 34754 |  |  | EIA Prime Mover-level Data
2020 | IA | Iowa Lakes Community College Wind Farm | 57257 | VMN82 | WT | OP | NA | WND |  | 37145 |  |  | EIA Prime Mover-level Data
2020 | IA | Iowa Lakes Superior Wind Farm | 57252 | SUP1 | WT | OP | NA | WND |  | 340253 |  |  | EIA Prime Mover-level Data
2020 | IA | Iowa State University | 54201 | BLR1 | ST | OP | NA | BIT |  | 571292 | 3.9943 | 0.013984 | EIA Unit-level Data | NEI avg EF - PM, fuel type
2020 | IA | Iowa State University | 54201 | BLR10 | ST | OP | NA | NG |  | 601619.125 | 2.2334 | 0.0074247 | EIA Unit-level Data | NEI avg EF - PM, fuel type
2020 | IA | Iowa State University | 54201 | BLR2 | ST | OP | NA | BIT |  | 509659.8438 | 3.5634 | 0.013984 | EIA Unit-level Data | NEI avg EF - PM, fuel type
2020 | IA | Iowa State University | 54201 | BLR8 | ST | OP | NA | NG |  | 416262.2812 | 1.5453 | 0.0074247 | EIA Unit-level Data | NEI avg EF - PM, fuel type
2020 | IA | Iowa State University | 54201 | BLR9 | ST | OP | NA | NG |  | 407504.5 | 1.5128 | 0.0074247 | EIA Unit-level Data | NEI avg EF - PM, fuel type
2020 | IA | Iowa State University | 54201 | 1 | ST | RE | NA | BIT
2020 | IA | Ivester Wind Farm | 61911 | WT1 | WT | OP | NA | WND |  | 2638471 |  |  | EIA Prime Mover-level Data
2020 | IA | John Deere Dubuque Works | 54414 | GE10 | IC | SB | NA | DFO |  | 96 | 0.01488 | 0.31 | EIA Prime Mover-level Data | Estimated using an emission factor
2020 | IA | John Deere Dubuque Works | 54414 | GEN2 | ST | RE | NA | BIT
2020 | IA | John Deere Dubuque Works | 54414 | GEN3 | ST | RE | NA | BIT
2020 | IA | John Deere Dubuque Works | 54414 | GEN4 | ST | RE | NA | BIT
2020 | IA | John Deere Dubuque Works | 54414 | GEN5 | IC | SB | NA | DFO |  | 96 | 0.01488 | 0.31 | EIA Prime Mover-level Data | Estimated using an emission factor
2020 | IA | John Deere Dubuque Works | 54414 | GEN6 | IC | SB | NA | DFO |  | 96 | 0.01488 | 0.31 | EIA Prime Mover-level Data | Estimated using an emission factor
2020 | IA | John Deere Dubuque Works | 54414 | GEN7 | IC | SB | NA | DFO |  | 96 | 0.01488 | 0.31 | EIA Prime Mover-level Data | Estimated using an emission factor
2020 | IA | John Deere Dubuque Works | 54414 | GEN8 | IC | SB | NA | DFO |  | 96 | 0.01488 | 0.31 | EIA Prime Mover-level Data | Estimated using an emission factor
2020 | IA | John Deere Dubuque Works | 54414 | GEN9 | IC | SB | NA | DFO |  | 96 | 0.01488 | 0.31 | EIA Prime Mover-level Data | Estimated using an emission factor
2020 | IA | Junction Hilltop Wind Farm | 58444 | JHW | WT | OP | NA | WND |  | 210501 |  |  | EIA Prime Mover-level Data
2020 | IA | Keokuk | 1109 | 1 | HY | OP | NA | WAT |  | 539306.6875 |  |  | EIA Prime Mover-level Data
2020 | IA | Keokuk | 1109 | 10 | HY | OP | NA | WAT |  | 624460.4375 |  |  | EIA Prime Mover-level Data
2020 | IA | Keokuk | 1109 | 11 | HY | OP | NA | WAT |  | 624460.4375 |  |  | EIA Prime Mover-level Data
2020 | IA | Keokuk | 1109 | 12 | HY | OP | NA | WAT |  | 624460.4375 |  |  | EIA Prime Mover-level Data
2020 | IA | Keokuk | 1109 | 13 | HY | OP | NA | WAT |  | 624460.4375 |  |  | EIA Prime Mover-level Data
2020 | IA | Keokuk | 1109 | 14 | HY | OP | NA | WAT |  | 624460.4375 |  |  | EIA Prime Mover-level Data
2020 | IA | Keokuk | 1109 | 15 | HY | OP | NA | WAT |  | 624460.4375 |  |  | EIA Prime Mover-level Data
2020 | IA | Keokuk | 1109 | 2 | HY | OP | NA | WAT |  | 539306.6875 |  |  | EIA Prime Mover-level Data
2020 | IA | Keokuk | 1109 | 3 | HY | OP | NA | WAT |  | 539306.6875 |  |  | EIA Prime Mover-level Data
2020 | IA | Keokuk | 1109 | 4 | HY | OP | NA | WAT |  | 539306.6875 |  |  | EIA Prime Mover-level Data
2020 | IA | Keokuk | 1109 | 5 | HY | OP | NA | WAT |  | 539306.6875 |  |  | EIA Prime Mover-level Data
2020 | IA | Keokuk | 1109 | 6 | HY | OP | NA | WAT |  | 539306.6875 |  |  | EIA Prime Mover-level Data
2020 | IA | Keokuk | 1109 | 7 | HY | OP | NA | WAT |  | 624460.4375 |  |  | EIA Prime Mover-level Data
2020 | IA | Keokuk | 1109 | 8 | HY | OP | NA | WAT |  | 624460.4375 |  |  | EIA Prime Mover-level Data
2020 | IA | Keokuk | 1109 | 9 | HY | OP | NA | WAT |  | 624460.4375 |  |  | EIA Prime Mover-level Data
2020 | IA | Kirkwood Wind Turbine | 59735 | KCC01 | WT | OP | NA | WND |  | 21256 |  |  | EIA Prime Mover-level Data
2020 | IA | Knoxville Battery Energy Storage | 62569 | ES1 | BA | OP | NA | MWH |  | 0 |  |  | EIA Prime Mover-level Data
2020 | IA | Knoxville Industrial | 7849 | 1 | IC | OP | NA | DFO |  | 254.875 | 0.039506 | 0.31 | EIA Prime Mover-level Data | Estimated using an emission factor
2020 | IA | Knoxville Industrial | 7849 | 2 | IC | OP | NA | DFO |  | 254.875 | 0.039506 | 0.31 | EIA Prime Mover-level Data | Estimated using an emission factor
2020 | IA | Knoxville Industrial | 7849 | 3 | IC | OP | NA | DFO |  | 254.875 | 0.039506 | 0.31 | EIA Prime Mover-level Data | Estimated using an emission factor
2020 | IA | Knoxville Industrial | 7849 | 4 | IC | OP | NA | DFO |  | 254.875 | 0.039506 | 0.31 | EIA Prime Mover-level Data | Estimated using an emission factor
2020 | IA | Knoxville Industrial | 7849 | 5 | IC | OP | NA | DFO |  | 254.875 | 0.039506 | 0.31 | EIA Prime Mover-level Data | Estimated using an emission factor
2020 | IA | Knoxville Industrial | 7849 | 6 | IC | OP | NA | DFO |  | 254.875 | 0.039506 | 0.31 | EIA Prime Mover-level Data | Estimated using an emission factor
2020 | IA | Knoxville Industrial | 7849 | 7 | IC | OP | NA | DFO |  | 254.875 | 0.039506 | 0.31 | EIA Prime Mover-level Data | Estimated using an emission factor
2020 | IA | Knoxville Industrial | 7849 | 8 | IC | OP | NA | DFO |  | 254.875 | 0.039506 | 0.31 | EIA Prime Mover-level Data | Estimated using an emission factor
2020 | IA | Kossuth | 62103 | 1 | WT | OP | NA | WND |  | 1293772 |  |  | EIA Prime Mover-level Data
2020 | IA | La Porte | 1156 | 2 | IC | RE | NA | DFO
2020 | IA | La Porte | 1156 | 3A | IC | SB | NA | DFO |  | 454.667 | 0.070473 | 0.31 | EIA Prime Mover-level Data | Estimated using an emission factor
2020 | IA | La Porte | 1156 | 4A | IC | SB | NA | DFO |  | 454.667 | 0.070473 | 0.31 | EIA Prime Mover-level Data | Estimated using an emission factor
2020 | IA | La Porte | 1156 | 5 | IC | RE | NA | DFO
2020 | IA | La Porte | 1156 | 6 | IC | SB | NA | DFO |  | 454.667 | 0.070473 | 0.31 | EIA Prime Mover-level Data | Estimated using an emission factor
2020 | IA | Lake Mills | 1154 | 1A | IC | RE | NA | DFO |  | 305.189 | 0.047304 | 0.31 | EIA Prime Mover-level Data | Estimated using an emission factor
2020 | IA | Lake Mills | 1154 | 4 | IC | OP | NA | DFO |  | 132.249 | 0.020499 | 0.31 | EIA Prime Mover-level Data | Estimated using an emission factor
2020 | IA | Lake Mills | 1154 | 5 | IC | RE | NA | DFO |  | 91.557 | 0.014191 | 0.31 | EIA Prime Mover-level Data | Estimated using an emission factor
2020 | IA | Lake Mills | 1154 | 6 | IC | OP | NA | DFO |  | 579.859 | 0.089878 | 0.31 | EIA Prime Mover-level Data | Estimated using an emission factor
2020 | IA | Lake Mills | 1154 | 7 | IC | OP | NA | DFO |  | 773.146 | 0.11984 | 0.31 | EIA Prime Mover-level Data | Estimated using an emission factor
2020 | IA | Lake Mills Gas Recovery | 56521 | GEN1 | IC | OP | NA | LFG |  | 32425.8008 | 0.23833 | 0.0147 | EIA Prime Mover-level Data | Estimated using an emission factor
2020 | IA | Lake Mills Gas Recovery | 56521 | GEN2 | IC | OP | NA | LFG |  | 32425.8008 | 0.23833 | 0.0147 | EIA Prime Mover-level Data | Estimated using an emission factor
2020 | IA | Lake Mills Gas Recovery | 56521 | GEN3 | IC | OP | NA | LFG |  | 32425.8008 | 0.23833 | 0.0147 | EIA Prime Mover-level Data | Estimated using an emission factor
2020 | IA | Lake Mills Gas Recovery | 56521 | GEN4 | IC | OP | NA | LFG |  | 32425.8008 | 0.23833 | 0.0147 | EIA Prime Mover-level Data | Estimated using an emission factor
2020 | IA | Lake Mills Gas Recovery | 56521 | GEN5 | IC | OP | NA | LFG |  | 32425.8008 | 0.23833 | 0.0147 | EIA Prime Mover-level Data | Estimated using an emission factor
2020 | IA | Lake Mills Gas Recovery | 56521 | GEN6 | IC | RE | NA | LFG
2020 | IA | Lake Park | 1153 | 1 | IC | RE | NA | DFO
2020 | IA | Lake Park | 1153 | 2 | IC | RE | NA | DFO
2020 | IA | Lake Park | 1153 | 3 | IC | OP | NA | DFO |  | 421.5 | 0.065333 | 0.31 | EIA Prime Mover-level Data | Estimated using an emission factor
2020 | IA | Lake Park | 1153 | G2 | IC | OP | NA | DFO |  | 421.5 | 0.065333 | 0.31 | EIA Prime Mover-level Data | Estimated using an emission factor
2020 | IA | Lakota Wind Wind Farm | 57251 | LAK1 | WT | OP | NA | WND |  | 319512 |  |  | EIA Prime Mover-level Data
2020 | IA | Lamoni Municipal Utilities | 1155 | 1 | IC | OP | NA | DFO |  | 260 | 0.0403 | 0.31 | EIA Prime Mover-level Data | Estimated using an emission factor
2020 | IA | Lamoni Municipal Utilities | 1155 | 2 | IC | OP | NA | DFO |  | 18.571 | 0.0028785 | 0.31 | EIA Prime Mover-level Data | Estimated using an emission factor
2020 | IA | Lamoni Municipal Utilities | 1155 | 3 | IC | OP | NA | DFO |  | 27.857 | 0.0043178 | 0.31 | EIA Prime Mover-level Data | Estimated using an emission factor
2020 | IA | Lamoni Municipal Utilities | 1155 | 4 | IC | OP | NA | DFO |  | 55.714 | 0.0086357 | 0.31 | EIA Prime Mover-level Data | Estimated using an emission factor
2020 | IA | Lamoni Municipal Utilities | 1155 | 5 | IC | OP | NA | DFO |  | 102.143 | 0.015832 | 0.31 | EIA Prime Mover-level Data | Estimated using an emission factor
2020 | IA | Lamoni Municipal Utilities | 1155 | 6 | IC | OP | NA | DFO |  | 46.429 | 0.0071965 | 0.31 | EIA Prime Mover-level Data | Estimated using an emission factor
2020 | IA | Lamoni Municipal Utilities | 1155 | 7 | IC | OP | NA | DFO |  | 232.143 | 0.035982 | 0.31 | EIA Prime Mover-level Data | Estimated using an emission factor
2020 | IA | Lamoni Municipal Utilities | 1155 | 8 | IC | OP | NA | DFO |  | 232.143 | 0.035982 | 0.31 | EIA Prime Mover-level Data | Estimated using an emission factor
2020 | IA | Lansing | 1047 | 4 | ST | OP | TURBO | SUB | 2577 | 4329877.5 | 20.1911 | 0.0093264 | EPA/CAMD | EPA/NEI | 1977
2020 | IA | Laurel Wind Farm | 57500 | LWF | WT | OP | NA | WND |  | 3011559 |  |  | EIA Prime Mover-level Data
2020 | IA | Laurens | 1157 | 3 | IC | SB | NA | DFO |  | 32.264 | 0.0050009 | 0.31 | EIA Prime Mover-level Data | Estimated using an emission factor
2020 | IA | Laurens | 1157 | 4 | IC | SB | NA | DFO |  | 32.264 | 0.0050009 | 0.31 | EIA Prime Mover-level Data | Estimated using an emission factor
2020 | IA | Laurens | 1157 | 5 | IC | SB | NA | DFO |  | 100.824 | 0.015628 | 0.31 | EIA Prime Mover-level Data | Estimated using an emission factor
2020 | IA | Laurens | 1157 | 6 | IC | SB | NA | DFO |  | 100.824 | 0.015628 | 0.31 | EIA Prime Mover-level Data | Estimated using an emission factor
2020 | IA | Laurens | 1157 | 7 | IC | SB | NA | DFO |  | 100.824 | 0.015628 | 0.31 | EIA Prime Mover-level Data | Estimated using an emission factor
2020 | IA | Lenox | 1158 | 1 | IC | SB | NA | DFO |  | 733.082 | 0.11363 | 0.31 | EIA Prime Mover-level Data | Estimated using an emission factor
2020 | IA | Lenox | 1158 | 2 | IC | SB | NA | DFO |  | 2687.967 | 0.41663 | 0.31 | EIA Prime Mover-level Data | Estimated using an emission factor
2020 | IA | Lenox | 1158 | 3 | IC | SB | NA | DFO |  | 2199.2461 | 0.34088 | 0.31 | EIA Prime Mover-level Data | Estimated using an emission factor
2020 | IA | Lenox | 1158 | 4 | IC | SB | NA | DFO |  | 4398.4922 | 0.68177 | 0.31 | EIA Prime Mover-level Data | Estimated using an emission factor
2020 | IA | Lenox | 1158 | 5 | IC | SB | NA | DFO |  | 4887.2129 | 0.75752 | 0.31 | EIA Prime Mover-level Data | Estimated using an emission factor
2020 | IA | Leonardo Wind 1 LLC | 59228 | WT1 | WT | OP | NA | WND |  | 96162 |  |  | EIA Prime Mover-level Data
2020 | IA | Lime Creek | 7155 | **1 | GT | OP | CT | DFO | 21 | 4823.3838 | 0.022573 | 0.0093597 | EPA/CAMD | EPA/NEI | 1991
2020 | IA | Lime Creek | 7155 | **2 | GT | OP | CT | DFO | 18 | 3765.0649 | 0.017619 | 0.0093593 | EPA/CAMD | EPA/NEI | 1991
2020 | IA | Lost Lakes Wind Farm LLC | 57111 | GEN 1 | WT | OP | NA | WND |  | 2810606 |  |  | EIA Prime Mover-level Data
2020 | IA | Louisa | 6664 | 101 | ST | OP | WALL | RC | 4596 | 19483010 | 114.5166 | 0.011756 | EPA/CAMD | EPA/NEI | 1983
2020 | IA | Lundgren Wind Project | 58884 | LGWF | WT | OP | NA | WND |  | 6999977 |  |  | EIA Prime Mover-level Data
2020 | IA | Luther College Wind Project | 58407 | WTG01 | WT | OP | NA | WND |  | 24871 |  |  | EIA Prime Mover-level Data
2020 | IA | Macksburg Wind Project | 58885 | MBWF | WT | OP | NA | WND |  | 2813615 |  |  | EIA Prime Mover-level Data
2020 | IA | Manning | 1160 | 1 | IC | SB | NA | DFO |  | 147.215 | 0.022818 | 0.31 | EIA Prime Mover-level Data | Estimated using an emission factor
2020 | IA | Manning | 1160 | 2 | IC | SB | NA | DFO |  | 147.215 | 0.022818 | 0.31 | EIA Prime Mover-level Data | Estimated using an emission factor
2020 | IA | Manning | 1160 | 4 | IC | SB | NA | DFO |  | 441.646 | 0.068455 | 0.31 | EIA Prime Mover-level Data | Estimated using an emission factor
2020 | IA | Manning | 1160 | M1 | IC | OP | NA | DFO |  | 1692.975 | 0.26241 | 0.31 | EIA Prime Mover-level Data | Estimated using an emission factor
2020 | IA | Manning | 1160 | M2 | IC | OP | NA | DFO |  | 1692.975 | 0.26241 | 0.31 | EIA Prime Mover-level Data | Estimated using an emission factor
2020 | IA | Manning | 1160 | M3 | IC | OP | NA | DFO |  | 1692.975 | 0.26241 | 0.31 | EIA Prime Mover-level Data | Estimated using an emission factor
2020 | IA | Maquoketa 1 | 1162 | 1 | IC | RE | NA | NG
2020 | IA | Maquoketa 1 | 1162 | 1A | IC | SB | NA | NG |  | 125.016 | 2.6378e-05 | 0.000422 | EIA Prime Mover-level Data | Estimated using an emission factor
2020 | IA | Maquoketa 1 | 1162 | 2 | IC | RE | NA | DFO
2020 | IA | Maquoketa 1 | 1162 | 2A | IC | SB | NA | NG |  | 125.016 | 2.6378e-05 | 0.000422 | EIA Prime Mover-level Data | Estimated using an emission factor
2020 | IA | Maquoketa 1 | 1162 | 3 | IC | SB | NA | NG |  | 84.689 | 1.7869e-05 | 0.000422 | EIA Prime Mover-level Data | Estimated using an emission factor
2020 | IA | Maquoketa 1 | 1162 | 4A | IC | SB | NA | DFO |  | 72.59 | 0.011251 | 0.31 | EIA Prime Mover-level Data | Estimated using an emission factor
2020 | IA | Maquoketa 1 | 1162 | 5 | IC | SB | NA | NG |  | 68.557 | 1.4466e-05 | 0.000422 | EIA Prime Mover-level Data | Estimated using an emission factor
2020 | IA | Maquoketa 1 | 1162 | 6 | IC | SB | NA | NG |  | 100.82 | 2.1273e-05 | 0.000422 | EIA Prime Mover-level Data | Estimated using an emission factor
2020 | IA | Maquoketa 1 | 1162 | 7 | IC | SB | NA | NG |  | 262.131 | 5.531e-05 | 0.000422 | EIA Prime Mover-level Data | Estimated using an emission factor
2020 | IA | Maquoketa 1 | 1162 | 8 | IC | SB | NA | DFO |  | 72.59 | 0.011251 | 0.31 | EIA Prime Mover-level Data | Estimated using an emission factor
2020 | IA | Maquoketa 1 | 1162 | 9 | IC | SB | NA | DFO |  | 72.59 | 0.011251 | 0.31 | EIA Prime Mover-level Data | Estimated using an emission factor
2020 | IA | Maquoketa 2 | 7921 | 11 | IC | SB | NA | DFO |  | 0 | 0 |  | EIA Prime Mover-level Data | Estimated using an emission factor
2020 | IA | Maquoketa 2 | 7921 | 12 | IC | SB | NA | DFO |  | 0 | 0 |  | EIA Prime Mover-level Data | Estimated using an emission factor
2020 | IA | Maquoketa 2 | 7921 | 13 | IC | SB | NA | DFO |  | 0 | 0 |  | EIA Prime Mover-level Data | Estimated using an emission factor
2020 | IA | Maquoketa 2 | 7921 | 14 | IC | SB | NA | DFO |  | 0 | 0 |  | EIA Prime Mover-level Data | Estimated using an emission factor
2020 | IA | Marshalltown CTs | 1068 | 1A | GT | OP | CT | NG | 322 | 71177.5625 | 0.21903 | 0.0061544 | EPA/CAMD | EPA/NEI | 1978
2020 | IA | Marshalltown CTs | 1068 | 1B | GT | OP | CT | NG | 322 | 78909.8516 | 0.24282 | 0.0061543 | EPA/CAMD | EPA/NEI | 1978
2020 | IA | Marshalltown CTs | 1068 | 2A | GT | OP | CT | NG | 471 | 111227.1328 | 0.34176 | 0.0061454 | EPA/CAMD | EPA/NEI | 1978
2020 | IA | Marshalltown CTs | 1068 | 2B | GT | OP | CT | NG | 469 | 106024.8047 | 0.32577 | 0.0061452 | EPA/CAMD | EPA/NEI | 1978
2020 | IA | Marshalltown CTs | 1068 | 3A | GT | OP | CT | NG | 490 | 116352.6406 | 0.35723 | 0.0061405 | EPA/CAMD | EPA/NEI | 1978
2020 | IA | Marshalltown CTs | 1068 | 3B | GT | OP | CT | NG | 492 | 119195.1016 | 0.36587 | 0.006139 | EPA/CAMD | EPA/NEI | 1978
2020 | IA | Marshalltown Generating Station | 58236 | CT1 | CT | OP | CC | NG | 4714 | 10032713 | 13.9572 | 0.0027823 | EPA/CAMD | EPA/NEI | 2016
2020 | IA | Marshalltown Generating Station | 58236 | CT2 | CT | OP | CC | NG | 4449 | 9590974 | 8.8904 | 0.0018539 | EPA/CAMD | EPA/NEI | 2016
2020 | IA | Marshalltown Generating Station | 58236 | PV1 | PV | OP | NA | SUN
2020 | IA | McGregor | 1163 | 1 | IC | OP | NA | DFO |  | 131.2 | 0.020336 | 0.31 | EIA Prime Mover-level Data | Estimated using an emission factor
2020 | IA | McGregor | 1163 | 2 | IC | OP | NA | DFO |  | 32.8 | 0.005084 | 0.31 | EIA Prime Mover-level Data | Estimated using an emission factor
2020 | IA | McGregor | 1163 | 3 | IC | RE | NA | DFO
2020 | IA | Meadow Ridge | 58459 | 1 | WT | OP | NA | WND |  | 49350 |  |  | EIA Prime Mover-level Data
2020 | IA | Merl Parr | 1097 | 1 | GT | OP | NA | NG |  | 3112 | 0.001547 | 0.00099423 | EIA Prime Mover-level Data | NEI avg EF - PM, fuel type, firing type
2020 | IA | Merl Parr | 1097 | 2 | GT | OP | NA | NG |  | 3112 | 0.001547 | 0.00099423 | EIA Prime Mover-level Data | NEI avg EF - PM, fuel type, firing type
2020 | IA | Metro Methane Recovery Facility | 54700 | GEN1 | IC | OP | NA | LFG |  | 76448.1406 | 0.56189 | 0.0147 | EIA Prime Mover-level Data | Estimated using an emission factor
2020 | IA | Metro Methane Recovery Facility | 54700 | GEN10 | IC | OP | NA | LFG |  | 152896.2812 | 1.1238 | 0.0147 | EIA Prime Mover-level Data | Estimated using an emission factor
2020 | IA | Metro Methane Recovery Facility | 54700 | GEN11 | IC | OP | NA | LFG |  | 152896.2812 | 1.1238 | 0.0147 | EIA Prime Mover-level Data | Estimated using an emission factor
2020 | IA | Metro Methane Recovery Facility | 54700 | GEN12 | IC | OP | NA | LFG |  | 152896.2812 | 1.1238 | 0.0147 | EIA Prime Mover-level Data | Estimated using an emission factor
2020 | IA | Metro Methane Recovery Facility | 54700 | GEN2 | IC | OP | NA | LFG |  | 76448.1406 | 0.56189 | 0.0147 | EIA Prime Mover-level Data | Estimated using an emission factor
2020 | IA | Metro Methane Recovery Facility | 54700 | GEN3 | IC | OP | NA | LFG |  | 76448.1406 | 0.56189 | 0.0147 | EIA Prime Mover-level Data | Estimated using an emission factor
2020 | IA | Metro Methane Recovery Facility | 54700 | GEN4 | IC | OP | NA | LFG |  | 76448.1406 | 0.56189 | 0.0147 | EIA Prime Mover-level Data | Estimated using an emission factor
2020 | IA | Metro Methane Recovery Facility | 54700 | GEN5 | IC | OP | NA | LFG |  | 76448.1406 | 0.56189 | 0.0147 | EIA Prime Mover-level Data | Estimated using an emission factor
2020 | IA | Metro Methane Recovery Facility | 54700 | GEN6 | IC | OP | NA | LFG |  | 76448.1406 | 0.56189 | 0.0147 | EIA Prime Mover-level Data | Estimated using an emission factor
2020 | IA | Metro Methane Recovery Facility | 54700 | GEN7 | IC | OP | NA | LFG |  | 76448.1406 | 0.56189 | 0.0147 | EIA Prime Mover-level Data | Estimated using an emission factor
2020 | IA | Metro Methane Recovery Facility | 54700 | GEN8 | IC | OP | NA | LFG |  | 76448.1406 | 0.56189 | 0.0147 | EIA Prime Mover-level Data | Estimated using an emission factor
2020 | IA | Metro Methane Recovery Facility | 54700 | GEN9 | IC | CN | NA | LFG
2020 | IA | Michelangelo Wind 1 LLC | 59231 | WT1 | WT | OP | NA | WND |  | 94873 |  |  | EIA Prime Mover-level Data
2020 | IA | Michelangelo Wind 3 LLC | 59053 | WT1 | WT | OP | NA | WND |  | 91248 |  |  | EIA Prime Mover-level Data
2020 | IA | Michelangelo Wind 4 LLC | 59232 | WT1 | WT | OP | NA | WND |  | 93416 |  |  | EIA Prime Mover-level Data
2020 | IA | Milford | 1164 | 1 | IC | OP | NA | DFO |  | 32.123 | 0.0049791 | 0.31 | EIA Prime Mover-level Data | Estimated using an emission factor
2020 | IA | Milford | 1164 | 3 | IC | RE | NA | DFO
2020 | IA | Milford | 1164 | 4 | IC | OP | NA | DFO |  | 26.769 | 0.0041492 | 0.31 | EIA Prime Mover-level Data | Estimated using an emission factor
2020 | IA | Milford | 1164 | 5 | IC | OP | NA | DFO |  | 96.369 | 0.014937 | 0.31 | EIA Prime Mover-level Data | Estimated using an emission factor
2020 | IA | Milford | 1164 | 6 | IC | OP | NA | DFO |  | 96.369 | 0.014937 | 0.31 | EIA Prime Mover-level Data | Estimated using an emission factor
2020 | IA | Milford | 1164 | 7 | IC | OP | NA | DFO |  | 96.369 | 0.014937 | 0.31 | EIA Prime Mover-level Data | Estimated using an emission factor
2020 | IA | Milton L Kapp | 1048 | 1 | ST | RE | WALL | NG
2020 | IA | Milton L Kapp | 1048 | 2 | ST | RE | TANGENTIAL | NG
2020 | IA | Montezuma | 1165 | 1 | IC | SB | NA | DFO |  | 52.673 | 0.0081643 | 0.31 | EIA Prime Mover-level Data | Estimated using an emission factor
2020 | IA | Montezuma | 1165 | 10 | IC | SB | NA | DFO |  | 52.673 | 0.0081643 | 0.31 | EIA Prime Mover-level Data | Estimated using an emission factor
2020 | IA | Montezuma | 1165 | 4 | IC | SB | NA | DFO |  | 131.684 | 0.020411 | 0.31 | EIA Prime Mover-level Data | Estimated using an emission factor
2020 | IA | Montezuma | 1165 | 5 | IC | SB | NA | DFO |  | 289.704 | 0.044904 | 0.31 | EIA Prime Mover-level Data | Estimated using an emission factor
2020 | IA | Montezuma | 1165 | 6 | IC | SB | NA | NG |  | 447.724 | 9.447e-05 | 0.000422 | EIA Prime Mover-level Data | Estimated using an emission factor
2020 | IA | Montezuma | 1165 | 7 | IC | SB | NA | NG |  | 658.418 | 0.00013893 | 0.000422 | EIA Prime Mover-level Data | Estimated using an emission factor
2020 | IA | Montezuma | 1165 | 8 | IC | SB | NA | DFO |  | 474.061 | 0.073479 | 0.31 | EIA Prime Mover-level Data | Estimated using an emission factor
2020 | IA | Montezuma | 1165 | 9 | IC | SB | NA | DFO |  | 474.061 | 0.073479 | 0.31 | EIA Prime Mover-level Data | Estimated using an emission factor
2020 | IA | Morning Light Wind Farm | 57875 | MLWF | WT | OP | NA | WND |  | 2875604 |  |  | EIA Prime Mover-level Data
2020 | IA | Mt Pleasant | 1166 | 1 | IC | SB | NA | DFO |  | 347.75 | 0.053901 | 0.31 | EIA Prime Mover-level Data | Estimated using an emission factor
2020 | IA | Mt Pleasant | 1166 | 10 | IC | SB | NA | DFO |  | 347.75 | 0.053901 | 0.31 | EIA Prime Mover-level Data | Estimated using an emission factor
2020 | IA | Mt Pleasant | 1166 | 11 | IC | SB | NA | DFO |  | 347.75 | 0.053901 | 0.31 | EIA Prime Mover-level Data | Estimated using an emission factor
2020 | IA | Mt Pleasant | 1166 | 12 | IC | SB | NA | DFO |  | 347.75 | 0.053901 | 0.31 | EIA Prime Mover-level Data | Estimated using an emission factor
2020 | IA | Mt Pleasant | 1166 | 2 | IC | SB | NA | DFO |  | 347.75 | 0.053901 | 0.31 | EIA Prime Mover-level Data | Estimated using an emission factor
2020 | IA | Mt Pleasant | 1166 | 3 | IC | SB | NA | DFO |  | 347.75 | 0.053901 | 0.31 | EIA Prime Mover-level Data | Estimated using an emission factor
2020 | IA | Mt Pleasant | 1166 | 4A | IC | SB | NA | DFO |  | 347.75 | 0.053901 | 0.31 | EIA Prime Mover-level Data | Estimated using an emission factor
2020 | IA | Mt Pleasant | 1166 | 5 | ST | RE | NA | NG
2020 | IA | Mt Pleasant | 1166 | 5A | IC | SB | NA | DFO |  | 347.75 | 0.053901 | 0.31 | EIA Prime Mover-level Data | Estimated using an emission factor
2020 | IA | Mt Pleasant | 1166 | 6 | IC | SB | NA | DFO |  | 347.75 | 0.053901 | 0.31 | EIA Prime Mover-level Data | Estimated using an emission factor
2020 | IA | Mt Pleasant | 1166 | 7 | IC | SB | NA | DFO |  | 347.75 | 0.053901 | 0.31 | EIA Prime Mover-level Data | Estimated using an emission factor
2020 | IA | Mt Pleasant | 1166 | 8 | IC | SB | NA | DFO |  | 347.75 | 0.053901 | 0.31 | EIA Prime Mover-level Data | Estimated using an emission factor
2020 | IA | Mt Pleasant | 1166 | 9 | IC | SB | NA | DFO |  | 347.75 | 0.053901 | 0.31 | EIA Prime Mover-level Data | Estimated using an emission factor
2020 | IA | Mt Pleasant | 1166 | D | IC | RE | NA | DFO
2020 | IA | Muscatine | 1167 | 8 | ST | OP | CYCLONE | SUB | 7431 | 4472063.5 | 23.5881 | 0.010549 | EPA/CAMD | EPA/NEI | 1969
2020 | IA | Muscatine | 1167 | 9 | ST | OP | TANGENTIAL | RC | 5632 | 5096328.5 | 15.8082 | 0.0062038 | EPA/CAMD | EPA/NEI | 1983
2020 | IA | NCAH Central Utility Plant | 58265 | C-3 | IC | SB | NA | DFO |  | 13.092 | 0.0020293 | 0.31 | EIA Prime Mover-level Data | Estimated using an emission factor
2020 | IA | NCAH Central Utility Plant | 58265 | EP-2 | IC | RE | NA | DFO
2020 | IA | NCAH Central Utility Plant | 58265 | EP-6 | IC | SB | NA | DFO |  | 52.37 | 0.0081173 | 0.31 | EIA Prime Mover-level Data | Estimated using an emission factor
2020 | IA | NCAH Central Utility Plant | 58265 | FRZRF | IC | SB | NA | DFO |  | 13.092 | 0.0020293 | 0.31 | EIA Prime Mover-level Data | Estimated using an emission factor
2020 | IA | NCAH Central Utility Plant | 58265 | MBGEN | IC | SB | NA | DFO |  | 32.731 | 0.0050733 | 0.31 | EIA Prime Mover-level Data | Estimated using an emission factor
2020 | IA | NCAH Central Utility Plant | 58265 | S-13 | IC | SB | NA | DFO |  | 137.471 | 0.021308 | 0.31 | EIA Prime Mover-level Data | Estimated using an emission factor
2020 | IA | NCAH Central Utility Plant | 58265 | S-14 | IC | SB | NA | DFO |  | 137.471 | 0.021308 | 0.31 | EIA Prime Mover-level Data | Estimated using an emission factor
2020 | IA | NCAH Central Utility Plant | 58265 | S-16 | GT | OP | NA | NG |  | 263340 | 0.13091 | 0.00099423 | EIA Prime Mover-level Data | NEI avg EF - PM, fuel type, firing type
2020 | IA | NCAH Central Utility Plant | 58265 | S-17 | IC | SB | NA | DFO |  | 130.924 | 0.020293 | 0.31 | EIA Prime Mover-level Data | Estimated using an emission factor
2020 | IA | NCAH Central Utility Plant | 58265 | S-18 | IC | SB | NA | DFO |  | 130.924 | 0.020293 | 0.31 | EIA Prime Mover-level Data | Estimated using an emission factor
2020 | IA | NCAH Central Utility Plant | 58265 | S-19 | IC | SB | NA | DFO |  | 130.924 | 0.020293 | 0.31 | EIA Prime Mover-level Data | Estimated using an emission factor
2020 | IA | NCAH Central Utility Plant | 58265 | S-7A | GT | RE | NA | NG
2020 | IA | New Hampton | 1168 | 3 | IC | SB | NA | NG |  | 166.019 | 3.503e-05 | 0.000422 | EIA Prime Mover-level Data | Estimated using an emission factor
2020 | IA | New Hampton | 1168 | 4 | IC | SB | NA | NG |  | 294.091 | 6.2053e-05 | 0.000422 | EIA Prime Mover-level Data | Estimated using an emission factor
2020 | IA | New Hampton | 1168 | 5 | IC | SB | NA | NG |  | 294.091 | 6.2053e-05 | 0.000422 | EIA Prime Mover-level Data | Estimated using an emission factor
2020 | IA | New Hampton | 1168 | 7 | IC | OP | NA | DFO |  | 251.4 | 0.038967 | 0.31 | EIA Prime Mover-level Data | Estimated using an emission factor
2020 | IA | New Hampton | 1168 | 8 | IC | OP | NA | DFO |  | 251.4 | 0.038967 | 0.31 | EIA Prime Mover-level Data | Estimated using an emission factor
2020 | IA | New Harvest Wind Project LLC | 57609 | 1 | WT | OP | NA | WND |  | 2560215 |  |  | EIA Prime Mover-level Data
2020 | IA | NLMU Wind | 58414 | NLMU | WT | OP | NA | WND |  | 37214 |  |  | EIA Prime Mover-level Data
2020 | IA | North English | 62133 | 1 | WT | OP | NA | WND |  | 4516114.5 |  |  | EIA Prime Mover-level Data
2020 | IA | North English | 62133 | GT1 | WT | OP | NA | WND |  | 6451592.5 |  |  | EIA Prime Mover-level Data
2020 | IA | North Generation Plant | 7856 | 1 | IC | OP | NA | DFO |  | 114.75 | 0.017786 | 0.31 | EIA Prime Mover-level Data | Estimated using an emission factor
2020 | IA | North Generation Plant | 7856 | 2 | IC | OP | NA | DFO |  | 114.75 | 0.017786 | 0.31 | EIA Prime Mover-level Data | Estimated using an emission factor
2020 | IA | North Generation Plant | 7856 | 3 | IC | OP | NA | DFO |  | 140.25 | 0.021739 | 0.31 | EIA Prime Mover-level Data | Estimated using an emission factor
2020 | IA | North Generation Plant | 7856 | 4 | IC | OP | NA | DFO |  | 140.25 | 0.021739 | 0.31 | EIA Prime Mover-level Data | Estimated using an emission factor
2020 | IA | Northern Iowa Windfarm | 55804 | NM | WT | OP | NA | WND |  | 1126778 |  |  | EIA Prime Mover-level Data
2020 | IA | Northern Iowa Windpower II | 56383 | TOI2 | WT | OP | NA | WND |  | 1226255 |  |  | EIA Prime Mover-level Data
2020 | IA | Oakdale Renewable Energy Plant | 57672 | GE1 | IC | OP | NA | NG |  | 10827.5 | 0.0022846 | 0.000422 | EIA Prime Mover-level Data | Estimated using an emission factor
2020 | IA | Oakdale Renewable Energy Plant | 57672 | GE2 | IC | OP | NA | NG |  | 10827.5 | 0.0022846 | 0.000422 | EIA Prime Mover-level Data | Estimated using an emission factor
2020 | IA | O'Brien Wind | 60326 | OBWF | WT | OP | NA | WND |  | 1742873.5 |  |  | EIA Prime Mover-level Data
2020 | IA | O'Brien Wind | 60326 | OBWF2 | WT | OP | NA | WND |  | 3060587.25 |  |  | EIA Prime Mover-level Data
2020 | IA | O'Brien Wind | 60326 | OBWF3 | WT | OP | NA | WND |  | 2244055.25 |  |  | EIA Prime Mover-level Data
2020 | IA | O'Brien Wind | 60326 | OBWF4 | WT | CN | NA | WND
2020 | IA | O'Brien Wind | 60326 | OBWF5 | WT | CN | NA | WND
2020 | IA | O'Brien Wind | 60326 | OBWF6 | WT | CN | NA | WND
2020 | IA | Ogden | 1169 | 4 | IC | SB | NA | DFO |  | 95.179 | 0.014753 | 0.31 | EIA Prime Mover-level Data | Estimated using an emission factor
2020 | IA | Ogden | 1169 | 5 | IC | SB | NA | DFO |  | 237.949 | 0.036882 | 0.31 | EIA Prime Mover-level Data | Estimated using an emission factor
2020 | IA | Ogden | 1169 | 6 | IC | SB | NA | DFO |  | 594.872 | 0.092205 | 0.31 | EIA Prime Mover-level Data | Estimated using an emission factor
2020 | IA | Optimum Wind 3 LLC | 59227 | WT1 | WT | OP | NA | WND |  | 84344 |  |  | EIA Prime Mover-level Data
2020 | IA | Optimum Wind 4 LLC | 59226 | WT1 | WT | OP | NA | WND |  | 80018 |  |  | EIA Prime Mover-level Data
2020 | IA | Optimum Wind 5 LLC | 59223 | WT1 | WT | OP | NA | WND |  | 83948 |  |  | EIA Prime Mover-level Data
2020 | IA | Optimum Wind 6 LLC | 59224 | WT1 | WT | OP | NA | WND |  | 90772 |  |  | EIA Prime Mover-level Data
2020 | IA | Optimum Wind 7 LLC | 59225 | WT1 | WT | OP | NA | WND |  | 91450 |  |  | EIA Prime Mover-level Data
2020 | IA | Orient Wind Farm | 61077 | 1 | WT | OP | NA | WND |  | 3044897.5 |  |  | EIA Prime Mover-level Data
2020 | IA | Orient Wind Farm | 61077 | 2 | WT | OP | NA | WND |  | 11904952 |  |  | EIA Prime Mover-level Data
2020 | IA | Osage (IA) | 1172 | 5 | IC | SB | NA | NG |  | 276.626 | 5.8368e-05 | 0.000422 | EIA Prime Mover-level Data | Estimated using an emission factor
2020 | IA | Osage (IA) | 1172 | 6 | IC | SB | NA | NG |  | 535.964 | 0.00011309 | 0.000422 | EIA Prime Mover-level Data | Estimated using an emission factor
2020 | IA | Osage (IA) | 1172 | 7 | IC | SB | NA | DFO |  | 311.205 | 0.048237 | 0.31 | EIA Prime Mover-level Data | Estimated using an emission factor
2020 | IA | Osage (IA) | 1172 | 8 | IC | SB | NA | DFO |  | 311.205 | 0.048237 | 0.31 | EIA Prime Mover-level Data | Estimated using an emission factor
2020 | IA | Osage (IA) | 1172 | SO | PV | OP | NA | SUN |  | 8631 |  |  | EIA Prime Mover-level Data
2020 | IA | Osage (IA) | 1172 | W1 | WT | OP | NA | WND |  | 38364 |  |  | EIA Prime Mover-level Data
2020 | IA | Osceola Windpower II | 56913 | CL25 | WT | OP | NA | WND |  | 1767908 |  |  | EIA Prime Mover-level Data
2020 | IA | Osceola Windpower LLC | 56645 | CL25 | WT | OP | NA | WND |  | 3556512 |  |  | EIA Prime Mover-level Data
2020 | IA | Otter Creek Ethanol Poet - Ashton | 58138 | 1 | GT | OP | NA | NG |  | 371945 | 0.1849 | 0.00099423 | EIA Prime Mover-level Data | NEI avg EF - PM, fuel type, firing type
2020 | IA | Ottumwa | 6254 | 1 | ST | OP | TANGENTIAL | SUB | 5635 | 28662182 | 27.2034 | 0.0018982 | EPA/CAMD | EPA/NEI | 1981
2020 | IA | Ottumwa City of | 1173 | 1 | HY | OS | NA | WAT |  | 21474.375 |  |  | EIA Prime Mover-level Data
2020 | IA | Ottumwa City of | 1173 | 2 | HY | OP | NA | WAT |  | 25769.25 |  |  | EIA Prime Mover-level Data
2020 | IA | Ottumwa City of | 1173 | 3 | HY | OP | NA | WAT |  | 21474.375 |  |  | EIA Prime Mover-level Data
2020 | IA | Palo Alto Wind Farm | 63053 | PAWF | WT | OP | NA | WND |  | 6228680 |  |  | EIA Prime Mover-level Data
2020 | IA | Palo Alto Wind Farm | 63053 | PAWF2 | WT | OP | NA | WND |  | 2242324.75 |  |  | EIA Prime Mover-level Data
2020 | IA | Panora | 7584 | 1 | IC | SB | NA | DFO |  | 96 | 0.01488 | 0.31 | EIA Prime Mover-level Data | Estimated using an emission factor
2020 | IA | Panora | 7584 | 2 | IC | SB | NA | DFO |  | 64 | 0.00992 | 0.31 | EIA Prime Mover-level Data | Estimated using an emission factor
2020 | IA | Panora | 7584 | 3 | IC | SB | NA | DFO |  | 128 | 0.01984 | 0.31 | EIA Prime Mover-level Data | Estimated using an emission factor
2020 | IA | Pella | 1175 | 5 | ST | RE | NA | SUB
2020 | IA | Pella | 1175 | 6 | ST | RE | NA | SUB
2020 | IA | Pella Peaking | 7971 | 1 | IC | RE | NA | DFO
2020 | IA | Pella Peaking | 7971 | 10 | IC | OP | NA | DFO |  | 196.286 | 0.030424 | 0.31 | EIA Prime Mover-level Data | Estimated using an emission factor
2020 | IA | Pella Peaking | 7971 | 11 | IC | OP | NA | DFO |  | 196.286 | 0.030424 | 0.31 | EIA Prime Mover-level Data | Estimated using an emission factor
2020 | IA | Pella Peaking | 7971 | 12 | IC | OP | NA | DFO |  | 196.286 | 0.030424 | 0.31 | EIA Prime Mover-level Data | Estimated using an emission factor
2020 | IA | Pella Peaking | 7971 | 13 | IC | OP | NA | DFO |  | 196.286 | 0.030424 | 0.31 | EIA Prime Mover-level Data | Estimated using an emission factor
2020 | IA | Pella Peaking | 7971 | 14 | IC | OP | NA | DFO |  | 196.286 | 0.030424 | 0.31 | EIA Prime Mover-level Data | Estimated using an emission factor
2020 | IA | Pella Peaking | 7971 | 15 | IC | OP | NA | DFO |  | 196.286 | 0.030424 | 0.31 | EIA Prime Mover-level Data | Estimated using an emission factor
2020 | IA | Pella Peaking | 7971 | 16 | IC | OP | NA | DFO |  | 196.286 | 0.030424 | 0.31 | EIA Prime Mover-level Data | Estimated using an emission factor
2020 | IA | Pella Peaking | 7971 | 2 | IC | RE | NA | DFO
2020 | IA | Pella Peaking | 7971 | 3 | IC | OP | NA | DFO |  | 196.286 | 0.030424 | 0.31 | EIA Prime Mover-level Data | Estimated using an emission factor
2020 | IA | Pella Peaking | 7971 | 4 | IC | OP | NA | DFO |  | 196.286 | 0.030424 | 0.31 | EIA Prime Mover-level Data | Estimated using an emission factor
2020 | IA | Pella Peaking | 7971 | 5 | IC | OP | NA | DFO |  | 196.286 | 0.030424 | 0.31 | EIA Prime Mover-level Data | Estimated using an emission factor
2020 | IA | Pella Peaking | 7971 | 6 | IC | OP | NA | DFO |  | 196.286 | 0.030424 | 0.31 | EIA Prime Mover-level Data | Estimated using an emission factor
2020 | IA | Pella Peaking | 7971 | 7 | IC | OP | NA | DFO |  | 196.286 | 0.030424 | 0.31 | EIA Prime Mover-level Data | Estimated using an emission factor
2020 | IA | Pella Peaking | 7971 | 8 | IC | OP | NA | DFO |  | 196.286 | 0.030424 | 0.31 | EIA Prime Mover-level Data | Estimated using an emission factor
2020 | IA | Pella Peaking | 7971 | 9 | IC | OP | NA | DFO |  | 196.286 | 0.030424 | 0.31 | EIA Prime Mover-level Data | Estimated using an emission factor
2020 | IA | Pioneer Prairie Wind Farm | 56797 | 1 | WT | OP | NA | WND |  | 7339168 |  |  | EIA Prime Mover-level Data
2020 | IA | Pleasant Hill Energy Center | 7145 | 1 | GT | OP | CT | NG | 81 | 14208.4004 | 0.045673 | 0.0064291 | EPA/CAMD | EPA/NEI | 1990
2020 | IA | Pleasant Hill Energy Center | 7145 | 2 | GT | OP | CT | NG | 112 | 22025.0996 | 0.070844 | 0.006433 | EPA/CAMD | EPA/NEI | 1990
2020 | IA | Pleasant Hill Energy Center | 7145 | 3 | GT | OP | CT | NG | 145 | 48618.9023 | 0.16713 | 0.0068751 | EPA/CAMD | EPA/NEI | 1994
2020 | IA | Plum Creek Wind | 61078 | 1 | WT | CN | NA | WND
2020 | IA | Plymouth Wind | 64688 | 65003 | WT | U | NA | WND
2020 | IA | Pocahontas Prairie Wind Farm | 57976 | 1 | WT | OP | NA | WND |  | 899952 |  |  | EIA Prime Mover-level Data
2020 | IA | POET Biorefining - Gowrie | 63923 | 1 | ST |  | NA | NG |  | 1127157.25 | 4.1844 | 0.0074247 | EIA Unit-level Data | NEI avg EF - PM, fuel type
2020 | IA | POET Biorefining - Jewell | 63826 | 1 | ST |  | NA | NG |  | 1198926.5 | 4.4508 | 0.0074247 | EIA Unit-level Data | NEI avg EF - PM, fuel type
2020 | IA | POET Biorefining LLC - Corning | 63919 | 1 | ST | OP | NA | NG |  | 1285021 | 4.7705 | 0.0074247 | EIA Prime Mover-level Data | NEI avg EF - PM, fuel type
2020 | IA | POET Biorefining-Hanlontown, LLC | 63832 | 1 | ST |  | NA | NG |  | 1147286.375 | 4.2591 | 0.0074247 | EIA Unit-level Data | NEI avg EF - PM, fuel type
2020 | IA | Pomeroy Wind Farm | 56501 | PWF | WT | OP | NA | WND |  | 3455822 |  |  | EIA Prime Mover-level Data
2020 | IA | Pomeroy Wind Farm | 56501 | PWF2 | WT | OP | NA | WND |  | 2107208.5 |  |  | EIA Prime Mover-level Data
2020 | IA | Pomeroy Wind Farm | 56501 | PWF3 | WT | OP | NA | WND |  | 1643622.625 |  |  | EIA Prime Mover-level Data
2020 | IA | Pomeroy Wind Farm | 56501 | PWF4 | WT | OP | NA | WND |  | 840073.8125 |  |  | EIA Prime Mover-level Data
2020 | IA | Prairie Creek | 1073 | 3 | ST | OP | WALL | SUB | 7910 | 2528632.25 | 31.7632 | 0.025123 | EPA/CAMD | EPA/NEI | 1958
2020 | IA | Prairie Creek | 1073 | 4 | ST | OP | WALL | NG | 569 | 332006 | 1.2181 | 0.0073379 | EPA/CAMD | EPA/NEI | 1967
2020 | IA | Prairie Wind Farm | 60873 | PWE | WT | OP | NA | WND |  | 4625669 |  |  | EIA Prime Mover-level Data
2020 | IA | Preston (IA) | 1176 | 1 | IC | RE | NA | DFO
2020 | IA | Preston (IA) | 1176 | 2 | IC | RE | NA | DFO
2020 | IA | Preston (IA) | 1176 | 4 | IC | OP | NA | NG |  | 145 | 3.0595e-05 | 0.000422 | EIA Prime Mover-level Data | Estimated using an emission factor
2020 | IA | Preston (IA) | 1176 | 5 | IC | OP | NA | DFO |  | 145 | 0.022475 | 0.31 | EIA Prime Mover-level Data | Estimated using an emission factor
2020 | IA | Primghar | 1177 | 2 | IC | RE | NA | DFO
2020 | IA | Primghar | 1177 | 4 | IC | OP | NA | DFO
2020 | IA | Primghar | 1177 | 5 | IC | OP | NA | DFO
2020 | IA | Red Cedar | 7595 | 1 | GT | RE | NA | NG
2020 | IA | Red Rock Hydro Plant | 58434 | 1 | HY | V | NA | WAT
2020 | IA | Red Rock Hydro Plant | 58434 | 2 | HY | V | NA | WAT
2020 | IA | Richland | 62080 | 1 | WT | OP | NA | WND |  | 1434551 |  |  | EIA Prime Mover-level Data
2020 | IA | Rippey Wind Farm | 57830 | NORD | WT | OP | NA | WND |  | 1309607 |  |  | EIA Prime Mover-level Data
2020 | IA | River Hills | 1084 | 1 | GT | OP | NA | NG |  | 1543.5 | 0.0007673 | 0.00099423 | EIA Prime Mover-level Data | NEI avg EF - PM, fuel type, firing type
2020 | IA | River Hills | 1084 | 2 | GT | OP | NA | NG |  | 1543.5 | 0.0007673 | 0.00099423 | EIA Prime Mover-level Data | NEI avg EF - PM, fuel type, firing type
2020 | IA | River Hills | 1084 | 3 | GT | OP | NA | NG |  | 1543.5 | 0.0007673 | 0.00099423 | EIA Prime Mover-level Data | NEI avg EF - PM, fuel type, firing type
2020 | IA | River Hills | 1084 | 4 | GT | OP | NA | NG |  | 1543.5 | 0.0007673 | 0.00099423 | EIA Prime Mover-level Data | NEI avg EF - PM, fuel type, firing type
2020 | IA | River Hills | 1084 | 5 | GT | OP | NA | NG |  | 1543.5 | 0.0007673 | 0.00099423 | EIA Prime Mover-level Data | NEI avg EF - PM, fuel type, firing type
2020 | IA | River Hills | 1084 | 6 | GT | OP | NA | NG |  | 1543.5 | 0.0007673 | 0.00099423 | EIA Prime Mover-level Data | NEI avg EF - PM, fuel type, firing type
2020 | IA | River Hills | 1084 | 7 | GT | OP | NA | NG |  | 1543.5 | 0.0007673 | 0.00099423 | EIA Prime Mover-level Data | NEI avg EF - PM, fuel type, firing type
2020 | IA | River Hills | 1084 | 8 | GT | OP | NA | NG |  | 1543.5 | 0.0007673 | 0.00099423 | EIA Prime Mover-level Data | NEI avg EF - PM, fuel type, firing type
2020 | IA | Riverside (1081) | 1081 | 9 | ST | OP | TANGENTIAL | NG | 0 | 51667.4219 | 0 | 0 | EIA Unit-level Data | EPA/NEI | 1961
2020 | IA | Rock Rapids | 1181 | 1 | IC | OP | NA | DFO |  | 102 | 0.01581 | 0.31 | EIA Prime Mover-level Data | Estimated using an emission factor
2020 | IA | Rockford | 1180 | 1 | IC | SB | NA | DFO |  | 16.966 | 0.0026297 | 0.31 | EIA Prime Mover-level Data | Estimated using an emission factor
2020 | IA | Rockford | 1180 | 5 | IC | SB | NA | DFO |  | 38.172 | 0.0059167 | 0.31 | EIA Prime Mover-level Data | Estimated using an emission factor
2020 | IA | Rockford | 1180 | 6 | IC | SB | NA | DFO |  | 67.862 | 0.010519 | 0.31 | EIA Prime Mover-level Data | Estimated using an emission factor
2020 | IA | Roeder Family Wind Farm LLC | 58089 | 1 | WT | OP | NA | WND |  | 32416 |  |  | EIA Prime Mover-level Data
2020 | IA | Rolling Hills Wind Farm | 57501 | RHWF | WT | OP | NA | WND |  | 10697559 |  |  | EIA Prime Mover-level Data
2020 | IA | Roquette America | 57953 | COGEN | ST | OP | NA | PC |  | 4606088.5 | 21.2578 | 0.0092303 | EIA Unit-level Data | NEI avg EF - PM, fuel type
2020 | IA | Roquette America | 57953 | GT | CT |  | NA | NG |  | 545844.5 | 1.687 | 0.0061813 | EIA Unit-level Data | NEI avg EF - PM, fuel type
2020 | IA | Roquette America | 57953 | HRSG | CA | OP | NA | NG |  | 0 |  |  | EIA Unit-level Data
2020 | IA | Roseman | 62130 | ROS | WT | OP | NA | WND |  | 62217 |  |  | EIA Prime Mover-level Data
2020 | IA | Sac County Wind, LLC | 64662 | SAC | WT | U | NA | WND
2020 | IA | Saratoga Wind Farm | 61070 | SWE | WT | OP | NA | WND |  | 2426954 |  |  | EIA Prime Mover-level Data
2020 | IA | Shenandoah | 7850 | 1 | IC | OP | NA | DFO |  | 250 | 0.03875 | 0.31 | EIA Prime Mover-level Data | Estimated using an emission factor
2020 | IA | Shenandoah | 7850 | 10 | IC | OP | NA | DFO |  | 250 | 0.03875 | 0.31 | EIA Prime Mover-level Data | Estimated using an emission factor
2020 | IA | Shenandoah | 7850 | 2 | IC | OP | NA | DFO |  | 250 | 0.03875 | 0.31 | EIA Prime Mover-level Data | Estimated using an emission factor
2020 | IA | Shenandoah | 7850 | 3 | IC | OP | NA | DFO |  | 250 | 0.03875 | 0.31 | EIA Prime Mover-level Data | Estimated using an emission factor
2020 | IA | Shenandoah | 7850 | 4 | IC | OP | NA | DFO |  | 250 | 0.03875 | 0.31 | EIA Prime Mover-level Data | Estimated using an emission factor
2020 | IA | Shenandoah | 7850 | 5 | IC | OP | NA | DFO |  | 250 | 0.03875 | 0.31 | EIA Prime Mover-level Data | Estimated using an emission factor
2020 | IA | Shenandoah | 7850 | 6 | IC | OP | NA | DFO |  | 250 | 0.03875 | 0.31 | EIA Prime Mover-level Data | Estimated using an emission factor
2020 | IA | Shenandoah | 7850 | 7 | IC | OP | NA | DFO |  | 250 | 0.03875 | 0.31 | EIA Prime Mover-level Data | Estimated using an emission factor
2020 | IA | Shenandoah | 7850 | 8 | IC | OP | NA | DFO |  | 250 | 0.03875 | 0.31 | EIA Prime Mover-level Data | Estimated using an emission factor
2020 | IA | Shenandoah | 7850 | 9 | IC | OP | NA | DFO |  | 250 | 0.03875 | 0.31 | EIA Prime Mover-level Data | Estimated using an emission factor
2020 | IA | Sibley No Two | 7060 | 4 | IC | OP | NA | DFO |  | 391 | 0.060605 | 0.31 | EIA Prime Mover-level Data | Estimated using an emission factor
2020 | IA | Sibley One | 1184 | 2 | IC | OP | NA | DFO |  | 238.846 | 0.037021 | 0.31 | EIA Prime Mover-level Data | Estimated using an emission factor
2020 | IA | Sibley One | 1184 | 3 | IC | OP | NA | DFO |  | 143.308 | 0.022213 | 0.31 | EIA Prime Mover-level Data | Estimated using an emission factor
2020 | IA | Sibley One | 1184 | 5 | IC | OP | NA | DFO |  | 238.846 | 0.037021 | 0.31 | EIA Prime Mover-level Data | Estimated using an emission factor
2020 | IA | Silver Queen Wind Farm | 64835 | NA | WT | L | NA | WND
2020 | IA | Sixth Street | 1058 | 1 | ST | RE | NA | BIT
2020 | IA | Sixth Street | 1058 | 2 | ST | RE | NA | SUB
2020 | IA | Sixth Street | 1058 | 4 | ST | RE | NA | SUB
2020 | IA | Sixth Street | 1058 | 6 | ST | RE | NA | BIT
2020 | IA | Sixth Street | 1058 | 7 | ST | RE | NA | SUB
2020 | IA | Sixth Street | 1058 | 8 | ST | RE | NA | SUB
2020 | IA | Sky Volt | 58460 | 1 | WT | OP | NA | WND |  | 48278 |  |  | EIA Prime Mover-level Data
2020 | IA | South Plant | 7758 | 1 | IC | OP | NA | DFO |  | 73.167 | 0.011341 | 0.31 | EIA Prime Mover-level Data | Estimated using an emission factor
2020 | IA | South Plant | 7758 | 2 | IC | OP | NA | DFO |  | 73.167 | 0.011341 | 0.31 | EIA Prime Mover-level Data | Estimated using an emission factor
2020 | IA | South Plant | 7758 | 3 | IC | OP | NA | DFO |  | 73.167 | 0.011341 | 0.31 | EIA Prime Mover-level Data | Estimated using an emission factor
2020 | IA | South Plant | 7758 | 4 | IC | OP | NA | DFO |  | 73.167 | 0.011341 | 0.31 | EIA Prime Mover-level Data | Estimated using an emission factor
2020 | IA | South Plant | 7758 | 5 | IC | OP | NA | DFO |  | 73.167 | 0.011341 | 0.31 | EIA Prime Mover-level Data | Estimated using an emission factor
2020 | IA | South Plant | 7758 | 6 | IC | OP | NA | DFO |  | 73.167 | 0.011341 | 0.31 | EIA Prime Mover-level Data | Estimated using an emission factor
2020 | IA | South Strawberry | 7926 | 1A | IC | SB | NA | DFO |  | 75 | 0.011625 | 0.31 | EIA Prime Mover-level Data | Estimated using an emission factor
2020 | IA | South Strawberry | 7926 | 2A | IC | SB | NA | DFO |  | 75 | 0.011625 | 0.31 | EIA Prime Mover-level Data | Estimated using an emission factor
2020 | IA | Southern Hills Wind Farm | 63640 | SHWF | WT | V | NA | WND
2020 | IA | Spencer Gas Turbine | 1186 | GT1 | GT | OP | NA | KER |  | 840 | 0.0048093 | 0.011451 | EIA Prime Mover-level Data | NEI avg EF - PM, fuel type
2020 | IA | State Center | 1187 | 1 | IC | OP | NA | DFO |  | 287.619 | 0.044581 | 0.31 | EIA Prime Mover-level Data | Estimated using an emission factor
2020 | IA | State Center | 1187 | 2 | IC | OP | NA | DFO |  | 287.619 | 0.044581 | 0.31 | EIA Prime Mover-level Data | Estimated using an emission factor
2020 | IA | State Center | 1187 | 3 | IC | OP | NA | DFO |  | 623.175 | 0.096592 | 0.31 | EIA Prime Mover-level Data | Estimated using an emission factor
2020 | IA | State Center | 1187 | 4 | IC | OP | NA | DFO |  | 623.175 | 0.096592 | 0.31 | EIA Prime Mover-level Data | Estimated using an emission factor
2020 | IA | State Center | 1187 | 6 | IC | OP | NA | DFO |  | 1198.413 | 0.18575 | 0.31 | EIA Prime Mover-level Data | Estimated using an emission factor
2020 | IA | Storm Lake 1 | 54793 | 2 | WT | OP | NA | WND |  | 11176.2715 |  |  | EIA Prime Mover-level Data
2020 | IA | Storm Lake 1 | 54793 | 3 | WT | OP | NA | WND |  | 11176.2715 |  |  | EIA Prime Mover-level Data
2020 | IA | Storm Lake 1 | 54793 | EXIS | WT | OP | NA | WND |  | 1796186.5 |  |  | EIA Prime Mover-level Data
2020 | IA | Storm Lake II | 55287 | EXIS | WT | OP | NA | WND |  | 1327037 |  |  | EIA Prime Mover-level Data
2020 | IA | Story City | 1188 | 1 | IC | OP | NA | DFO |  | 276.46 | 0.042851 | 0.31 | EIA Prime Mover-level Data | Estimated using an emission factor
2020 | IA | Story City | 1188 | 2 | IC | OP | NA | DFO |  | 425.324 | 0.065925 | 0.31 | EIA Prime Mover-level Data | Estimated using an emission factor
2020 | IA | Story City | 1188 | 4A | IC | OP | NA | DFO |  | 744.317 | 0.11537 | 0.31 | EIA Prime Mover-level Data | Estimated using an emission factor
2020 | IA | Story City | 1188 | 5A | IC | OP | NA | DFO |  | 659.252 | 0.10218 | 0.31 | EIA Prime Mover-level Data | Estimated using an emission factor
2020 | IA | Story City | 1188 | 6 | IC | OP | NA | DFO |  | 425.324 | 0.065925 | 0.31 | EIA Prime Mover-level Data | Estimated using an emission factor
2020 | IA | Story City | 1188 | 7 | IC | OP | NA | DFO |  | 425.324 | 0.065925 | 0.31 | EIA Prime Mover-level Data | Estimated using an emission factor
2020 | IA | Story City Wind Project | 58927 | WT01 | WT | OP | NA | WND |  | 47067 |  |  | EIA Prime Mover-level Data
2020 | IA | Strawberry Point | 1189 | 3 | IC | RE | NA | DFO
2020 | IA | Strawberry Point | 1189 | 4 | IC | RE | NA | DFO
2020 | IA | Strawberry Point | 1189 | 6 | IC | RE | NA | DFO
2020 | IA | Strawberry Point DPC Solar | 60955 | PV1 | PV | OP | NA | SUN |  | 19432 |  |  | EIA Prime Mover-level Data
2020 | IA | Streeter Station | 1131 | 7 | ST | OP | WALL | BIT | 380 | 60445.8203 | 0.00029977 | 9.9187e-06 | EPA/CAMD | EPA/NEI | 1973
2020 | IA | Stuart (IA) | 1190 | 1 | IC | OP | NA | DFO |  | 10.714 | 0.0016607 | 0.31 | EIA Prime Mover-level Data | Estimated using an emission factor
2020 | IA | Stuart (IA) | 1190 | 2 | IC | OP | NA | DFO |  | 19.643 | 0.0030447 | 0.31 | EIA Prime Mover-level Data | Estimated using an emission factor
2020 | IA | Stuart (IA) | 1190 | 4 | IC | OP | NA | DFO |  | 19.643 | 0.0030447 | 0.31 | EIA Prime Mover-level Data | Estimated using an emission factor
2020 | IA | Summit Lake | 1206 | 1G | GT | OP | CT | NG | 296 | 110717.8672 | 0.17707 | 0.0031985 | EPA/CAMD | EPA/NEI | 1973
2020 | IA | Summit Lake | 1206 | 2G | GT | OP | CT | NG | 164 | 59737.3789 | 0.13988 | 0.0046833 | EPA/CAMD | EPA/NEI | 1975
2020 | IA | Sumner | 1191 | 1 | IC | OP | NA | DFO |  | 144.857 | 0.022453 | 0.31 | EIA Prime Mover-level Data | Estimated using an emission factor
2020 | IA | Sumner | 1191 | 2 | IC | OP | NA | DFO |  | 66.857 | 0.010363 | 0.31 | EIA Prime Mover-level Data | Estimated using an emission factor
2020 | IA | Sumner | 1191 | 6 | IC | OP | NA | DFO |  | 100.286 | 0.015544 | 0.31 | EIA Prime Mover-level Data | Estimated using an emission factor
2020 | IA | Sumner | 1191 | G1 | IC | TS | NA | DFO
2020 | IA | Sumner | 1191 | G2 | IC | TS | NA | DFO
2020 | IA | Sumner | 1191 | G3 | IC | TS | NA | DFO
2020 | IA | Sutherland | 1077 | 1 | ST | RE | WALL | NG
2020 | IA | Sutherland | 1077 | 2 | ST | RE | WALL | SUB
2020 | IA | Sutherland | 1077 | 3 | ST | RE | CYCLONE | NG
2020 | IA | Sycamore Combustion Turbine | 8029 | 1 | GT | OP | CT | NG | 60 | 22721.7461 | 0.068431 | 0.0060234 | EPA/CAMD | EPA/NEI | 1974
2020 | IA | Sycamore Combustion Turbine | 8029 | 2 | GT | OP | CT | NG | 96 | 39041.8438 | 0.11862 | 0.0060765 | EPA/CAMD | EPA/NEI | 1974
2020 | IA | Tipton | 8106 | 1A | IC | OP | NA | NG |  | 368.172 | 7.7684e-05 | 0.000422 | EIA Prime Mover-level Data | Estimated using an emission factor
2020 | IA | Tipton | 8106 | 2 | IC | OP | NA | NG |  | 239.312 | 5.0495e-05 | 0.000422 | EIA Prime Mover-level Data | Estimated using an emission factor
2020 | IA | Tipton | 8106 | 3 | IC | RE | NA | NG
2020 | IA | Tipton | 8106 | 4 | IC | RE | NA | DFO
2020 | IA | Tipton | 8106 | 5 | IC | OP | NA | DFO |  | 368.172 | 0.057067 | 0.31 | EIA Prime Mover-level Data | Estimated using an emission factor
2020 | IA | Tipton | 8106 | 5A | IC | CN | NA | DFO
2020 | IA | Tipton | 8106 | 6 | IC | OP | NA | DFO |  | 368.172 | 0.057067 | 0.31 | EIA Prime Mover-level Data | Estimated using an emission factor
2020 | IA | Tipton | 8106 | 7 | IC | OP | NA | DFO |  | 368.172 | 0.057067 | 0.31 | EIA Prime Mover-level Data | Estimated using an emission factor
2020 | IA | Top of Iowa Windfarm III | 56386 | TOI3 | WT | OP | NA | WND |  | 428534 |  |  | EIA Prime Mover-level Data
2020 | IA | Traer East | 56025 | 6 | IC | SB | NA | DFO |  | 341.5 | 0.052933 | 0.31 | EIA Prime Mover-level Data | Estimated using an emission factor
2020 | IA | Traer East | 56025 | 7 | IC | SB | NA | DFO |  | 341.5 | 0.052933 | 0.31 | EIA Prime Mover-level Data | Estimated using an emission factor
2020 | IA | Traer Main | 1192 | 3 | IC | SB | NA | DFO |  | 159.029 | 0.024649 | 0.31 | EIA Prime Mover-level Data | Estimated using an emission factor
2020 | IA | Traer Main | 1192 | 4 | IC | SB | NA | DFO |  | 159.029 | 0.024649 | 0.31 | EIA Prime Mover-level Data | Estimated using an emission factor
2020 | IA | Traer Main | 1192 | 5 | IC | RE | NA | DFO
2020 | IA | Traer Main | 1192 | 6 | IC | SB | NA | DFO |  | 187.943 | 0.029131 | 0.31 | EIA Prime Mover-level Data | Estimated using an emission factor
2020 | IA | Traer South | 7920 | 5 | IC | SB | NA | DFO |  | 905 | 0.14028 | 0.31 | EIA Prime Mover-level Data | Estimated using an emission factor
2020 | IA | Traer Wind Project | 58932 | WT01 | WT | OP | NA | WND |  | 54112 |  |  | EIA Prime Mover-level Data
2020 | IA | Turtle Creek Wind Farm LLC | 61638 | TC1 | WT | OP | NA | WND |  | 5778135 |  |  | EIA Prime Mover-level Data
2020 | IA | University of Iowa Main Power Plant | 54775 | BLR10 | ST | OP | NA | WDS |  | 646308.9375 | 6.0426 | 0.018699 | EIA Unit-level Data | NEI avg EF - PM, fuel type
2020 | IA | University of Iowa Main Power Plant | 54775 | BLR11 | ST | OP | NA | BIT |  | 1028581 | 7.1916 | 0.013984 | EIA Unit-level Data | NEI avg EF - PM, fuel type
2020 | IA | University of Iowa Main Power Plant | 54775 | BLR12 | ST | OP | NA | NG |  | 793745 | 2.9467 | 0.0074247 | EIA Unit-level Data | NEI avg EF - PM, fuel type
2020 | IA | University of Iowa Main Power Plant | 54775 | BLR7 | ST | OP | NA | NG |  | 154850.875 | 0.57486 | 0.0074247 | EIA Unit-level Data | NEI avg EF - PM, fuel type
2020 | IA | University of Iowa Main Power Plant | 54775 | BLR8 | ST | OP | NA | NG |  | 117958.125 | 0.4379 | 0.0074247 | EIA Unit-level Data | NEI avg EF - PM, fuel type
2020 | IA | University of Iowa Main Power Plant | 54775 | DG7 | IC | OA | NA | DFO |  | 1374.897 |  |  | EIA Prime Mover-level Data
2020 | IA | University of Iowa Main Power Plant | 54775 | GEN10 | IC | OP | NA | NG |  | 1617.526 |  |  | EIA Prime Mover-level Data
2020 | IA | University of Iowa Main Power Plant | 54775 | GEN12 | ST | U | NA | NG
2020 | IA | University of Iowa Main Power Plant | 54775 | GEN13 | ST | U | NA | NG
2020 | IA | University of Iowa Main Power Plant | 54775 | GEN7 | IC | OP | NA | NG |  | 1617.526 |  |  | EIA Prime Mover-level Data
2020 | IA | University of Iowa Main Power Plant | 54775 | GEN8 | IC | OP | NA | NG |  | 1617.526 |  |  | EIA Prime Mover-level Data
2020 | IA | University of Iowa Main Power Plant | 54775 | GEN9 | IC | OP | NA | NG |  | 1617.526 |  |  | EIA Prime Mover-level Data
2020 | IA | University of Northern Iowa | 50088 | GEN1 | ST | OP | NA | NG |  | 665747 | 2.4715 | 0.0074247 | EIA Prime Mover-level Data | NEI avg EF - PM, fuel type
2020 | IA | Upland Prairie | 61564 | 1 | WT | OP | NA | WND |  | 9128122 |  |  | EIA Prime Mover-level Data
2020 | IA | Venus Wind 3 LLC | 59230 | WT1 | WT | OP | NA | WND |  | 99748 |  |  | EIA Prime Mover-level Data
2020 | IA | Victory Wind Farm | 56379 | VWF | WT | OP | NA | WND |  | 3109020 |  |  | EIA Prime Mover-level Data
2020 | IA | Vienna Wind Farm | 57874 | VIIWF | WT | OP | NA | WND |  | 1209771.375 |  |  | EIA Prime Mover-level Data
2020 | IA | Vienna Wind Farm | 57874 | VIWF | WT | OP | NA | WND |  | 2864391.5 |  |  | EIA Prime Mover-level Data
2020 | IA | Villisca Municipal Power Plant | 1193 | 1 | IC | RE | NA | DFO
2020 | IA | Villisca Municipal Power Plant | 1193 | 2 | IC | RE | NA | DFO
2020 | IA | Villisca Municipal Power Plant | 1193 | 3 | IC | RE | NA | NG
2020 | IA | Villisca Municipal Power Plant | 1193 | 4 | IC | RE | NA | DFO
2020 | IA | Villisca Municipal Power Plant | 1193 | 5 | IC | SB | NA | DFO |  | 172.5 | 0.026738 | 0.31 | EIA Prime Mover-level Data | Estimated using an emission factor
2020 | IA | Villisca Municipal Power Plant | 1193 | 6 | IC | SB | NA | DFO |  | 172.5 | 0.026738 | 0.31 | EIA Prime Mover-level Data | Estimated using an emission factor
2020 | IA | Vinton | 1194 | 1 | IC | OP | NA | NG |  | 1020.314 | 0.00021529 | 0.000422 | EIA Prime Mover-level Data | Estimated using an emission factor
2020 | IA | Vinton | 1194 | 10 | IC | OP | NA | DFO |  | 627.886 | 0.097322 | 0.31 | EIA Prime Mover-level Data | Estimated using an emission factor
2020 | IA | Vinton | 1194 | 5 | IC | OS | NA | DFO |  | 470.914 | 0.072992 | 0.31 | EIA Prime Mover-level Data | Estimated using an emission factor
2020 | IA | Vinton | 1194 | 6 | IC | OP | NA | NG |  | 1962.1429 | 0.00041401 | 0.000422 | EIA Prime Mover-level Data | Estimated using an emission factor
2020 | IA | Vinton | 1194 | 7 | IC | OP | NA | NG |  | 2903.9709 | 0.00061274 | 0.000422 | EIA Prime Mover-level Data | Estimated using an emission factor
2020 | IA | Vinton | 1194 | 8 | IC | OP | NA | NG |  | 4395.2002 | 0.00092739 | 0.000422 | EIA Prime Mover-level Data | Estimated using an emission factor
2020 | IA | Vinton | 1194 | 9 | IC | OP | NA | NG |  | 2354.572 | 0.00049681 | 0.000422 | EIA Prime Mover-level Data | Estimated using an emission factor
2020 | IA | Walnut Wind Farm | 56811 | WWF | WT | OP | NA | WND |  | 4755599 |  |  | EIA Prime Mover-level Data
2020 | IA | Walter Scott Jr. Energy Center | 1082 | 3 | ST | OP | WALL | RC | 5351 | 27238458 | 97.5182 | 0.0071603 | EPA/CAMD | EPA/NEI | 1978
2020 | IA | Walter Scott Jr. Energy Center | 1082 | 4 | ST | OP | WALL | RC | 4315 | 24994030 | 119.7772 | 0.0095845 | EPA/CAMD | EPA/NEI | 2007
2020 | IA | Wapello Solar LLC | 63378 | WAPLO | PV | TS | NA | SUN
2020 | IA | Wapsie Valley Creamery Back Up Generator | 59379 | 1 | IC | OP | NA | DFO
2020 | IA | Washburn Wind Farm | 61071 | WASH | WT | CN | NA | WND
2020 | IA | Waterloo Lundquist | 7851 | 1 | IC | OP | NA | DFO |  | 210.222 | 0.032584 | 0.31 | EIA Prime Mover-level Data | Estimated using an emission factor
2020 | IA | Waterloo Lundquist | 7851 | 2 | IC | OP | NA | DFO |  | 210.222 | 0.032584 | 0.31 | EIA Prime Mover-level Data | Estimated using an emission factor
2020 | IA | Waterloo Lundquist | 7851 | 3 | IC | OP | NA | DFO |  | 210.222 | 0.032584 | 0.31 | EIA Prime Mover-level Data | Estimated using an emission factor
2020 | IA | Waterloo Lundquist | 7851 | 4 | IC | OP | NA | DFO |  | 210.222 | 0.032584 | 0.31 | EIA Prime Mover-level Data | Estimated using an emission factor
2020 | IA | Waterloo Lundquist | 7851 | 5 | IC | OP | NA | DFO |  | 210.222 | 0.032584 | 0.31 | EIA Prime Mover-level Data | Estimated using an emission factor
2020 | IA | Waterloo Lundquist | 7851 | 6 | IC | OP | NA | DFO |  | 210.222 | 0.032584 | 0.31 | EIA Prime Mover-level Data | Estimated using an emission factor
2020 | IA | Waterloo Lundquist | 7851 | 7 | IC | OP | NA | DFO |  | 210.222 | 0.032584 | 0.31 | EIA Prime Mover-level Data | Estimated using an emission factor
2020 | IA | Waterloo Lundquist | 7851 | 8 | IC | OP | NA | DFO |  | 210.222 | 0.032584 | 0.31 | EIA Prime Mover-level Data | Estimated using an emission factor
2020 | IA | Waterloo Lundquist | 7851 | 9 | IC | OP | NA | DFO |  | 210.222 | 0.032584 | 0.31 | EIA Prime Mover-level Data | Estimated using an emission factor
2020 | IA | Waverly Community Wind Project | 57214 | CAN1 | WT | OP | NA | WND |  | 17610.334 |  |  | EIA Prime Mover-level Data
2020 | IA | Waverly Community Wind Project | 57214 | CAN2 | WT | OP | NA | WND |  | 17610.334 |  |  | EIA Prime Mover-level Data
2020 | IA | Waverly Community Wind Project | 57214 | SK4 | WT | OP | NA | WND |  | 17610.334 |  |  | EIA Prime Mover-level Data
2020 | IA | Waverly Municipal Electric North Plant | 6554 | 10 | IC | OP | NA | DFO |  | 590.956 | 0.091598 | 0.31 | EIA Prime Mover-level Data | Estimated using an emission factor
2020 | IA | Waverly Municipal Electric North Plant | 6554 | 17 | IC | OP | NA | DFO |  | 151.96 | 0.023554 | 0.31 | EIA Prime Mover-level Data | Estimated using an emission factor
2020 | IA | Waverly Municipal Electric North Plant | 6554 | 18 | IC | OP | NA | DFO |  | 151.96 | 0.023554 | 0.31 | EIA Prime Mover-level Data | Estimated using an emission factor
2020 | IA | Waverly Municipal Electric North Plant | 6554 | 19 | IC | OP | NA | DFO |  | 151.96 | 0.023554 | 0.31 | EIA Prime Mover-level Data | Estimated using an emission factor
2020 | IA | Waverly Municipal Electric North Plant | 6554 | 20 | IC | OP | NA | DFO |  | 151.96 | 0.023554 | 0.31 | EIA Prime Mover-level Data | Estimated using an emission factor
2020 | IA | Waverly Municipal Electric North Plant | 6554 | 5 | IC | RE | NA | NG
2020 | IA | Waverly Municipal Electric North Plant | 6554 | 6 | IC | RE | NA | NG
2020 | IA | Waverly Municipal Electric North Plant | 6554 | 7 | IC | OP | NA | NG |  | 295.478 | 6.2346e-05 | 0.000422 | EIA Prime Mover-level Data | Estimated using an emission factor
2020 | IA | Waverly Municipal Electric North Plant | 6554 | 8 | IC | OP | NA | NG |  | 312.363 | 6.5909e-05 | 0.000422 | EIA Prime Mover-level Data | Estimated using an emission factor
2020 | IA | Waverly Municipal Electric North Plant | 6554 | 9 | IC | OP | NA | NG |  | 312.363 | 6.5909e-05 | 0.000422 | EIA Prime Mover-level Data | Estimated using an emission factor
2020 | IA | Webster City | 1198 | 6 | GT | OP | NA | DFO |  | 773 | 0.0069739 | 0.018044 | EIA Prime Mover-level Data | NEI avg EF - PM, fuel type, firing type
2020 | IA | Wellsburg Wind Project | 58886 | WBWF | WT | OP | NA | WND |  | 3787839 |  |  | EIA Prime Mover-level Data
2020 | IA | West Bend | 1199 | 1 | IC | SB | NA | DFO |  | 28.239 | 0.004377 | 0.31 | EIA Prime Mover-level Data | Estimated using an emission factor
2020 | IA | West Bend | 1199 | 3 | IC | SB | NA | DFO |  | 23.104 | 0.0035811 | 0.31 | EIA Prime Mover-level Data | Estimated using an emission factor
2020 | IA | West Bend | 1199 | 4 | IC | SB | NA | DFO |  | 56.478 | 0.0087541 | 0.31 | EIA Prime Mover-level Data | Estimated using an emission factor
2020 | IA | West Bend | 1199 | 5 | IC | SB | NA | DFO |  | 64.179 | 0.0099477 | 0.31 | EIA Prime Mover-level Data | Estimated using an emission factor
2020 | IA | West Diesel Generation Unit | 56517 | East | IC | SB | NA | DFO
2020 | IA | West Diesel Generation Unit | 56517 | West | IC | SB | NA | DFO
2020 | IA | West Dubuque Solar | 60951 | PV1 | PV | OP | NA | SUN |  | 51812 |  |  | EIA Prime Mover-level Data
2020 | IA | West Liberty | 1200 | 1 | IC | RE | NA | DFO
2020 | IA | West Liberty | 1200 | 2 | IC | SB | NA | DFO |  | 125.455 | 0.019446 | 0.31 | EIA Prime Mover-level Data | Estimated using an emission factor
2020 | IA | West Liberty | 1200 | 3 | IC | SB | NA | DFO |  | 150.545 | 0.023334 | 0.31 | EIA Prime Mover-level Data | Estimated using an emission factor
2020 | IA | West Liberty | 1200 | 5 | GT | SB | NA | DFO |  | 1884 | 0.016997 | 0.018044 | EIA Prime Mover-level Data | NEI avg EF - PM, fuel type, firing type
2020 | IA | West Liberty | 1200 | 6 | GT | SB | NA | DFO |  | 1884 | 0.016997 | 0.018044 | EIA Prime Mover-level Data | NEI avg EF - PM, fuel type, firing type
2020 | IA | West Liberty Wind Farm | 61057 | T1 | WT | IP | NA | WND
2020 | IA | West Liberty Wind Farm | 61057 | T2 | WT | IP | NA | WND
2020 | IA | West Receiving | 7853 | 1 | IC | OP | NA | DFO |  | 78 | 0.01209 | 0.31 | EIA Prime Mover-level Data | Estimated using an emission factor
2020 | IA | Whispering Willow North | 62079 | 1 | WT | OP | NA | WND |  | 7124396 |  |  | EIA Prime Mover-level Data
2020 | IA | Whispering Willow Wind Farm - East | 56355 | 1 | WT | OP | NA | WND |  | 3908144 |  |  | EIA Prime Mover-level Data
2020 | IA | Wilton | 1202 | 1 | IC | RE | NA | DFO
2020 | IA | Wilton | 1202 | 5 | IC | OP | NA | DFO |  | 43.478 | 0.0067391 | 0.31 | EIA Prime Mover-level Data | Estimated using an emission factor
2020 | IA | Wilton | 1202 | 6 | IC | OP | NA | DFO |  | 43.478 | 0.0067391 | 0.31 | EIA Prime Mover-level Data | Estimated using an emission factor
2020 | IA | Wilton | 1202 | 7 | IC | OP | NA | DFO |  | 43.478 | 0.0067391 | 0.31 | EIA Prime Mover-level Data | Estimated using an emission factor
2020 | IA | Wilton | 1202 | 8 | IC | OP | NA | DFO |  | 59.783 | 0.0092664 | 0.31 | EIA Prime Mover-level Data | Estimated using an emission factor
2020 | IA | Wilton | 1202 | 9 | IC | OP | NA | DFO |  | 59.783 | 0.0092664 | 0.31 | EIA Prime Mover-level Data | Estimated using an emission factor
2020 | IA | Wind GEM | 60541 | WT1 | WT | OP | NA | WND |  | 44806 |  |  | EIA Prime Mover-level Data
2020 | IA | Windwalkers LLC | 58071 | 1 | WT | OP | NA | WND |  | 29318 |  |  | EIA Prime Mover-level Data
2020 | IA | Winnebago Wind Power Project | 56764 | 1 | WT | OP | NA | WND |  | 543251 |  |  | EIA Prime Mover-level Data
2020 | IA | Winterset | 1203 | 2 | IC | OP | NA | DFO |  | 61.434 | 0.0095223 | 0.31 | EIA Prime Mover-level Data | Estimated using an emission factor
2020 | IA | Winterset | 1203 | 3 | IC | OP | NA | DFO |  | 69.625 | 0.010792 | 0.31 | EIA Prime Mover-level Data | Estimated using an emission factor
2020 | IA | Winterset | 1203 | 4 | IC | OP | NA | DFO |  | 180.206 | 0.027932 | 0.31 | EIA Prime Mover-level Data | Estimated using an emission factor
2020 | IA | Winterset | 1203 | 5 | IC | OP | NA | DFO |  | 81.912 | 0.012696 | 0.31 | EIA Prime Mover-level Data | Estimated using an emission factor
2020 | IA | Winterset | 1203 | 6 | IC | OP | NA | DFO |  | 81.912 | 0.012696 | 0.31 | EIA Prime Mover-level Data | Estimated using an emission factor
2020 | IA | Winterset | 1203 | 7 | IC | OP | NA | DFO |  | 81.912 | 0.012696 | 0.31 | EIA Prime Mover-level Data | Estimated using an emission factor
2020 | IA | Wiota | 58461 | 1 | WT | OP | NA | WND |  | 49568 |  |  | EIA Prime Mover-level Data
2020 | IA | Wolverine | 57631 | 1 | WT | OP | NA | WND |  | 40831 |  |  | EIA Prime Mover-level Data
2020 | ID | Albeni Falls | 851 | 1 | HY | OP | NA | WAT |  | 489434 |  |  | EIA Prime Mover-level Data
2020 | ID | Albeni Falls | 851 | 2 | HY | OA | NA | WAT |  | 489434 |  |  | EIA Prime Mover-level Data
2020 | ID | Albeni Falls | 851 | 3 | HY | OP | NA | WAT |  | 489434 |  |  | EIA Prime Mover-level Data
2020 | ID | Amalgamated Sugar LLC Nampa | 54690 | 2250 | ST | OP | NA | NG |  | 937706 | 3.4811 | 0.0074247 | EIA Prime Mover-level Data | NEI avg EF - PM, fuel type
2020 | ID | Amalgamated Sugar LLC Nampa | 54690 | 500 | ST | RE | NA | NG
2020 | ID | Amalgamated Sugar LLC Nampa | 54690 | 6500 | ST | OP | NA | NG |  | 2557380 | 9.4939 | 0.0074247 | EIA Prime Mover-level Data | NEI avg EF - PM, fuel type
2020 | ID | Amalgamated Sugar Twin Falls | 10504 | SB1 | ST | OP | NA | BIT |  | 1264214 | 8.8391 | 0.013984 | EIA Unit-level Data | NEI avg EF - PM, fuel type
2020 | ID | Amalgamated Sugar Twin Falls | 10504 | SB2 | ST | OP | NA | NG |  | 1515922.75 | 5.6277 | 0.0074247 | EIA Unit-level Data | NEI avg EF - PM, fuel type
2020 | ID | American Falls | 809 | 1 | HY | OP | NA | WAT |  | 1144125 |  |  | EIA Prime Mover-level Data
2020 | ID | American Falls | 809 | 2 | HY | OP | NA | WAT |  | 1144125 |  |  | EIA Prime Mover-level Data
2020 | ID | American Falls | 809 | 3 | HY | OP | NA | WAT |  | 1144125 |  |  | EIA Prime Mover-level Data
2020 | ID | American Falls Solar | 60011 | IPAF | PV | OP | NA | SUN |  | 401435 |  |  | EIA Prime Mover-level Data
2020 | ID | American Falls Solar II | 60012 | IPAF2 | PV | OP | NA | SUN |  | 407954 |  |  | EIA Prime Mover-level Data
2020 | ID | Anderson Ranch | 6395 | 1 | HY | OP | NA | WAT |  | 417244 |  |  | EIA Prime Mover-level Data
2020 | ID | Anderson Ranch | 6395 | 2 | HY | OP | NA | WAT |  | 417244 |  |  | EIA Prime Mover-level Data
2020 | ID | Arrowrock Hydroelectric Project | 56997 | 1 | HY | OP | NA | WAT |  | 295417.5 |  |  | EIA Prime Mover-level Data
2020 | ID | Arrowrock Hydroelectric Project | 56997 | 2 | HY | OP | NA | WAT |  | 295417.5 |  |  | EIA Prime Mover-level Data
2020 | ID | Ashton | 825 | 1 | HY | OP | NA | WAT |  | 125703.9375 |  |  | EIA Prime Mover-level Data
2020 | ID | Ashton | 825 | 2 | HY | OP | NA | WAT |  | 93114.0312 |  |  | EIA Prime Mover-level Data
2020 | ID | Ashton | 825 | 3 | HY | OP | NA | WAT |  | 93114.0312 |  |  | EIA Prime Mover-level Data
2020 | ID | Bannock County LFG to Energy | 59529 | GEN 2 | IC | OP | NA | LFG |  | 56378.5 | 0.41438 | 0.0147 | EIA Prime Mover-level Data | Estimated using an emission factor
2020 | ID | Bannock County LFG to Energy | 59529 | GEN1 | IC | OP | NA | LFG |  | 56378.5 | 0.41438 | 0.0147 | EIA Prime Mover-level Data | Estimated using an emission factor
2020 | ID | Barber Dam | 10735 | GEN1 | HY | OP | NA | WAT |  | 41023 |  |  | EIA Prime Mover-level Data
2020 | ID | Bennett Creek Windfarm LLC - Mountain Home | 56637 | 1 | WT | OP | NA | WND |  | 329988 |  |  | EIA Prime Mover-level Data
2020 | ID | Bennett Mountain Power Project | 55733 | CT01 | GT | OP | CT | NG | 2361 | 3400267.25 | 11.2209 | 0.0066 | EPA/CAMD | EPA/NEI | 2005
2020 | ID | Big Sky Dairy Digester | 57393 | GEN1 | IC | OP | NA | OBG |  | 55718.5 | 0.40953 | 0.0147 | EIA Prime Mover-level Data | Estimated using an emission factor
2020 | ID | Big Sky Dairy Digester | 57393 | GEN2 | IC | OP | NA | OBG |  | 55718.5 | 0.40953 | 0.0147 | EIA Prime Mover-level Data | Estimated using an emission factor
2020 | ID | Birch Creek Power | 10140 | GEN1 | HY | OP | NA | WAT |  | 96224 |  |  | EIA Prime Mover-level Data
2020 | ID | Black Canyon | 6396 | 1 | HY | OP | NA | WAT |  | 265326.5 |  |  | EIA Prime Mover-level Data
2020 | ID | Black Canyon | 6396 | 2 | HY | OP | NA | WAT |  | 265326.5 |  |  | EIA Prime Mover-level Data
2020 | ID | Black Canyon | 6396 | 3 | HY | IP | NA | WAT
2020 | ID | Blind Canyon Hydro | 54514 | 1 | HY | OP | NA | WAT |  | 45503 |  |  | EIA Prime Mover-level Data
2020 | ID | Bliss | 810 | 1 | HY | OP | NA | WAT |  | 1058638 |  |  | EIA Prime Mover-level Data
2020 | ID | Bliss | 810 | 2 | HY | OP | NA | WAT |  | 1058638 |  |  | EIA Prime Mover-level Data
2020 | ID | Bliss | 810 | 3 | HY | OP | NA | WAT |  | 1058638 |  |  | EIA Prime Mover-level Data
2020 | ID | Boise R Diversion | 6397 | 1 | HY | RE | NA | WAT
2020 | ID | Boise R Diversion | 6397 | 1A | HY | OP | NA | WAT |  | 16741.334 |  |  | EIA Prime Mover-level Data
2020 | ID | Boise R Diversion | 6397 | 2 | HY | RE | NA | WAT
2020 | ID | Boise R Diversion | 6397 | 2A | HY | OP | NA | WAT |  | 16741.334 |  |  | EIA Prime Mover-level Data
2020 | ID | Boise R Diversion | 6397 | 3 | HY | RE | NA | WAT
2020 | ID | Boise R Diversion | 6397 | 3A | HY | OP | NA | WAT |  | 16741.334 |  |  | EIA Prime Mover-level Data
2020 | ID | Brownlee | 811 | 1 | HY | OP | NA | WAT |  | 3019404.75 |  |  | EIA Prime Mover-level Data
2020 | ID | Brownlee | 811 | 2 | HY | OP | NA | WAT |  | 3019404.75 |  |  | EIA Prime Mover-level Data
2020 | ID | Brownlee | 811 | 3 | HY | OP | NA | WAT |  | 3019404.75 |  |  | EIA Prime Mover-level Data
2020 | ID | Brownlee | 811 | 4 | HY | OP | NA | WAT |  | 3019404.75 |  |  | EIA Prime Mover-level Data
2020 | ID | Brownlee | 811 | 5 | HY | OP | NA | WAT |  | 6038809.5 |  |  | EIA Prime Mover-level Data
2020 | ID | Burley Butte Windpark | 56434 | BBWP | WT | OP | NA | WND |  | 549191 |  |  | EIA Prime Mover-level Data
2020 | ID | Bypass | 50895 | GEN1 | HY | SB | NA | WAT |  | 88970 |  |  | EIA Prime Mover-level Data
2020 | ID | Bypass | 50895 | GEN2 | HY | SB | NA | WAT |  | 88970 |  |  | EIA Prime Mover-level Data
2020 | ID | Bypass | 50895 | GEN3 | HY | SB | NA | WAT |  | 88970 |  |  | EIA Prime Mover-level Data
2020 | ID | BYUI Central Energy Facility | 59496 | ST601 | GT | OP | NA | NG |  | 483729 | 0.24047 | 0.00099423 | EIA Prime Mover-level Data | NEI avg EF - PM, fuel type, firing type
2020 | ID | C J Strike | 812 | 1 | HY | OP | NA | WAT |  | 1308685.625 |  |  | EIA Prime Mover-level Data
2020 | ID | C J Strike | 812 | 2 | HY | OP | NA | WAT |  | 1308685.625 |  |  | EIA Prime Mover-level Data
2020 | ID | C J Strike | 812 | 3 | HY | OP | NA | WAT |  | 1308685.625 |  |  | EIA Prime Mover-level Data
2020 | ID | Cabinet Gorge | 833 | 1 | HY | OP | NA | WAT |  | 1970311 |  |  | EIA Prime Mover-level Data
2020 | ID | Cabinet Gorge | 833 | 2 | HY | OP | NA | WAT |  | 2428060 |  |  | EIA Prime Mover-level Data
2020 | ID | Cabinet Gorge | 833 | 3 | HY | OP | NA | WAT |  | 2428060 |  |  | EIA Prime Mover-level Data
2020 | ID | Cabinet Gorge | 833 | 4 | HY | OP | NA | WAT |  | 1970311 |  |  | EIA Prime Mover-level Data
2020 | ID | Camp Reed | 57125 | CRWP | WT | OP | NA | WND |  | 611469 |  |  | EIA Prime Mover-level Data
2020 | ID | Cargill B6 Biofactory | 57343 | 1 | IC | OP | NA | OBG |  | 65884 | 0.48425 | 0.0147 | EIA Prime Mover-level Data | Estimated using an emission factor
2020 | ID | Cargill B6 Biofactory | 57343 | 2 | IC | OP | NA | OBG |  | 65884 | 0.48425 | 0.0147 | EIA Prime Mover-level Data | Estimated using an emission factor
2020 | ID | Cargill Dry Creek Biofactory | 57344 | GS1 | IC | RE | NA | OBG |  | 43159.668 | 0.31722 | 0.0147 | EIA Prime Mover-level Data | Estimated using an emission factor
2020 | ID | Cargill Dry Creek Biofactory | 57344 | GS2 | IC | RE | NA | OBG |  | 43159.668 | 0.31722 | 0.0147 | EIA Prime Mover-level Data | Estimated using an emission factor
2020 | ID | Cargill Dry Creek Biofactory | 57344 | GS3 | IC | RE | NA | OBG |  | 43159.668 | 0.31722 | 0.0147 | EIA Prime Mover-level Data | Estimated using an emission factor
2020 | ID | Cascade Dam | 813 | 1 | HY | OP | NA | WAT |  | 157743 |  |  | EIA Prime Mover-level Data
2020 | ID | Cascade Dam | 813 | 2 | HY | OP | NA | WAT |  | 157743 |  |  | EIA Prime Mover-level Data
2020 | ID | Cassia Gulch | 56935 | 1 | WT | OP | NA | WND |  | 368311 |  |  | EIA Prime Mover-level Data
2020 | ID | Cassia Wind | 56934 | 1 | WT | OP | NA | WND |  | 166634 |  |  | EIA Prime Mover-level Data
2020 | ID | Chester Diversion Hydroelectric Project | 56893 | 1 | HY | OP | NA | WAT |  | 17379.334 |  |  | EIA Prime Mover-level Data
2020 | ID | Chester Diversion Hydroelectric Project | 56893 | 2 | HY | OP | NA | WAT |  | 17379.334 |  |  | EIA Prime Mover-level Data
2020 | ID | Chester Diversion Hydroelectric Project | 56893 | 3 | HY | OP | NA | WAT |  | 17379.334 |  |  | EIA Prime Mover-level Data
2020 | ID | City Power Plant | 841 | 3 | HY | OP | NA | WAT |  | 431388 |  |  | EIA Prime Mover-level Data
2020 | ID | Clear Lake | 814 | 1 | HY | OP | NA | WAT |  | 153027 |  |  | EIA Prime Mover-level Data
2020 | ID | Clearwater Paper IPP Lewiston | 50637 | 1PWR | ST | OP | WALL | NG |  | 408487.5312 | 1.5 | 0.0073439 | EIA Unit-level Data | NEI avg EF - PM, fuel type, firing type
2020 | ID | Clearwater Paper IPP Lewiston | 50637 | 2PWR | ST | OP | WALL | NG |  | 0 | 0 |  | EIA Unit-level Data | NEI avg EF - PM, fuel type, firing type
2020 | ID | Clearwater Paper IPP Lewiston | 50637 | 4PWR | ST | OP | STOKER | WDS |  | 5448908 | 82.6268 | 0.030328 | EIA Unit-level Data | NEI avg EF - PM, fuel type, firing type
2020 | ID | Clearwater Paper IPP Lewiston | 50637 | 4REC | ST | OP | WALL | BLQ |  | 2968779.25 | 8.5164 | 0.0057373 | EIA Unit-level Data | NEI avg EF - PM, fuel type, firing type
2020 | ID | Clearwater Paper IPP Lewiston | 50637 | 5REC | ST | OP | CYCLONE | BLQ |  | 9327049 | 31.1448 | 0.0066784 | EIA Unit-level Data | NEI avg EF - PM, fuel type
2020 | ID | Clif Bar Bakery of Twin Falls | 62151 | PV1 | PV | OP | NA | SUN |  | 25783 |  |  | EIA Prime Mover-level Data
2020 | ID | Cold Springs Windfarm | 57431 | 1 | WT | OP | NA | WND |  | 446766 |  |  | EIA Prime Mover-level Data
2020 | ID | Cove | 826 | 1 | HY | RE | NA | WAT
2020 | ID | Crystal Springs | 10806 | GEN1 | HY | OP | NA | WAT |  | 99371 |  |  | EIA Prime Mover-level Data
2020 | ID | Desert Meadow Windfarm | 57430 | 1 | WT | OP | NA | WND |  | 506597 |  |  | EIA Prime Mover-level Data
2020 | ID | Dietrich Drop | 10807 | GEN1 | HY | OP | NA | WAT |  | 131859 |  |  | EIA Prime Mover-level Data
2020 | ID | Dry Creek Project | 54394 | GEN1 | HY | OP | NA | WAT |  | 62683 |  |  | EIA Prime Mover-level Data
2020 | ID | Dworshak | 840 | 1 | HY | OA | NA | WAT |  | 3182655 |  |  | EIA Prime Mover-level Data
2020 | ID | Dworshak | 840 | 2 | HY | OP | NA | WAT |  | 3182655 |  |  | EIA Prime Mover-level Data
2020 | ID | Dworshak | 840 | 3 | HY | OP | NA | WAT |  | 8002987 |  |  | EIA Prime Mover-level Data
2020 | ID | El Dorado Hydro Elk Creek | 50891 | GEN1 | HY | OP | NA | WAT |  | 5396 |  |  | EIA Prime Mover-level Data
2020 | ID | Evander Andrews Power Complex | 7953 | CT1 | GT | OP | CT | NG | 1927 | 2751088.25 | 9.0759 | 0.0065981 | EPA/CAMD | EPA/NEI | 2008
2020 | ID | Evander Andrews Power Complex | 7953 | CT2 | GT | OP | CT | NG | 267 | 108558.4922 | 0.35824 | 0.0065999 | EPA/CAMD | EPA/NEI | 2001
2020 | ID | Evander Andrews Power Complex | 7953 | CT3 | GT | OP | CT | NG | 310 | 126583.4453 | 0.41772 | 0.0066 | EPA/CAMD | EPA/NEI | 2001
2020 | ID | Falls River Hydro | 54668 | 1 | HY | OP | NA | WAT |  | 208253 |  |  | EIA Prime Mover-level Data
2020 | ID | Falls River Hydro | 54668 | 2 | HY | OP | NA | WAT |  | 208253 |  |  | EIA Prime Mover-level Data
2020 | ID | Fargo Drop | 58384 | GEN1 | HY | OP | NA | WAT |  | 29477 |  |  | EIA Prime Mover-level Data
2020 | ID | Felt | 6359 | 1 | HY | OP | NA | WAT |  | 86953.8672 |  |  | EIA Prime Mover-level Data
2020 | ID | Felt | 6359 | 2 | HY | OP | NA | WAT |  | 86953.8672 |  |  | EIA Prime Mover-level Data
2020 | ID | Felt | 6359 | 4 | HY | OP | NA | WAT |  | 28984.6211 |  |  | EIA Prime Mover-level Data
2020 | ID | Felt | 6359 | 5 | HY | OP | NA | WAT |  | 35425.6484 |  |  | EIA Prime Mover-level Data
2020 | ID | Fighting Creek LFGTE Plant | 57902 | G-123 | IC | OP | NA | LFG |  | 94809 | 0.69685 | 0.0147 | EIA Prime Mover-level Data | Estimated using an emission factor
2020 | ID | Fighting Creek LFGTE Plant | 57902 | G-162 | IC | OP | NA | LFG |  | 94809 | 0.69685 | 0.0147 | EIA Prime Mover-level Data | Estimated using an emission factor
2020 | ID | Ford Hydro LP | 54674 | GEN1 | HY | OP | NA | WAT |  | 12048 |  |  | EIA Prime Mover-level Data
2020 | ID | Ford Hydro LP | 54674 | GEN2 | HY | OP | NA | WAT |  | 12048 |  |  | EIA Prime Mover-level Data
2020 | ID | Ford Hydro LP | 54674 | GEN3 | HY | OP | NA | WAT |  | 12048 |  |  | EIA Prime Mover-level Data
2020 | ID | Fossil Gulch | 56308 | 1 | WT | OP | NA | WND |  | 240924 |  |  | EIA Prime Mover-level Data
2020 | ID | Gem State | 790 | 1 | HY | OP | NA | WAT |  | 688496 |  |  | EIA Prime Mover-level Data
2020 | ID | Golden Valley Wind Park LLC | 56435 | GVWP | WT | OP | NA | WND |  | 291002 |  |  | EIA Prime Mover-level Data
2020 | ID | Goshen Phase II | 57211 | 1 | WT | OP | NA | WND |  | 3505841 |  |  | EIA Prime Mover-level Data
2020 | ID | Grace | 827 | 3 | HY | OP | NA | WAT |  | 294597.3438 |  |  | EIA Prime Mover-level Data
2020 | ID | Grace | 827 | 4 | HY | OP | NA | WAT |  | 294597.3438 |  |  | EIA Prime Mover-level Data
2020 | ID | Grace | 827 | 5 | HY | OP | NA | WAT |  | 294597.3438 |  |  | EIA Prime Mover-level Data
2020 | ID | Grand View Solar Two | 60068 | GVS2 | PV | OP | NA | SUN |  | 1227254.25 |  |  | EIA Prime Mover-level Data
2020 | ID | Grand View Solar Two | 60068 | GVS5 | PV | OP | NA | SUN |  | 409084.75 |  |  | EIA Prime Mover-level Data
2020 | ID | Hammett Hill Windfarm | 57428 | 1 | WT | OP | NA | WND |  | 506352 |  |  | EIA Prime Mover-level Data
2020 | ID | Hazelton B Hydro | 54558 | U1 | HY | OP | NA | WAT |  | 115944 |  |  | EIA Prime Mover-level Data
2020 | ID | Hazelton B Hydro | 54558 | U2 | HY | OP | NA | WAT |  | 115944 |  |  | EIA Prime Mover-level Data
2020 | ID | Head of U Canal Hydro Project | 61217 | HY1 | HY | OP | NA | WAT |  | 39961 |  |  | EIA Prime Mover-level Data
2020 | ID | Hidden Hollow Energy | 57861 | UNT1 | IC | OP | NA | LFG |  | 123338 | 0.90653 | 0.0147 | EIA Prime Mover-level Data | Estimated using an emission factor
2020 | ID | Hidden Hollow Energy | 57861 | UNT2 | IC | OP | NA | LFG |  | 123338 | 0.90653 | 0.0147 | EIA Prime Mover-level Data | Estimated using an emission factor
2020 | ID | High Mesa | 58019 | 1 | WT | OP | NA | WND |  | 812596 |  |  | EIA Prime Mover-level Data
2020 | ID | Horse Butte Wind I, LLC | 57890 | 1 | WT | OP | NA | WND |  | 1609012 |  |  | EIA Prime Mover-level Data
2020 | ID | Horseshoe Bend Hydroelectric Co | 54524 | GEN1 | HY | OP | NA | WAT |  | 185088.5 |  |  | EIA Prime Mover-level Data
2020 | ID | Horseshoe Bend Hydroelectric Co | 54524 | GEN2 | HY | OP | NA | WAT |  | 185088.5 |  |  | EIA Prime Mover-level Data
2020 | ID | ID Solar | 60445 | INV1 | PV | OP | NA | SUN |  | 825048 |  |  | EIA Prime Mover-level Data
2020 | ID | Island Park | 4204 | HY1 | HY | OP | NA | WAT |  | 82725 |  |  | EIA Prime Mover-level Data
2020 | ID | Island Park | 4204 | HY2 | HY | OP | NA | WAT |  | 82725 |  |  | EIA Prime Mover-level Data
2020 | ID | Kettle Butte Digester, LLC | 57345 | 1 | IC | OP | NA | OBG |  | 9338 | 0.068634 | 0.0147 | EIA Prime Mover-level Data | Estimated using an emission factor
2020 | ID | Kettle Butte Digester, LLC | 57345 | 2 | IC | OP | NA | OBG |  | 9338 | 0.068634 | 0.0147 | EIA Prime Mover-level Data | Estimated using an emission factor
2020 | ID | Koyle Ranch Hydroelectric Project | 10781 | GEN1 | HY | OP | NA | WAT |  | 4834.4609 |  |  | EIA Prime Mover-level Data
2020 | ID | Koyle Ranch Hydroelectric Project | 10781 | GEN2 | HY | OP | NA | WAT |  | 7251.6919 |  |  | EIA Prime Mover-level Data
2020 | ID | Koyle Ranch Hydroelectric Project | 10781 | GEN3 | HY | OP | NA | WAT |  | 19337.8457 |  |  | EIA Prime Mover-level Data
2020 | ID | Langley Gulch Power Plant | 57028 | CT1 | CT | OP | CC | NG | 5850 | 10555785 | 34.8341 | 0.0066 | EPA/CAMD | EPA/NEI | 2012
2020 | ID | Last Chance | 987 | 1 | HY | OP | NA | WAT |  | 6417.7651 |  |  | EIA Prime Mover-level Data
2020 | ID | Last Chance | 987 | 2 | HY | OP | NA | WAT |  | 16044.4121 |  |  | EIA Prime Mover-level Data
2020 | ID | Last Chance | 987 | 3 | HY | OP | NA | WAT |  | 32088.8242 |  |  | EIA Prime Mover-level Data
2020 | ID | Lateral 10 Ventures | 54753 | GEN1 | HY | OP | NA | WAT
2020 | ID | Little Mac Project | 10049 | 1 | HY | OP | NA | WAT |  | 11105 |  |  | EIA Prime Mover-level Data
2020 | ID | Little Mac Project | 10049 | 2 | HY | OP | NA | WAT |  | 14806.667 |  |  | EIA Prime Mover-level Data
2020 | ID | Little Mac Project | 10049 | 3 | HY | OP | NA | WAT |  | 14806.667 |  |  | EIA Prime Mover-level Data
2020 | ID | Little Mac Project | 10049 | 4 | HY | OP | NA | WAT |  | 14806.667 |  |  | EIA Prime Mover-level Data
2020 | ID | Little Wood Hydro Project | 54386 | GEN1 | HY | SB | NA | WAT |  | 22529 |  |  | EIA Prime Mover-level Data
2020 | ID | Low Line Rapids | 10808 | GEN1 | HY | OP | NA | WAT |  | 825 |  |  | EIA Prime Mover-level Data
2020 | ID | Lower Malad | 815 | 1 | HY | OP | NA | WAT |  | 850860 |  |  | EIA Prime Mover-level Data
2020 | ID | Lower No 1 | 7012 | 2 | HY | OP | NA | WAT |  | 361342 |  |  | EIA Prime Mover-level Data
2020 | ID | Lower No 2 | 843 | 1 | HY | OP | NA | WAT |  | 84982 |  |  | EIA Prime Mover-level Data
2020 | ID | Lower Salmon | 816 | 1 | HY | OP | NA | WAT |  | 513501 |  |  | EIA Prime Mover-level Data
2020 | ID | Lower Salmon | 816 | 2 | HY | OA | NA | WAT |  | 513501 |  |  | EIA Prime Mover-level Data
2020 | ID | Lower Salmon | 816 | 3 | HY | OP | NA | WAT |  | 513501 |  |  | EIA Prime Mover-level Data
2020 | ID | Lower Salmon | 816 | 4 | HY | OP | NA | WAT |  | 513501 |  |  | EIA Prime Mover-level Data
2020 | ID | Lucky Peak Power Plant Project | 10014 | U131 | HY | OP | NA | WAT |  | 992533.25 |  |  | EIA Prime Mover-level Data
2020 | ID | Lucky Peak Power Plant Project | 10014 | U132 | HY | OP | NA | WAT |  | 992533.25 |  |  | EIA Prime Mover-level Data
2020 | ID | Lucky Peak Power Plant Project | 10014 | U133 | HY | OP | NA | WAT |  | 247030.5 |  |  | EIA Prime Mover-level Data
2020 | ID | Magic Dam Hydroelectric Project | 10740 | GEN1 | HY | OP | NA | WAT |  | 31732 |  |  | EIA Prime Mover-level Data
2020 | ID | Magic Dam Hydroelectric Project | 10740 | GEN2 | HY | OP | NA | WAT |  | 31732 |  |  | EIA Prime Mover-level Data
2020 | ID | Magic Dam Hydroelectric Project | 10740 | GEN3 | HY | OP | NA | WAT |  | 31732 |  |  | EIA Prime Mover-level Data
2020 | ID | Mainline Windfarm | 57429 | 1 | WT | OP | NA | WND |  | 495954 |  |  | EIA Prime Mover-level Data
2020 | ID | Marco Ranch | 50323 | 1 | HY | OP | NA | WAT |  | 6865 |  |  | EIA Prime Mover-level Data
2020 | ID | Marco Ranch | 50323 | 2 | HY | OP | NA | WAT |  | 6865 |  |  | EIA Prime Mover-level Data
2020 | ID | Marco Ranch | 50323 | 3 | HY | OP | NA | WAT |  | 6865 |  |  | EIA Prime Mover-level Data
2020 | ID | Marco Ranch | 50323 | 4 | HY | OP | NA | WAT |  | 6865 |  |  | EIA Prime Mover-level Data
2020 | ID | Marsh Valley Development | 50972 | 1 | HY | OP | NA | WAT |  | 55078 |  |  | EIA Prime Mover-level Data
2020 | ID | MC6 Hydro Facility | 64607 | GEN1 | HY | U | NA | WAT
2020 | ID | Meadow Creek Project Company | 58106 | MCPC | WT | OP | NA | WND |  | 3166544 |  |  | EIA Prime Mover-level Data
2020 | ID | Mile 28 Water Power Project | 54812 | 1 | HY | OP | NA | WAT |  | 33460.5 |  |  | EIA Prime Mover-level Data
2020 | ID | Mile 28 Water Power Project | 54812 | 2 | HY | OP | NA | WAT |  | 33460.5 |  |  | EIA Prime Mover-level Data
2020 | ID | Milner Butte LFGE | 63755 | E2 | IC | OP | NA | LFG |  | 77604.5 | 0.57039 | 0.0147 | EIA Prime Mover-level Data | Estimated using an emission factor
2020 | ID | Milner Butte LFGE | 63755 | E3 | IC | OP | NA | LFG |  | 77604.5 | 0.57039 | 0.0147 | EIA Prime Mover-level Data | Estimated using an emission factor
2020 | ID | Milner Dam Wind Park LLC | 56437 | MDWP | WT | OP | NA | WND |  | 517080 |  |  | EIA Prime Mover-level Data
2020 | ID | Milner Hydro | 7190 | 1 | HY | OP | NA | WAT |  | 876624.3125 |  |  | EIA Prime Mover-level Data
2020 | ID | Milner Hydro | 7190 | 2 | HY | OP | NA | WAT |  | 227621.3438 |  |  | EIA Prime Mover-level Data
2020 | ID | Milner Hydro | 7190 | 3 | HY | OP | NA | WAT |  | 15049.3447 |  |  | EIA Prime Mover-level Data
2020 | ID | Minidoka | 6398 | 6 | HY | OP | NA | WAT |  | 42661.5586 |  |  | EIA Prime Mover-level Data
2020 | ID | Minidoka | 6398 | 7 | HY | OP | NA | WAT |  | 79002.8906 |  |  | EIA Prime Mover-level Data
2020 | ID | Minidoka | 6398 | 8 | HY | OP | NA | WAT |  | 158005.7812 |  |  | EIA Prime Mover-level Data
2020 | ID | Minidoka | 6398 | 9 | HY | OP | NA | WAT |  | 158005.7812 |  |  | EIA Prime Mover-level Data
2020 | ID | Mink Creek Hydro | 10325 | GEN1 | HY | OP | NA | WAT |  | 84606 |  |  | EIA Prime Mover-level Data
2020 | ID | Mora Drop Hydroelectric Project | 56498 | 1 | HY | OP | NA | WAT |  | 41023 |  |  | EIA Prime Mover-level Data
2020 | ID | Mountain Home | 56636 | 1 | WT | OP | NA | WND |  | 325272 |  |  | EIA Prime Mover-level Data
2020 | ID | Moyie Springs | 6506 | 1 | HY | OP | NA | WAT |  | 58547.4375 |  |  | EIA Prime Mover-level Data
2020 | ID | Moyie Springs | 6506 | 2 | HY | OP | NA | WAT |  | 23418.9746 |  |  | EIA Prime Mover-level Data
2020 | ID | Moyie Springs | 6506 | 3 | HY | OP | NA | WAT |  | 58547.4375 |  |  | EIA Prime Mover-level Data
2020 | ID | Moyie Springs | 6506 | 4 | HY | OP | NA | WAT |  | 87821.1562 |  |  | EIA Prime Mover-level Data
2020 | ID | Mt. Home Solar 1, LLC | 59695 | MHPV1 | PV | OP | NA | SUN |  | 448817 |  |  | EIA Prime Mover-level Data
2020 | ID | Murphy Flat Solar | 60009 | IPMF | PV | OP | NA | SUN |  | 402681 |  |  | EIA Prime Mover-level Data
2020 | ID | North Gooding Main Hydro | 61688 | NGM1 | HY | OP | NA | WAT |  | 43216 |  |  | EIA Prime Mover-level Data
2020 | ID | Notch Butte Hydro | 50718 | HYD1 | HY | OP | NA | WAT |  | 33821 |  |  | EIA Prime Mover-level Data
2020 | ID | Oneida | 829 | 1 | HY | OP | NA | WAT |  | 145933.3281 |  |  | EIA Prime Mover-level Data
2020 | ID | Oneida | 829 | 2 | HY | OP | NA | WAT |  | 145933.3281 |  |  | EIA Prime Mover-level Data
2020 | ID | Oneida | 829 | 3 | HY | OP | NA | WAT |  | 145933.3281 |  |  | EIA Prime Mover-level Data
2020 | ID | Orchard Ranch Solar | 60010 | IPOR | PV | OP | NA | SUN |  | 411033 |  |  | EIA Prime Mover-level Data
2020 | ID | Oregon Trail Wind Park | 56439 | OTWP | WT | OP | NA | WND |  | 354526 |  |  | EIA Prime Mover-level Data
2020 | ID | Palisades Dam | 850 | 1 | HY | OP | NA | WAT |  | 1828938.25 |  |  | EIA Prime Mover-level Data
2020 | ID | Palisades Dam | 850 | 2 | HY | OP | NA | WAT |  | 1828938.25 |  |  | EIA Prime Mover-level Data
2020 | ID | Palisades Dam | 850 | 3 | HY | OP | NA | WAT |  | 1828938.25 |  |  | EIA Prime Mover-level Data
2020 | ID | Palisades Dam | 850 | 4 | HY | OP | NA | WAT |  | 1828938.25 |  |  | EIA Prime Mover-level Data
2020 | ID | Payne's Ferry | 57124 | PFWP | WT | OP | NA | WND |  | 586353 |  |  | EIA Prime Mover-level Data
2020 | ID | Pilgrim Stage Wind Park | 56440 | PSWP | WT | OP | NA | WND |  | 301825 |  |  | EIA Prime Mover-level Data
2020 | ID | Plummer Cogen | 55090 | GEN1 | ST | OP | NA | WDS |  | 752880 | 7.039 | 0.018699 | EIA Prime Mover-level Data | NEI avg EF - PM, fuel type
2020 | ID | Post Falls | 835 | 1 | HY | OP | NA | WAT |  | 102503.4609 |  |  | EIA Prime Mover-level Data
2020 | ID | Post Falls | 835 | 2 | HY | OP | NA | WAT |  | 102503.4609 |  |  | EIA Prime Mover-level Data
2020 | ID | Post Falls | 835 | 3 | HY | OP | NA | WAT |  | 102503.4609 |  |  | EIA Prime Mover-level Data
2020 | ID | Post Falls | 835 | 4 | HY | OP | NA | WAT |  | 102503.4609 |  |  | EIA Prime Mover-level Data
2020 | ID | Post Falls | 835 | 5 | HY | OP | NA | WAT |  | 102503.4609 |  |  | EIA Prime Mover-level Data
2020 | ID | Post Falls | 835 | 6 | HY | OS | NA | WAT |  | 163073.6875 |  |  | EIA Prime Mover-level Data
2020 | ID | Power County Wind Park North | 57761 | PCWPN | WT | OP | NA | WND |  | 616766 |  |  | EIA Prime Mover-level Data
2020 | ID | Power County Wind Park South | 57760 | PCWPS | WT | OP | NA | WND |  | 553129 |  |  | EIA Prime Mover-level Data
2020 | ID | Raft River Geothermal Power Plant | 56317 | 1 | BT | OP | NA | GEO |  | 794588 |  |  | EIA Prime Mover-level Data
2020 | ID | Raft River Geothermal Power Plant | 56317 | 2 | BT | CN | NA | GEO
2020 | ID | Rathdrum Combustion Turbine Project | 7456 | 1 | GT | OP | CT | NG | 1188 | 768624 | 3.9035 | 0.010157 | EPA/CAMD | EPA/NEI | 1995
2020 | ID | Rathdrum Combustion Turbine Project | 7456 | 2 | GT | OP | CT | NG | 1380 | 771257.375 | 4.528 | 0.011742 | EPA/CAMD | EPA/NEI | 1995
2020 | ID | Rathdrum Power, LLC | 55179 | CTGEN1 | CT | OP | CC | NG | 7140 | 11935557 | 36.8885 | 0.0061813 | EPA/CAMD | NEI avg EF - PM, fuel type, firing type | 2001
2020 | ID | Rock Creek Dairy | 58142 | CHP1 | IC | OP | NA | OBG |  | 66662 | 0.48997 | 0.0147 | EIA Prime Mover-level Data | Estimated using an emission factor
2020 | ID | Rock Creek Dairy | 58142 | CHP2 | IC | OP | NA | OBG |  | 66662 | 0.48997 | 0.0147 | EIA Prime Mover-level Data | Estimated using an emission factor
2020 | ID | Rock Creek I | 50987 | GEN1 | HY | OP | NA | WAT |  | 94731 |  |  | EIA Prime Mover-level Data
2020 | ID | Rock Creek II | 10809 | GEN1 | HY | OP | NA | WAT |  | 41487 |  |  | EIA Prime Mover-level Data
2020 | ID | Rockland Wind Farm | 57766 | RLWF | WT | OP | NA | WND |  | 2266698 |  |  | EIA Prime Mover-level Data
2020 | ID | Ryegrass Windfarm | 57427 | 1 | WT | OP | NA | WND |  | 472093 |  |  | EIA Prime Mover-level Data
2020 | ID | S E Hazelton A | 50896 | GEN1 | HY | SB | NA | WAT |  | 79538.6641 |  |  | EIA Prime Mover-level Data
2020 | ID | S E Hazelton A | 50896 | GEN2 | HY | SB | NA | WAT |  | 79538.6641 |  |  | EIA Prime Mover-level Data
2020 | ID | S E Hazelton A | 50896 | GEN3 | HY | SB | NA | WAT |  | 79538.6641 |  |  | EIA Prime Mover-level Data
2020 | ID | Salmon Diesel | 817 | 1 | IC | SB | NA | DFO |  | 173.5 | 0.026892 | 0.31 | EIA Prime Mover-level Data | Estimated using an emission factor
2020 | ID | Salmon Diesel | 817 | 2 | IC | SB | NA | DFO |  | 173.5 | 0.026892 | 0.31 | EIA Prime Mover-level Data | Estimated using an emission factor
2020 | ID | Salmon Falls Wind Park | 56441 | SFWP | WT | OP | NA | WND |  | 578703 |  |  | EIA Prime Mover-level Data
2020 | ID | Sawtooth Wind Project | 57749 | ST | WT | OP | NA | WND |  | 469181 |  |  | EIA Prime Mover-level Data
2020 | ID | Shoshone Falls | 818 | 1 | HY | RE | NA | WAT
2020 | ID | Shoshone Falls | 818 | 2 | HY | RE | NA | WAT
2020 | ID | Shoshone Falls | 818 | 3 | HY | OP | NA | WAT |  | 360517.9688 |  |  | EIA Prime Mover-level Data
2020 | ID | Shoshone Falls | 818 | 4 | HY | OP | NA | WAT |  | 100318.0391 |  |  | EIA Prime Mover-level Data
2020 | ID | Simcoe Solar | 60748 | IDSS | PV | OP | NA | SUN |  | 402925 |  |  | EIA Prime Mover-level Data
2020 | ID | Simplot Leasing Don Plant | 50274 | GEN1 | ST | OP | NA | WH |  | 463303 |  |  | EIA Prime Mover-level Data
2020 | ID | Smith Falls Hydro Project | 54249 | GEN1 | HY | OP | NA | WAT |  | 289161.7188 |  |  | EIA Prime Mover-level Data
2020 | ID | Smith Falls Hydro Project | 54249 | GEN2 | HY | OP | NA | WAT |  | 289161.7188 |  |  | EIA Prime Mover-level Data
2020 | ID | Smith Falls Hydro Project | 54249 | GEN3 | HY | OP | NA | WAT |  | 33735.5352 |  |  | EIA Prime Mover-level Data
2020 | ID | Soda | 831 | 1 | HY | OP | NA | WAT |  | 116053.4453 |  |  | EIA Prime Mover-level Data
2020 | ID | Soda | 831 | 2 | HY | OP | NA | WAT |  | 108316.5547 |  |  | EIA Prime Mover-level Data
2020 | ID | South Forks Hydro | 10296 | GEN1 | HY | OP | NA | WAT |  | 129796.5 |  |  | EIA Prime Mover-level Data
2020 | ID | South Forks Hydro | 10296 | GEN2 | HY | OP | NA | WAT |  | 129796.5 |  |  | EIA Prime Mover-level Data
2020 | ID | Swan Falls | 819 | 1 | HY | OP | NA | WAT |  | 526146.5 |  |  | EIA Prime Mover-level Data
2020 | ID | Swan Falls | 819 | 2 | HY | OP | NA | WAT |  | 526146.5 |  |  | EIA Prime Mover-level Data
2020 | ID | Tamarack Energy Partnership | 50099 | GEN1 | ST | OP | NA | WDS |  | 568397 | 5.3142 | 0.018699 | EIA Prime Mover-level Data | NEI avg EF - PM, fuel type
2020 | ID | Thousand Springs | 820 | 1 | HY | RE | NA | WAT
2020 | ID | Thousand Springs | 820 | 2 | HY | RE | NA | WAT
2020 | ID | Thousand Springs | 820 | 3 | HY | OP | NA | WAT |  | 495831 |  |  | EIA Prime Mover-level Data
2020 | ID | Thousand Springs Wind Park | 56442 | TSWP | WT | OP | NA | WND |  | 299422 |  |  | EIA Prime Mover-level Data
2020 | ID | Tuana Gulch Wind Park | 56443 | TGWP | WT | OP | NA | WND |  | 277366 |  |  | EIA Prime Mover-level Data
2020 | ID | Tuana Springs | 57136 | 1 | WT | OP | NA | WND |  | 291235 |  |  | EIA Prime Mover-level Data
2020 | ID | Twin Falls (ID) | 821 | 1 | HY | OP | NA | WAT |  | 74368.5312 |  |  | EIA Prime Mover-level Data
2020 | ID | Twin Falls (ID) | 821 | 2 | HY | OP | NA | WAT |  | 392205.4688 |  |  | EIA Prime Mover-level Data
2020 | ID | Two Ponds Windfarm | 57444 | 1 | WT | OP | NA | WND |  | 529249 |  |  | EIA Prime Mover-level Data
2020 | ID | UAMPS Carbon Free Power Plant | 61075 | NPM1 | ST | P | NA | NUC
2020 | ID | UAMPS Carbon Free Power Plant | 61075 | NPM10 | ST | P | NA | NUC
2020 | ID | UAMPS Carbon Free Power Plant | 61075 | NPM11 | ST | P | NA | NUC
2020 | ID | UAMPS Carbon Free Power Plant | 61075 | NPM12 | ST | P | NA | NUC
2020 | ID | UAMPS Carbon Free Power Plant | 61075 | NPM2 | ST | P | NA | NUC
2020 | ID | UAMPS Carbon Free Power Plant | 61075 | NPM3 | ST | P | NA | NUC
2020 | ID | UAMPS Carbon Free Power Plant | 61075 | NPM4 | ST | P | NA | NUC
2020 | ID | UAMPS Carbon Free Power Plant | 61075 | NPM5 | ST | P | NA | NUC
2020 | ID | UAMPS Carbon Free Power Plant | 61075 | NPM6 | ST | P | NA | NUC
2020 | ID | UAMPS Carbon Free Power Plant | 61075 | NPM7 | ST | P | NA | NUC
2020 | ID | UAMPS Carbon Free Power Plant | 61075 | NPM8 | ST | P | NA | NUC
2020 | ID | UAMPS Carbon Free Power Plant | 61075 | NPM9 | ST | P | NA | NUC
2020 | ID | Upper Malad | 823 | 1 | HY | OP | NA | WAT |  | 495262 |  |  | EIA Prime Mover-level Data
2020 | ID | Upper Power Plant | 844 | 4 | HY | OP | NA | WAT |  | 451934 |  |  | EIA Prime Mover-level Data
2020 | ID | Upper Salmon A | 822 | 1 | HY | OP | NA | WAT |  | 389248.5 |  |  | EIA Prime Mover-level Data
2020 | ID | Upper Salmon A | 822 | 2 | HY | OP | NA | WAT |  | 389248.5 |  |  | EIA Prime Mover-level Data
2020 | ID | Upper Salmon B | 7079 | 1 | HY | OP | NA | WAT |  | 299346.7188 |  |  | EIA Prime Mover-level Data
2020 | ID | Upper Salmon B | 7079 | 2 | HY | OP | NA | WAT |  | 302997.2812 |  |  | EIA Prime Mover-level Data
2020 | ID | Wilson Lake Hydroelectric Project | 54306 | 1 | HY | OP | NA | WAT |  | 132326.5 |  |  | EIA Prime Mover-level Data
2020 | ID | Wilson Lake Hydroelectric Project | 54306 | 2 | HY | OP | NA | WAT |  | 132326.5 |  |  | EIA Prime Mover-level Data
2020 | ID | Wolverine Creek | 56301 | 1 | WT | OP | NA | WND |  | 1626663 |  |  | EIA Prime Mover-level Data
2020 | ID | Yahoo Creek | 57126 | YCWP | WT | OP | NA | WND |  | 594239 |  |  | EIA Prime Mover-level Data
2020 | IL | 1515 S Caron Road | 7770 | GT1 | GT | OP | NA | NG |  | 2491 | 0.0012383 | 0.00099423 | EIA Prime Mover-level Data | NEI avg EF - PM, fuel type, firing type
2020 | IL | 2662 Freeport Solar 1 CSG | 64058 | FREE | PV | OP | NA | SUN |  | 2763 |  |  | EIA Prime Mover-level Data
2020 | IL | Adkins Energy LLC | 58136 | S5MW | GT | OP | NA | NG |  | 394683 | 0.1962 | 0.00099423 | EIA Prime Mover-level Data | NEI avg EF - PM, fuel type, firing type
2020 | IL | Adkins Energy LLC | 58136 | ST2MW | ST | OP | NA | NG |  | 264699 | 0.98266 | 0.0074247 | EIA Prime Mover-level Data | NEI avg EF - PM, fuel type
2020 | IL | AES Griggs Solar, LLC | 64328 | GRIG | PV | OP | NA | SUN |  | 9 |  |  | EIA Prime Mover-level Data
2020 | IL | Agriwind | 56408 | AWND1 | WT | OP | NA | WND |  | 115802 |  |  | EIA Prime Mover-level Data
2020 | IL | Alsey Station | 7818 | ACT1 | GT | OP | CT | NG | 139 | 47425.2109 | 0.1554 | 0.0065535 | EPA/CAMD | EPA/NEI | 1999
2020 | IL | Alsey Station | 7818 | ACT2 | GT | OP | CT | NG | 151 | 49752.5898 | 0.16254 | 0.0065339 | EPA/CAMD | EPA/NEI | 1999
2020 | IL | Alsey Station | 7818 | ACT5 | GT | OP | CT | NG | 113 | 33938.0703 | 0.11113 | 0.0065493 | EPA/CAMD | EPA/NEI | 1999
2020 | IL | Alsey Station | 7818 | ACT6 | GT | OP | CT | NG | 351 | 117478.3281 | 0.38969 | 0.0066342 | EPA/CAMD | EPA/NEI | 2016
2020 | IL | Alta Farms II Wind Project, LLC | 64088 | WT2 | WT | P | NA | WND
2020 | IL | Altamont | 7990 | 1 | IC | SB | NA | DFO |  | 154 | 0.02387 | 0.31 | EIA Prime Mover-level Data | Estimated using an emission factor
2020 | IL | Altamont | 7990 | 2 | IC | SB | NA | DFO |  | 154 | 0.02387 | 0.31 | EIA Prime Mover-level Data | Estimated using an emission factor
2020 | IL | Altamont | 7990 | 3 | IC | SB | NA | DFO |  | 154 | 0.02387 | 0.31 | EIA Prime Mover-level Data | Estimated using an emission factor
2020 | IL | Altamont | 7990 | 4 | IC | SB | NA | DFO |  | 154 | 0.02387 | 0.31 | EIA Prime Mover-level Data | Estimated using an emission factor
2020 | IL | Amazon MDW6 Solar Project | 64610 | MDW6 | PV | OP | NA | SUN
2020 | IL | Apple Canyon Lake Solar | 64040 | 1 | PV | OP | NA | SUN |  | 588 |  |  | EIA Prime Mover-level Data
2020 | IL | Archer Daniels Midland Co. | 10865 | FBC1 | ST | OP | FLUIDIZED | BIT | 8295 | 1565889.5 | 14.256 | 0.018208 | EIA Prime Mover-level Data | EPA/NEI | 1987
2020 | IL | Archer Daniels Midland Co. | 10865 | FBC2 | ST | OP | FLUIDIZED | BIT | 8183 | 1565889.5 | 15.0381 | 0.019207 | EIA Prime Mover-level Data | EPA/NEI | 1987
2020 | IL | Archer Daniels Midland Co. | 10865 | FBC3 | ST | OP | FLUIDIZED | BIT | 7990 | 1583288.25 | 12.5495 | 0.015853 | EIA Prime Mover-level Data | EPA/NEI | 1987
2020 | IL | Archer Daniels Midland Co. | 10865 | FBC4 | ST | OP | FLUIDIZED | BIT | 8258 | 1565889.5 | 9.7766 | 0.012487 | EIA Prime Mover-level Data | EPA/NEI | 1987
2020 | IL | Archer Daniels Midland Co. | 10865 | FBC5 | ST | OP | FLUIDIZED | BIT | 8054 | 1583288.25 | 10.061 | 0.012709 | EIA Prime Mover-level Data | EPA/NEI | 1987
2020 | IL | Archer Daniels Midland Co. | 10865 | FBC6 | ST | OP | FLUIDIZED | BIT | 7863 | 1659842.875 | 9.1011 | 0.010966 | EIA Prime Mover-level Data | EPA/NEI | 1991
2020 | IL | Archer Daniels Midland Co. | 10865 | FBC7 | ST | OP | FLUIDIZED | BIT | 8161 | 1687680.875 | 13.7227 | 0.016262 | EIA Prime Mover-level Data | EPA/NEI | 1996
2020 | IL | Archer Daniels Midland Co. | 10865 | FBC8 | ST | OP | FLUIDIZED | BIT | 7250 | 3653742.25 | 13.4 | 0.007335 | EIA Prime Mover-level Data | EPA/NEI | 1997
2020 | IL | Archer Daniels Midland Co. | 10865 | FBC9 | ST | OP | FLUIDIZED | BIT | 7998 | 10735303 | 15.8765 | 0.0029578 | EPA/CAMD | EPA/NEI | 2001
2020 | IL | Archer Daniels Midland Co. | 10865 | GB1 | ST | OP | OTHER BOILER | NG | 3558 | 552761 | 2.5451 | 0.0092088 | EPA/CAMD | NEI avg EF - PM, fuel type, firing type | 1995
2020 | IL | Archer Daniels Midland Co. | 10865 | GB2 | ST | OP | OTHER BOILER | NG | 4240 | 651725.875 | 3.0008 | 0.0092088 | EPA/CAMD | NEI avg EF - PM, fuel type, firing type | 1995
2020 | IL | Archer Daniels Midland Co. - Peoria | 10866 | 13 | ST | OP | WALL | NG | 3518 | 935574.25 | 3.4354 | 0.0073439 | EPA/CAMD | NEI avg EF - PM, fuel type, firing type | 2005
2020 | IL | Archer Daniels Midland Co. - Peoria | 10866 | 14 | ST | OP | WALL | NG | 3485 | 781991.9375 | 2.8714 | 0.0073439 | EPA/CAMD | NEI avg EF - PM, fuel type, firing type | 2011
2020 | IL | Archer Daniels Midland Taylorville | 54312 | GEN1 | GT | RE | NA | NG
2020 | IL | Argonne National Laboratory CHP | 60742 | CHP | GT | OP | NA | NG |  | 512708 | 0.25487 | 0.00099423 | EIA Prime Mover-level Data | NEI avg EF - PM, fuel type, firing type
2020 | IL | Aurora | 55279 | AGS01 | GT | OP | CT | NG | 727 | 1088314.875 | 2.2785 | 0.0041872 | EPA/CAMD | EPA/NEI | 2002
2020 | IL | Aurora | 55279 | AGS02 | GT | OP | CT | NG | 776 | 1111146.875 | 2.3249 | 0.0041847 | EPA/CAMD | EPA/NEI | 2001
2020 | IL | Aurora | 55279 | AGS03 | GT | OP | CT | NG | 683 | 857533.5 | 1.7877 | 0.0041694 | EPA/CAMD | EPA/NEI | 2001
2020 | IL | Aurora | 55279 | AGS04 | GT | OP | CT | NG | 776 | 1001667.9375 | 2.103 | 0.004199 | EPA/CAMD | EPA/NEI | 2001
2020 | IL | Aurora | 55279 | AGS05 | GT | OP | CT | NG | 1929 | 639944.1875 | 1.0296 | 0.0032178 | EPA/CAMD | EPA/NEI | 2001
2020 | IL | Aurora | 55279 | AGS06 | GT | OP | CT | NG | 1920 | 645539.3125 | 1.0248 | 0.003175 | EPA/CAMD | EPA/NEI | 2001
2020 | IL | Aurora | 55279 | AGS07 | GT | OP | CT | NG | 1627 | 563500.375 | 0.95095 | 0.0033752 | EPA/CAMD | EPA/NEI | 2001
2020 | IL | Aurora | 55279 | AGS08 | GT | OP | CT | NG | 1898 | 641777.8125 | 1.0972 | 0.0034193 | EPA/CAMD | EPA/NEI | 2001
2020 | IL | Aurora | 55279 | AGS09 | GT | OP | CT | NG | 1849 | 621016.4375 | 0.9888 | 0.0031845 | EPA/CAMD | EPA/NEI | 2001
2020 | IL | Aurora | 55279 | AGS10 | GT | OP | CT | NG | 1779 | 600377.375 | 0.9516 | 0.00317 | EPA/CAMD | EPA/NEI | 2001
2020 | IL | Avenue A Generator Sets | 7854 | 1 | IC | SB | NA | DFO |  | 823 | 0.12757 | 0.31 | EIA Prime Mover-level Data | Estimated using an emission factor
2020 | IL | Avenue A Generator Sets | 7854 | 2 | IC | SB | NA | DFO |  | 823 | 0.12757 | 0.31 | EIA Prime Mover-level Data | Estimated using an emission factor
2020 | IL | Avon Energy Partners LLC | 55768 | CH1 | IC | RE | NA | LFG
2020 | IL | Avon Energy Partners LLC | 55768 | CH2 | IC | RE | NA | LFG
2020 | IL | Avon Energy Partners LLC | 55768 | CH3 | IC | RE | NA | LFG
2020 | IL | Baldwin Energy Complex | 889 | 1 | ST | OP | CYCLONE | RC | 5743 | 24630848 | 7.053 | 0.0005727 | EPA/CAMD | EPA/NEI | 1970
2020 | IL | Baldwin Energy Complex | 889 | 2 | ST | OP | CYCLONE | RC | 4057 | 17952630 | 7.4308 | 0.00082782 | EPA/CAMD | EPA/NEI | 1973
2020 | IL | Baldwin Energy Complex | 889 | 3 | ST | OP | TANGENTIAL | RC | 0 |  | 0 |  |  | EPA/NEI | 1975
2020 | IL | Beecher Gas Recovery | 56419 | B1 | IC | OP | NA | LFG |  | 36849.668 | 0.27085 | 0.0147 | EIA Prime Mover-level Data | Estimated using an emission factor
2020 | IL | Beecher Gas Recovery | 56419 | B2 | IC | OP | NA | LFG |  | 36849.668 | 0.27085 | 0.0147 | EIA Prime Mover-level Data | Estimated using an emission factor
2020 | IL | Beecher Gas Recovery | 56419 | B3 | IC | OP | NA | LFG |  | 36849.668 | 0.27085 | 0.0147 | EIA Prime Mover-level Data | Estimated using an emission factor
2020 | IL | Bennington Wind | 63384 | BENN | WT | U | NA | WND
2020 | IL | Big River Solar | 64637 | BRS | PV | T | NA | SUN
2020 | IL | Big Sky Wind LLC | 57135 | 1 | WT | OP | NA | WND |  | 3794575 |  |  | EIA Prime Mover-level Data
2020 | IL | Bishop Hill Energy LLC | 57463 | 1 | WT | OP | NA | WND |  | 4831369 |  |  | EIA Prime Mover-level Data
2020 | IL | Bishop Hill II Wind Farm | 58111 | 1 | WT | OP | NA | WND |  | 2381860 |  |  | EIA Prime Mover-level Data
2020 | IL | Bishop Hill III | 61787 | BHIII | WT | OP | NA | WND |  | 3721243 |  |  | EIA Prime Mover-level Data
2020 | IL | Blackstone Wind Farm II LLC | 57113 | GEN 1 | WT | OP | NA | WND |  | 4209292 |  |  | EIA Prime Mover-level Data
2020 | IL | Blackstone Wind Farm LLC | 57110 | GEN 1 | WT | OP | NA | WND |  | 2114635 |  |  | EIA Prime Mover-level Data
2020 | IL | Bloom | 865 | 331 | GT | RE | NA | DFO
2020 | IL | Bloom | 865 | 332 | GT | RE | NA | DFO
2020 | IL | Bloom | 865 | 333 | GT | RE | NA | DFO
2020 | IL | Bloom | 865 | 334 | GT | RE | NA | DFO
2020 | IL | Bloom | 865 | 341 | GT | RE | NA | DFO
2020 | IL | Bloom | 865 | 342 | GT | RE | NA | DFO
2020 | IL | Bloom | 865 | 343 | GT | RE | NA | DFO
2020 | IL | Bloom | 865 | 344 | GT | RE | NA | DFO
2020 | IL | Blooming Grove Wind Energy Center | 63988 | GEN1 | WT | OP | NA | WND |  | 655641 |  |  | EIA Prime Mover-level Data
2020 | IL | Blue Goose Solar CSG | 64228 | BLGS | PV | OP | NA | SUN |  | 877 |  |  | EIA Prime Mover-level Data
2020 | IL | BP Naperville Cogeneration Facility | 50722 | GEN1 | GT | OP | NA | NG |  | 898223 | 0.44652 | 0.00099423 | EIA Prime Mover-level Data | NEI avg EF - PM, fuel type, firing type
2020 | IL | Braidwood Generation Station | 6022 | 1 | ST | OP | NA | NUC |  | 110773896 |  |  | EIA Prime Mover-level Data
2020 | IL | Braidwood Generation Station | 6022 | 2 | ST | OP | NA | NUC |  | 102028192 |  |  | EIA Prime Mover-level Data
2020 | IL | Breese | 934 | 2 | IC | SB | NA | DFO |  | 625.03 | 0.09688 | 0.31 | EIA Prime Mover-level Data | Estimated using an emission factor
2020 | IL | Breese | 934 | 5 | IC | SB | NA | DFO |  | 520.858 | 0.080733 | 0.31 | EIA Prime Mover-level Data | Estimated using an emission factor
2020 | IL | Breese | 934 | 6 | IC | SB | NA | DFO |  | 520.858 | 0.080733 | 0.31 | EIA Prime Mover-level Data | Estimated using an emission factor
2020 | IL | Breese | 934 | 7 | IC | SB | NA | DFO |  | 520.858 | 0.080733 | 0.31 | EIA Prime Mover-level Data | Estimated using an emission factor
2020 | IL | Breese | 934 | 8 | IC | SB | NA | DFO |  | 520.858 | 0.080733 | 0.31 | EIA Prime Mover-level Data | Estimated using an emission factor
2020 | IL | Breese | 934 | IC1 | IC | SB | NA | DFO |  | 187.509 | 0.029064 | 0.31 | EIA Prime Mover-level Data | Estimated using an emission factor
2020 | IL | Breese | 934 | IC3 | IC | SB | NA | DFO |  | 625.03 | 0.09688 | 0.31 | EIA Prime Mover-level Data | Estimated using an emission factor
2020 | IL | Breese | 934 | ST2 | ST | RE | NA | DFO
2020 | IL | Brickyard Energy Partners LLC | 55762 | BR1 | IC | RE | NA | LFG
2020 | IL | Brickyard Energy Partners LLC | 55762 | BR2 | IC | RE | NA | LFG
2020 | IL | Brickyard Energy Partners LLC | 55762 | BR3 | IC | RE | NA | LFG
2020 | IL | Brickyard Energy Partners LLC | 55762 | BR5 | IC | RE | NA | LFG
2020 | IL | Bright Stalk Wind Farm I | 57623 | GEN1 | WT | OP | NA | WND |  | 6097436 |  |  | EIA Prime Mover-level Data
2020 | IL | Bright Stalk Wind Farm II | 57622 | GEN1 | WT | IP | NA | WND
2020 | IL | Brown County Wind Turbine | 57767 | 1 | WT | OP | NA | WND |  | 25064 |  |  | EIA Prime Mover-level Data
2020 | IL | Bunge Oil | 52034 | 1 | GT | RE | NA | NG
2020 | IL | Bushnell | 935 | 1 | IC | SB | NA | DFO |  | 49.037 | 0.0076007 | 0.31 | EIA Prime Mover-level Data | Estimated using an emission factor
2020 | IL | Bushnell | 935 | 2 | IC | SB | NA | DFO |  | 49.037 | 0.0076007 | 0.31 | EIA Prime Mover-level Data | Estimated using an emission factor
2020 | IL | Bushnell | 935 | 3 | IC | SB | NA | DFO |  | 539.407 | 0.083608 | 0.31 | EIA Prime Mover-level Data | Estimated using an emission factor
2020 | IL | Bushnell | 935 | 4 | IC | SB | NA | DFO |  | 539.407 | 0.083608 | 0.31 | EIA Prime Mover-level Data | Estimated using an emission factor
2020 | IL | Bushnell | 935 | 5 | IC | SB | NA | DFO |  | 245.185 | 0.038004 | 0.31 | EIA Prime Mover-level Data | Estimated using an emission factor
2020 | IL | Bushnell | 935 | 6 | IC | SB | NA | DFO |  | 612.963 | 0.095009 | 0.31 | EIA Prime Mover-level Data | Estimated using an emission factor
2020 | IL | Bushnell | 935 | 7 | IC | SB | NA | DFO |  | 612.963 | 0.095009 | 0.31 | EIA Prime Mover-level Data | Estimated using an emission factor
2020 | IL | Byron Generating Station | 6023 | 1 | ST | OP | NA | NUC |  | 102931904 |  |  | EIA Prime Mover-level Data
2020 | IL | Byron Generating Station | 6023 | 2 | ST | OP | NA | NUC |  | 101024720 |  |  | EIA Prime Mover-level Data
2020 | IL | California Ridge Wind Energy LLC | 58008 | CR | WT | OP | NA | WND |  | 5904896 |  |  | EIA Prime Mover-level Data
2020 | IL | Calumet | 866 | 311 | GT | RE | NA | NG
2020 | IL | Calumet | 866 | 312 | GT | RE | NA | NG
2020 | IL | Calumet | 866 | 313 | GT | RE | NA | NG
2020 | IL | Calumet | 866 | 314 | GT | RE | NA | NG
2020 | IL | Calumet | 866 | 321 | GT | RE | NA | NG
2020 | IL | Calumet | 866 | 322 | GT | RE | NA | NG
2020 | IL | Calumet | 866 | 323 | GT | RE | NA | NG
2020 | IL | Calumet | 866 | 324 | GT | RE | NA | NG
2020 | IL | Calumet | 866 | 331 | GT | RE | NA | NG
2020 | IL | Calumet | 866 | 332 | GT | RE | NA | NG
2020 | IL | Calumet | 866 | 333 | GT | RE | NA | NG
2020 | IL | Calumet | 866 | 341 | GT | RE | NA | NG
2020 | IL | Calumet | 866 | 342 | GT | RE | NA | NG
2020 | IL | Calumet | 866 | 343 | GT | RE | NA | NG
2020 | IL | Calumet | 866 | 344 | GT | RE | NA | NG
2020 | IL | Calumet Energy Team, LLC | 55296 | **1 | GT | OP | CT | NG | 80 | 79853.6328 | 0.09854 | 0.002468 | EPA/CAMD | EPA/NEI | 2002
2020 | IL | Calumet Energy Team, LLC | 55296 | **2 | GT | OP | CT | NG | 75 | 75755.2109 | 0.0954 | 0.0025186 | EPA/CAMD | EPA/NEI | 2002
2020 | IL | Camp Grove Wind Farm | 56640 | 1 | WT | OP | NA | WND |  | 3502883 |  |  | EIA Prime Mover-level Data
2020 | IL | Cardinal Point LLC | 59902 | GEN | WT | OP | NA | WND |  | 3781180 |  |  | EIA Prime Mover-level Data
2020 | IL | Carlyle | 936 | 1 | IC | RE | NA | DFO
2020 | IL | Carlyle | 936 | 10 | IC | SB | NA | DFO |  | 587.398 | 0.091047 | 0.31 | EIA Prime Mover-level Data | Estimated using an emission factor
2020 | IL | Carlyle | 936 | 11 | IC | OP | NA | DFO |  | 657.886 | 0.10197 | 0.31 | EIA Prime Mover-level Data | Estimated using an emission factor
2020 | IL | Carlyle | 936 | 7 | IC | SB | NA | DFO |  | 469.919 | 0.072837 | 0.31 | EIA Prime Mover-level Data | Estimated using an emission factor
2020 | IL | Carlyle | 936 | 8 | IC | SB | NA | DFO |  | 587.398 | 0.091047 | 0.31 | EIA Prime Mover-level Data | Estimated using an emission factor
2020 | IL | Carlyle | 936 | 9 | IC | SB | NA | DFO |  | 587.398 | 0.091047 | 0.31 | EIA Prime Mover-level Data | Estimated using an emission factor
2020 | IL | Carmi | 937 | 10 | IC | OP | NA | DFO |  | 54.933 | 0.0085146 | 0.31 | EIA Prime Mover-level Data | Estimated using an emission factor
2020 | IL | Carmi | 937 | 11 | IC | RE | NA | DFO
2020 | IL | Carmi | 937 | 12 | IC | OP | NA | DFO |  | 64.627 | 0.010017 | 0.31 | EIA Prime Mover-level Data | Estimated using an emission factor
2020 | IL | Carmi | 937 | 13 | IC | OP | NA | DFO |  | 142.179 | 0.022038 | 0.31 | EIA Prime Mover-level Data | Estimated using an emission factor
2020 | IL | Carmi | 937 | 14 | IC | OP | NA | DFO |  | 35.545 | 0.0055095 | 0.31 | EIA Prime Mover-level Data | Estimated using an emission factor
2020 | IL | Carmi | 937 | 5 | IC | RE | NA | NG
2020 | IL | Carmi | 937 | 6 | IC | RE | NA | DFO
2020 | IL | Carmi | 937 | 7 | IC | OP | NA | DFO |  | 35.545 | 0.0055095 | 0.31 | EIA Prime Mover-level Data | Estimated using an emission factor
2020 | IL | Carmi | 937 | 8 | IC | OP | NA | DFO |  | 45.239 | 0.007012 | 0.31 | EIA Prime Mover-level Data | Estimated using an emission factor
2020 | IL | Carmi | 937 | 9 | IC | OP | NA | DFO |  | 54.933 | 0.0085146 | 0.31 | EIA Prime Mover-level Data | Estimated using an emission factor
2020 | IL | Casey City of | 56053 | 1 | IC | SB | NA | DFO |  | 187.667 | 0.029088 | 0.31 | EIA Prime Mover-level Data | Estimated using an emission factor
2020 | IL | Casey City of | 56053 | 2 | IC | SB | NA | DFO |  | 187.667 | 0.029088 | 0.31 | EIA Prime Mover-level Data | Estimated using an emission factor
2020 | IL | Casey City of | 56053 | 3 | IC | SB | NA | DFO |  | 187.667 | 0.029088 | 0.31 | EIA Prime Mover-level Data | Estimated using an emission factor
2020 | IL | CED Beecher Sun Solar | 63823 | BS1 | PV | V | NA | SUN
2020 | IL | CED Champaign Solar LLC | 62681 | CSIL | PV | OP | NA | SUN |  | 5921 |  |  | EIA Prime Mover-level Data
2020 | IL | CED Hilltop Solar | 63824 | HS1 | PV | V | NA | SUN
2020 | IL | CED Peoria Solar | 63656 | PS1 | PV | V | NA | SUN
2020 | IL | CED Spring Creek Solar | 63948 | CS1 | PV | V | NA | SUN
2020 | IL | Cedarville Road | 64331 | LENA | PV | OP | NA | SUN |  | 9 |  |  | EIA Prime Mover-level Data
2020 | IL | Charter Dura-Bar | 54540 | 1A | IC | OP | NA | NG |  | 23166.5 | 0.0048881 | 0.000422 | EIA Prime Mover-level Data | Estimated using an emission factor
2020 | IL | Charter Dura-Bar | 54540 | 1B | IC | OP | NA | NG |  | 23166.5 | 0.0048881 | 0.000422 | EIA Prime Mover-level Data | Estimated using an emission factor
2020 | IL | Charter Dura-Bar | 54540 | 2A | IC | OP | NA | NG |  | 23166.5 | 0.0048881 | 0.000422 | EIA Prime Mover-level Data | Estimated using an emission factor
2020 | IL | Charter Dura-Bar | 54540 | 2B | IC | OP | NA | NG |  | 23166.5 | 0.0048881 | 0.000422 | EIA Prime Mover-level Data | Estimated using an emission factor
2020 | IL | Charter Dura-Bar | 54540 | 3A | IC | OP | NA | NG |  | 23166.5 | 0.0048881 | 0.000422 | EIA Prime Mover-level Data | Estimated using an emission factor
2020 | IL | Charter Dura-Bar | 54540 | 3B | IC | OP | NA | NG |  | 23166.5 | 0.0048881 | 0.000422 | EIA Prime Mover-level Data | Estimated using an emission factor
2020 | IL | Charter Durabar at Woodstock | 63967 | CDB1 | PV | V | NA | SUN
2020 | IL | Charter Durabar at Woodstock | 63967 | CDB2 | PV | V | NA | SUN
2020 | IL | Chicago West Side Energy Center | 59794 | GEN1 | GT | OP | NA | NG |  | 253987 | 0.12626 | 0.00099423 | EIA Prime Mover-level Data | NEI avg EF - PM, fuel type, firing type
2020 | IL | CID Gas Recovery | 50573 | GEN1 | GT | RE | NA | LFG
2020 | IL | CID Gas Recovery | 50573 | GEN2 | GT | OP | NA | LFG |  | 375163 | 4.0518 | 0.0216 | EIA Prime Mover-level Data | Estimated using an emission factor
2020 | IL | Clendenin A Community Solar, LLC CSG | 64464 | CLEN | PV | V | NA | SUN
2020 | IL | Clinton LFGTE | 59635 | 1 | IC | OP | NA | LFG |  | 118708 | 0.8725 | 0.0147 | EIA Prime Mover-level Data | Estimated using an emission factor
2020 | IL | Clinton LFGTE | 59635 | 2 | IC | OP | NA | LFG |  | 118708 | 0.8725 | 0.0147 | EIA Prime Mover-level Data | Estimated using an emission factor
2020 | IL | Clinton Power Station | 204 | 1 | ST | OP | NA | NUC |  | 98844872 |  |  | EIA Prime Mover-level Data
2020 | IL | Clinton Solar 4 LLC CSG | 63945 | CLIN | PV | OP | NA | SUN |  | 9 |  |  | EIA Prime Mover-level Data
2020 | IL | Coffeen | 861 | 1 | ST | RE | NA | RC
2020 | IL | Coffeen | 861 | 2 | ST | RE | NA | RC
2020 | IL | Collins | 6025 | 1 | ST | RE | NA | NG
2020 | IL | Collins | 6025 | 2 | ST | RE | NA | NG
2020 | IL | Collins | 6025 | 3 | ST | RE | NA | NG
2020 | IL | Collins | 6025 | 4 | ST | RE | NA | NG
2020 | IL | Collins | 6025 | 5 | ST | RE | NA | NG
2020 | IL | Com Adam 1WF-1 | 58887 | ADAM | WT | OA | NA | WND |  | 27428.5 |  |  | EIA Prime Mover-level Data
2020 | IL | Com Adam 1WF-1 | 58887 | EVE | WT | OP | NA | WND |  | 27428.5 |  |  | EIA Prime Mover-level Data
2020 | IL | Conagra Foods at St. Elmo | 63830 | CFS | PV | U | NA | SUN
2020 | IL | Cordova Energy Company | 55188 | 1 | CT | OP | CC | NG | 4285 | 6801386 | 3.2138 | 0.00094503 | EPA/CAMD | EPA/NEI | 2001
2020 | IL | Cordova Energy Company | 55188 | 2 | CT | OP | CC | NG | 4193 | 6736747 | 7.9667 | 0.0023651 | EPA/CAMD | EPA/NEI | 2001
2020 | IL | Cortland | 63949 | CORT2 | PV | V | NA | SUN
2020 | IL | CPV Three Rivers Energy Center | 63931 | GEN1 | CS | U | NA | NG
2020 | IL | CPV Three Rivers Energy Center | 63931 | GEN2 | CS | U | NA | NG
2020 | IL | Crawford | 867 | 311 | GT | RE | NA | NG
2020 | IL | Crawford | 867 | 312 | GT | RE | NA | NG
2020 | IL | Crawford | 867 | 313 | GT | RE | NA | NG
2020 | IL | Crawford | 867 | 314 | GT | RE | NA | NG
2020 | IL | Crawford | 867 | 321 | GT | RE | NA | NG
2020 | IL | Crawford | 867 | 322 | GT | RE | NA | NG
2020 | IL | Crawford | 867 | 323 | GT | RE | NA | NG
2020 | IL | Crawford | 867 | 324 | GT | RE | NA | NG
2020 | IL | Crawford | 867 | 331 | GT | RE | NA | NG
2020 | IL | Crawford | 867 | 332 | GT | RE | NA | NG
2020 | IL | Crawford | 867 | 333 | GT | RE | NA | NG
2020 | IL | Crawford | 867 | 334 | GT | RE | NA | NG
2020 | IL | Crawford | 867 | 7 | ST | RE | TANGENTIAL | SUB
2020 | IL | Crawford | 867 | 8 | ST | RE | TANGENTIAL | SUB
2020 | IL | Crescent Ridge | 56297 | 1 | WT | OP | NA | WND |  | 1158660 |  |  | EIA Prime Mover-level Data
2020 | IL | Crescent Ridge II Wind Energy Project | 56653 | 1 | WT | CN | NA | WND
2020 | IL | Crete Energy Park | 55253 | GT1 | GT | OP | CT | NG | 126 | 78677.3594 | 0.259 | 0.0065839 | EPA/CAMD | EPA/NEI | 2002
2020 | IL | Crete Energy Park | 55253 | GT2 | GT | OP | CT | NG | 265 | 189470.8594 | 0.6259 | 0.0066068 | EPA/CAMD | EPA/NEI | 2002
2020 | IL | Crete Energy Park | 55253 | GT3 | GT | OP | CT | NG | 229 | 169288.2969 | 0.5626 | 0.0066466 | EPA/CAMD | EPA/NEI | 2002
2020 | IL | Crete Energy Park | 55253 | GT4 | GT | OP | CT | NG | 93 | 63061.0078 | 0.2106 | 0.0066792 | EPA/CAMD | EPA/NEI | 2002
2020 | IL | CSG Mt. Morris 2, LLC | 64467 | MTMO | PV | V | NA | SUN
2020 | IL | CSL Behring LLC | 54790 | GEN1 | GT | OP | NA | NG |  | 268866 | 0.13366 | 0.00099423 | EIA Prime Mover-level Data | NEI avg EF - PM, fuel type, firing type
2020 | IL | Dallman | 963 | 31 | ST | OP | CYCLONE | BIT | 1776 | 1047543.125 | 5.3413 | 0.010198 | EPA/CAMD | EPA/NEI | 1968
2020 | IL | Dallman | 963 | 32 | ST | OP | CYCLONE | BIT | 1535 | 890930.625 | 4.5432 | 0.010199 | EPA/CAMD | EPA/NEI | 1972
2020 | IL | Dallman | 963 | 33 | ST | OP | TANGENTIAL | BIT | 575 | 543741.9375 | 1.3062 | 0.0048044 | EPA/CAMD | EPA/NEI | 1978
2020 | IL | Dallman | 963 | 4 | ST | OP | WALL | BIT | 5812 | 6769790.5 | 2.0862 | 0.00061633 | EPA/CAMD | EPA/NEI | 2009
2020 | IL | Dayton Hydro | 10520 | 1 | HY | OP | NA | WAT |  | 82263.5547 |  |  | EIA Prime Mover-level Data
2020 | IL | Dayton Hydro | 10520 | 2 | HY | OP | NA | WAT |  | 51414.7227 |  |  | EIA Prime Mover-level Data
2020 | IL | Dayton Hydro | 10520 | 3 | HY | OP | NA | WAT |  | 51414.7227 |  |  | EIA Prime Mover-level Data
2020 | IL | DePue Holdings, LLC | 63845 | DEPUE | PV | T | NA | SUN
2020 | IL | Devonshire Power Partners LLC | 55761 | DO1 | IC | RE | NA | LFG
2020 | IL | Devonshire Power Partners LLC | 55761 | DO2 | IC | RE | NA | LFG
2020 | IL | Devonshire Power Partners LLC | 55761 | DO3 | IC | RE | NA | LFG
2020 | IL | Devonshire Power Partners LLC | 55761 | DO4 | IC | RE | NA | LFG
2020 | IL | Devonshire Power Partners LLC | 55761 | DO5 | IC | RE | NA | LFG
2020 | IL | Dixon Hydroelectric Dam | 54969 | 1 | HY | OP | NA | WAT |  | 29952.8008 |  |  | EIA Prime Mover-level Data
2020 | IL | Dixon Hydroelectric Dam | 54969 | 2 | HY | OP | NA | WAT |  | 29952.8008 |  |  | EIA Prime Mover-level Data
2020 | IL | Dixon Hydroelectric Dam | 54969 | 3 | HY | OP | NA | WAT |  | 29952.8008 |  |  | EIA Prime Mover-level Data
2020 | IL | Dixon Hydroelectric Dam | 54969 | 4 | HY | OP | NA | WAT |  | 29952.8008 |  |  | EIA Prime Mover-level Data
2020 | IL | Dixon Hydroelectric Dam | 54969 | 5 | HY | OP | NA | WAT |  | 29952.8008 |  |  | EIA Prime Mover-level Data
2020 | IL | Dixon/Lee Energy Partners LLC | 55763 | DX1 | IC | RE | NA | LFG
2020 | IL | Dixon/Lee Energy Partners LLC | 55763 | DX2 | IC | RE | NA | LFG
2020 | IL | Dixon/Lee Energy Partners LLC | 55763 | DX3 | IC | RE | NA | LFG
2020 | IL | Dixon/Lee Energy Partners LLC | 55763 | DX4 | IC | RE | NA | LFG
2020 | IL | Dodds | 64734 | DOODS | PV | P | NA | SUN
2020 | IL | Dresden Generating Station | 869 | 2 | ST | OP | NA | NUC |  | 83218240 |  |  | EIA Prime Mover-level Data
2020 | IL | Dresden Generating Station | 869 | 3 | ST | OP | NA | NUC |  | 78473888 |  |  | EIA Prime Mover-level Data
2020 | IL | Dressor Plains Solar, LLC | 64224 | DPS | PV | U | NA | SUN
2020 | IL | Duck Creek | 6016 | 1 | ST | RE | WALL | BIT |  | 0 | 0 |  | EIA Unit-level Data | NEI avg EF - PM, fuel type, firing type
2020 | IL | E D Edwards | 856 | 2 | ST | OP | WALL | SUB | 7733 | 14476090 | 74.994 | 0.010361 | EPA/CAMD | EPA/NEI | 1968
2020 | IL | E D Edwards | 856 | 3 | ST | OP | WALL | SUB | 7409 | 18251626 | 99.731 | 0.010928 | EPA/CAMD | EPA/NEI | 1972
2020 | IL | EcoGrove Wind LLC | 56805 | 1 | WT | OP | NA | WND |  | 2282927 |  |  | EIA Prime Mover-level Data
2020 | IL | Edwardsville Solar II | 64016 | 6777 | PV | V | NA | SUN
2020 | IL | El Paso Wind Project | 56663 | 1 | WT | CN | NA | WND
2020 | IL | Electric Junction | 870 | 311 | GT | RE | NA | NG
2020 | IL | Electric Junction | 870 | 312 | GT | RE | NA | NG
2020 | IL | Electric Junction | 870 | 313 | GT | RE | NA | NG
2020 | IL | Electric Junction | 870 | 314 | GT | RE | NA | NG
2020 | IL | Electric Junction | 870 | 321 | GT | RE | NA | NG
2020 | IL | Electric Junction | 870 | 322 | GT | RE | NA | NG
2020 | IL | Electric Junction | 870 | 323 | GT | RE | NA | NG
2020 | IL | Electric Junction | 870 | 324 | GT | RE | NA | NG
2020 | IL | Electric Junction | 870 | 331 | GT | RE | NA | NG
2020 | IL | Electric Junction | 870 | 332 | GT | RE | NA | NG
2020 | IL | Electric Junction | 870 | 333 | GT | RE | NA | NG
2020 | IL | Electric Junction | 870 | 334 | GT | RE | NA | NG
2020 | IL | Electric Junction | 870 | 341 | GT | RE | NA | NG
2020 | IL | Electric Junction | 870 | 342 | GT | RE | NA | NG
2020 | IL | Electric Junction | 870 | 343 | GT | RE | NA | NG
2020 | IL | Electric Junction | 870 | 344 | GT | RE | NA | NG
2020 | IL | Elgin Energy Center, LLC | 55438 | CT01 | GT | OP | CT | NG | 947 | 1076118.375 | 2.6878 | 0.0049954 | EPA/CAMD | EPA/NEI | 2002
2020 | IL | Elgin Energy Center, LLC | 55438 | CT02 | GT | OP | CT | NG | 1302 | 1444061.875 | 3.612 | 0.0050026 | EPA/CAMD | EPA/NEI | 2002
2020 | IL | Elgin Energy Center, LLC | 55438 | CT03 | GT | OP | CT | NG | 871 | 975831.375 | 2.4402 | 0.0050012 | EPA/CAMD | EPA/NEI | 2002
2020 | IL | Elgin Energy Center, LLC | 55438 | CT04 | GT | OP | CT | NG | 836 | 924322.5625 | 2.3116 | 0.0050017 | EPA/CAMD | EPA/NEI | 2002
2020 | IL | Elwood Energy Facility | 55199 | 1 | GT | OP | CT | NG | 355 | 455719.7812 | 1.1909 | 0.0052265 | EPA/CAMD | EPA/NEI | 1999
2020 | IL | Elwood Energy Facility | 55199 | 2 | GT | OP | CT | NG | 269 | 338685.2188 | 0.89056 | 0.0052589 | EPA/CAMD | EPA/NEI | 1999
2020 | IL | Elwood Energy Facility | 55199 | 3 | GT | OP | CT | NG | 495 | 657891.9375 | 1.719 | 0.0052258 | EPA/CAMD | EPA/NEI | 1999
2020 | IL | Elwood Energy Facility | 55199 | 4 | GT | OP | CT | NG | 328 | 444886.8125 | 1.16 | 0.0052148 | EPA/CAMD | EPA/NEI | 1999
2020 | IL | Elwood Energy Facility | 55199 | 5 | GT | OP | CT | NG | 302 | 375763.3125 | 1.0028 | 0.0053375 | EPA/CAMD | EPA/NEI | 2001
2020 | IL | Elwood Energy Facility | 55199 | 6 | GT | OP | CT | NG | 365 | 475581.0938 | 1.2677 | 0.0053312 | EPA/CAMD | EPA/NEI | 2001
2020 | IL | Elwood Energy Facility | 55199 | 7 | GT | OP | CT | NG | 294 | 353877.6875 | 0.9432 | 0.0053307 | EPA/CAMD | EPA/NEI | 2001
2020 | IL | Elwood Energy Facility | 55199 | 8 | GT | OP | CT | NG | 512 | 653013.375 | 1.7392 | 0.0053268 | EPA/CAMD | EPA/NEI | 2001
2020 | IL | Elwood Energy Facility | 55199 | 9 | GT | OP | CT | NG | 497 | 628148.375 | 1.6726 | 0.0053255 | EPA/CAMD | EPA/NEI | 2001
2020 | IL | Elwood Energy Storage Center | 59959 | WCBS | BA | OP | NA | MWH |  | 0 |  |  | EIA Prime Mover-level Data
2020 | IL | ESIL-PFCHICAGO 2, LLC | 63889 | PF2CH | PV | OP | NA | SUN |  | 614 |  |  | EIA Prime Mover-level Data
2020 | IL | ESIL-PFCHICAGO 3, LLC | 63888 | PF3CH | PV | OP | NA | SUN |  | 7396 |  |  | EIA Prime Mover-level Data
2020 | IL | Evanston Township High School | 54788 | GEN1 | IC | SB | NA | NG
2020 | IL | Evanston Township High School | 54788 | GEN2 | IC | SB | NA | NG
2020 | IL | Evanston Township High School | 54788 | GEN3 | IC | SB | NA | NG
2020 | IL | Exelon Solar Chicago | 57191 | ECS1 | PV | OP | NA | SUN |  | 121295 |  |  | EIA Prime Mover-level Data
2020 | IL | Exxonmobil Oil Corporation | 50627 | 20B1 | CT | OP | CC | PRG | 3439 | [5 empty] | 1986
2020 | IL | Exxonmobil Oil Corporation | 50627 | 55B100 | ST | OP | WALL | PRG | 211 | 3982675 | 111.8792 | 0.056183 | EIA Prime Mover-level Data | NEI avg EF - PM, fuel type, firing type | 1972
2020 | IL | Factory Gas Turbine | 8016 | 2 | GT | OP | CT | DFO | 20 | 5094.1001 | 0.14664 | 0.057574 | EPA/CAMD | NEI avg EF - PM, fuel type, firing type | 1973
2020 | IL | Fairfield | 940 | IC5 | IC | RE | NA | DFO
2020 | IL | Fairfield | 940 | IC6 | IC | RE | NA | DFO
2020 | IL | Fairfield | 940 | IC7 | IC | RE | NA | DFO
2020 | IL | Farmer City | 941 | 1 | IC | OP | NA | NG |  | 26.018 | 5.4898e-06 | 0.000422 | EIA Prime Mover-level Data | Estimated using an emission factor
2020 | IL | Farmer City | 941 | 2 | IC | OP | NA | DFO |  | 19.08 | 0.0029574 | 0.31 | EIA Prime Mover-level Data | Estimated using an emission factor
2020 | IL | Farmer City | 941 | 4 | IC | OP | NA | DFO |  | 13.876 | 0.0021508 | 0.31 | EIA Prime Mover-level Data | Estimated using an emission factor
2020 | IL | Farmer City | 941 | 5 | IC | OP | NA | NG |  | 60.708 | 1.2809e-05 | 0.000422 | EIA Prime Mover-level Data | Estimated using an emission factor
2020 | IL | Farmer City | 941 | 6 | IC | OP | NA | DFO |  | 38.159 | 0.0059146 | 0.31 | EIA Prime Mover-level Data | Estimated using an emission factor
2020 | IL | Farmer City | 941 | 7 | IC | OP | NA | DFO |  | 38.159 | 0.0059146 | 0.31 | EIA Prime Mover-level Data | Estimated using an emission factor
2020 | IL | Fisk | 886 | 311 | GT | OP | CT | DFO | 5 | 968.2 | 0.027094 | 0.055968 | EPA/CAMD | EPA/NEI | 1968
2020 | IL | Fisk | 886 | 312 | GT | OP | CT | DFO | 5 | 886.7 | 0.027094 | 0.061112 | EPA/CAMD | EPA/NEI | 1968
2020 | IL | Fisk | 886 | 321 | GT | OP | CT | DFO | 6 | 953.9 | 0.027094 | 0.056807 | EPA/CAMD | EPA/NEI | 1968
2020 | IL | Fisk | 886 | 322 | GT | OP | CT | DFO | 7 | 2156.8 | 0.027094 | 0.025124 | EPA/CAMD | EPA/NEI | 1968
2020 | IL | Fisk | 886 | 331 | GT | OP | CT | DFO | 10 | 2449.3 | 0.020427 | 0.01668 | EPA/CAMD | EPA/NEI | 1968
2020 | IL | Fisk | 886 | 332 | GT | OP | CT | DFO | 9 | 1476.4 | 0.020427 | 0.027671 | EPA/CAMD | EPA/NEI | 1968
2020 | IL | Fisk | 886 | 341 | GT | OP | CT | DFO | 0 |  | 0.020427 |  |  | EPA/NEI | 1968
2020 | IL | Fisk | 886 | 342 | GT | OP | CT | DFO | 4 | 714.2 | 0.020427 | 0.057202 | EPA/CAMD | EPA/NEI | 1968
2020 | IL | Five Oaks Gas Recovery | 56529 | GEN1 | IC | OP | NA | LFG |  | 73982.25 | 0.54377 | 0.0147 | EIA Prime Mover-level Data | Estimated using an emission factor
2020 | IL | Five Oaks Gas Recovery | 56529 | GEN2 | IC | OP | NA | LFG |  | 73982.25 | 0.54377 | 0.0147 | EIA Prime Mover-level Data | Estimated using an emission factor
2020 | IL | Five Oaks Gas Recovery | 56529 | GEN3 | IC | OP | NA | LFG |  | 73982.25 | 0.54377 | 0.0147 | EIA Prime Mover-level Data | Estimated using an emission factor
2020 | IL | Five Oaks Gas Recovery | 56529 | GEN4 | IC | OP | NA | LFG |  | 73982.25 | 0.54377 | 0.0147 | EIA Prime Mover-level Data | Estimated using an emission factor
2020 | IL | Flora Site A | 56117 | 1 | IC | OP | NA | DFO |  | 148.667 | 0.023043 | 0.31 | EIA Prime Mover-level Data | Estimated using an emission factor
2020 | IL | Flora Site A | 56117 | 2 | IC | OP | NA | DFO |  | 148.667 | 0.023043 | 0.31 | EIA Prime Mover-level Data | Estimated using an emission factor
2020 | IL | Flora Site A | 56117 | 3 | IC | OP | NA | DFO |  | 148.667 | 0.023043 | 0.31 | EIA Prime Mover-level Data | Estimated using an emission factor
2020 | IL | Flora Site B | 56118 | 4 | IC | OP | NA | DFO |  | 144.5 | 0.022398 | 0.31 | EIA Prime Mover-level Data | Estimated using an emission factor
2020 | IL | Flora Site B | 56118 | 5 | IC | OP | NA | DFO |  | 144.5 | 0.022398 | 0.31 | EIA Prime Mover-level Data | Estimated using an emission factor
2020 | IL | FPL Energy Illinois Wind LLC Hybrid | 57325 | BFT | BA | OP | NA | MWH |  | 0 |  |  | EIA Prime Mover-level Data
2020 | IL | FPL Energy Illinois Wind LLC Hybrid | 57325 | GE1.5 | WT | OP | NA | WND |  | 5903115 |  |  | EIA Prime Mover-level Data
2020 | IL | Freeburg | 943 | 1 | IC | SB | NA | DFO |  | 109.299 | 0.016941 | 0.31 | EIA Prime Mover-level Data | Estimated using an emission factor
2020 | IL | Freeburg | 943 | 10 | IC | SB | NA | DFO |  | 491.847 | 0.076236 | 0.31 | EIA Prime Mover-level Data | Estimated using an emission factor
2020 | IL | Freeburg | 943 | 11 | IC | SB | NA | DFO |  | 491.847 | 0.076236 | 0.31 | EIA Prime Mover-level Data | Estimated using an emission factor
2020 | IL | Freeburg | 943 | 12 | IC | SB | NA | DFO |  | 491.847 | 0.076236 | 0.31 | EIA Prime Mover-level Data | Estimated using an emission factor
2020 | IL | Freeburg | 943 | 2 | IC | SB | NA | DFO |  | 109.299 | 0.016941 | 0.31 | EIA Prime Mover-level Data | Estimated using an emission factor
2020 | IL | Freeburg | 943 | 3 | IC | SB | NA | DFO |  | 163.949 | 0.025412 | 0.31 | EIA Prime Mover-level Data | Estimated using an emission factor
2020 | IL | Freeburg | 943 | 4 | IC | SB | NA | DFO |  | 273.248 | 0.042353 | 0.31 | EIA Prime Mover-level Data | Estimated using an emission factor
2020 | IL | Freeburg | 943 | 6 | IC | SB | NA | DFO |  | 491.847 | 0.076236 | 0.31 | EIA Prime Mover-level Data | Estimated using an emission factor
2020 | IL | Freeburg | 943 | 7 | IC | SB | NA | DFO |  | 710.446 | 0.11012 | 0.31 | EIA Prime Mover-level Data | Estimated using an emission factor
2020 | IL | Freeburg | 943 | 8 | IC | SB | NA | DFO |  | 464.522 | 0.072001 | 0.31 | EIA Prime Mover-level Data | Estimated using an emission factor
2020 | IL | Freeburg | 943 | 9 | IC | SB | NA | DFO |  | 491.847 | 0.076236 | 0.31 | EIA Prime Mover-level Data | Estimated using an emission factor
2020 | IL | Freedom Power Project | 7842 | CT1 | GT | OP | CT | NG | 31 | 9231.4023 | 0.0759 | 0.016444 | EPA/CAMD | EPA/NEI | 2000
2020 | IL | Fuyao Glass Illinois Inc. | 54360 | 1200 | IC | RE | NA | DFO
2020 | IL | Fuyao Glass Illinois Inc. | 54360 | PORT | IC | SB | NA | DFO
2020 | IL | Fuyao Glass Illinois Inc. | 54360 | TK1 | IC | SB | NA | DFO
2020 | IL | Fuyao Glass Illinois Inc. | 54360 | TK2 | IC | SB | NA | DFO
2020 | IL | Galesburg | 54310 | GEN1 | IC | RE | NA | NG
2020 | IL | Galesburg | 54310 | GEN2 | IC | RE | NA | NG
2020 | IL | Galesburg | 54310 | GEN3 | IC | RE | NA | NG
2020 | IL | Galesburg Solar Array | 63399 | GWA01 | PV | OP | NA | SUN |  | 21590 |  |  | EIA Prime Mover-level Data
2020 | IL | Geneseo | 944 | 1 | IC | OP | NA | NG |  | 160.571 | 3.388e-05 | 0.000422 | EIA Prime Mover-level Data | Estimated using an emission factor
2020 | IL | Geneseo | 944 | 10 | WT | OP | NA | WND |  | 25684 |  |  | EIA Prime Mover-level Data
2020 | IL | Geneseo | 944 | 11 | WT | OP | NA | WND |  | 25684 |  |  | EIA Prime Mover-level Data
2020 | IL | Geneseo | 944 | 12 | PV | OP | NA | SUN |  | 14448 |  |  | EIA Prime Mover-level Data
2020 | IL | Geneseo | 944 | 2 | IC | OP | NA | NG |  | 100.357 | 2.1175e-05 | 0.000422 | EIA Prime Mover-level Data | Estimated using an emission factor
2020 | IL | Geneseo | 944 | 3 | IC | OP | NA | NG |  | 100.357 | 2.1175e-05 | 0.000422 | EIA Prime Mover-level Data | Estimated using an emission factor
2020 | IL | Geneseo | 944 | 4 | IC | OP | NA | NG |  | 45.878 | 9.6803e-06 | 0.000422 | EIA Prime Mover-level Data | Estimated using an emission factor
2020 | IL | Geneseo | 944 | 5A | IC | OP | NA | NG |  | 126.163 | 2.662e-05 | 0.000422 | EIA Prime Mover-level Data | Estimated using an emission factor
2020 | IL | Geneseo | 944 | 6A | IC | OP | NA | NG |  | 86.02 | 1.815e-05 | 0.000422 | EIA Prime Mover-level Data | Estimated using an emission factor
2020 | IL | Geneseo | 944 | 7 | IC | OP | NA | NG |  | 86.02 | 1.815e-05 | 0.000422 | EIA Prime Mover-level Data | Estimated using an emission factor
2020 | IL | Geneseo | 944 | 9 | IC | OP | NA | DFO |  | 137.633 | 0.021333 | 0.31 | EIA Prime Mover-level Data | Estimated using an emission factor
2020 | IL | Geneva Generation Facility | 56462 | GEN 1 | IC | OP | NA | NG |  | 9677.5996 | 0.002042 | 0.000422 | EIA Prime Mover-level Data | Estimated using an emission factor
2020 | IL | Geneva Generation Facility | 56462 | GEN 2 | IC | OP | NA | NG |  | 9677.5996 | 0.002042 | 0.000422 | EIA Prime Mover-level Data | Estimated using an emission factor
2020 | IL | Geneva Generation Facility | 56462 | GEN 3 | IC | OP | NA | NG |  | 9677.5996 | 0.002042 | 0.000422 | EIA Prime Mover-level Data | Estimated using an emission factor
2020 | IL | Geneva Generation Facility | 56462 | GEN 4 | IC | OP | NA | NG |  | 9677.5996 | 0.002042 | 0.000422 | EIA Prime Mover-level Data | Estimated using an emission factor
2020 | IL | Geneva Generation Facility | 56462 | GEN 5 | IC | OP | NA | NG |  | 9677.5996 | 0.002042 | 0.000422 | EIA Prime Mover-level Data | Estimated using an emission factor
2020 | IL | Geneva Generation Facility | 56462 | GEN6 | IC | RE | NA | DFO
2020 | IL | Gibson City Energy Center, LLC | 55201 | GCTG1 | GT | OP | CT | NG | 1217 | 1258975.625 | 6.9227 | 0.010997 | EPA/CAMD | EPA/NEI | 2000
2020 | IL | Gibson City Energy Center, LLC | 55201 | GCTG2 | GT | OP | CT | NG | 1125 | 1225286.875 | 6.7365 | 0.010996 | EPA/CAMD | EPA/NEI | 2000
2020 | IL | Glacier Sands Wind Power, LLC | 64381 | GS001 | WT | U | NA | WND
2020 | IL | Goose Creek Power Plant | 55496 | CT-01 | GT | OP | CT | NG | 64 | 38500.9219 | 0.16912 | 0.0087852 | EPA/CAMD | EPA/NEI | 2003
2020 | IL | Goose Creek Power Plant | 55496 | CT-02 | GT | OP | CT | NG | 63 | 36248.332 | 0.15903 | 0.0087745 | EPA/CAMD | EPA/NEI | 2003
2020 | IL | Goose Creek Power Plant | 55496 | CT-03 | GT | OP | CT | NG | 73 | 41163.1133 | 0.18073 | 0.0087812 | EPA/CAMD | EPA/NEI | 2003
2020 | IL | Goose Creek Power Plant | 55496 | CT-04 | GT | OP | CT | NG | 77 | 45097.957 | 0.19965 | 0.0088541 | EPA/CAMD | EPA/NEI | 2003
2020 | IL | Goose Creek Power Plant | 55496 | CT-05 | GT | OP | CT | NG | 68 | 39108.875 | 0.17342 | 0.0088686 | EPA/CAMD | EPA/NEI | 2003
2020 | IL | Goose Creek Power Plant | 55496 | CT-06 | GT | OP | CT | NG | 72 | 42567.7227 | 0.18805 | 0.0088356 | EPA/CAMD | EPA/NEI | 2003
2020 | IL | Grand Ridge Battery Projects | 59957 | GIVB | BA | OP | NA | MWH |  | 0 |  |  | EIA Prime Mover-level Data
2020 | IL | Grand Ridge Battery Projects | 59957 | GRES | BA | OP | NA | MWH |  | 0 |  |  | EIA Prime Mover-level Data
2020 | IL | Grand Ridge Solar Farm | 57912 | 1 | PV | OP | NA | SUN |  | 263953 |  |  | EIA Prime Mover-level Data
2020 | IL | Grand Ridge Wind Energy Center | 56941 | 1 | WT | OP | NA | WND |  | 1052228.125 |  |  | EIA Prime Mover-level Data
2020 | IL | Grand Ridge Wind Energy Center | 56941 | 2 | WT | OP | NA | WND |  | 542056.875 |  |  | EIA Prime Mover-level Data
2020 | IL | Grand Ridge Wind Energy Center | 56941 | 3 | WT | OP | NA | WND |  | 526114.0625 |  |  | EIA Prime Mover-level Data
2020 | IL | Grand Ridge Wind Energy Center | 56941 | 4 | WT | OP | NA | WND |  | 111599.9531 |  |  | EIA Prime Mover-level Data
2020 | IL | Grand Tower Energy Center, LLC | 862 | CT01 | CT | OP | CC | NG | 2399 | 5323383 | 13.2901 | 0.0049931 | EPA/CAMD | EPA/NEI | 2001
2020 | IL | Grand Tower Energy Center, LLC | 862 | CT02 | CT | OP | CC | NG | 2779 | 6057490 | 15.6247 | 0.0051588 | EPA/CAMD | EPA/NEI | 2001
2020 | IL | Granite City Works | 57072 | PB-1 | ST | OP | NA | BFG |  | 3660795.75 | 0.77243 | 0.000422 | EIA Unit-level Data | Estimated using an emission factor
2020 | IL | Green River Wind Farm | 60471 | GRNRV | WT | OP | NA | WND |  | 4628995 |  |  | EIA Prime Mover-level Data
2020 | IL | Greene Valley Gas Recovery | 55014 | GEN1 | GT | OP | NA | LFG |  | 330908.5 | 3.5738 | 0.0216 | EIA Prime Mover-level Data | Estimated using an emission factor
2020 | IL | Greene Valley Gas Recovery | 55014 | GEN2 | GT | OP | NA | LFG |  | 330908.5 | 3.5738 | 0.0216 | EIA Prime Mover-level Data | Estimated using an emission factor
2020 | IL | Greene Valley Gas Recovery | 55014 | GEN3 | GT | RE | NA | LFG
2020 | IL | GSG LLC | 56450 | 1 | WT | OP | NA | WND |  | 1647228 |  |  | EIA Prime Mover-level Data
2020 | IL | Harmony Road Solar | 63069 | 1823 | PV | OP | NA | SUN |  | 5474 |  |  | EIA Prime Mover-level Data
2020 | IL | Harvest Ridge Wind Farm | 61161 | GEN01 | WT | OP | NA | WND |  | 2425577 |  |  | EIA Prime Mover-level Data
2020 | IL | Havana | 891 | 1 | ST | RE | TANGENTIAL | RFO
2020 | IL | Havana | 891 | 2 | ST | RE | TANGENTIAL | RFO
2020 | IL | Havana | 891 | 3 | ST | RE | TANGENTIAL | RFO
2020 | IL | Havana | 891 | 4 | ST | RE | TANGENTIAL | RFO
2020 | IL | Havana | 891 | 5 | ST | RE | TANGENTIAL | RFO
2020 | IL | Havana | 891 | 6 | ST | RE | TANGENTIAL | RC
2020 | IL | Heartland Community College | 59776 | T01 | WT | OP | NA | WND |  | 36102 |  |  | EIA Prime Mover-level Data
2020 | IL | Hennepin Power Station | 892 | 1 | ST | RE | TANGENTIAL | RC
2020 | IL | Hennepin Power Station | 892 | 2 | ST | RE | TANGENTIAL | RC
2020 | IL | High Point Solar LLC | 63838 | HPS | PV | L | NA | SUN
2020 | IL | High Trail Wind Farm LLC | 56338 | 1 | WT | OP | NA | WND |  | 4606035 |  |  | EIA Prime Mover-level Data
2020 | IL | Highland | 946 | IC1 | IC | SB | NA | DFO |  | 109 | 0.016895 | 0.31 | EIA Prime Mover-level Data | Estimated using an emission factor
2020 | IL | Highland | 946 | IC2 | IC | SB | NA | DFO |  | 109 | 0.016895 | 0.31 | EIA Prime Mover-level Data | Estimated using an emission factor
2020 | IL | Highland | 946 | IC3 | IC | SB | NA | DFO |  | 109 | 0.016895 | 0.31 | EIA Prime Mover-level Data | Estimated using an emission factor
2020 | IL | Highland | 946 | IC5 | IC | SB | NA | DFO |  | 136.25 | 0.021119 | 0.31 | EIA Prime Mover-level Data | Estimated using an emission factor
2020 | IL | Highland | 946 | IC6 | IC | SB | NA | DFO |  | 136.25 | 0.021119 | 0.31 | EIA Prime Mover-level Data | Estimated using an emission factor
2020 | IL | Highland | 946 | IC7 | IC | SB | NA | DFO |  | 299.75 | 0.046461 | 0.31 | EIA Prime Mover-level Data | Estimated using an emission factor
2020 | IL | Highland | 946 | IC8 | IC | SB | NA | DFO |  | 299.75 | 0.046461 | 0.31 | EIA Prime Mover-level Data | Estimated using an emission factor
2020 | IL | Hilltopper Wind Project | 61735 | WT1 | WT | OP | NA | WND |  | 4754194 |  |  | EIA Prime Mover-level Data
2020 | IL | Hoffer Plastics | 54523 | GEN1 | IC | OP | NA | NG |  | 1492.667 | 0.00031495 | 0.000422 | EIA Prime Mover-level Data | Estimated using an emission factor
2020 | IL | Hoffer Plastics | 54523 | GEN2 | IC | OP | NA | NG |  | 1492.667 | 0.00031495 | 0.000422 | EIA Prime Mover-level Data | Estimated using an emission factor
2020 | IL | Hoffer Plastics | 54523 | GEN3 | IC | OP | NA | NG |  | 1492.667 | 0.00031495 | 0.000422 | EIA Prime Mover-level Data | Estimated using an emission factor
2020 | IL | Hoffer Plastics | 54523 | GEN4 | IC | OP | NA | NG |  | 1492.667 | 0.00031495 | 0.000422 | EIA Prime Mover-level Data | Estimated using an emission factor
2020 | IL | Hoffer Plastics | 54523 | GEN5 | IC | OP | NA | NG |  | 1492.667 | 0.00031495 | 0.000422 | EIA Prime Mover-level Data | Estimated using an emission factor
2020 | IL | Hoffer Plastics | 54523 | GEN6 | IC | OP | NA | NG |  | 1492.667 | 0.00031495 | 0.000422 | EIA Prime Mover-level Data | Estimated using an emission factor
2020 | IL | Hoffer Plastics | 54523 | GEN7 | IC | OP | NA | NG |  | 1492.667 | 0.00031495 | 0.000422 | EIA Prime Mover-level Data | Estimated using an emission factor
2020 | IL | Hoffer Plastics | 54523 | GEN8 | IC | OP | NA | NG |  | 1492.667 | 0.00031495 | 0.000422 | EIA Prime Mover-level Data | Estimated using an emission factor
2020 | IL | Hoffer Plastics | 54523 | GEN9 | IC | OP | NA | NG |  | 1492.667 | 0.00031495 | 0.000422 | EIA Prime Mover-level Data | Estimated using an emission factor
2020 | IL | Holland Energy Facility | 55334 | CTG1 | CT | OP | CC | NG | 5300 | 8464817 | 38.8455 | 0.0091781 | EPA/CAMD | EPA/NEI | 2002
2020 | IL | Holland Energy Facility | 55334 | CTG2 | CT | OP | CC | NG | 5336 | 8397897 | 41.0046 | 0.0097654 | EPA/CAMD | EPA/NEI | 2002
2020 | IL | Homestead Wind LLC | 60871 | HOMES | WT | CN | NA | WND
2020 | IL | Hoopeston Wind LLC | 59021 | HOO1 | WT | OP | NA | WND |  | 2828221 |  |  | EIA Prime Mover-level Data
2020 | IL | Hurricane Creek CSG | 64786 | HRCRK | PV | T | NA | SUN
2020 | IL | IGS East Central, LLC | 64329 | EAST | PV | OP | NA | SUN |  | 9 |  |  | EIA Prime Mover-level Data
2020 | IL | IGS Frankfort 2 | 64779 | FRAN2 | PV | TS | NA | SUN
2020 | IL | IGS Stockton DG CSG | 64124 | BREW | PV | OP | NA | SUN |  | 13.5 |  |  | EIA Prime Mover-level Data
2020 | IL | IGS Stockton DG CSG | 64124 | BREW2 | PV | OP | NA | SUN |  | 13.5 |  |  | EIA Prime Mover-level Data
2020 | IL | IKEA Joliet Rooftop PV System | 61192 | PV | PV | OP | NA | SUN |  | 20029 |  |  | EIA Prime Mover-level Data
2020 | IL | IL - SMHEC - Moraine Valley | 64181 | 18017 | PV | U | NA | SUN
2020 | IL | IL17021 Brush Creek I | 64730 | BCK17 | PV | P | NA | SUN
2020 | IL | Illinois PV Fulton 1 CSG | 63790 | FULT | PV | OP | NA | SUN |  | 7869 |  |  | EIA Prime Mover-level Data
2020 | IL | IMEA Flora | 56116 | 10 | IC | OP | NA | DFO |  | 131 | 0.020305 | 0.31 | EIA Prime Mover-level Data | Estimated using an emission factor
2020 | IL | IMEA Flora | 56116 | 6 | IC | OP | NA | DFO |  | 131 | 0.020305 | 0.31 | EIA Prime Mover-level Data | Estimated using an emission factor
2020 | IL | IMEA Flora | 56116 | 7 | IC | OP | NA | DFO |  | 131 | 0.020305 | 0.31 | EIA Prime Mover-level Data | Estimated using an emission factor
2020 | IL | IMEA Flora | 56116 | 8 | IC | OP | NA | DFO |  | 131 | 0.020305 | 0.31 | EIA Prime Mover-level Data | Estimated using an emission factor
2020 | IL | IMEA Flora | 56116 | 9 | IC | OP | NA | DFO |  | 131 | 0.020305 | 0.31 | EIA Prime Mover-level Data | Estimated using an emission factor
2020 | IL | IMEA Highland | 56114 | 1 | IC | SB | NA | DFO
2020 | IL | IMEA Highland | 56114 | 2 | IC | SB | NA | DFO
2020 | IL | Industrial Park | 7934 | 3 | IC | OP | NA | DFO |  | 753.313 | 0.11676 | 0.31 | EIA Prime Mover-level Data | Estimated using an emission factor
2020 | IL | Industrial Park | 7934 | 4 | IC | OP | NA | DFO |  | 753.313 | 0.11676 | 0.31 | EIA Prime Mover-level Data | Estimated using an emission factor
2020 | IL | Industrial Park | 7934 | 5 | IC | OP | NA | DFO |  | 753.313 | 0.11676 | 0.31 | EIA Prime Mover-level Data | Estimated using an emission factor
2020 | IL | Industrial Park | 7934 | 6 | IC | OP | NA | DFO |  | 753.313 | 0.11676 | 0.31 | EIA Prime Mover-level Data | Estimated using an emission factor
2020 | IL | Industrial Park | 7934 | 7 | IC | OP | NA | DFO |  | 753.313 | 0.11676 | 0.31 | EIA Prime Mover-level Data | Estimated using an emission factor
2020 | IL | Industrial Park | 7934 | 8 | IC | OP | NA | DFO |  | 920.716 | 0.14271 | 0.31 | EIA Prime Mover-level Data | Estimated using an emission factor
2020 | IL | Industrial Park | 7934 | 9 | IC | OP | NA | DFO |  | 920.716 | 0.14271 | 0.31 | EIA Prime Mover-level Data | Estimated using an emission factor
2020 | IL | Ingredion Incorporated Argo Plant | 54556 | B06 | ST | OP | OTHER BOILER | NG | 3773 | 1175855 | 4.213 | 0.0071658 | EPA/CAMD | EPA/NEI | 1994
2020 | IL | Ingredion Incorporated Argo Plant | 54556 | B07 | ST | OP | OTHER BOILER | NG | 5187 | 913932.4375 | 1.6264 | 0.0035591 | EPA/CAMD | EPA/NEI | 2003
2020 | IL | Ingredion Incorporated Argo Plant | 54556 | B08 | ST | OP | OTHER BOILER | NG | 6344 | 1532082.25 | 7.0543 | 0.0092088 | EPA/CAMD | NEI avg EF - PM, fuel type, firing type | 2017
2020 | IL | Ingredion Incorporated Argo Plant | 54556 | B10 | ST | OP | FLUIDIZED | BIT | 7271 | 5396219 | 39.3521 | 0.014585 | EPA/CAMD | EPA/NEI | 2006
2020 | IL | Interstate | 7425 | 1 | GT | OP | CT | NG | 385 | 357420.0312 | 11.3069 | 0.06327 | EPA/CAMD | EPA/NEI | 1997
2020 | IL | Invenergy Nelson Expansion LLC | 60387 | GEN3 | GT | P | NA | NG
2020 | IL | Invenergy Nelson Expansion LLC | 60387 | GEN4 | GT | P | NA | NG
2020 | IL | Iroquois Solar 1B LLC CSG | 64229 | IROQ | PV | OP | NA | SUN |  | 781 |  |  | EIA Prime Mover-level Data
2020 | IL | ITT Cogen Facility | 52021 | GEN1 | GT | SB | NA | NG |  | 151.5 | 7.5313e-05 | 0.00099423 | EIA Prime Mover-level Data | NEI avg EF - PM, fuel type, firing type
2020 | IL | ITT Cogen Facility | 52021 | GEN2 | GT | SB | NA | NG |  | 151.5 | 7.5313e-05 | 0.00099423 | EIA Prime Mover-level Data | NEI avg EF - PM, fuel type, firing type
2020 | IL | Jackson Generation, LLC | 62926 | 1 | CS | T | NA | NG
2020 | IL | Jackson Generation, LLC | 62926 | 2 | CS | T | NA | NG
2020 | IL | Jake Energy Storage Center | 59960 | JBS | BA | OP | NA | MWH |  | 0 |  |  | EIA Prime Mover-level Data
2020 | IL | JM Huber at Quincy | 64629 | JMH | PV | V | NA | SUN
2020 | IL | John A Logan College Solar | 61878 | JALC | PV | OP | NA | SUN |  | 21519 |  |  | EIA Prime Mover-level Data
2020 | IL | Joliet 29 | 384 | 71 | ST | OP | TANGENTIAL | NG | 1899 | 3392424.75 | 0.35267 | 0.00020792 | EPA/CAMD | EPA/NEI | 1965
2020 | IL | Joliet 29 | 384 | 72 | ST | OP | TANGENTIAL | NG | 1902 | 3334776.75 | 0.35267 | 0.00021151 | EPA/CAMD | EPA/NEI | 1965
2020 | IL | Joliet 29 | 384 | 81 | ST | OP | TANGENTIAL | NG | 1237 | 2148814.25 | 0.22928 | 0.0002134 | EPA/CAMD | EPA/NEI | 1966
2020 | IL | Joliet 29 | 384 | 82 | ST | OP | TANGENTIAL | NG | 1240 | 2436172.25 | 0.22928 | 0.00018823 | EPA/CAMD | EPA/NEI | 1966
2020 | IL | Joliet 9 | 874 | 5 | ST | OP | CYCLONE | NG | 280 | 257356.5312 | 0.013482 | 0.00010477 | EPA/CAMD | EPA/NEI | 1959
2020 | IL | Joppa Steam | 887 | 1 | ST | OP | TANGENTIAL | RC | 7841 | 8370157 | 40.8505 | 0.009761 | EPA/CAMD | EPA/NEI | 1953
2020 | IL | Joppa Steam | 887 | 2 | ST | OP | TANGENTIAL | RC | 7110 | 7164004 | 25.7627 | 0.0071923 | EPA/CAMD | EPA/NEI | 1953
2020 | IL | Joppa Steam | 887 | 3 | ST | OP | TANGENTIAL | RC | 5816 | 6381742 | 54.6167 | 0.017117 | EPA/CAMD | EPA/NEI | 1954
2020 | IL | Joppa Steam | 887 | 4 | ST | OP | TANGENTIAL | RC | 6791 | 8867666 | 86.674 | 0.019548 | EPA/CAMD | EPA/NEI | 1954
2020 | IL | Joppa Steam | 887 | 5 | ST | OP | TANGENTIAL | RC | 6339 | 7633771.5 | 48.8782 | 0.012806 | EPA/CAMD | EPA/NEI | 1955
2020 | IL | Joppa Steam | 887 | 6 | ST | OP | TANGENTIAL | RC | 5685 | 6282498.5 | 40.2937 | 0.012827 | EPA/CAMD | EPA/NEI | 1955
2020 | IL | Kankakee Gas Recovery | 54659 | GEN1 | IC | RE | NA | LFG
2020 | IL | Kankakee Gas Recovery | 54659 | GEN2 | IC | RE | NA | LFG
2020 | IL | Kankakee Hydro Facility | 54525 | 1 | HY | OP | NA | WAT |  | 3296 |  |  | EIA Prime Mover-level Data
2020 | IL | Kankakee Hydro Facility | 54525 | 2 | HY | OP | NA | WAT |  | 3296 |  |  | EIA Prime Mover-level Data
2020 | IL | Kankakee Hydro Facility | 54525 | 3 | HY | OP | NA | WAT |  | 3296 |  |  | EIA Prime Mover-level Data
2020 | IL | Kankakee Solar 4 LLC | 64269 | KANK | PV | OP | NA | SUN |  | 140 |  |  | EIA Prime Mover-level Data
2020 | IL | Keeversville Solar CSG | 64868 | KEEV | PV | TS | NA | SUN
2020 | IL | Kelly Creek Wind Project | 60587 | WND1 | WT | OP | NA | WND |  | 5308438 |  |  | EIA Prime Mover-level Data
2020 | IL | Kendall Energy Facility | 55131 | GTG-1 | CT | OP | CC | NG | 7790 | 14316324 | 43.6959 | 0.0061043 | EPA/CAMD | EPA/NEI | 2001
2020 | IL | Kendall Energy Facility | 55131 | GTG-2 | CT | OP | CC | NG | 7392 | 13351590 | 30.0496 | 0.0045013 | EPA/CAMD | EPA/NEI | 2002
2020 | IL | Kendall Energy Facility | 55131 | GTG-3 | CT | OP | CC | NG | 7862 | 14659633 | 38.8618 | 0.0053019 | EPA/CAMD | EPA/NEI | 2002
2020 | IL | Kendall Energy Facility | 55131 | GTG-4 | CT | OP | CC | NG | 7538 | 14125057 | 37.4408 | 0.0053013 | EPA/CAMD | EPA/NEI | 2002
2020 | IL | Kent School Road Solar 1 | 64254 | KENT | PV | OP | NA | SUN |  | 728 |  |  | EIA Prime Mover-level Data
2020 | IL | Kern A Community Solar, LLC CSG | 64465 | KERN | PV | V | NA | SUN
2020 | IL | Kincaid Generating Station | 876 | 1 | ST | OP | CYCLONE | SUB | 2455 | 8630955 | 5.8825 | 0.0013631 | EPA/CAMD | EPA/NEI | 1967
2020 | IL | Kincaid Generating Station | 876 | 2 | ST | OP | CYCLONE | SUB | 1954 | 7556734.5 | 5.4911 | 0.0014533 | EPA/CAMD | EPA/NEI | 1968
2020 | IL | Kinmundy Power Plant | 55204 | KCTG1 | GT | OP | CT | NG | 171 | 155199.4531 | 0.85224 | 0.010983 | EPA/CAMD | EPA/NEI | 2001
2020 | IL | Kinmundy Power Plant | 55204 | KCTG2 | GT | OP | CT | NG | 63 | 52958.1953 | 0.29204 | 0.011029 | EPA/CAMD | EPA/NEI | 2001
2020 | IL | Kish | 63990 | KISH | PV | TS | NA | SUN
2020 | IL | Kishwaukee CHP Plant | 58177 | 1 | IC | OP | NA | OBG |  | 33439 | 0.24578 | 0.0147 | EIA Prime Mover-level Data | Estimated using an emission factor
2020 | IL | Kishwaukee CHP Plant | 58177 | 2 | IC | OP | NA | OBG |  | 33439 | 0.24578 | 0.0147 | EIA Prime Mover-level Data | Estimated using an emission factor
2020 | IL | Kishwaukee CHP Plant | 58177 | 3 | IC | OP | NA | OBG |  | 33439 | 0.24578 | 0.0147 | EIA Prime Mover-level Data | Estimated using an emission factor
2020 | IL | Lafayette 2 - Kankakee Yonke | 64304 | GEN1 | PV | OP | NA | SUN |  | 869 |  |  | EIA Prime Mover-level Data
2020 | IL | Lafayette 2 - McHenry Franks 1 | 64302 | GEN1 | PV | OP | NA | SUN |  | 904 |  |  | EIA Prime Mover-level Data
2020 | IL | Lafayette 2 - McHenry Franks 2 | 64303 | GEN1 | PV | OP | NA | SUN |  | 588 |  |  | EIA Prime Mover-level Data
2020 | IL | Lake Forest Hospital Central Energy Plant | 60797 | GEN1 | IC | OP | NA | NG |  | 1477 | 0.00031165 | 0.000422 | EIA Prime Mover-level Data | Estimated using an emission factor
2020 | IL | Lake Forest Hospital Central Energy Plant | 60797 | GEN2 | IC | OP | NA | NG |  | 1477 | 0.00031165 | 0.000422 | EIA Prime Mover-level Data | Estimated using an emission factor
2020 | IL | Lake Forest Hospital Central Energy Plant | 60797 | GEN3 | IC | OP | NA | NG |  | 1477 | 0.00031165 | 0.000422 | EIA Prime Mover-level Data | Estimated using an emission factor
2020 | IL | Lake Forest Hospital Central Energy Plant | 60797 | GEN4 | IC | OP | NA | NG |  | 1477 | 0.00031165 | 0.000422 | EIA Prime Mover-level Data | Estimated using an emission factor
2020 | IL | Lake Gas Recovery | 50575 | GEN1 | GT | RE | NA | LFG
2020 | IL | Lake Gas Recovery | 50575 | GEN2 | GT | OP | NA | LFG |  | 155845.5 | 1.6831 | 0.0216 | EIA Prime Mover-level Data | Estimated using an emission factor
2020 | IL | Lake Gas Recovery | 50575 | GEN3 | GT | OP | NA | LFG |  | 155845.5 | 1.6831 | 0.0216 | EIA Prime Mover-level Data | Estimated using an emission factor
2020 | IL | Lakeside | 964 | 6 | ST | RE | NA | BIT
2020 | IL | Lakeside | 964 | 7 | ST | RE | NA | BIT
2020 | IL | Lakeside | 964 | D1 | IC | OP | NA | DFO
2020 | IL | Lakeside | 964 | D2 | IC | OP | NA | DFO
2020 | IL | Lakeside | 964 | D3 | IC | OP | NA | DFO
2020 | IL | Lancaster Wind Farm Project | 56657 | 1 | WT | CN | NA | WND
2020 | IL | LaSalle Generating Station | 6026 | 1 | ST | OP | NA | NUC |  | 99611656 |  |  | EIA Prime Mover-level Data
2020 | IL | LaSalle Generating Station | 6026 | 2 | ST | OP | NA | NUC |  | 106129032 |  |  | EIA Prime Mover-level Data
2020 | IL | Lee County Generating Station, LLC | 55236 | CT1 | GT | OP | CT | NG | 511 | 324469.75 | 1.0057 | 0.0061992 | EPA/CAMD | EPA/NEI | 2001
2020 | IL | Lee County Generating Station, LLC | 55236 | CT2 | GT | OP | CT | NG | 766 | 525739.625 | 1.6272 | 0.00619 | EPA/CAMD | EPA/NEI | 2001
2020 | IL | Lee County Generating Station, LLC | 55236 | CT3 | GT | OP | CT | NG | 594 | 378950.125 | 1.0811 | 0.0057056 | EPA/CAMD | EPA/NEI | 2001
2020 | IL | Lee County Generating Station, LLC | 55236 | CT4 | GT | OP | CT | NG | 572 | 364383.9062 | 1.1315 | 0.0062104 | EPA/CAMD | EPA/NEI | 2001
2020 | IL | Lee County Generating Station, LLC | 55236 | CT5 | GT | OP | CT | NG | 684 | 459934.7188 | 1.425 | 0.0061966 | EPA/CAMD | EPA/NEI | 2001
2020 | IL | Lee County Generating Station, LLC | 55236 | CT6 | GT | OP | CT | NG | 785 | 528275.0625 | 1.6374 | 0.0061992 | EPA/CAMD | EPA/NEI | 2001
2020 | IL | Lee County Generating Station, LLC | 55236 | CT7 | GT | OP | CT | NG | 665 | 426123.9062 | 1.3218 | 0.0062037 | EPA/CAMD | EPA/NEI | 2001
2020 | IL | Lee County Generating Station, LLC | 55236 | CT8 | GT | OP | CT | NG | 580 | 379419.0625 | 1.1762 | 0.0062002 | EPA/CAMD | EPA/NEI | 2001
2020 | IL | Lena | 63951 | LENA | PV | V | NA | SUN
2020 | IL | Lincoln Generating Facility | 55222 | CTG-1 | GT | OP | CT | NG | 22 | 10089.2402 | 0.015225 | 0.0030181 | EPA/CAMD | EPA/NEI | 2000
2020 | IL | Lincoln Generating Facility | 55222 | CTG-2 | GT | OP | CT | NG | 22 | 10277.1074 | 0.0156 | 0.0030359 | EPA/CAMD | EPA/NEI | 2000
2020 | IL | Lincoln Generating Facility | 55222 | CTG-3 | GT | OP | CT | NG | 23 | 11013.2236 | 0.01664 | 0.0030218 | EPA/CAMD | EPA/NEI | 2000
2020 | IL | Lincoln Generating Facility | 55222 | CTG-4 | GT | OP | CT | NG | 17 | 8365.0596 | 0.01266 | 0.0030269 | EPA/CAMD | EPA/NEI | 2000
2020 | IL | Lincoln Generating Facility | 55222 | CTG-5 | GT | OP | CT | NG | 15 | 6518.1631 | 0.00935 | 0.0028689 | EPA/CAMD | EPA/NEI | 2000
2020 | IL | Lincoln Generating Facility | 55222 | CTG-6 | GT | OP | CT | NG | 16 | 6624.4302 | 0.009845 | 0.0029723 | EPA/CAMD | EPA/NEI | 2000
2020 | IL | Lincoln Generating Facility | 55222 | CTG-7 | GT | OP | CT | NG | 14 | 5990.5381 | 0.008505 | 0.0028395 | EPA/CAMD | EPA/NEI | 2000
2020 | IL | Lincoln Generating Facility | 55222 | CTG-8 | GT | OP | CT | NG | 11 | 4009.863 | 0.006335 | 0.0031597 | EPA/CAMD | EPA/NEI | 2000
2020 | IL | Lincoln Land Energy Center | 62022 | GEN1 | CS | P | NA | NG
2020 | IL | Lincoln Land Energy Center | 62022 | GEN2 | CS | P | NA | NG
2020 | IL | Lincoln Land Wind | 58925 | SAN1 | WT | P | NA | WND
2020 | IL | Lineage Logistics Solar | 63825 | LLCHI | PV | OP | NA | SUN |  | 22459 |  |  | EIA Prime Mover-level Data
2020 | IL | Livingston Generating Facility | 55054 | 1 | GT | OP | NA | LFG |  | 385492.6562 | 4.1633 | 0.0216 | EIA Prime Mover-level Data | Estimated using an emission factor
2020 | IL | Livingston Generating Facility | 55054 | 3 | GT | OP | NA | LFG |  | 385492.6562 | 4.1633 | 0.0216 | EIA Prime Mover-level Data | Estimated using an emission factor
2020 | IL | Livingston Generating Facility | 55054 | GEN2 | GT | OP | NA | LFG |  | 385492.6562 | 4.1633 | 0.0216 | EIA Prime Mover-level Data | Estimated using an emission factor
2020 | IL | Lockport Powerhouse | 10903 | 1GEN | HY | OA | NA | WAT |  | 164739.5 |  |  | EIA Prime Mover-level Data
2020 | IL | Lockport Powerhouse | 10903 | 2GEN | HY | OP | NA | WAT |  | 164739.5 |  |  | EIA Prime Mover-level Data
2020 | IL | Lockport Powerhouse | 10903 | GEN1 | HY | RE | NA | WAT
2020 | IL | Lockport Powerhouse | 10903 | GEN2 | HY | RE | NA | WAT
2020 | IL | Lombard | 877 | 311 | GT | RE | NA | KER
2020 | IL | Lombard | 877 | 312 | GT | RE | NA | NG
2020 | IL | Lombard | 877 | 321 | GT | RE | NA | KER
2020 | IL | Lombard | 877 | 322 | GT | RE | NA | KER
2020 | IL | Lombard | 877 | 331 | GT | RE | NA | KER
2020 | IL | Lombard | 877 | 332 | GT | RE | NA | NG
2020 | IL | Lone Tree Wind, LLC | 63251 | LTW | WT | OP | NA | WND |  | 219360 |  |  | EIA Prime Mover-level Data
2020 | IL | Long John CSG | 64784 | LJOHN | PV | T | NA | SUN
2020 | IL | Loyola University Health Plant | 58181 | UNIT1 | GT | OP | NA | NG |  | 7723 | 0.0038392 | 0.00099423 | EIA Prime Mover-level Data | NEI avg EF - PM, fuel type, firing type
2020 | IL | Loyola University Health Plant | 58181 | UNIT2 | GT | OP | NA | NG |  | 7723 | 0.0038392 | 0.00099423 | EIA Prime Mover-level Data | NEI avg EF - PM, fuel type, firing type
2020 | IL | LSP University Park, LLC | 55640 | CT01 | GT | OP | CT | NG | 1217 | 369914.6562 | 1.4335 | 0.0077503 | EPA/CAMD | EPA/NEI | 2002
2020 | IL | LSP University Park, LLC | 55640 | CT02 | GT | OP | CT | NG | 1661 | 565069.5 | 2.153 | 0.0076205 | EPA/CAMD | EPA/NEI | 2002
2020 | IL | LSP University Park, LLC | 55640 | CT03 | GT | OP | CT | NG | 1771 | 626970.875 | 2.3758 | 0.0075785 | EPA/CAMD | EPA/NEI | 2002
2020 | IL | LSP University Park, LLC | 55640 | CT04 | GT | OP | CT | NG | 1849 | 659362.25 | 2.5004 | 0.0075844 | EPA/CAMD | EPA/NEI | 2002
2020 | IL | LSP University Park, LLC | 55640 | CT05 | GT | OP | CT | NG | 2159 | 663259.0625 | 2.5188 | 0.0075953 | EPA/CAMD | EPA/NEI | 2002
2020 | IL | LSP University Park, LLC | 55640 | CT06 | GT | OP | CT | NG | 2130 | 730218.875 | 2.7621 | 0.0075652 | EPA/CAMD | EPA/NEI | 2002
2020 | IL | LSP University Park, LLC | 55640 | CT07 | GT | OP | CT | NG | 2159 | 751661.9375 | 2.848 | 0.0075778 | EPA/CAMD | EPA/NEI | 2002
2020 | IL | LSP University Park, LLC | 55640 | CT08 | GT | OP | CT | NG | 2133 | 745092.5 | 2.8226 | 0.0075764 | EPA/CAMD | EPA/NEI | 2002
2020 | IL | LSP University Park, LLC | 55640 | CT09 | GT | OP | CT | NG | 2373 | 823935.5625 | 3.1169 | 0.0075658 | EPA/CAMD | EPA/NEI | 2002
2020 | IL | LSP University Park, LLC | 55640 | CT10 | GT | OP | CT | NG | 2225 | 709986.1875 | 2.6993 | 0.0076038 | EPA/CAMD | EPA/NEI | 2002
2020 | IL | LSP University Park, LLC | 55640 | CT11 | GT | OP | CT | NG | 2151 | 726301.875 | 2.7533 | 0.0075817 | EPA/CAMD | EPA/NEI | 2002
2020 | IL | LSP University Park, LLC | 55640 | CT12 | GT | OP | CT | NG | 2154 | 771249.3125 | 2.9185 | 0.0075683 | EPA/CAMD | EPA/NEI | 2002
2020 | IL | Lukuc B Community Solar LLC CSG | 64466 | LUKC | PV | V | NA | SUN
2020 | IL | Marengo Battery Storage LLC | 62856 | MBSS | BA | OA | NA | MWH |  | 0 |  |  | EIA Prime Mover-level Data
2020 | IL | Marion | 976 | 123 | ST | OP | FLUIDIZED | BIT | 5826 | 6737129 | 0.2037 | 6.0471e-05 | EPA/CAMD | EPA/NEI | 2003
2020 | IL | Marion | 976 | 4 | ST | OP | CYCLONE | BIT | 3595 | 6061492 | 0.27935 | 9.2172e-05 | EPA/CAMD | EPA/NEI | 1978
2020 | IL | Marion | 976 | 5 | GT | OP | CT | NG | 66 | 35546.6016 | 0.01775 | 0.00099869 | EPA/CAMD | EPA/NEI | 2003
2020 | IL | Marion | 976 | 6 | GT | OP | CT | NG | 48 | 25180.8008 | 0.01415 | 0.0011239 | EPA/CAMD | EPA/NEI | 2003
2020 | IL | Marlow Solar, LLC CSG | 64122 | MARL | PV | OP | NA | SUN |  | 9 |  |  | EIA Prime Mover-level Data
2020 | IL | Mars Snackfood US | 54855 | 1 | GT | OS | NA | NG
2020 | IL | Marseilles Lock and Dam Hydro | 58903 | UNIT1 | HY | U | NA | WAT
2020 | IL | Marseilles Lock and Dam Hydro | 58903 | UNIT2 | HY | U | NA | WAT
2020 | IL | Marseilles Lock and Dam Hydro | 58903 | UNIT3 | HY | U | NA | WAT
2020 | IL | Marseilles Lock and Dam Hydro | 58903 | UNIT4 | HY | U | NA | WAT
2020 | IL | Marshall (IL) | 949 | 1 | IC | RE | NA | DFO
2020 | IL | Marshall (IL) | 949 | 10 | IC | OP | NA | DFO |  | 135.692 | 0.021032 | 0.31 | EIA Prime Mover-level Data | Estimated using an emission factor
2020 | IL | Marshall (IL) | 949 | 11 | IC | OP | NA | DFO |  | 135.692 | 0.021032 | 0.31 | EIA Prime Mover-level Data | Estimated using an emission factor
2020 | IL | Marshall (IL) | 949 | 12 | IC | OP | NA | DFO |  | 135.692 | 0.021032 | 0.31 | EIA Prime Mover-level Data | Estimated using an emission factor
2020 | IL | Marshall (IL) | 949 | 13 | IC | OP | NA | DFO |  | 135.692 | 0.021032 | 0.31 | EIA Prime Mover-level Data | Estimated using an emission factor
2020 | IL | Marshall (IL) | 949 | 2 | IC | RE | NA | DFO
2020 | IL | Marshall (IL) | 949 | 3 | IC | RE | NA | DFO
2020 | IL | Marshall (IL) | 949 | 5 | IC | OP | NA | DFO |  | 188.462 | 0.029212 | 0.31 | EIA Prime Mover-level Data | Estimated using an emission factor
2020 | IL | Marshall (IL) | 949 | 6 | IC | OP | NA | DFO |  | 135.692 | 0.021032 | 0.31 | EIA Prime Mover-level Data | Estimated using an emission factor
2020 | IL | Marshall (IL) | 949 | 7 | IC | OP | NA | DFO |  | 135.692 | 0.021032 | 0.31 | EIA Prime Mover-level Data | Estimated using an emission factor
2020 | IL | Marshall (IL) | 949 | 8 | IC | OP | NA | DFO |  | 135.692 | 0.021032 | 0.31 | EIA Prime Mover-level Data | Estimated using an emission factor
2020 | IL | Marshall (IL) | 949 | 9 | IC | OP | NA | DFO |  | 135.692 | 0.021032 | 0.31 | EIA Prime Mover-level Data | Estimated using an emission factor
2020 | IL | Mas Countryside RNG, LLC | 55773 | CS1 | IC | RE | NA | LFG
2020 | IL | Mas Countryside RNG, LLC | 55773 | CS10 | GT | RE | NA | LFG |  | 114866.5 | 1.2406 | 0.0216 | EIA Prime Mover-level Data | Estimated using an emission factor
2020 | IL | Mas Countryside RNG, LLC | 55773 | CS2 | IC | RE | NA | LFG
2020 | IL | Mas Countryside RNG, LLC | 55773 | CS3 | IC | RE | NA | LFG
2020 | IL | Mas Countryside RNG, LLC | 55773 | CS4 | IC | RE | NA | LFG
2020 | IL | Mas Countryside RNG, LLC | 55773 | CS5 | IC | RE | NA | LFG
2020 | IL | Mas Countryside RNG, LLC | 55773 | CS6 | IC | RE | NA | LFG
2020 | IL | Mas Countryside RNG, LLC | 55773 | CS7 | GT | RE | NA | LFG |  | 114866.5 | 1.2406 | 0.0216 | EIA Prime Mover-level Data | Estimated using an emission factor
2020 | IL | Mas Countryside RNG, LLC | 55773 | CS8 | GT | RE | NA | LFG |  | 114866.5 | 1.2406 | 0.0216 | EIA Prime Mover-level Data | Estimated using an emission factor
2020 | IL | Mas Countryside RNG, LLC | 55773 | CS9 | GT | RE | NA | LFG |  | 114866.5 | 1.2406 | 0.0216 | EIA Prime Mover-level Data | Estimated using an emission factor
2020 | IL | McDonough Solar 1, LLC CSG | 64201 | MC1B | PV | OP | NA | SUN |  | 4.5 |  |  | EIA Prime Mover-level Data
2020 | IL | McDonough Solar 1, LLC CSG | 64201 | MCDH | PV | OP | NA | SUN |  | 4.5 |  |  | EIA Prime Mover-level Data
2020 | IL | McHenry Battery Storage | 60656 | MCH1 | BA | OP | NA | MWH
2020 | IL | McLeansboro | 948 | 2 | IC | SB | NA | DFO |  | 12.391 | 0.0019206 | 0.31 | EIA Prime Mover-level Data | Estimated using an emission factor
2020 | IL | McLeansboro | 948 | 5 | IC | SB | NA | DFO |  | 41.304 | 0.0064021 | 0.31 | EIA Prime Mover-level Data | Estimated using an emission factor
2020 | IL | McLeansboro | 948 | 6 | IC | SB | NA | DFO |  | 49.565 | 0.0076826 | 0.31 | EIA Prime Mover-level Data | Estimated using an emission factor
2020 | IL | McLeansboro | 948 | 7 | IC | SB | NA | DFO |  | 22.717 | 0.0035211 | 0.31 | EIA Prime Mover-level Data | Estimated using an emission factor
2020 | IL | McLeansboro | 948 | 8 | IC | SB | NA | DFO |  | 22.717 | 0.0035211 | 0.31 | EIA Prime Mover-level Data | Estimated using an emission factor
2020 | IL | McLeansboro | 948 | 9 | IC | SB | NA | DFO |  | 41.304 | 0.0064021 | 0.31 | EIA Prime Mover-level Data | Estimated using an emission factor
2020 | IL | Mendota | 63954 | MENDS | PV | OP | NA | SUN
2020 | IL | Mendota Hills, LLC | 56160 | GEN1 | WT | OP | NA | WND |  | 2125336 |  |  | EIA Prime Mover-level Data
2020 | IL | MEPI GT Facility | 7858 | 1 | GT | OP | CT | NG | 160 | 81576.4531 | 0.13062 | 0.0032024 | EPA/CAMD | EPA/NEI | 2000
2020 | IL | MEPI GT Facility | 7858 | 2 | GT | OP | CT | NG | 178 | 93773.6406 | 0.15024 | 0.0032042 | EPA/CAMD | EPA/NEI | 2000
2020 | IL | MEPI GT Facility | 7858 | 3 | GT | OP | CT | NG | 178 | 96007.4609 | 0.15361 | 0.0032 | EPA/CAMD | EPA/NEI | 2000
2020 | IL | MEPI GT Facility | 7858 | 4 | GT | OP | CT | NG | 157 | 32650.0449 | 0.008799 | 0.00053899 | EPA/CAMD | EPA/NEI | 2000
2020 | IL | MEPI GT Facility | 7858 | 5 | GT | OP | CT | NG | 198 | 41103.2695 | 0.11087 | 0.0053946 | EPA/CAMD | EPA/NEI | 2000
2020 | IL | Midland Wind | 63003 | 1 | WT | P | NA | WND
2020 | IL | Milam Gas Recovery | 50566 | GEN1 | IC | OP | NA | NG |  | 68638 | 0.014483 | 0.000422 | EIA Prime Mover-level Data | Estimated using an emission factor
2020 | IL | Milam Gas Recovery | 50566 | GEN2 | IC | OP | NA | NG |  | 68638 | 0.014483 | 0.000422 | EIA Prime Mover-level Data | Estimated using an emission factor
2020 | IL | Milam Gas Recovery | 50566 | GEN3 | IC | OP | NA | NG |  | 68638 | 0.014483 | 0.000422 | EIA Prime Mover-level Data | Estimated using an emission factor
2020 | IL | Minonk Wind Farm | 57284 | 1 | WT | OP | NA | WND |  | 5426495 |  |  | EIA Prime Mover-level Data
2020 | IL | Moline | 899 | GT1 | GT | OP | NA | NG |  | 2037.5 | 0.0010129 | 0.00099423 | EIA Prime Mover-level Data | NEI avg EF - PM, fuel type, firing type
2020 | IL | Moline | 899 | GT2 | GT | OP | NA | NG |  | 2037.5 | 0.0010129 | 0.00099423 | EIA Prime Mover-level Data | NEI avg EF - PM, fuel type, firing type
2020 | IL | Moline | 899 | GT3 | GT | OP | NA | NG |  | 2037.5 | 0.0010129 | 0.00099423 | EIA Prime Mover-level Data | NEI avg EF - PM, fuel type, firing type
2020 | IL | Moline | 899 | GT4 | GT | OP | NA | NG |  | 2037.5 | 0.0010129 | 0.00099423 | EIA Prime Mover-level Data | NEI avg EF - PM, fuel type, firing type
2020 | IL | Moline | 899 | HY1 | HY | OP | NA | WAT |  | 16905.5 |  |  | EIA Prime Mover-level Data
2020 | IL | Moline | 899 | HY2 | HY | OP | NA | WAT |  | 16905.5 |  |  | EIA Prime Mover-level Data
2020 | IL | Moline | 899 | HY3 | HY | OP | NA | WAT |  | 16905.5 |  |  | EIA Prime Mover-level Data
2020 | IL | Moline | 899 | HY4 | HY | OP | NA | WAT |  | 16905.5 |  |  | EIA Prime Mover-level Data
2020 | IL | Mondelez Global LLC | 54933 | GEN1 | GT | OP | NA | NG
2020 | IL | Mooseheart Power House | 50337 | GEN1 | IC | SB | NA | NG
2020 | IL | Mooseheart Power House | 50337 | GEN2 | IC | SB | NA | NG
2020 | IL | Mooseheart Power House | 50337 | GEN3 | IC | SB | NA | NG
2020 | IL | Mooseheart Power House | 50337 | GEN4 | IC | SB | NA | NG
2020 | IL | Mooseheart School - (IL) | 64368 | 18001 | PV | OP | NA | SUN |  | 1728 |  |  | EIA Prime Mover-level Data
2020 | IL | Mooseheart School Solar | 63073 | 1817 | PV | OP | NA | SUN |  | 2675 |  |  | EIA Prime Mover-level Data
2020 | IL | Moraine | 64789 | MORAI | PV | L | NA | SUN
2020 | IL | Morgan Solar 1 CSG | 64741 | MORG1 | PV | V | NA | SUN
2020 | IL | Morgan Solar 1b CSG | 64742 | MOR1B | PV | V | NA | SUN
2020 | IL | Morgan Solar 2, LLC CSG | 64159 | MRG2 | PV | OP | NA | SUN |  | 9 |  |  | EIA Prime Mover-level Data
2020 | IL | Morgan Solar 4, LLC CSG | 64100 | MORG | PV | OP | NA | SUN |  | 35 |  |  | EIA Prime Mover-level Data
2020 | IL | Morris Cogeneration, LLC | 55216 | B-5 | ST | OP | WALL | NG | 3193 | 66215.7578 | 0.58135 | 0.017559 | EPA/CAMD | EPA/NEI | 1980
2020 | IL | Morris Cogeneration, LLC | 55216 | B-6 | ST | OP | WALL | NG | 2693 | 46926.4102 | 0.53193 | 0.022671 | EPA/CAMD | EPA/NEI | 1980
2020 | IL | Morris Cogeneration, LLC | 55216 | CTG1 | CT | OP | CC | NG | 4397 | 1992384.375 | 1.473 | 0.0014786 | EPA/CAMD | EPA/NEI | 1998
2020 | IL | Morris Cogeneration, LLC | 55216 | CTG2 | CT | OP | CC | NG | 6932 | 3025650 | 1.3864 | 0.00091643 | EPA/CAMD | EPA/NEI | 1998
2020 | IL | Morris Cogeneration, LLC | 55216 | CTG3 | CT | OP | CC | NG | 6472 | 2713212.75 | 1.2297 | 0.00090644 | EPA/CAMD | EPA/NEI | 1998
2020 | IL | Morris Genco LLC | 55774 | MO1 | IC | RE | NA | LFG
2020 | IL | Morris Genco LLC | 55774 | MO2 | IC | RE | NA | LFG
2020 | IL | Morris Genco LLC | 55774 | MO3 | IC | RE | NA | LFG
2020 | IL | Morris Genco LLC | 55774 | MO4 | IC | RE | NA | LFG
2020 | IL | Morris Genco LLC | 55774 | MO5 | IC | RE | NA | LFG
2020 | IL | MPEA Energy Center | 55067 | GEN1 | GT | RE | NA | NG
2020 | IL | MPEA Energy Center | 55067 | GEN2 | GT | RE | NA | NG
2020 | IL | MPEA Energy Center | 55067 | GEN3 | GT | RE | NA | NG
2020 | IL | MPEA Energy Center | 55067 | GEN4 | IC | SB | NA | DFO |  | 42 | 0.00651 | 0.31 | EIA Prime Mover-level Data | Estimated using an emission factor
2020 | IL | MPEA Energy Center | 55067 | GEN5 | IC | SB | NA | DFO |  | 42 | 0.00651 | 0.31 | EIA Prime Mover-level Data | Estimated using an emission factor
2020 | IL | MPEA Energy Center | 55067 | GEN6 | IC | SB | NA | DFO |  | 42 | 0.00651 | 0.31 | EIA Prime Mover-level Data | Estimated using an emission factor
2020 | IL | MTHS Co-Gen Buildings | 58825 | STH1 | IC | OP | NA | NG
2020 | IL | MTHS Co-Gen Buildings | 58825 | STH2 | IC | OP | NA | NG
2020 | IL | Museum of Science and Industry | 58635 | COGEN | IC | OP | NA | NG
2020 | IL | Nalco | 50326 | AT1 | CT |  | NA | NG |  | 234261 | 0.72402 | 0.0061813 | EIA Unit-level Data | NEI avg EF - PM, fuel type
2020 | IL | Nalco | 50326 | DPOX | CA | OS | NA | NG
2020 | IL | Nelson Energy Center | 55183 | 1 | CT | OP | CC | NG | 7402 | 13609995 | 15.5708 | 0.0022881 | EPA/CAMD | EPA/NEI | 2015
2020 | IL | Nelson Energy Center | 55183 | 2 | CT | OP | CC | NG | 7268 | 13221812 | 11.1578 | 0.0016878 | EPA/CAMD | EPA/NEI | 2015
2020 | IL | Newton | 6017 | 1 | ST | OP | TANGENTIAL | RC | 6439 | 28793934 | 38.3216 | 0.0026618 | EPA/CAMD | EPA/NEI | 1977
2020 | IL | North Chicago Energy Center | 58328 | GT1 | GT | OP | NA | NG |  | 246026.2656 | 0.1223 | 0.00099423 | EIA Prime Mover-level Data | NEI avg EF - PM, fuel type, firing type
2020 | IL | North Chicago Energy Center | 58328 | GT2 | GT | OP | NA | NG |  | 340651.75 | 0.16934 | 0.00099423 | EIA Prime Mover-level Data | NEI avg EF - PM, fuel type, firing type
2020 | IL | North Ninth Street | 960 | 1 | IC | OP | NA | DFO |  | 1393.424 | 0.21598 | 0.31 | EIA Prime Mover-level Data | Estimated using an emission factor
2020 | IL | North Ninth Street | 960 | 10 | IC | OP | NA | NG |  | 3870.6221 | 0.0008167 | 0.000422 | EIA Prime Mover-level Data | Estimated using an emission factor
2020 | IL | North Ninth Street | 960 | 3 | IC | OP | NA | NG |  | 3870.6221 | 0.0008167 | 0.000422 | EIA Prime Mover-level Data | Estimated using an emission factor
2020 | IL | North Ninth Street | 960 | 4 | IC | OP | NA | DFO |  | 1548.249 | 0.23998 | 0.31 | EIA Prime Mover-level Data | Estimated using an emission factor
2020 | IL | North Ninth Street | 960 | 5 | IC | RE | NA | NG
2020 | IL | North Ninth Street | 960 | 6 | IC | OP | NA | NG |  | 3870.6221 | 0.0008167 | 0.000422 | EIA Prime Mover-level Data | Estimated using an emission factor
2020 | IL | North Ninth Street | 960 | 7 | IC | OP | NA | NG |  | 5883.3452 | 0.0012414 | 0.000422 | EIA Prime Mover-level Data | Estimated using an emission factor
2020 | IL | North Ninth Street | 960 | 8 | IC | OP | NA | DFO |  | 1548.249 | 0.23998 | 0.31 | EIA Prime Mover-level Data | Estimated using an emission factor
2020 | IL | North Ninth Street | 960 | 9 | IC | OP | NA | NG |  | 5418.8701 | 0.0011434 | 0.000422 | EIA Prime Mover-level Data | Estimated using an emission factor
2020 | IL | North Ninth Street | 960 | SOL1 | PV | OP | NA | SUN |  | 2841 |  |  | EIA Prime Mover-level Data
2020 | IL | Northeastern Illinois University Cogen | 58245 | GEN1 | IC | SB | NA | NG |  | 14.5 | 3.0595e-06 | 0.000422 | EIA Prime Mover-level Data | Estimated using an emission factor
2020 | IL | Northeastern Illinois University Cogen | 58245 | GEN2 | IC | SB | NA | NG |  | 14.5 | 3.0595e-06 | 0.000422 | EIA Prime Mover-level Data | Estimated using an emission factor
2020 | IL | Northeastern Illinois University Cogen | 58245 | GEN3 | IC | SB | NA | NG |  | 14.5 | 3.0595e-06 | 0.000422 | EIA Prime Mover-level Data | Estimated using an emission factor
2020 | IL | Northeastern Illinois University Cogen | 58245 | GEN4 | IC | SB | NA | NG |  | 14.5 | 3.0595e-06 | 0.000422 | EIA Prime Mover-level Data | Estimated using an emission factor
2020 | IL | Northwest Community Hospital | 59847 | 1 | IC | OP | NA | NG |  | 2239.5 | 0.00047253 | 0.000422 | EIA Prime Mover-level Data | Estimated using an emission factor
2020 | IL | Northwest Community Hospital | 59847 | 2 | IC | OP | NA | NG |  | 2239.5 | 0.00047253 | 0.000422 | EIA Prime Mover-level Data | Estimated using an emission factor
2020 | IL | Northwest Community Hospital | 59847 | 3 | IC | OP | NA | NG |  | 2239.5 | 0.00047253 | 0.000422 | EIA Prime Mover-level Data | Estimated using an emission factor
2020 | IL | Northwest Community Hospital | 59847 | 4 | IC | OP | NA | NG |  | 2239.5 | 0.00047253 | 0.000422 | EIA Prime Mover-level Data | Estimated using an emission factor
2020 | IL | Nostrand | 63991 | NOS | PV | V | NA | SUN
2020 | IL | Oglesby | 894 | 1 | GT | RE | NA | NG
2020 | IL | Oglesby | 894 | 2 | GT | RE | NA | NG
2020 | IL | Oglesby | 894 | 3 | GT | RE | NA | NG
2020 | IL | Oglesby | 894 | 4 | GT | RE | NA | NG
2020 | IL | Old Trail Wind Farm | 56614 | 2 | WT | OP | NA | WND |  | 4755248 |  |  | EIA Prime Mover-level Data
2020 | IL | Olmstead II | 64735 | OLMS2 | PV | P | NA | SUN
2020 | IL | Olney Solar II CSG | 64043 | 6778 | PV | V | NA | SUN
2020 | IL | Orchard Hills Renewable Energy Station | 59792 | 1 | IC | OP | NA | LFG |  | 70223.6641 | 0.51614 | 0.0147 | EIA Prime Mover-level Data | Estimated using an emission factor
2020 | IL | Orchard Hills Renewable Energy Station | 59792 | 2 | IC | OP | NA | LFG |  | 70223.6641 | 0.51614 | 0.0147 | EIA Prime Mover-level Data | Estimated using an emission factor
2020 | IL | Orchard Hills Renewable Energy Station | 59792 | 3 | IC | OP | NA | LFG |  | 70223.6641 | 0.51614 | 0.0147 | EIA Prime Mover-level Data | Estimated using an emission factor
2020 | IL | Orchard Hills Renewable Energy Station | 59792 | 4 | IC | OP | NA | LFG |  | 70223.6641 | 0.51614 | 0.0147 | EIA Prime Mover-level Data | Estimated using an emission factor
2020 | IL | Orchard Hills Renewable Energy Station | 59792 | 5 | IC | OP | NA | LFG |  | 70223.6641 | 0.51614 | 0.0147 | EIA Prime Mover-level Data | Estimated using an emission factor
2020 | IL | Orchard Hills Renewable Energy Station | 59792 | 6 | IC | OP | NA | LFG |  | 70223.6641 | 0.51614 | 0.0147 | EIA Prime Mover-level Data | Estimated using an emission factor
2020 | IL | Otter Creek Wind Farm LLC | 61344 | WT1 | WT | OP | NA | WND |  | 3405976 |  |  | EIA Prime Mover-level Data
2020 | IL | Panther Creek Wind Project | 63907 | WTGE | WT | T | NA | WND
2020 | IL | Panther Grove Wind, LLC | 63818 | 78787 | WT | P | NA | WND
2020 | IL | Pearl Station | 6238 | 1 | ST | RE | NA | BIT
2020 | IL | Pearl Station | 6238 | GT1 | GT | OP | NA | DFO |  | 3329 | 0.030034 | 0.018044 | EIA Prime Mover-level Data | NEI avg EF - PM, fuel type, firing type
2020 | IL | Peru (IL) | 955 | 10 | IC | RE | NA | DFO
2020 | IL | Peru (IL) | 955 | 11 | IC | OP | NA | DFO |  | 176.143 | 0.027302 | 0.31 | EIA Prime Mover-level Data | Estimated using an emission factor
2020 | IL | Peru (IL) | 955 | 12 | IC | OP | NA | DFO |  | 176.143 | 0.027302 | 0.31 | EIA Prime Mover-level Data | Estimated using an emission factor
2020 | IL | Peru (IL) | 955 | 13 | IC | OP | NA | DFO |  | 176.143 | 0.027302 | 0.31 | EIA Prime Mover-level Data | Estimated using an emission factor
2020 | IL | Peru (IL) | 955 | 14 | IC | OP | NA | DFO |  | 176.143 | 0.027302 | 0.31 | EIA Prime Mover-level Data | Estimated using an emission factor
2020 | IL | Peru (IL) | 955 | 15 | IC | OP | NA | DFO |  | 176.143 | 0.027302 | 0.31 | EIA Prime Mover-level Data | Estimated using an emission factor
2020 | IL | Peru (IL) | 955 | 16 | IC | OP | NA | DFO |  | 176.143 | 0.027302 | 0.31 | EIA Prime Mover-level Data | Estimated using an emission factor
2020 | IL | Peru (IL) | 955 | 17 | IC | OP | NA | DFO |  | 176.143 | 0.027302 | 0.31 | EIA Prime Mover-level Data | Estimated using an emission factor
2020 | IL | Peru (IL) | 955 | 3 | IC | RE | NA | DFO
2020 | IL | Peru (IL) | 955 | 4 | ST | RE | NA | NG
2020 | IL | Peru (IL) | 955 | 7 | IC | RE | NA | DFO
2020 | IL | Peru (IL) | 955 | 8 | IC | RE | NA | DFO
2020 | IL | Peru (IL) | 955 | 9 | IC | RE | NA | DFO
2020 | IL | Peru (IL) | 955 | GT1 | GT | OP | NA | JF |  | 675 | 0.0023211 | 0.0068772 | EIA Prime Mover-level Data | NEI avg EF - PM, fuel type
2020 | IL | Peru (IL) | 955 | HC1 | HY | OP | NA | WAT |  | 80328.25 |  |  | EIA Prime Mover-level Data
2020 | IL | Peru (IL) | 955 | HC2 | HY | OP | NA | WAT |  | 80328.25 |  |  | EIA Prime Mover-level Data
2020 | IL | Peru (IL) | 955 | HC3 | HY | OP | NA | WAT |  | 80328.25 |  |  | EIA Prime Mover-level Data
2020 | IL | Peru (IL) | 955 | HC4 | HY | OP | NA | WAT |  | 80328.25 |  |  | EIA Prime Mover-level Data
2020 | IL | Peru (IL) | 955 | IC1 | IC | RE | NA | DFO
2020 | IL | Peru (IL) | 955 | IC2 | IC | RE | NA | DFO
2020 | IL | Peru (IL) | 955 | IC3 | IC | RE | NA | DFO
2020 | IL | Peterman II | 63989 | PETE | PV | V | NA | SUN
2020 | IL | Phoenix Solar South Farms LLC Solar Farm | 62735 | M1358 | PV | OP | NA | SUN |  | 63254 |  |  | EIA Prime Mover-level Data
2020 | IL | Pike County Wind Power | 56376 | WTG1 | WT | OP | NA | WND |  | 21195 |  |  | EIA Prime Mover-level Data
2020 | IL | Pilot Hill Wind Farm | 58898 | K4-1 | WT | OP | NA | WND |  | 5201765 |  |  | EIA Prime Mover-level Data
2020 | IL | Pinckneyville Power Plant | 55202 | CT01 | GT | OP | CT | NG | 547 | 187483.9688 | 1.0556 | 0.011261 | EPA/CAMD | EPA/NEI | 2000
2020 | IL | Pinckneyville Power Plant | 55202 | CT02 | GT | OP | CT | NG | 560 | 186484.4531 | 1.0481 | 0.011241 | EPA/CAMD | EPA/NEI | 2000
2020 | IL | Pinckneyville Power Plant | 55202 | CT03 | GT | OP | CT | NG | 563 | 189344.3906 | 1.0666 | 0.011266 | EPA/CAMD | EPA/NEI | 2000
2020 | IL | Pinckneyville Power Plant | 55202 | CT04 | GT | OP | CT | NG | 500 | 174997.7344 | 0.9858 | 0.011266 | EPA/CAMD | EPA/NEI | 2000
2020 | IL | Pinckneyville Power Plant | 55202 | CT05 | GT | OP | CT | NG | 27 | 7671.5342 | 0.03402 | 0.0088692 | EPA/CAMD | EPA/NEI | 2001
2020 | IL | Pinckneyville Power Plant | 55202 | CT06 | GT | OP | CT | NG | 27 | 7734.1641 | 0.03575 | 0.0092447 | EPA/CAMD | EPA/NEI | 2001
2020 | IL | Pinckneyville Power Plant | 55202 | CT07 | GT | OP | CT | NG | 31 | 9099.3838 | 0.040365 | 0.008872 | EPA/CAMD | EPA/NEI | 2001
2020 | IL | Pinckneyville Power Plant | 55202 | CT08 | GT | OP | CT | NG | 32 | 9175.8779 | 0.041125 | 0.0089637 | EPA/CAMD | EPA/NEI | 2001
2020 | IL | Pine Road Solar, LLC CSG | 64439 | PINE | PV | V | NA | SUN
2020 | IL | Pioneer Trail Wind Farm, LLC | 57675 | PTWF | WT | OP | NA | WND |  | 3906346 |  |  | EIA Prime Mover-level Data
2020 | IL | Pittsfield | 6237 | 1 | IC | RE | NA | DFO
2020 | IL | Pittsfield | 6237 | 2 | IC | RE | NA | DFO
2020 | IL | Pittsfield | 6237 | 3 | IC | RE | NA | DFO
2020 | IL | Pittsfield | 6237 | 4 | IC | RE | NA | DFO
2020 | IL | Pittsfield | 6237 | 5 | IC | RE | NA | DFO
2020 | IL | Pontiac | 64414 | PONTC | PV | V | NA | SUN
2020 | IL | Powerton | 879 | 51 | ST | OP | CYCLONE | SUB | 1469 | 4243852.5 | 35.6668 | 0.016809 | EPA/CAMD | EPA/NEI | 1973
2020 | IL | Powerton | 879 | 52 | ST | OP | CYCLONE | SUB | 1424 | 4216247.5 | 35.6668 | 0.016919 | EPA/CAMD | EPA/NEI | 1973
2020 | IL | Powerton | 879 | 61 | ST | OP | CYCLONE | SUB | 672 | 1888992.375 | 15.3424 | 0.016244 | EPA/CAMD | EPA/NEI | 1976
2020 | IL | Powerton | 879 | 62 | ST | OP | CYCLONE | SUB | 685 | 1747582.625 | 15.3424 | 0.017558 | EPA/CAMD | EPA/NEI | 1976
2020 | IL | Prairie Solar LLC | 64536 | KOV4A | PV | T | NA | SUN
2020 | IL | Prairie State Generating Station | 55856 | 1 | ST | OP | WALL | BIT | 7747 | 67840568 | 123.3322 | 0.0036359 | EPA/CAMD | EPA/NEI | 2011
2020 | IL | Prairie State Generating Station | 55856 | 2 | ST | OP | WALL | BIT | 7089 | 58751860 | 115.0899 | 0.0039178 | EPA/CAMD | EPA/NEI | 2012
2020 | IL | Prairie State Solar Project | 62420 | PSS01 | PV | U | NA | SUN
2020 | IL | Prairie View IL | 57406 | GEN1 | IC | OP | NA | LFG |  | 139926 | 1.0285 | 0.0147 | EIA Prime Mover-level Data | Estimated using an emission factor
2020 | IL | Prairie View IL | 57406 | GEN2 | IC | OP | NA | LFG |  | 139926 | 1.0285 | 0.0147 | EIA Prime Mover-level Data | Estimated using an emission factor
2020 | IL | Prairie View IL | 57406 | GEN3 | IC | OP | NA | LFG |  | 139926 | 1.0285 | 0.0147 | EIA Prime Mover-level Data | Estimated using an emission factor
2020 | IL | Prairie Wolf Solar LLC | 62893 | PWOLF | PV | L | NA | SUN
2020 | IL | Presence Saint Mary of Nazareth Hospital | 54886 | GEN1 | IC | SB | NA | NG |  | 35.429 | 7.4755e-06 | 0.000422 | EIA Prime Mover-level Data | Estimated using an emission factor
2020 | IL | Presence Saint Mary of Nazareth Hospital | 54886 | GEN2 | IC | RE | NA | NG
2020 | IL | Presence Saint Mary of Nazareth Hospital | 54886 | GEN3 | IC | SB | NA | NG |  | 35.429 | 7.4755e-06 | 0.000422 | EIA Prime Mover-level Data | Estimated using an emission factor
2020 | IL | Presence Saint Mary of Nazareth Hospital | 54886 | GEN4 | IC | SB | NA | DFO |  | 39.857 | 0.0061778 | 0.31 | EIA Prime Mover-level Data | Estimated using an emission factor
2020 | IL | Presence Saint Mary of Nazareth Hospital | 54886 | GEN5 | IC | SB | NA | DFO |  | 39.857 | 0.0061778 | 0.31 | EIA Prime Mover-level Data | Estimated using an emission factor
2020 | IL | Presence Saint Mary of Nazareth Hospital | 54886 | GEN6 | IC | SB | NA | DFO |  | 35.429 | 0.0054915 | 0.31 | EIA Prime Mover-level Data | Estimated using an emission factor
2020 | IL | Princeton (IL) | 957 | 1 | IC | SB | NA | NG |  | 317.813 | 6.7059e-05 | 0.000422 | EIA Prime Mover-level Data | Estimated using an emission factor
2020 | IL | Princeton (IL) | 957 | 2 | IC | SB | NA | NG |  | 414.538 | 8.7468e-05 | 0.000422 | EIA Prime Mover-level Data | Estimated using an emission factor
2020 | IL | Princeton (IL) | 957 | 3 | IC | SB | NA | NG |  | 469.81 | 9.913e-05 | 0.000422 | EIA Prime Mover-level Data | Estimated using an emission factor
2020 | IL | Princeton (IL) | 957 | 4 | IC | SB | NA | NG |  | 469.81 | 9.913e-05 | 0.000422 | EIA Prime Mover-level Data | Estimated using an emission factor
2020 | IL | Princeton (IL) | 957 | 5 | IC | SB | NA | NG |  | 607.989 | 0.00012829 | 0.000422 | EIA Prime Mover-level Data | Estimated using an emission factor
2020 | IL | Princeton (IL) | 957 | 6 | IC | SB | NA | NG |  | 773.805 | 0.00016327 | 0.000422 | EIA Prime Mover-level Data | Estimated using an emission factor
2020 | IL | Princeton (IL) | 957 | 7 | IC | SB | NA | NG |  | 967.256 | 0.00020409 | 0.000422 | EIA Prime Mover-level Data | Estimated using an emission factor
2020 | IL | Princeton (IL) | 957 | 8 | IC | SB | NA | NG |  | 1215.979 | 0.00025657 | 0.000422 | EIA Prime Mover-level Data | Estimated using an emission factor
2020 | IL | Providence Heights Wind LLC | 56622 | 1 | WT | OP | NA | WND |  | 1611109 |  |  | EIA Prime Mover-level Data
2020 | IL | Quad Cities Generating Station | 880 | 1 | ST | OP | NA | NUC |  | 84361376 |  |  | EIA Prime Mover-level Data
2020 | IL | Quad Cities Generating Station | 880 | 2 | ST | OP | NA | NUC |  | 79770480 |  |  | EIA Prime Mover-level Data
2020 | IL | Raccoon Creek Power Plant | 55417 | CT-01 | GT | OP | CT | NG | 41 | 23393.2832 | 0.10489 | 0.0089675 | EPA/CAMD | EPA/NEI | 2002
2020 | IL | Raccoon Creek Power Plant | 55417 | CT-02 | GT | OP | CT | NG | 32 | 19898.875 | 0.08883 | 0.0089281 | EPA/CAMD | EPA/NEI | 2002
2020 | IL | Raccoon Creek Power Plant | 55417 | CT-03 | GT | OP | CT | NG | 30 | 17316.8027 | 0.07725 | 0.008922 | EPA/CAMD | EPA/NEI | 2002
2020 | IL | Raccoon Creek Power Plant | 55417 | CT-04 | GT | OP | CT | NG | 13 | 6260.3188 | 0.02825 | 0.0090251 | EPA/CAMD | EPA/NEI | 2002
2020 | IL | Radfords Run Wind Farm | 59061 | WT1 | WT | OP | NA | WND |  | 8930378 |  |  | EIA Prime Mover-level Data
2020 | IL | Rail Splitter Wind Farm | 56856 | GEN1 | WT | OP | NA | WND |  | 2334410 |  |  | EIA Prime Mover-level Data
2020 | IL | Rantoul | 958 | 1 | IC | RE | NA | DFO
2020 | IL | Rantoul | 958 | 10 | IC | OP | NA | DFO |  | 229.625 | 0.035592 | 0.31 | EIA Prime Mover-level Data | Estimated using an emission factor
2020 | IL | Rantoul | 958 | 11 | IC | OP | NA | DFO |  | 229.625 | 0.035592 | 0.31 | EIA Prime Mover-level Data | Estimated using an emission factor
2020 | IL | Rantoul | 958 | 12 | IC | OP | NA | DFO |  | 229.625 | 0.035592 | 0.31 | EIA Prime Mover-level Data | Estimated using an emission factor
2020 | IL | Rantoul | 958 | 13 | IC | OP | NA | DFO |  | 229.625 | 0.035592 | 0.31 | EIA Prime Mover-level Data | Estimated using an emission factor
2020 | IL | Rantoul | 958 | 14 | IC | OP | NA | DFO |  | 229.625 | 0.035592 | 0.31 | EIA Prime Mover-level Data | Estimated using an emission factor
2020 | IL | Rantoul | 958 | 15 | IC | OP | NA | DFO |  | 229.625 | 0.035592 | 0.31 | EIA Prime Mover-level Data | Estimated using an emission factor
2020 | IL | Rantoul | 958 | 16 | IC | OP | NA | DFO |  | 229.625 | 0.035592 | 0.31 | EIA Prime Mover-level Data | Estimated using an emission factor
2020 | IL | Rantoul | 958 | 2 | IC | RE | NA | DFO
2020 | IL | Rantoul | 958 | 3 | IC | RE | NA | DFO
2020 | IL | Rantoul | 958 | 4 | IC | RE | NA | DFO
2020 | IL | Rantoul | 958 | 5 | IC | RE | NA | DFO
2020 | IL | Rantoul | 958 | 7 | IC | RE | NA | DFO
2020 | IL | Rantoul | 958 | 8 | IC | RE | NA | DFO
2020 | IL | Rantoul | 958 | 9 | IC | OP | NA | DFO |  | 229.625 | 0.035592 | 0.31 | EIA Prime Mover-level Data | Estimated using an emission factor
2020 | IL | Rantoul Solar | 62451 | RANTL | PV | OP | NA | SUN |  | 12949 |  |  | EIA Prime Mover-level Data
2020 | IL | Red Bud | 959 | 1 | IC | OP | NA | DFO |  | 350.56 | 0.054337 | 0.31 | EIA Prime Mover-level Data | Estimated using an emission factor
2020 | IL | Red Bud | 959 | 2 | IC | OP | NA | DFO |  | 160.673 | 0.024904 | 0.31 | EIA Prime Mover-level Data | Estimated using an emission factor
2020 | IL | Red Bud | 959 | 3 | IC | OP | NA | DFO |  | 350.56 | 0.054337 | 0.31 | EIA Prime Mover-level Data | Estimated using an emission factor
2020 | IL | Red Bud | 959 | 4 | IC | OP | NA | DFO |  | 511.233 | 0.079241 | 0.31 | EIA Prime Mover-level Data | Estimated using an emission factor
2020 | IL | Red Bud | 959 | 5 | IC | RE | NA | DFO
2020 | IL | Red Bud | 959 | 6 | IC | RE | NA | DFO
2020 | IL | Red Bud | 959 | 7 | IC | OP | NA | DFO |  | 408.987 | 0.063393 | 0.31 | EIA Prime Mover-level Data | Estimated using an emission factor
2020 | IL | Red Bud | 959 | 8 | IC | OP | NA | DFO |  | 408.987 | 0.063393 | 0.31 | EIA Prime Mover-level Data | Estimated using an emission factor
2020 | IL | Reed Road Solar | 63071 | 1822 | PV | OP | NA | SUN |  | 6518 |  |  | EIA Prime Mover-level Data
2020 | IL | Reynolds | 965 | 1 | GT | OP | NA | DFO |  | 3361 | 0.030322 | 0.018044 | EIA Prime Mover-level Data | NEI avg EF - PM, fuel type, firing type
2020 | IL | Ridge Farm | 63952 | RIDGE | PV | OP | NA | SUN |  | 754 |  |  | EIA Prime Mover-level Data
2020 | IL | Riveside Resource Recovery LLC | 55767 | RO1 | IC | RE | NA | LFG
2020 | IL | Rochelle Energy Center | 58377 | REC1 | IC | OP | NA | LFG |  | 72888.3359 | 0.53573 | 0.0147 | EIA Prime Mover-level Data | Estimated using an emission factor
2020 | IL | Rochelle Energy Center | 58377 | REC2 | IC | OS | NA | LFG |  | 72888.3359 | 0.53573 | 0.0147 | EIA Prime Mover-level Data | Estimated using an emission factor
2020 | IL | Rochelle Energy Center | 58377 | REC3 | IC | OP | NA | LFG |  | 72888.3359 | 0.53573 | 0.0147 | EIA Prime Mover-level Data | Estimated using an emission factor
2020 | IL | Rockford CSG | 64415 | ROCKF | PV | V | NA | SUN
2020 | IL | Rockford Energy Center | 55238 | 1 | GT | OP | CT | NG | 594 | 720790.875 | 2.3668 | 0.0065674 | EPA/CAMD | EPA/NEI | 2000
2020 | IL | Rockford Energy Center | 55238 | 2 | GT | OP | CT | NG | 544 | 674420.0625 | 2.2273 | 0.0066052 | EPA/CAMD | EPA/NEI | 2000
2020 | IL | Rockford II Energy Center | 55936 | U1 | GT | OP | CT | NG | 656 | 825181.875 | 2.8126 | 0.0068169 | EPA/CAMD | EPA/NEI | 2002
2020 | IL | Rockford Solar Farm | 58643 | 1 | PV | OP | NA | SUN |  | 32830 |  |  | EIA Prime Mover-level Data
2020 | IL | Rockton | 903 | 1 | HY | OP | NA | WAT |  | 30242.1816 |  |  | EIA Prime Mover-level Data
2020 | IL | Rockton | 903 | 2 | HY | OP | NA | WAT |  | 25201.8184 |  |  | EIA Prime Mover-level Data
2020 | IL | Rocky Road Power, LLC | 55109 | T1 | GT | OP | CT | NG | 336 | 323692.5625 | 1.7559 | 0.010849 | EPA/CAMD | EPA/NEI | 1999
2020 | IL | Rocky Road Power, LLC | 55109 | T2 | GT | OP | CT | NG | 317 | 297039.9688 | 1.61 | 0.01084 | EPA/CAMD | EPA/NEI | 1999
2020 | IL | Rocky Road Power, LLC | 55109 | T3 | GT | OP | CT | NG | 202 | 47461.1367 | 0.99448 | 0.041907 | EPA/CAMD | EPA/NEI | 1999
2020 | IL | Rocky Road Power, LLC | 55109 | T4 | GT | OP | CT | NG | 273 | 260754.5938 | 1.4157 | 0.010858 | EPA/CAMD | EPA/NEI | 2000
2020 | IL | Route 76 Boone Solar 1 | 64018 | 7724 | PV | OP | NA | SUN |  | 6378 |  |  | EIA Prime Mover-level Data
2020 | IL | Roxana Resource Recovery | 55759 | RX1 | IC | RE | NA | LFG
2020 | IL | Roxana Resource Recovery | 55759 | RX2 | IC | RE | NA | LFG
2020 | IL | Roxana Resource Recovery | 55759 | RX3 | IC | RE | NA | LFG
2020 | IL | Roxana Resource Recovery | 55759 | RX4 | IC | RE | NA | LFG
2020 | IL | Sabrooke | 882 | 311 | GT | RE | NA | DFO
2020 | IL | Sabrooke | 882 | 312 | GT | RE | NA | DFO
2020 | IL | Sabrooke | 882 | 321 | GT | RE | NA | DFO
2020 | IL | Sabrooke | 882 | 322 | GT | RE | NA | DFO
2020 | IL | Sabrooke | 882 | 331 | GT | RE | NA | DFO
2020 | IL | Sabrooke | 882 | 332 | GT | RE | NA | DFO
2020 | IL | Sabrooke | 882 | 341 | GT | RE | NA | DFO
2020 | IL | Sabrooke | 882 | 342 | GT | RE | NA | DFO
2020 | IL | Saint Francis Hospital | 50952 | GEN1 | IC | OS | NA | NG
2020 | IL | Saint Francis Hospital | 50952 | GEN2 | IC | OS | NA | NG
2020 | IL | Sandoval | 64416 | SANDL | PV | V | NA | SUN
2020 | IL | Schulte 2 Community Solar | 64257 | SCHU | PV | OP | NA | SUN |  | 9 |  |  | EIA Prime Mover-level Data
2020 | IL | SCS American Bottoms 009885 Sauget, LLC | 64362 | 30004 | PV | OP | NA | SUN |  | 6009 |  |  | EIA Prime Mover-level Data
2020 | IL | SCS Beltway 011754 Rock Falls, LLC | 64364 | 30005 | PV | OP | NA | SUN |  | 3272 |  |  | EIA Prime Mover-level Data
2020 | IL | Sears Hydroelectric Plant | 56978 | 1 | HY | OP | NA | WAT
2020 | IL | Sears Hydroelectric Plant | 56978 | 2 | HY | OS | NA | WAT
2020 | IL | Sears Hydroelectric Plant | 56978 | 3 | HY | OS | NA | WAT
2020 | IL | Sears Hydroelectric Plant | 56978 | 4 | HY | OS | NA | WAT
2020 | IL | Segunda II | 64732 | SEGU2 | PV | P | NA | SUN
2020 | IL | Settlers Hill Gas Recovery | 50563 | GEN1 | GT | OP | NA | LFG |  | 305944 | 3.3042 | 0.0216 | EIA Prime Mover-level Data | Estimated using an emission factor
2020 | IL | Settlers Hill Gas Recovery | 50563 | GEN2 | GT | OP | NA | LFG |  | 305944 | 3.3042 | 0.0216 | EIA Prime Mover-level Data | Estimated using an emission factor
2020 | IL | Settlers Trail Wind Farm LLC | 57493 | STWF | WT | OP | NA | WND |  | 3356498 |  |  | EIA Prime Mover-level Data
2020 | IL | Shady Oaks Wind Farm | 57964 | 1 | WT | OP | NA | WND |  | 2804499 |  |  | EIA Prime Mover-level Data
2020 | IL | Shelby County | 55237 | SCE1 | GT | OP | CT | NG | 597 | 214209.5938 | 0.53066 | 0.0049546 | EPA/CAMD | EPA/NEI | 2000
2020 | IL | Shelby County | 55237 | SCE2 | GT | OP | CT | NG | 1198 | 428600.5938 | 1.0516 | 0.0049074 | EPA/CAMD | EPA/NEI | 2000
2020 | IL | Shelby County | 55237 | SCE3 | GT | OP | CT | NG | 923 | 321109 | 0.78846 | 0.0049109 | EPA/CAMD | EPA/NEI | 2000
2020 | IL | Shelby County | 55237 | SCE4 | GT | OP | CT | NG | 1153 | 397976.4062 | 0.98289 | 0.0049394 | EPA/CAMD | EPA/NEI | 2000
2020 | IL | Shelby County | 55237 | SCE5 | GT | OP | CT | NG | 1225 | 442183.3125 | 1.0856 | 0.0049103 | EPA/CAMD | EPA/NEI | 2000
2020 | IL | Shelby County | 55237 | SCE6 | GT | OP | CT | NG | 1173 | 433404.6875 | 1.0693 | 0.0049342 | EPA/CAMD | EPA/NEI | 2000
2020 | IL | Shelby County | 55237 | SCE7 | GT | OP | CT | NG | 1187 | 425844.5938 | 1.0485 | 0.0049245 | EPA/CAMD | EPA/NEI | 2001
2020 | IL | Shelby County | 55237 | SCE8 | GT | OP | CT | NG | 1113 | 406467.3125 | 1.0007 | 0.0049236 | EPA/CAMD | EPA/NEI | 2001
2020 | IL | SIUC | 57928 | EMER | IC | SB | NA | DFO
2020 | IL | SIUC | 57928 | GEN5 | ST | OP | NA | BIT |  | 848232 | 5.9306 | 0.013984 | EIA Prime Mover-level Data | NEI avg EF - PM, fuel type
2020 | IL | Slidematic at Rockford | 64628 | SLIDE | PV | V | NA | SUN
2020 | IL | Somonauk Road Solar 1 | 64013 | 6344 | PV | V | NA | SUN
2020 | IL | South Main Street | 961 | 1 | IC | SB | NA | NG |  | 2726.8989 | 0.00057538 | 0.000422 | EIA Prime Mover-level Data | Estimated using an emission factor
2020 | IL | South Main Street | 961 | 13 | IC | SB | NA | DFO |  | 1963.3669 | 0.30432 | 0.31 | EIA Prime Mover-level Data | Estimated using an emission factor
2020 | IL | South Main Street | 961 | 14 | IC | SB | NA | DFO |  | 1963.3669 | 0.30432 | 0.31 | EIA Prime Mover-level Data | Estimated using an emission factor
2020 | IL | South Main Street | 961 | 15 | IC | SB | NA | DFO |  | 1963.3669 | 0.30432 | 0.31 | EIA Prime Mover-level Data | Estimated using an emission factor
2020 | IL | South Main Street | 961 | 16 | IC | OP | NA | DFO |  | 1963.3669 | 0.30432 | 0.31 | EIA Prime Mover-level Data | Estimated using an emission factor
2020 | IL | South Main Street | 961 | 17 | IC | OP | NA | DFO |  | 1963.3669 | 0.30432 | 0.31 | EIA Prime Mover-level Data | Estimated using an emission factor
2020 | IL | South Main Street | 961 | 18 | IC | OP | NA | DFO |  | 1963.3669 | 0.30432 | 0.31 | EIA Prime Mover-level Data | Estimated using an emission factor
2020 | IL | South Main Street | 961 | 2 | IC | SB | NA | NG |  | 2726.8989 | 0.00057538 | 0.000422 | EIA Prime Mover-level Data | Estimated using an emission factor
2020 | IL | South Main Street | 961 | S1 | ST | RE | NA | NG
2020 | IL | Southeast Chicago Energy Project | 55281 | CTG10 | GT | OP | CT | NG | 0 |  | 0 |  |  | EPA/NEI | 2002
2020 | IL | Southeast Chicago Energy Project | 55281 | CTG11 | GT | OP | CT | NG | 0 |  | 0 |  |  | EPA/NEI | 2002
2020 | IL | Southeast Chicago Energy Project | 55281 | CTG12 | GT | OP | CT | NG | 0 |  | 0 |  |  | EPA/NEI | 2002
2020 | IL | Southeast Chicago Energy Project | 55281 | CTG5 | GT | OP | CT | NG | 0 |  | 0 |  |  | EPA/NEI | 2002
2020 | IL | Southeast Chicago Energy Project | 55281 | CTG6 | GT | OP | CT | NG | 0 |  | 0 |  |  | EPA/NEI | 2002
2020 | IL | Southeast Chicago Energy Project | 55281 | CTG7 | GT | OP | CT | NG | 0 |  | 0 |  |  | EPA/NEI | 2002
2020 | IL | Southeast Chicago Energy Project | 55281 | CTG8 | GT | OP | CT | NG | 0 |  | 0 |  |  | EPA/NEI | 2002
2020 | IL | Southeast Chicago Energy Project | 55281 | CTG9 | GT | OP | CT | NG | 0 |  | 0 |  |  | EPA/NEI | 2002
2020 | IL | Square Barn Solar | 63070 | 1820 | PV | OP | NA | SUN |  | 6537 |  |  | EIA Prime Mover-level Data
2020 | IL | Stallings | 895 | 1 | GT | RE | NA | NG
2020 | IL | Stallings | 895 | 2 | GT | RE | NA | NG
2020 | IL | Stallings | 895 | 3 | GT | RE | NA | NG
2020 | IL | Stallings | 895 | 4 | GT | RE | NA | NG
2020 | IL | State Farm | 7556 | 1 | IC | SB | NA | DFO |  | 131 | 0.020305 | 0.31 | EIA Prime Mover-level Data | Estimated using an emission factor
2020 | IL | State Farm | 7556 | 2 | IC | SB | NA | DFO |  | 131 | 0.020305 | 0.31 | EIA Prime Mover-level Data | Estimated using an emission factor
2020 | IL | State Farm | 7556 | 3 | IC | SB | NA | DFO |  | 131 | 0.020305 | 0.31 | EIA Prime Mover-level Data | Estimated using an emission factor
2020 | IL | Sterling Avenue | 860 | 1 | GT | RE | NA | NG
2020 | IL | Sterling Avenue | 860 | 2 | GT | RE | NA | NG
2020 | IL | Streator Cayuga Ridge South | 57094 | 1 | WT | OP | NA | WND |  | 6465034 |  |  | EIA Prime Mover-level Data
2020 | IL | Streator Energy Partners LLC | 55760 | ST1 | IC | RE | NA | LFG
2020 | IL | Sugar Creek Wind One LLC | 58924 | SUG1 | WT | OP | NA | WND |  | 738739 |  |  | EIA Prime Mover-level Data
2020 | IL | Sullivan (IL) | 969 | 1 | IC | SB | NA | DFO |  | 229.898 | 0.035634 | 0.31 | EIA Prime Mover-level Data | Estimated using an emission factor
2020 | IL | Sullivan (IL) | 969 | 10 | IC | SB | NA | DFO |  | 128.315 | 0.019889 | 0.31 | EIA Prime Mover-level Data | Estimated using an emission factor
2020 | IL | Sullivan (IL) | 969 | 11 | IC | SB | NA | DFO |  | 106.929 | 0.016574 | 0.31 | EIA Prime Mover-level Data | Estimated using an emission factor
2020 | IL | Sullivan (IL) | 969 | 12 | IC | SB | NA | DFO |  | 58.811 | 0.0091157 | 0.31 | EIA Prime Mover-level Data | Estimated using an emission factor
2020 | IL | Sullivan (IL) | 969 | 13 | IC | OP | NA | DFO |  | 122.969 | 0.01906 | 0.31 | EIA Prime Mover-level Data | Estimated using an emission factor
2020 | IL | Sullivan (IL) | 969 | 14 | IC | OP | NA | DFO |  | 122.969 | 0.01906 | 0.31 | EIA Prime Mover-level Data | Estimated using an emission factor
2020 | IL | Sullivan (IL) | 969 | 15 | IC | OP | NA | DFO |  | 122.969 | 0.01906 | 0.31 | EIA Prime Mover-level Data | Estimated using an emission factor
2020 | IL | Sullivan (IL) | 969 | 2 | IC | SB | NA | DFO |  | 106.929 | 0.016574 | 0.31 | EIA Prime Mover-level Data | Estimated using an emission factor
2020 | IL | Sullivan (IL) | 969 | 3 | IC | SB | NA | DFO |  | 80.197 | 0.012431 | 0.31 | EIA Prime Mover-level Data | Estimated using an emission factor
2020 | IL | Sullivan (IL) | 969 | 4 | IC | SB | NA | DFO |  | 58.811 | 0.0091157 | 0.31 | EIA Prime Mover-level Data | Estimated using an emission factor
2020 | IL | Sullivan (IL) | 969 | 5 | IC | SB | NA | DFO |  | 58.811 | 0.0091157 | 0.31 | EIA Prime Mover-level Data | Estimated using an emission factor
2020 | IL | Sullivan (IL) | 969 | 6 | IC | SB | NA | DFO |  | 32.079 | 0.0049722 | 0.31 | EIA Prime Mover-level Data | Estimated using an emission factor
2020 | IL | Sullivan (IL) | 969 | 9 | IC | SB | NA | DFO |  | 128.315 | 0.019889 | 0.31 | EIA Prime Mover-level Data | Estimated using an emission factor
2020 | IL | Sullivan B Community Solar LLC | 64243 | SULL | PV | OP | NA | SUN |  | 22196 |  |  | EIA Prime Mover-level Data
2020 | IL | SV CSG Lily Lake 2 LLC | 64330 | LILY | PV | OP | NA | SUN |  | 325 |  |  | EIA Prime Mover-level Data
2020 | IL | TAC-Distributed Energy Resource Hybrid | 61990 | BA | BA | OP | NA | MWH |  | 0 |  |  | EIA Prime Mover-level Data
2020 | IL | TAC-Distributed Energy Resource Hybrid | 61990 | NG | IC | SB | NA | NG |  | 15 | 3.165e-06 | 0.000422 | EIA Prime Mover-level Data | Estimated using an emission factor
2020 | IL | TAC-Distributed Energy Resource Hybrid | 61990 | SOLAR | PV | OP | NA | SUN |  | 1500 |  |  | EIA Prime Mover-level Data
2020 | IL | TAC-Distributed Energy Resource Hybrid | 61990 | WIND | WT | OP | NA | WND |  | 1159 |  |  | EIA Prime Mover-level Data
2020 | IL | Tate & Lyle | 10867 | 123-08 | ST | OP | FLUIDIZED | BIT | 5422 | 2272174.75 | 0 | 0 | EPA/CAMD | EPA/NEI | 1988
2020 | IL | Tate & Lyle | 10867 | 123-09 | ST | OP | FLUIDIZED | BIT | 5307 | 2205849.75 | 0 | 0 | EPA/CAMD | EPA/NEI | 1988
2020 | IL | Tazewell Gas Recovery | 50721 | GEN1 | IC | OP | NA | LFG |  | 72146.3359 | 0.53028 | 0.0147 | EIA Prime Mover-level Data | Estimated using an emission factor
2020 | IL | Tazewell Gas Recovery | 50721 | GEN2 | IC | OP | NA | LFG |  | 72146.3359 | 0.53028 | 0.0147 | EIA Prime Mover-level Data | Estimated using an emission factor
2020 | IL | Tazewell Gas Recovery | 50721 | GEN3 | IC | OP | NA | LFG |  | 72146.3359 | 0.53028 | 0.0147 | EIA Prime Mover-level Data | Estimated using an emission factor
2020 | IL | The GSI Group LLC at Assumption | 63968 | GSI | PV | V | NA | SUN
2020 | IL | Thornridge High School | 55005 | 1 | IC | OP | NA | NG
2020 | IL | Thornridge High School | 55005 | 2 | IC | OP | NA | NG
2020 | IL | Thornwood High School | 55004 | 1 | IC | OP | NA | NG
2020 | IL | Thornwood High School | 55004 | 2 | IC | OP | NA | NG
2020 | IL | Tilton Power Station | 7760 | 1 | GT | OP | CT | NG | 972 | 293176.875 | 0.27658 | 0.0018867 | EPA/CAMD | EPA/NEI | 1999
2020 | IL | Tilton Power Station | 7760 | 2 | GT | OP | CT | NG | 995 | 305463.5 | 0.29078 | 0.0019039 | EPA/CAMD | EPA/NEI | 1999
2020 | IL | Tilton Power Station | 7760 | 3 | GT | OP | CT | NG | 976 | 294367.8125 | 0.2795 | 0.001899 | EPA/CAMD | EPA/NEI | 1999
2020 | IL | Tilton Power Station | 7760 | 4 | GT | OP | CT | NG | 930 | 294458 | 0.27812 | 0.001889 | EPA/CAMD | EPA/NEI | 1999
2020 | IL | Tower Road Solar, LLC CSG | 64468 | BOIG | PV | V | NA | SUN
2020 | IL | Triton East and West Cogen | 58375 | 1 | IC | OP | NA | NG |  | 178.222 | 3.7605e-05 | 0.000422 | EIA Prime Mover-level Data | Estimated using an emission factor
2020 | IL | Triton East and West Cogen | 58375 | 2 | IC | OP | NA | NG |  | 178.222 | 3.7605e-05 | 0.000422 | EIA Prime Mover-level Data | Estimated using an emission factor
2020 | IL | Triton East and West Cogen | 58375 | 3 | IC | OP | NA | NG |  | 178.222 | 3.7605e-05 | 0.000422 | EIA Prime Mover-level Data | Estimated using an emission factor
2020 | IL | Triton East and West Cogen | 58375 | 4 | IC | OP | NA | NG |  | 178.222 | 3.7605e-05 | 0.000422 | EIA Prime Mover-level Data | Estimated using an emission factor
2020 | IL | Triton East and West Cogen | 58375 | 5 | IC | OP | NA | NG |  | 89.111 | 1.8802e-05 | 0.000422 | EIA Prime Mover-level Data | Estimated using an emission factor
2020 | IL | Tuscola Station | 55245 | 1 | ST | RE | NA | BIT |  | 0 | 0 |  | EIA Unit-level Data | NEI avg EF - PM, fuel type
2020 | IL | Tuscola Station | 55245 | 3 | ST | RE | NA | BIT |  | 0 | 0 |  | EIA Unit-level Data | NEI avg EF - PM, fuel type
2020 | IL | Tuscola Station | 55245 | 4 | ST | RE | NA | BIT |  | 0 | 0 |  | EIA Unit-level Data | NEI avg EF - PM, fuel type
2020 | IL | Tuscola Station | 55245 | SG3500 | ST | OP | NA | NG |  | 1550063.75 | 5.7544 | 0.0074247 | EIA Unit-level Data | NEI avg EF - PM, fuel type
2020 | IL | Tuscola Station | 55245 | SG3600 | ST | OP | NA | NG |  | 1503929.125 | 5.5831 | 0.0074247 | EIA Unit-level Data | NEI avg EF - PM, fuel type
2020 | IL | University of Illinois Abbott Power Plt | 54780 | B1 | ST | OP | NA | NG |  | 152767.5469 | 0.56713 | 0.0074247 | EIA Unit-level Data | NEI avg EF - PM, fuel type
2020 | IL | University of Illinois Abbott Power Plt | 54780 | B2 | ST | OP | NA | BIT |  | 0 | 0 |  | EIA Unit-level Data | NEI avg EF - PM, fuel type
2020 | IL | University of Illinois Abbott Power Plt | 54780 | B2A | ST | OP | NA | NG |  | 672864 | 2.4979 | 0.0074247 | EIA Unit-level Data | NEI avg EF - PM, fuel type
2020 | IL | University of Illinois Abbott Power Plt | 54780 | B3 | ST | RE | NA | BIT |  | 0 | 0 |  | EIA Unit-level Data | NEI avg EF - PM, fuel type
2020 | IL | University of Illinois Abbott Power Plt | 54780 | B3A | ST | OP | NA | NG |  | 481100.625 | 1.786 | 0.0074247 | EIA Unit-level Data | NEI avg EF - PM, fuel type
2020 | IL | University of Illinois Abbott Power Plt | 54780 | B4 | ST | RE | NA | BIT |  | 0 | 0 |  | EIA Unit-level Data | NEI avg EF - PM, fuel type
2020 | IL | University of Illinois Abbott Power Plt | 54780 | B5 | ST | OP | NA | BIT |  | 148279.1562 | 1.0367 | 0.013984 | EIA Unit-level Data | NEI avg EF - PM, fuel type
2020 | IL | University of Illinois Abbott Power Plt | 54780 | B6 | ST | OP | NA | BIT |  | 17698.1992 | 0.12374 | 0.013984 | EIA Unit-level Data | NEI avg EF - PM, fuel type
2020 | IL | University of Illinois Abbott Power Plt | 54780 | B7 | ST | OP | NA | BIT |  | 0 | 0 |  | EIA Unit-level Data | NEI avg EF - PM, fuel type
2020 | IL | University of Illinois Abbott Power Plt | 54780 | DB1 | ST | OP | NA | NG |  | 21352.9297 | 0.07927 | 0.0074247 | EIA Unit-level Data | NEI avg EF - PM, fuel type
2020 | IL | University of Illinois Abbott Power Plt | 54780 | DB2 | ST | OP | NA | NG |  | 16046.3701 | 0.05957 | 0.0074247 | EIA Unit-level Data | NEI avg EF - PM, fuel type
2020 | IL | University of Illinois Abbott Power Plt | 54780 | T5 | ST | RE | NA | NG
2020 | IL | University of Illinois Abbott Power Plt | 54780 | T8 | GT | OP | NA | NG |  | 745334.5 | 0.37052 | 0.00099423 | EIA Prime Mover-level Data | NEI avg EF - PM, fuel type, firing type
2020 | IL | University of Illinois Abbott Power Plt | 54780 | T9 | GT | OP | NA | NG |  | 745334.5 | 0.37052 | 0.00099423 | EIA Prime Mover-level Data | NEI avg EF - PM, fuel type, firing type
2020 | IL | University of Illinois Cogen Facility | 54044 | CT1 | GT | OP | NA | NG |  | 355618.6562 | 0.17678 | 0.00099423 | EIA Prime Mover-level Data | NEI avg EF - PM, fuel type, firing type
2020 | IL | University of Illinois Cogen Facility | 54044 | CT2 | GT | OP | NA | NG |  | 355618.6562 | 0.17678 | 0.00099423 | EIA Prime Mover-level Data | NEI avg EF - PM, fuel type, firing type
2020 | IL | University of Illinois Cogen Facility | 54044 | CT3 | GT | OP | NA | NG |  | 355618.6562 | 0.17678 | 0.00099423 | EIA Prime Mover-level Data | NEI avg EF - PM, fuel type, firing type
2020 | IL | University of Illinois Cogen Facility | 54044 | GEN1 | IC | OP | NA | NG |  | 38150.3828 | 0.0080497 | 0.000422 | EIA Prime Mover-level Data | Estimated using an emission factor
2020 | IL | University of Illinois Cogen Facility | 54044 | GEN2 | IC | OP | NA | NG |  | 38150.3828 | 0.0080497 | 0.000422 | EIA Prime Mover-level Data | Estimated using an emission factor
2020 | IL | University of Illinois Cogen Facility | 54044 | GEN3 | IC | OS | NA | NG |  | 22405.7812 | 0.0047276 | 0.000422 | EIA Prime Mover-level Data | Estimated using an emission factor
2020 | IL | University of Illinois Cogen Facility | 54044 | GEN4 | IC | OS | NA | NG |  | 22405.7812 | 0.0047276 | 0.000422 | EIA Prime Mover-level Data | Estimated using an emission factor
2020 | IL | University of Illinois Cogen Facility | 54044 | RE1 | IC | OP | NA | NG |  | 33305.8906 | 0.0070275 | 0.000422 | EIA Prime Mover-level Data | Estimated using an emission factor
2020 | IL | University of Illinois Cogen Facility | 54044 | RE2 | IC | OP | NA | NG |  | 33305.8906 | 0.0070275 | 0.000422 | EIA Prime Mover-level Data | Estimated using an emission factor
2020 | IL | University of Illinois Cogen Facility | 54044 | RE3 | IC | OP | NA | NG |  | 33305.8906 | 0.0070275 | 0.000422 | EIA Prime Mover-level Data | Estimated using an emission factor
2020 | IL | University Park Energy | 55250 | UP1 | GT | OP | CT | NG | 1398 | 295942.6875 | 1.037 | 0.0070081 | EPA/CAMD | EPA/NEI | 2001
2020 | IL | University Park Energy | 55250 | UP10 | GT | OP | CT | NG | 1294 | 273325.5 | 0.9333 | 0.0068292 | EPA/CAMD | EPA/NEI | 2001
2020 | IL | University Park Energy | 55250 | UP11 | GT | OP | CT | NG | 1813 | 383911.9062 | 1.2896 | 0.0067182 | EPA/CAMD | EPA/NEI | 2001
2020 | IL | University Park Energy | 55250 | UP12 | GT | OP | CT | NG | 1738 | 364896 | 1.24 | 0.0067965 | EPA/CAMD | EPA/NEI | 2001
2020 | IL | University Park Energy | 55250 | UP2 | GT | OP | CT | NG | 1621 | 331524.6875 | 1.1344 | 0.0068435 | EPA/CAMD | EPA/NEI | 2001
2020 | IL | University Park Energy | 55250 | UP3 | GT | OP | CT | NG | 1891 | 399986.3125 | 1.1494 | 0.0057472 | EPA/CAMD | EPA/NEI | 2001
2020 | IL | University Park Energy | 55250 | UP4 | GT | OP | CT | NG | 1828 | 389927.0938 | 1.2944 | 0.0066392 | EPA/CAMD | EPA/NEI | 2001
2020 | IL | University Park Energy | 55250 | UP5 | GT | OP | CT | NG | 1986 | 430471.3125 | 1.4926 | 0.0069347 | EPA/CAMD | EPA/NEI | 2001
2020 | IL | University Park Energy | 55250 | UP6 | GT | OP | CT | NG | 1973 | 410616 | 1.4 | 0.006819 | EPA/CAMD | EPA/NEI | 2001
2020 | IL | University Park Energy | 55250 | UP7 | GT | OP | CT | NG | 1896 | 420214.8125 | 1.4238 | 0.0067763 | EPA/CAMD | EPA/NEI | 2001
2020 | IL | University Park Energy | 55250 | UP8 | GT | OP | CT | NG | 1904 | 404134.4062 | 1.3544 | 0.0067027 | EPA/CAMD | EPA/NEI | 2001
2020 | IL | University Park Energy | 55250 | UP9 | GT | OP | CT | NG | 1319 | 258661.2031 | 0.89194 | 0.0068966 | EPA/CAMD | EPA/NEI | 2001
2020 | IL | Upper Rock Energy Partners LLC | 55764 | UR1 | IC | RE | NA | LFG
2020 | IL | Upper Rock Energy Partners LLC | 55764 | UR2 | IC | RE | NA | LFG
2020 | IL | Upper Rock Energy Partners LLC | 55764 | UR3 | IC | RE | NA | LFG
2020 | IL | Upper Rock Energy Partners LLC | 55764 | UR4 | IC | RE | NA | LFG
2020 | IL | Upper Sterling | 7474 | 1 | HY | OP | NA | WAT |  | 32794 |  |  | EIA Prime Mover-level Data
2020 | IL | Upper Sterling | 7474 | 2 | HY | OP | NA | WAT |  | 32794 |  |  | EIA Prime Mover-level Data
2020 | IL | USS Goodrich Solar | 63620 | USGCH | PV | L | NA | SUN
2020 | IL | USS Grandpa Solar | 63619 | USGPA | PV | L | NA | SUN
2020 | IL | USS Solar Brick | 63618 | USBRK | PV | L | NA | SUN
2020 | IL | USS Sycamore Solar | 63621 | USSYC | PV | L | NA | SUN
2020 | IL | Venice | 913 | CT03 | GT | OP | CT | NG | 237 | 282615.7188 | 0.69223 | 0.0048987 | EPA/CAMD | EPA/NEI | 2005
2020 | IL | Venice | 913 | CT04 | GT | OP | CT | NG | 209 | 254641.3906 | 0.62496 | 0.0049086 | EPA/CAMD | EPA/NEI | 2005
2020 | IL | Venice | 913 | CT05 | GT | OP | CT | NG | 94 | 92629.8281 | 0.31482 | 0.0067973 | EPA/CAMD | EPA/NEI | 2005
2020 | IL | Venice | 913 | CT2A | GT | OP | CT | NG | 92 | 12938.7646 | 0.06497 | 0.010043 | EPA/CAMD | EPA/NEI | 2002
2020 | IL | Venice | 913 | CT2B | GT | OP | CT | NG | 95 | 13243.1729 | 0.066 | 0.0099674 | EPA/CAMD | EPA/NEI | 2002
2020 | IL | Vermilion | 897 | 2 | ST | RE | TANGENTIAL | SUB
2020 | IL | Vermilion | 897 | 3 | GT | RE | NA | DFO
2020 | IL | Vermilion | 897 | ST1 | ST | RE | NA | SUB
2020 | IL | Vermilion Solar 1, LLC CSG | 63946 | VERM | PV | OP | NA | SUN |  | 53 |  |  | EIA Prime Mover-level Data
2020 | IL | Viking Solar CSG | 64787 | VIKNG | PV | T | NA | SUN
2020 | IL | Vulcan | 63992 | VUL | PV | V | NA | SUN
2020 | IL | Walnut Ridge Wind Farm | 58694 | 1 | WT | OP | NA | WND |  | 6815882 |  |  | EIA Prime Mover-level Data
2020 | IL | Waterloo | 971 | 1 | IC | SB | NA | DFO |  | 214.946 | 0.033317 | 0.31 | EIA Prime Mover-level Data | Estimated using an emission factor
2020 | IL | Waterloo | 971 | 10 | IC | OP | NA | DFO |  | 124.807 | 0.019345 | 0.31 | EIA Prime Mover-level Data | Estimated using an emission factor
2020 | IL | Waterloo | 971 | 11 | IC | OP | NA | DFO |  | 124.807 | 0.019345 | 0.31 | EIA Prime Mover-level Data | Estimated using an emission factor
2020 | IL | Waterloo | 971 | 12 | GT | SB | NA | NG |  | 2093.073 | 0.0010405 | 0.00099423 | EIA Prime Mover-level Data | NEI avg EF - PM, fuel type, firing type
2020 | IL | Waterloo | 971 | 13 | GT | SB | NA | NG |  | 2219.927 | 0.0011036 | 0.00099423 | EIA Prime Mover-level Data | NEI avg EF - PM, fuel type, firing type
2020 | IL | Waterloo | 971 | 2 | IC | SB | NA | DFO |  | 13.867 | 0.0021494 | 0.31 | EIA Prime Mover-level Data | Estimated using an emission factor
2020 | IL | Waterloo | 971 | 3 | IC | SB | NA | DFO |  | 13.867 | 0.0021494 | 0.31 | EIA Prime Mover-level Data | Estimated using an emission factor
2020 | IL | Waterloo | 971 | 4 | IC | SB | NA | DFO |  | 138.675 | 0.021495 | 0.31 | EIA Prime Mover-level Data | Estimated using an emission factor
2020 | IL | Waterloo | 971 | 5 | IC | SB | NA | DFO |  | 34.669 | 0.0053737 | 0.31 | EIA Prime Mover-level Data | Estimated using an emission factor
2020 | IL | Waterloo | 971 | 6 | IC | SB | NA | DFO |  | 34.669 | 0.0053737 | 0.31 | EIA Prime Mover-level Data | Estimated using an emission factor
2020 | IL | Waterloo | 971 | 7 | IC | SB | NA | DFO |  | 117.873 | 0.01827 | 0.31 | EIA Prime Mover-level Data | Estimated using an emission factor
2020 | IL | Waterloo | 971 | 8 | IC | SB | NA | DFO |  | 208.012 | 0.032242 | 0.31 | EIA Prime Mover-level Data | Estimated using an emission factor
2020 | IL | Waterloo | 971 | 9 | IC | OP | NA | DFO |  | 124.807 | 0.019345 | 0.31 | EIA Prime Mover-level Data | Estimated using an emission factor
2020 | IL | Waukegan | 883 | 311 | GT | OP | CT | DFO | 5 | 1215.8 | 0.059868 | 0.098483 | EPA/CAMD | EPA/NEI | 1968
2020 | IL | Waukegan | 883 | 312 | GT | OP | CT | DFO | 12 | 4083.8 | 0.059868 | 0.02932 | EPA/CAMD | EPA/NEI | 1968
2020 | IL | Waukegan | 883 | 321 | GT | OP | CT | DFO | 6 | 2215.8 | 0.059868 | 0.054037 | EPA/CAMD | EPA/NEI | 1968
2020 | IL | Waukegan | 883 | 322 | GT | OP | CT | DFO | 11 | 2895.7 | 0.059868 | 0.04135 | EPA/CAMD | EPA/NEI | 1968
2020 | IL | Waukegan | 883 | 7 | ST | OP | TANGENTIAL | SUB | 2129 | 4061012.75 | 24.0352 | 0.011837 | EPA/CAMD | EPA/NEI | 1958
2020 | IL | Waukegan | 883 | 8 | ST | OP | TANGENTIAL | SUB | 1742 | 3806435 | 37.4287 | 0.019666 | EPA/CAMD | EPA/NEI | 1962
2020 | IL | WestRock (IL) | 54513 | E-1 | IC | SB | NA | NG |  | 16.172 | 3.4123e-06 | 0.000422 | EIA Prime Mover-level Data | Estimated using an emission factor
2020 | IL | WestRock (IL) | 54513 | E2-A | IC | SB | NA | NG |  | 16.172 | 3.4123e-06 | 0.000422 | EIA Prime Mover-level Data | Estimated using an emission factor
2020 | IL | WestRock (IL) | 54513 | E2-B | IC | SB | NA | NG |  | 16.172 | 3.4123e-06 | 0.000422 | EIA Prime Mover-level Data | Estimated using an emission factor
2020 | IL | WestRock (IL) | 54513 | E3 | IC | SB | NA | NG |  | 18.483 | 3.8999e-06 | 0.000422 | EIA Prime Mover-level Data | Estimated using an emission factor
2020 | IL | White Oak Energy LLC | 57342 | 1 | WT | OP | NA | WND |  | 3519746 |  |  | EIA Prime Mover-level Data
2020 | IL | Whiteside Solar 1 CSG | 64059 | WSIDE | PV | OP | NA | SUN |  | 53 |  |  | EIA Prime Mover-level Data
2020 | IL | Whitney Hill Wind Power LLC | 62606 | WTHWP | WT | OP | NA | WND |  | 1657395 |  |  | EIA Prime Mover-level Data
2020 | IL | Will County | 884 | 3 | ST | OP | TANGENTIAL | SUB | 0 |  | 0 |  |  | EPA/NEI | 1957
2020 | IL | Will County | 884 | 4 | ST | OP | TANGENTIAL | SUB | 1354 | 4087933.5 | 24.4845 | 0.011979 | EPA/CAMD | EPA/NEI | 1963
2020 | IL | Winnetka | 972 | 4 | ST | OP | NA | NG |  | 14185.3076 | 0.052661 | 0.0074247 | EIA Unit-level Data | NEI avg EF - PM, fuel type
2020 | IL | Winnetka | 972 | 5 | ST | OP | NA | NG |  | 11519.7236 | 0.042765 | 0.0074247 | EIA Unit-level Data | NEI avg EF - PM, fuel type
2020 | IL | Winnetka | 972 | 7 | ST | OP | NA | NG |  | 16026.7197 | 0.059497 | 0.0074247 | EIA Unit-level Data | NEI avg EF - PM, fuel type
2020 | IL | Winnetka | 972 | 8 | ST | OP | NA | NG |  | 27458.2148 | 0.10193 | 0.0074247 | EIA Unit-level Data | NEI avg EF - PM, fuel type
2020 | IL | Winnetka | 972 | 9 | IC | OP | NA | DFO |  | 1232 | 0.19096 | 0.31 | EIA Prime Mover-level Data | Estimated using an emission factor
2020 | IL | Wolfcastle | 64736 | WOLFC | PV | L | NA | SUN
2020 | IL | Wood River | 898 | 1 | ST | RE | TANGENTIAL | NG
2020 | IL | Wood River | 898 | 2 | ST | RE | TANGENTIAL | NG
2020 | IL | Wood River | 898 | 3 | ST | RE | TANGENTIAL | NG
2020 | IL | Wood River | 898 | 4 | ST | RE | TANGENTIAL | RC
2020 | IL | Wood River | 898 | 5 | ST | RE | TANGENTIAL | RC
2020 | IL | Woodland Landfill Gas Recovery | 54662 | GEN1 | IC | OP | NA | LFG |  | 43050 | 0.31642 | 0.0147 | EIA Prime Mover-level Data | Estimated using an emission factor
2020 | IL | Woodland Landfill Gas Recovery | 54662 | GEN2 | IC | OP | NA | LFG |  | 43050 | 0.31642 | 0.0147 | EIA Prime Mover-level Data | Estimated using an emission factor
2020 | IL | Woodland Landfill Gas Recovery | 54662 | GEN3 | IC | OP | NA | LFG |  | 86100 | 0.63284 | 0.0147 | EIA Prime Mover-level Data | Estimated using an emission factor
2020 | IL | Woodland Landfill Gas Recovery | 54662 | GEN4 | IC | OP | NA | LFG |  | 86100 | 0.63284 | 0.0147 | EIA Prime Mover-level Data | Estimated using an emission factor
2020 | IL | Woodlawn CSG | 64785 | WOOD | PV | T | NA | SUN
2020 | IL | Woodlawn II | 64733 | WOOD2 | PV | T | NA | SUN
2020 | IL | Woodridge Greene Valley Treatment Plant | 54987 | FM01 | IC | SB | NA | NG
2020 | IL | Yeoman Creek | 61910 | YEOM | PV | L | NA | SUN
2020 | IL | Zion Energy Center | 55392 | CT-1 | GT | OP | CT | NG | 1634 | 2446916.5 | 8.1292 | 0.0066444 | EPA/CAMD | EPA/NEI | 2002
2020 | IL | Zion Energy Center | 55392 | CT-2 | GT | OP | CT | NG | 1336 | 1977815.5 | 4.9331 | 0.0049884 | EPA/CAMD | EPA/NEI | 2002
2020 | IL | Zion Energy Center | 55392 | CT-3 | GT | OP | CT | NG | 1075 | 1590411.625 | 7.7048 | 0.009689 | EPA/CAMD | EPA/NEI | 2003
2020 | IL | Zion Landfill Gas to Energy Facility | 56871 | 1 | IC | OP | NA | LFG |  | 22192.8008 | 0.16312 | 0.0147 | EIA Prime Mover-level Data | Estimated using an emission factor
2020 | IL | Zion Landfill Gas to Energy Facility | 56871 | 2 | IC | OP | NA | LFG |  | 22192.8008 | 0.16312 | 0.0147 | EIA Prime Mover-level Data | Estimated using an emission factor
2020 | IL | Zion Landfill Gas to Energy Facility | 56871 | 3 | IC | OP | NA | LFG |  | 22192.8008 | 0.16312 | 0.0147 | EIA Prime Mover-level Data | Estimated using an emission factor
2020 | IL | Zion Landfill Gas to Energy Facility | 56871 | 4 | IC | OP | NA | LFG |  | 22192.8008 | 0.16312 | 0.0147 | EIA Prime Mover-level Data | Estimated using an emission factor
2020 | IL | Zion Landfill Gas to Energy Facility | 56871 | 5 | IC | OP | NA | LFG |  | 22192.8008 | 0.16312 | 0.0147 | EIA Prime Mover-level Data | Estimated using an emission factor
2020 | IN | 2 AC Station | 10211 | 10TG | ST | RE | NA | BFG
2020 | IN | 2 AC Station | 10211 | 11TG | ST | RE | NA | BFG
2020 | IN | 2 AC Station | 10211 | 7TG | ST | RE | NA | BFG
2020 | IN | 2 AC Station | 10211 | 8TG | ST | RE | NA | BFG
2020 | IN | 2 AC Station | 10211 | 9TG | ST | RE | NA | BFG
2020 | IN | A B Brown Generating Station | 6137 | 1 | ST | OP | WALL | BIT | 6588 | 12190456 | 154.6158 | 0.025367 | EPA/CAMD | EPA/NEI | 1979
2020 | IN | A B Brown Generating Station | 6137 | 2 | ST | OP | WALL | BIT | 6774 | 13087666 | 160.0615 | 0.02446 | EPA/CAMD | EPA/NEI | 1984
2020 | IN | A B Brown Generating Station | 6137 | 3 | GT | OP | CT | NG | 305 | 125415.0078 | 0.4147 | 0.0066132 | EPA/CAMD | EPA/NEI | 1991
2020 | IN | A B Brown Generating Station | 6137 | 4 | GT | OP | CT | NG | 347 | 145549.7656 | 0.56471 | 0.0077596 | EPA/CAMD | NEI avg EF - PM, fuel type, firing type | 2002
2020 | IN | AEP Churubusco NaS | 60617 | 1 | BA | OP | NA | MWH
2020 | IN | Alcoa Allowance Management Inc | 6705 | 1 | ST | OP | WALL | BIT | 8441 | 12344592 | 146.6109 | 0.023753 | EPA/CAMD | EPA/NEI | 1960
2020 | IN | Alcoa Allowance Management Inc | 6705 | 2 | ST | OP | WALL | BIT | 8175 | 11218222 | 92.1075 | 0.016421 | EPA/CAMD | EPA/NEI | 1964
2020 | IN | Alcoa Allowance Management Inc | 6705 | 3 | ST | OP | WALL | BIT | 7757 | 10743025 | 201.6356 | 0.037538 | EPA/CAMD | EPA/NEI | 1965
2020 | IN | Alcoa Allowance Management Inc | 6705 | 4 | ST | OP | CELL | BIT | 8355 | 23279570 | 149.2596 | 0.012823 | EPA/CAMD | EPA/NEI | 1970
2020 | IN | Anderson | 7336 | ACT1 | GT | OP | CT | NG | 78 | 21703.7363 | 0.084207 | 0.0077596 | EPA/CAMD | NEI avg EF - PM, fuel type, firing type | 1992
2020 | IN | Anderson | 7336 | ACT2 | GT | OP | CT | NG | 99 | 28703.9102 | 0.11137 | 0.0077596 | EPA/CAMD | NEI avg EF - PM, fuel type, firing type | 1992
2020 | IN | Anderson | 7336 | ACT3 | GT | OP | CT | NG | 117 | 76391.0625 | 0.29638 | 0.0077596 | EPA/CAMD | NEI avg EF - PM, fuel type, firing type | 2004
2020 | IN | Anderson 3 | 64244 | SAND3 | PV | L | NA | SUN
2020 | IN | Anderson 4 | 64248 | SAND4 | PV | U | NA | SUN
2020 | IN | Anderson 5 | 64245 | SAND5 | PV | T | NA | SUN
2020 | IN | Anderson 6 | 64249 | SAND6 | PV | L | NA | SUN
2020 | IN | ArcelorMittal Burns Harbor | 10245 | 10 | ST | OP | TANGENTIAL | NG |  | 7367012 | 27.9028 | 0.0075751 | EIA Unit-level Data | NEI avg EF - PM, fuel type, firing type
2020 | IN | ArcelorMittal Burns Harbor | 10245 | 11 | ST | OP | TANGENTIAL | NG |  | 7367012 | 27.9028 | 0.0075751 | EIA Unit-level Data | NEI avg EF - PM, fuel type, firing type
2020 | IN | ArcelorMittal Burns Harbor | 10245 | 12 | ST | OP | TANGENTIAL | NG |  | 7367012 | 27.9028 | 0.0075751 | EIA Unit-level Data | NEI avg EF - PM, fuel type, firing type
2020 | IN | ArcelorMittal USA - Indiana Harbor East | 10474 | 211 | ST | OP | WALL | PRG | 0
2020 | IN | ArcelorMittal USA - Indiana Harbor East | 10474 | 212 | ST | OP | WALL | PRG | 0
2020 | IN | ArcelorMittal USA - Indiana Harbor East | 10474 | 213 | ST | OP | WALL | PRG | 0
2020 | IN | ArcelorMittal USA - Indiana Harbor East | 10474 | 501 | ST | OP | WALL | PRG
2020 | IN | ArcelorMittal USA - Indiana Harbor East | 10474 | 502 | ST | OP | WALL | PRG
2020 | IN | ArcelorMittal USA - Indiana Harbor East | 10474 | 503 | ST | OP | WALL | PRG
2020 | IN | ArcelorMittal USA - Indiana Harbor East | 10474 | 504 | ST | OP | WALL | PRG | [6 empty] | 2012
2020 | IN | Bailly Generating Station | 995 | 10 | GT | OP | CT | NG | 0 |  | 0 |  |  | EPA/NEI | 1968
2020 | IN | Belmont | 59172 | PV1 | PV | OP | NA | SUN |  | 51129 |  |  | EIA Prime Mover-level Data
2020 | IN | Benton County Wind Farm | 56679 | 1 | WT | OP | NA | WND |  | 2836407 |  |  | EIA Prime Mover-level Data
2020 | IN | Big Blue River Wind Farm | 60907 | WT1 | WT | CN | NA | WND
2020 | IN | BioTown Ag | 59774 | ENG1 | IC | OP | NA | OBG |  | 68817 | 0.5058 | 0.0147 | EIA Prime Mover-level Data | Estimated using an emission factor
2020 | IN | BioTown Ag | 59774 | ENG2 | IC | OP | NA | OBG |  | 68817 | 0.5058 | 0.0147 | EIA Prime Mover-level Data | Estimated using an emission factor
2020 | IN | BioTown Ag | 59774 | ENG3 | IC | OP | NA | OBG |  | 68817 | 0.5058 | 0.0147 | EIA Prime Mover-level Data | Estimated using an emission factor
2020 | IN | BioTown Ag | 59774 | ENG4 | IC | OP | NA | OBG |  | 68817 | 0.5058 | 0.0147 | EIA Prime Mover-level Data | Estimated using an emission factor
2020 | IN | BioTown Ag | 59774 | ENG5 | IC | OP | NA | OBG |  | 68817 | 0.5058 | 0.0147 | EIA Prime Mover-level Data | Estimated using an emission factor
2020 | IN | BioTown Ag | 59774 | ENG6 | IC | OP | NA | OBG |  | 68817 | 0.5058 | 0.0147 | EIA Prime Mover-level Data | Estimated using an emission factor
2020 | IN | Bitter Ridge Wind Farm, LLC | 63666 | BIT | WT | OP | NA | WND |  | 980541 |  |  | EIA Prime Mover-level Data
2020 | IN | Bluff Point Wind Facility | 61303 | BLUFF | WT | OP | NA | WND |  | 3253466 |  |  | EIA Prime Mover-level Data
2020 | IN | Bos Dairy, LLC | 57625 | BOS1 | IC | RE | NA | OBG
2020 | IN | Bos Dairy, LLC | 57625 | BOS2 | IC | RE | NA | NG |  | 19219.666 | 0.0040553 | 0.000422 | EIA Prime Mover-level Data | Estimated using an emission factor
2020 | IN | Bos Dairy, LLC | 57625 | BOS3 | IC | RE | NA | NG |  | 10982.667 | 0.0023173 | 0.000422 | EIA Prime Mover-level Data | Estimated using an emission factor
2020 | IN | Bos Dairy, LLC | 57625 | BOS4 | IC | OP | NA | NG |  | 27456.666 | 0.0057934 | 0.000422 | EIA Prime Mover-level Data | Estimated using an emission factor
2020 | IN | BP Whiting Business Unit | 52130 | 3SPS31 | ST | OP | WALL | PRG | 1766 | 1818676.5 | 51.0893 | 0.056183 | EIA non-ozone season distributed and EPA/CAMD ozone season | NEI avg EF - PM, fuel type, firing type | 2046
2020 | IN | BP Whiting Business Unit | 52130 | 3SPS32 | ST | OP | WALL | PRG | 2374 | 2413930.5 | 67.8109 | 0.056183 | EIA non-ozone season distributed and EPA/CAMD ozone season | NEI avg EF - PM, fuel type, firing type | 2047
2020 | IN | BP Whiting Business Unit | 52130 | 3SPS33 | ST | OP | WALL | PRG | 3672 | 3818135.75 | 107.2571 | 0.056183 | EIA non-ozone season distributed and EPA/CAMD ozone season | NEI avg EF - PM, fuel type, firing type | 2048
2020 | IN | BP Whiting Business Unit | 52130 | 3SPS34 | ST | OP | WALL | PRG | 3672 | 3815538.5 | 107.1841 | 0.056183 | EIA non-ozone season distributed and EPA/CAMD ozone season | NEI avg EF - PM, fuel type, firing type | 2048
2020 | IN | BP Whiting Business Unit | 52130 | 3SPS36 | ST | OP | WALL | PRG | 3672 | 3775820.5 | 106.0684 | 0.056183 | EIA non-ozone season distributed and EPA/CAMD ozone season | NEI avg EF - PM, fuel type, firing type | 1953
2020 | IN | Broadway (IN) | 1011 | 1 | GT | RE | NA | NG
2020 | IN | Broadway (IN) | 1011 | 2 | GT | RE | NA | NG
2020 | IN | Bunge North America East LLC | 50316 | 3516 | ST | OP | NA | NG |  | 692185 | 2.5696 | 0.0074247 | EIA Prime Mover-level Data | NEI avg EF - PM, fuel type
2020 | IN | C. C. Perry K Steam Plant | 992 | 11 | ST | OP | WALL | NG | 6336 | 940902.625 | 3.455 | 0.0073439 | EPA/CAMD | NEI avg EF - PM, fuel type, firing type | 2038
2020 | IN | C. C. Perry K Steam Plant | 992 | 12 | ST | OP | WALL | NG | 7553 | 1499690.875 | 5.5068 | 0.0073439 | EPA/CAMD | NEI avg EF - PM, fuel type, firing type | 2038
2020 | IN | C. C. Perry K Steam Plant | 992 | 13 | ST | OP | WALL | NG | 4457 | 585189.1875 | 2.1488 | 0.0073439 | EPA/CAMD | NEI avg EF - PM, fuel type, firing type | 2047
2020 | IN | C. C. Perry K Steam Plant | 992 | 14 | ST | OP | WALL | NG | 2483 | 309702.1875 | 1.1372 | 0.0073439 | EPA/CAMD | NEI avg EF - PM, fuel type, firing type | 2047
2020 | IN | C. C. Perry K Steam Plant | 992 | 16 | ST | OP | STOKER | NG | 391 | 46390.1523 | 0.22732 | 0.0098005 | EPA/CAMD | NEI avg EF - PM, fuel type, firing type | 1958
2020 | IN | Cabin Creek Renewable Energy Station | 59791 | 1 | IC | CN | NA | LFG
2020 | IN | Cabin Creek Renewable Energy Station | 59791 | 2 | IC | CN | NA | LFG
2020 | IN | Camp Atterbury Microgrid Hybrid | 63324 | ES1 | BA | OP | NA | MWH |  | 0 |  |  | EIA Prime Mover-level Data
2020 | IN | Camp Atterbury Microgrid Hybrid | 63324 | PV1 | PV | OP | NA | SUN |  | 26126 |  |  | EIA Prime Mover-level Data
2020 | IN | Caterpillar | 50935 | 101 | IC | RE | NA | DFO
2020 | IN | Caterpillar | 50935 | 102 | IC | RE | NA | DFO
2020 | IN | Caterpillar | 50935 | 103 | IC | RE | NA | DFO
2020 | IN | Caterpillar | 50935 | 104 | IC | RE | NA | DFO
2020 | IN | Caterpillar | 50935 | 105 | IC | RE | NA | DFO
2020 | IN | Caterpillar | 50935 | 106 | IC | RE | NA | DFO
2020 | IN | Caterpillar | 50935 | 107 | IC | RE | NA | DFO
2020 | IN | Caterpillar | 50935 | 108 | IC | RE | NA | DFO
2020 | IN | Caterpillar | 50935 | 3512 | IC | OP | NA | DFO |  | 22121.7969 | 3.4289 | 0.31 | EIA Prime Mover-level Data | Estimated using an emission factor
2020 | IN | Caterpillar | 50935 | 3516 | IC | SB | NA | DFO |  | 29495.7285 | 4.5718 | 0.31 | EIA Prime Mover-level Data | Estimated using an emission factor
2020 | IN | Caterpillar | 50935 | 516A | IC | OP | NA | DFO |  | 44243.5938 | 6.8578 | 0.31 | EIA Prime Mover-level Data | Estimated using an emission factor
2020 | IN | Caterpillar | 50935 | ET1 | IC | OP | NA | NG |  | 49159.5508 | 0.010373 | 0.000422 | EIA Prime Mover-level Data | Estimated using an emission factor
2020 | IN | Caterpillar | 50935 | ET2 | IC | OP | NA | NG |  | 49159.5508 | 0.010373 | 0.000422 | EIA Prime Mover-level Data | Estimated using an emission factor
2020 | IN | Caterpillar | 50935 | ET3 | IC | OP | NA | DFO |  | 61449.4375 | 9.5247 | 0.31 | EIA Prime Mover-level Data | Estimated using an emission factor
2020 | IN | Caterpillar | 50935 | ET4 | IC | OP | NA | NG |  | 61449.4375 | 0.012966 | 0.000422 | EIA Prime Mover-level Data | Estimated using an emission factor
2020 | IN | Caterpillar | 50935 | R12 | IC | SB | NA | DFO |  | 9831.9102 | 1.5239 | 0.31 | EIA Prime Mover-level Data | Estimated using an emission factor
2020 | IN | Cayuga | 1001 | 1 | ST | OP | TANGENTIAL | BIT | 5721 | 20524922 | 269.1735 | 0.026229 | EPA/CAMD | EPA/NEI | 1970
2020 | IN | Cayuga | 1001 | 2 | ST | OP | TANGENTIAL | BIT | 6298 | 23490196 | 297.5952 | 0.025338 | EPA/CAMD | EPA/NEI | 1972
2020 | IN | Cayuga | 1001 | 4 | GT | OP | CT | NG | 211 | 172268.25 | 0.13276 | 0.0015413 | EPA/CAMD | EPA/NEI | 1993
2020 | IN | Centerville Solar Park | 62794 | SCENT | PV | OP | NA | SUN |  | 2272 |  |  | EIA Prime Mover-level Data
2020 | IN | Clark-Floyd Landfill Gas Generating | 56539 | ICG1 | IC | RE | NA | LFG
2020 | IN | Clark-Floyd Landfill Gas Generating | 56539 | ICG2 | IC | RE | NA | LFG
2020 | IN | Clark-Floyd Landfill Gas Generating | 56539 | ICG3 | IC | RE | NA | LFG
2020 | IN | Clifty Creek | 983 | 1 | ST | OP | WALL | BIT | 7159 | 8898127 | 26.8742 | 0.0060404 | EPA/CAMD | EPA/NEI | 1955
2020 | IN | Clifty Creek | 983 | 2 | ST | OP | WALL | BIT | 7148 | 8794422 | 26.5772 | 0.0060441 | EPA/CAMD | EPA/NEI | 1955
2020 | IN | Clifty Creek | 983 | 3 | ST | OP | WALL | BIT | 6606 | 8071978.5 | 23.7743 | 0.0058906 | EPA/CAMD | EPA/NEI | 1955
2020 | IN | Clifty Creek | 983 | 4 | ST | OP | WALL | BIT | 7310 | 8805029 | 26.6973 | 0.0060641 | EPA/CAMD | EPA/NEI | 1955
2020 | IN | Clifty Creek | 983 | 5 | ST | OP | WALL | BIT | 7413 | 8777960 | 26.6009 | 0.0060608 | EPA/CAMD | EPA/NEI | 1955
2020 | IN | Clifty Creek | 983 | 6 | ST | OP | WALL | BIT | 5044 | 5592062 | 16.6276 | 0.0059469 | EPA/CAMD | EPA/NEI | 1956
2020 | IN | Columbia City Solar Park | 62769 | SCOLU | PV | V | NA | SUN
2020 | IN | Connersville | 1002 | 1 | GT | RE | NA | DFO
2020 | IN | Connersville | 1002 | 2 | GT | RE | NA | DFO
2020 | IN | Covanta Indianapolis Energy | 50647 | GEN1 | ST | OP | NA | MSW |  | 7537669 | 587.9382 | 0.156 | EIA Prime Mover-level Data | Estimated using an emission factor
2020 | IN | Crane Battery Energy Storage System | 64207 | ES1 | BA | OP | NA | MWH
2020 | IN | Crane Solar Facility | 60435 | XXXXX | PV | OP | NA | SUN |  | 239944 |  |  | EIA Prime Mover-level Data
2020 | IN | Crawfordsville 2 Solar Park | 62484 | SCRA2 | PV | OP | NA | SUN |  | 101582 |  |  | EIA Prime Mover-level Data
2020 | IN | Crawfordsville 3 Solar Park | 62485 | SCRA3 | PV | OP | NA | SUN |  | 69904 |  |  | EIA Prime Mover-level Data
2020 | IN | Crawfordsville 5 Solar Park | 62793 | SCRA5 | PV | OP | NA | SUN |  | 27617 |  |  | EIA Prime Mover-level Data
2020 | IN | Crawfordsville Power Plant | 1024 | 5 | ST | OS | NA | BIT |  | 0 | 0 |  | EIA Unit-level Data | NEI avg EF - PM, fuel type
2020 | IN | Crawfordsville Power Plant | 1024 | 6 | ST | OS | NA | BIT |  | 0 | 0 |  | EIA Unit-level Data | NEI avg EF - PM, fuel type
2020 | IN | Crawfordsville Power Plant | 1024 | D1 | IC | OP | NA | DFO
2020 | IN | Crawfordsville Solar Park 4 | 62776 | SCRA4 | PV | OP | NA | SUN |  | 19881 |  |  | EIA Prime Mover-level Data
2020 | IN | Dean H Mitchell | 996 | 11 | ST | RE | NA | SUB
2020 | IN | Dean H Mitchell | 996 | 4 | ST | RE | NA | NG
2020 | IN | Dean H Mitchell | 996 | 5 | ST | RE | NA | SUB
2020 | IN | Dean H Mitchell | 996 | 6 | ST | RE | NA | SUB
2020 | IN | Dean H Mitchell | 996 | 9A | GT | RE | NA | NG
2020 | IN | Decatur Co. Solar RES (IN) | 59988 | PV1 | PV | OP | NA | SUN |  | 15653 |  |  | EIA Prime Mover-level Data
2020 | IN | Deer Creek PV | 59855 | DCPV1 | PV | OP | NA | SUN |  | 26187 |  |  | EIA Prime Mover-level Data
2020 | IN | Deercroft I & II LFGTE | 54956 | I-1 | IC | OP | NA | NG |  | 33366.125 | 0.0070403 | 0.000422 | EIA Prime Mover-level Data | Estimated using an emission factor
2020 | IN | Deercroft I & II LFGTE | 54956 | I-2 | IC | OP | NA | NG |  | 33366.125 | 0.0070403 | 0.000422 | EIA Prime Mover-level Data | Estimated using an emission factor
2020 | IN | Deercroft I & II LFGTE | 54956 | I-3 | IC | OP | NA | NG |  | 33366.125 | 0.0070403 | 0.000422 | EIA Prime Mover-level Data | Estimated using an emission factor
2020 | IN | Deercroft I & II LFGTE | 54956 | I-4 | IC | OP | NA | NG |  | 33366.125 | 0.0070403 | 0.000422 | EIA Prime Mover-level Data | Estimated using an emission factor
2020 | IN | Deercroft I & II LFGTE | 54956 | II-1 | IC | OP | NA | LFG |  | 33366.125 | 0.24524 | 0.0147 | EIA Prime Mover-level Data | Estimated using an emission factor
2020 | IN | Deercroft I & II LFGTE | 54956 | II-2 | IC | OP | NA | LFG |  | 33366.125 | 0.24524 | 0.0147 | EIA Prime Mover-level Data | Estimated using an emission factor
2020 | IN | Deercroft I & II LFGTE | 54956 | II-3 | IC | OP | NA | LFG |  | 33366.125 | 0.24524 | 0.0147 | EIA Prime Mover-level Data | Estimated using an emission factor
2020 | IN | Deercroft I & II LFGTE | 54956 | II-4 | IC | OP | NA | LFG |  | 33366.125 | 0.24524 | 0.0147 | EIA Prime Mover-level Data | Estimated using an emission factor
2020 | IN | Duke Building 129 | 59434 | DU129 | PV | OP | NA | SUN |  | 38663 |  |  | EIA Prime Mover-level Data
2020 | IN | Duke Building 87 | 59432 | DUK87 | PV | OP | NA | SUN |  | 30030 |  |  | EIA Prime Mover-level Data
2020 | IN | Duke Building 98 | 59433 | DUK98 | PV | OP | NA | SUN |  | 34872 |  |  | EIA Prime Mover-level Data
2020 | IN | Earthmovers LFGTE | 57250 | 1 | IC | OP | NA | LFG |  | 61440.168 | 0.45159 | 0.0147 | EIA Prime Mover-level Data | Estimated using an emission factor
2020 | IN | Earthmovers LFGTE | 57250 | 2 | IC | OP | NA | LFG |  | 61440.168 | 0.45159 | 0.0147 | EIA Prime Mover-level Data | Estimated using an emission factor
2020 | IN | Earthmovers LFGTE | 57250 | 3 | IC | OP | NA | LFG |  | 61440.168 | 0.45159 | 0.0147 | EIA Prime Mover-level Data | Estimated using an emission factor
2020 | IN | Earthmovers LFGTE | 57250 | 4 | IC | OP | NA | LFG |  | 61440.168 | 0.45159 | 0.0147 | EIA Prime Mover-level Data | Estimated using an emission factor
2020 | IN | Earthmovers LFGTE | 57250 | 5 | IC | OP | NA | LFG |  | 61440.168 | 0.45159 | 0.0147 | EIA Prime Mover-level Data | Estimated using an emission factor
2020 | IN | Earthmovers LFGTE | 57250 | 6 | IC | OP | NA | LFG |  | 61440.168 | 0.45159 | 0.0147 | EIA Prime Mover-level Data | Estimated using an emission factor
2020 | IN | East Chicago | 59018 | 1 | PV | OP | NA | SUN |  | 28371 |  |  | EIA Prime Mover-level Data
2020 | IN | Edwardsport Generating Station | 1004 | CTG1 | ST | OP | IGC | SGC | 6540 | 11697562 | 10.4647 | 0.0017892 | EPA/CAMD | EPA/NEI | 2012
2020 | IN | Edwardsport Generating Station | 1004 | CTG2 | ST | OP | IGC | SGC | 6405 | 11865936 | 10.7858 | 0.0018179 | EPA/CAMD | EPA/NEI | 2012
2020 | IN | Elkhart | 986 | 1 | HY | OP | NA | WAT |  | 31246.7656 |  |  | EIA Prime Mover-level Data
2020 | IN | Elkhart | 986 | 2 | HY | OP | NA | WAT |  | 22319.1172 |  |  | EIA Prime Mover-level Data
2020 | IN | Elkhart | 986 | 3 | HY | OP | NA | WAT |  | 22319.1172 |  |  | EIA Prime Mover-level Data
2020 | IN | Ellettsville Solar RES | 59985 | PV1 | PV | OP | NA | SUN |  | 14423 |  |  | EIA Prime Mover-level Data
2020 | IN | Evonik Industries AG | 54835 | T121 | IC | SB | NA | DFO |  | 189 | 0.029295 | 0.31 | EIA Prime Mover-level Data | Estimated using an emission factor
2020 | IN | Expander Turbine | 10475 | 16TG | OT | OP | NA | BFG |  | 0 | 0 |  | EIA Prime Mover-level Data | Estimated using an emission factor
2020 | IN | F B Culley Generating Station | 1012 | 2 | ST | OP | WALL | BIT | 1785 | 1252110 | 9.482 | 0.015146 | EPA/CAMD | NEI avg EF - PM, fuel type, firing type | 1966
2020 | IN | F B Culley Generating Station | 1012 | 3 | ST | OP | WALL | BIT | 4880 | 11066498 | 83.8046 | 0.015146 | EPA/CAMD | NEI avg EF - PM, fuel type, firing type | 1973
2020 | IN | Fowler Ridge IV Wind Farm LLC | 59547 | 1 | WT | OP | NA | WND |  | 3591754 |  |  | EIA Prime Mover-level Data
2020 | IN | Fowler Ridge Wind Farm LLC | 56777 | FIA | WT | OP | NA | WND |  | 4028901 |  |  | EIA Prime Mover-level Data
2020 | IN | Fowler Ridge Wind Farm LLC | 56777 | FIB | WT | OP | NA | WND |  | 2001441.125 |  |  | EIA Prime Mover-level Data
2020 | IN | Fowler Ridge Wind Farm LLC | 56777 | FII | WT | OP | NA | WND |  | 4002882.25 |  |  | EIA Prime Mover-level Data
2020 | IN | Fowler Ridge Wind Farm LLC | 56777 | FIII | WT | OP | NA | WND |  | 1981426.75 |  |  | EIA Prime Mover-level Data
2020 | IN | Frank E Ratts | 1043 | 1 | ST | RE | NA | BIT
2020 | IN | Frank E Ratts | 1043 | 2 | ST | RE | NA | BIT
2020 | IN | Gas City Solar Park | 62767 | SGASC | PV | OP | NA | SUN |  | 20966 |  |  | EIA Prime Mover-level Data
2020 | IN | Georgetown Substation | 7759 | GT1 | GT | OP | CT | NG | 826 | 589492.0625 | 2.2871 | 0.0077596 | EPA/CAMD | NEI avg EF - PM, fuel type, firing type | 2000
2020 | IN | Georgetown Substation | 7759 | GT2 | GT | OP | CT | NG | 1206 | 839915 | 3.2587 | 0.0077596 | EPA/CAMD | NEI avg EF - PM, fuel type, firing type | 2000
2020 | IN | Georgetown Substation | 7759 | GT3 | GT | OP | CT | NG | 1129 | 787236.875 | 3.0543 | 0.0077596 | EPA/CAMD | NEI avg EF - PM, fuel type, firing type | 2000
2020 | IN | Georgetown Substation | 7759 | GT4 | GT | OP | CT | NG | 901 | 666228.6875 | 2.5848 | 0.0077596 | EPA/CAMD | NEI avg EF - PM, fuel type, firing type | 2001
2020 | IN | Gibson | 6113 | 1 | ST | OP | WALL | BIT | 3733 | 16275615 | 233.8779 | 0.02874 | EPA/CAMD | EPA/NEI | 1976
2020 | IN | Gibson | 6113 | 2 | ST | OP | WALL | BIT | 6504 | 31776742 | 428.5014 | 0.026969 | EPA/CAMD | EPA/NEI | 1975
2020 | IN | Gibson | 6113 | 3 | ST | OP | WALL | BIT | 4789 | 20936240 | 305.1424 | 0.02915 | EPA/CAMD | EPA/NEI | 1978
2020 | IN | Gibson | 6113 | 4 | ST | OP | WALL | BIT | 5795 | 26747956 | 375.6137 | 0.028085 | EPA/CAMD | EPA/NEI | 1979
2020 | IN | Gibson | 6113 | 5 | ST | OP | WALL | BIT | 6326 | 25664672 | 385.9491 | 0.030076 | EPA/CAMD | EPA/NEI | 1982
2020 | IN | Green Cow Power | 60721 | ENG1 | IC | OP | NA | OBG |  | 88398.3359 | 0.64973 | 0.0147 | EIA Prime Mover-level Data | Estimated using an emission factor
2020 | IN | Green Cow Power | 60721 | ENG2 | IC | OP | NA | OBG |  | 88398.3359 | 0.64973 | 0.0147 | EIA Prime Mover-level Data | Estimated using an emission factor
2020 | IN | Green Cow Power | 60721 | ENG3 | IC | OP | NA | OBG |  | 88398.3359 | 0.64973 | 0.0147 | EIA Prime Mover-level Data | Estimated using an emission factor
2020 | IN | Greenfield Solar Park | 61053 | SGREE | PV | OP | NA | SUN |  | 44631 |  |  | EIA Prime Mover-level Data
2020 | IN | Griffith | 59019 | 1 | PV | OP | NA | SUN |  | 28845 |  |  | EIA Prime Mover-level Data
2020 | IN | Headwaters Wind Farm II LLC | 62592 | HWII | WT | V | NA | WND
2020 | IN | Headwaters Wind Farm LLC | 58416 | 1 | WT | OP | NA | WND |  | 5705004 |  |  | EIA Prime Mover-level Data
2020 | IN | Heat Recovery Coke Facility | 55066 | TG18 | ST | OP | NA | WH |  | 4153611 |  |  | EIA Prime Mover-level Data
2020 | IN | Hendricks Regional Health | 54731 | GE06 | IC | SB | NA | DFO |  | 91.395 | 0.014166 | 0.31 | EIA Prime Mover-level Data | Estimated using an emission factor
2020 | IN | Hendricks Regional Health | 54731 | GEO1 | IC | SB | NA | DFO |  | 45.698 | 0.0070832 | 0.31 | EIA Prime Mover-level Data | Estimated using an emission factor
2020 | IN | Hendricks Regional Health | 54731 | GEO2 | IC | SB | NA | DFO |  | 45.698 | 0.0070832 | 0.31 | EIA Prime Mover-level Data | Estimated using an emission factor
2020 | IN | Hendricks Regional Health | 54731 | GEO3 | IC | SB | NA | DFO |  | 27.419 | 0.0042499 | 0.31 | EIA Prime Mover-level Data | Estimated using an emission factor
2020 | IN | Hendricks Regional Health | 54731 | GEO4 | IC | SB | NA | DFO |  | 91.395 | 0.014166 | 0.31 | EIA Prime Mover-level Data | Estimated using an emission factor
2020 | IN | Hendricks Regional Health | 54731 | GEO5 | IC | SB | NA | DFO |  | 91.395 | 0.014166 | 0.31 | EIA Prime Mover-level Data | Estimated using an emission factor
2020 | IN | Henry County Generating Station | 7763 | 1 | GT | OP | CT | NG | 2285 | 766464.5625 | 2.9737 | 0.0077596 | EPA/CAMD | NEI avg EF - PM, fuel type, firing type | 2001
2020 | IN | Henry County Generating Station | 7763 | 2 | GT | OP | CT | NG | 3182 | 1092959.25 | 4.2405 | 0.0077596 | EPA/CAMD | NEI avg EF - PM, fuel type, firing type | 2001
2020 | IN | Henry County Generating Station | 7763 | 3 | GT | OP | CT | NG | 2898 | 1062879.5 | 4.1238 | 0.0077596 | EPA/CAMD | NEI avg EF - PM, fuel type, firing type | 2001
2020 | IN | Henryville Solar RES | 59986 | PV1 | PV | OP | NA | SUN |  | 15939 |  |  | EIA Prime Mover-level Data
2020 | IN | Hidden View Dairy, LLC | 59260 | HV1 | IC | OS | NA | OBG |  | 48912.3516 | 0.35951 | 0.0147 | EIA Prime Mover-level Data | Estimated using an emission factor
2020 | IN | Hidden View Dairy, LLC | 59260 | HV2 | IC | RE | NA | OBG
2020 | IN | Hidden View Dairy, LLC | 59260 | HV2-2 | IC | OP | NA | OBG |  | 43477.6484 | 0.31956 | 0.0147 | EIA Prime Mover-level Data | Estimated using an emission factor
2020 | IN | Hobart Solar, LLC | 58795 | HS | PV | OP | NA | SUN |  | 13775 |  |  | EIA Prime Mover-level Data
2020 | IN | Hoosier Energy Lawrence Co Station | 7948 | 1 | GT | OP | CT | NG | 466 | 109659.9375 | 0.38525 | 0.0070263 | EPA/CAMD | EPA/NEI | 2005
2020 | IN | Hoosier Energy Lawrence Co Station | 7948 | 2 | GT | OP | CT | NG | 452 | 102966.8672 | 0.36146 | 0.007021 | EPA/CAMD | EPA/NEI | 2005
2020 | IN | Hoosier Energy Lawrence Co Station | 7948 | 3 | GT | OP | CT | NG | 399 | 90002.5703 | 0.3216 | 0.0071465 | EPA/CAMD | EPA/NEI | 2005
2020 | IN | Hoosier Energy Lawrence Co Station | 7948 | 4 | GT | OP | CT | NG | 409 | 98934.3359 | 0.34538 | 0.0069821 | EPA/CAMD | EPA/NEI | 2005
2020 | IN | Hoosier Energy Lawrence Co Station | 7948 | 5 | GT | OP | CT | NG | 408 | 96730.6875 | 0.34103 | 0.0070511 | EPA/CAMD | EPA/NEI | 2005
2020 | IN | Hoosier Energy Lawrence Co Station | 7948 | 6 | GT | OP | CT | NG | 379 | 91042.9141 | 0.32127 | 0.0070574 | EPA/CAMD | EPA/NEI | 2005
2020 | IN | Hoosier Wind Project LLC | 56878 | TBD | WT | OP | NA | WND |  | 2048558 |  |  | EIA Prime Mover-level Data
2020 | IN | Hurricane Creek Lift Station | 61267 | HURR | IC | SB | NA | DFO |  | 1217 | 0.18863 | 0.31 | EIA Prime Mover-level Data | Estimated using an emission factor
2020 | IN | IMPA Anderson Solar Park | 60253 | SANDE | PV | OP | NA | SUN |  | 50128 |  |  | EIA Prime Mover-level Data
2020 | IN | IMPA Anderson Solar Park 2 | 61054 | SAND2 | PV | OP | NA | SUN |  | 118031 |  |  | EIA Prime Mover-level Data
2020 | IN | IMPA Crawfordsville Solar Park | 59483 | SCRAW | PV | OP | NA | SUN |  | 27881 |  |  | EIA Prime Mover-level Data
2020 | IN | IMPA Frankton Solar Park | 59479 | SFRAN | PV | OP | NA | SUN |  | 8843 |  |  | EIA Prime Mover-level Data
2020 | IN | IMPA Huntingburg Solar Park | 60251 | SHUNT | PV | OP | NA | SUN |  | 20643 |  |  | EIA Prime Mover-level Data
2020 | IN | IMPA Pendleton Solar Park | 59770 | SPEND | PV | OP | NA | SUN |  | 17072 |  |  | EIA Prime Mover-level Data
2020 | IN | IMPA Peru Solar Park | 59481 | SPERU | PV | OP | NA | SUN |  | 20108 |  |  | EIA Prime Mover-level Data
2020 | IN | IMPA Rensselaer Solar Park | 59480 | SRENS | PV | OP | NA | SUN |  | 8932 |  |  | EIA Prime Mover-level Data
2020 | IN | IMPA Richmond Solar Park | 59478 | SRICH | PV | OP | NA | SUN |  | 868 |  |  | EIA Prime Mover-level Data
2020 | IN | IMPA Tell City Solar Park | 59482 | STELL | PV | OP | NA | SUN |  | 12747 |  |  | EIA Prime Mover-level Data
2020 | IN | IMPA Washington Solar Park | 60252 | SWASH | PV | OP | NA | SUN |  | 43180 |  |  | EIA Prime Mover-level Data
2020 | IN | IND Community Solar Farm 1st Phase | 58391 | 1 | PV | OP | NA | SUN |  | 112907 |  |  | EIA Prime Mover-level Data
2020 | IN | IND Solar Farm (Phase IIA) | 59424 | IND2A | PV | OP | NA | SUN
2020 | IN | Indiana Crossroads Wind Farm LLC | 64230 | GEN01 | WT | L | NA | WND
2020 | IN | Indianapolis Motor Speedway Solar PV | 58615 | IMS | PV | OP | NA | SUN |  | 109136 |  |  | EIA Prime Mover-level Data
2020 | IN | Indy Grocers | 59834 | INGRO | PV | OP | NA | SUN
2020 | IN | INDY III | 59823 | INDY3 | PV | OP | NA | SUN
2020 | IN | Indy Solar I, LLC | 58552 | 1 | PV | OP | NA | SUN |  | 127884 |  |  | EIA Prime Mover-level Data
2020 | IN | Indy Solar II, LLC | 58556 | 1 | PV | OP | NA | SUN |  | 117363 |  |  | EIA Prime Mover-level Data
2020 | IN | Indy Solar III, LLC | 58553 | 1 | PV | OP | NA | SUN |  | 115321 |  |  | EIA Prime Mover-level Data
2020 | IN | IPL - Eagle Valley Generating Station | 991 | GT1 | CT | OP | CC | NG | 8101 | 16616211 | 53.5875 | 0.00645 | EPA/CAMD | EPA/NEI | 2017
2020 | IN | IPL - Eagle Valley Generating Station | 991 | GT2 | CT | OP | CC | NG | 8113 | 16631896 | 53.6472 | 0.0064511 | EPA/CAMD | EPA/NEI | 2017
2020 | IN | IPL - Harding Street Station (EW Stout) | 990 | 50 | ST | OP | TANGENTIAL | NG | 3463 | 2056851.625 | 7.4822 | 0.0072754 | EPA/CAMD | EPA/NEI | 1958
2020 | IN | IPL - Harding Street Station (EW Stout) | 990 | 60 | ST | OP | TANGENTIAL | NG | 4182 | 2215179.5 | 8.0636 | 0.0072803 | EPA/CAMD | EPA/NEI | 1961
2020 | IN | IPL - Harding Street Station (EW Stout) | 990 | 70 | ST | OP | TANGENTIAL | NG | 4702 | 11070147 | 40.3104 | 0.0072827 | EPA/CAMD | EPA/NEI | 1973
2020 | IN | IPL - Harding Street Station (EW Stout) | 990 | GT4 | GT | OP | CT | NG | 674 | 425078.5312 | 1.3716 | 0.0064534 | EPA/CAMD | EPA/NEI | 1994
2020 | IN | IPL - Harding Street Station (EW Stout) | 990 | GT5 | GT | OP | CT | NG | 669 | 417783.1875 | 1.3467 | 0.0064467 | EPA/CAMD | EPA/NEI | 1994
2020 | IN | IPL - Harding Street Station (EW Stout) | 990 | GT6 | GT | OP | CT | NG | 1300 | 1746781.5 | 5.6045 | 0.006417 | EPA/CAMD | EPA/NEI | 2002
2020 | IN | IPL - Petersburg Generating Station | 994 | 1 | ST | OP | TANGENTIAL | BIT | 3527 | 7417218 | 17.522 | 0.0047247 | EPA/CAMD | EPA/NEI | 1967
2020 | IN | IPL - Petersburg Generating Station | 994 | 2 | ST | OP | TANGENTIAL | BIT | 5411 | 21160462 | 6.9869 | 0.00066037 | EPA/CAMD | EPA/NEI | 1969
2020 | IN | IPL - Petersburg Generating Station | 994 | 3 | ST | OP | TANGENTIAL | BIT | 4605 | 16520889 | 86.4305 | 0.010463 | EPA/CAMD | EPA/NEI | 1977
2020 | IN | IPL - Petersburg Generating Station | 994 | 4 | ST | OP | TANGENTIAL | BIT | 6857 | 25039226 | 30.6801 | 0.0024506 | EPA/CAMD | EPA/NEI | 1986
2020 | IN | Jackson Co. Solar RES | 59989 | PV1 | PV | OP | NA | SUN |  | 15123 |  |  | EIA Prime Mover-level Data
2020 | IN | Jay County LFGTE | 56464 | 1 | IC | OP | NA | LFG |  | 64598.25 | 0.4748 | 0.0147 | EIA Prime Mover-level Data | Estimated using an emission factor
2020 | IN | Jay County LFGTE | 56464 | 2 | IC | OP | NA | LFG |  | 64598.25 | 0.4748 | 0.0147 | EIA Prime Mover-level Data | Estimated using an emission factor
2020 | IN | Jay County LFGTE | 56464 | 3 | IC | OP | NA | LFG |  | 64598.25 | 0.4748 | 0.0147 | EIA Prime Mover-level Data | Estimated using an emission factor
2020 | IN | Jay County LFGTE | 56464 | 4 | IC | OP | NA | LFG |  | 64598.25 | 0.4748 | 0.0147 | EIA Prime Mover-level Data | Estimated using an emission factor
2020 | IN | Johnson Co. Solar RES | 59990 | PV1 | PV | OP | NA | SUN |  | 16380 |  |  | EIA Prime Mover-level Data
2020 | IN | Jordan Creek Wind Farm, LLC | 63389 | JCW | WT | OP | NA | WND |  | 957792 |  |  | EIA Prime Mover-level Data
2020 | IN | Kokomo Solar 1, LLC | 60864 | PV1 | PV | OP | NA | SUN |  | 68613 |  |  | EIA Prime Mover-level Data
2020 | IN | Lanesville Solar RES | 59984 | PV1 | PV | OP | NA | SUN |  | 10230 |  |  | EIA Prime Mover-level Data
2020 | IN | Lawrenceburg Energy Facility | 55502 | 1 | CT | OP | CC | NG | 8529 | 15685821 | 25.9 | 0.0033023 | EPA/CAMD | EPA/NEI | 2003
2020 | IN | Lawrenceburg Energy Facility | 55502 | 2 | CT | OP | CC | NG | 8494 | 15585447 | 18 | 0.0023098 | EPA/CAMD | EPA/NEI | 2003
2020 | IN | Lawrenceburg Energy Facility | 55502 | 3 | CT | OP | CC | NG | 8594 | 15984852 | 18.3 | 0.0022897 | EPA/CAMD | EPA/NEI | 2003
2020 | IN | Lawrenceburg Energy Facility | 55502 | 4 | CT | OP | CC | NG | 8531 | 15609034 | 18.12 | 0.0023217 | EPA/CAMD | EPA/NEI | 2003
2020 | IN | Lenape II | 58703 | 1 | PV | OP | NA | SUN |  | 47601 |  |  | EIA Prime Mover-level Data
2020 | IN | Liberty I & II LFGTE | 56465 | 1 | IC | OP | NA | LFG |  | 57500.6875 | 0.42263 | 0.0147 | EIA Prime Mover-level Data | Estimated using an emission factor
2020 | IN | Liberty I & II LFGTE | 56465 | 1-II | IC | OP | NA | LFG |  | 57500.6875 | 0.42263 | 0.0147 | EIA Prime Mover-level Data | Estimated using an emission factor
2020 | IN | Liberty I & II LFGTE | 56465 | 1-III | IC | OP | NA | LFG |  | 115001.375 | 0.84526 | 0.0147 | EIA Prime Mover-level Data | Estimated using an emission factor
2020 | IN | Liberty I & II LFGTE | 56465 | 2 | IC | OP | NA | LFG |  | 57500.6875 | 0.42263 | 0.0147 | EIA Prime Mover-level Data | Estimated using an emission factor
2020 | IN | Liberty I & II LFGTE | 56465 | 2-II | IC | OP | NA | LFG |  | 57500.6875 | 0.42263 | 0.0147 | EIA Prime Mover-level Data | Estimated using an emission factor
2020 | IN | Liberty I & II LFGTE | 56465 | 2-III | IC | OP | NA | LFG |  | 115001.375 | 0.84526 | 0.0147 | EIA Prime Mover-level Data | Estimated using an emission factor
2020 | IN | Liberty I & II LFGTE | 56465 | 3 | IC | OP | NA | LFG |  | 57500.6875 | 0.42263 | 0.0147 | EIA Prime Mover-level Data | Estimated using an emission factor
2020 | IN | Liberty I & II LFGTE | 56465 | 3-II | IC | OP | NA | LFG |  | 57500.6875 | 0.42263 | 0.0147 | EIA Prime Mover-level Data | Estimated using an emission factor
2020 | IN | Liberty I & II LFGTE | 56465 | 3-III | IC | OP | NA | LFG |  | 115001.375 | 0.84526 | 0.0147 | EIA Prime Mover-level Data | Estimated using an emission factor
2020 | IN | Liberty I & II LFGTE | 56465 | 4 | IC | OP | NA | LFG |  | 57500.6875 | 0.42263 | 0.0147 | EIA Prime Mover-level Data | Estimated using an emission factor
2020 | IN | Liberty I & II LFGTE | 56465 | 4-II | IC | OP | NA | LFG |  | 57500.6875 | 0.42263 | 0.0147 | EIA Prime Mover-level Data | Estimated using an emission factor
2020 | IN | Liberty I & II LFGTE | 56465 | 4-III | IC | OP | NA | LFG |  | 115001.375 | 0.84526 | 0.0147 | EIA Prime Mover-level Data | Estimated using an emission factor
2020 | IN | Lilly Technical Center | 58043 | 1 | IC | SB | NA | DFO
2020 | IN | Lilly Technical Center | 58043 | 2 | IC | SB | NA | DFO
2020 | IN | Lilly Technical Center | 58043 | 3 | IC | SB | NA | DFO
2020 | IN | Lilly Technical Center | 58043 | 4 | IC | SB | NA | DFO
2020 | IN | Lilly Technical Center | 58043 | 5 | ST | RE | NA | PUR
2020 | IN | Lincoln Solar | 58496 | PV2 | PV | OP | NA | SUN |  | 21993 |  |  | EIA Prime Mover-level Data
2020 | IN | Logansport Solar | 63861 | INLP | PV | L | NA | SUN
2020 | IN | M. G. Emmett J. Bean Federal Center | 58178 | 1 | PV | OP | NA | SUN |  | 7193 |  |  | EIA Prime Mover-level Data
2020 | IN | Marion Solar LNG | 59180 | PV1 | PV | OP | NA | SUN |  | 19879 |  |  | EIA Prime Mover-level Data
2020 | IN | Markland | 1005 | 1 | HY | OP | NA | WAT |  | 598526.3125 |  |  | EIA Prime Mover-level Data
2020 | IN | Markland | 1005 | 2 | HY | OP | NA | WAT |  | 598526.3125 |  |  | EIA Prime Mover-level Data
2020 | IN | Markland | 1005 | 3 | HY | OP | NA | WAT |  | 598526.3125 |  |  | EIA Prime Mover-level Data
2020 | IN | Maywood Photovoltaic Project | 58770 | 1 | PV | OP | NA | SUN |  | 91555 |  |  | EIA Prime Mover-level Data
2020 | IN | McDonald Solar Farm, LLC | 60238 | PV1 | PV | OP | NA | SUN |  | 76782 |  |  | EIA Prime Mover-level Data
2020 | IN | Meadow Lake Wind Farm II LLC | 57112 | GEN1 | WT | OP | NA | WND |  | 2120319 |  |  | EIA Prime Mover-level Data
2020 | IN | Meadow Lake Wind Farm III LLC | 57115 | GEN 1 | WT | OP | NA | WND |  | 2276837 |  |  | EIA Prime Mover-level Data
2020 | IN | Meadow Lake Wind Farm IV | 57177 | GEN 1 | WT | OP | NA | WND |  | 1647631 |  |  | EIA Prime Mover-level Data
2020 | IN | Meadow Lake Wind Farm LLC | 57109 | GEN 1 | WT | OP | NA | WND |  | 3990024 |  |  | EIA Prime Mover-level Data
2020 | IN | Meadow Lake Wind Farm V LLC | 57628 | GEN1 | WT | OP | NA | WND |  | 2868839 |  |  | EIA Prime Mover-level Data
2020 | IN | Meadow Lake Wind Farm VI LLC | 61756 | MWLVI | WT | OP | NA | WND |  | 5436793 |  |  | EIA Prime Mover-level Data
2020 | IN | Merom | 6213 | 1SG1 | ST | OP | TURBO | BIT | 4431 | 15826441 | 8.6846 | 0.0010975 | EPA/CAMD | EPA/NEI | 1983
2020 | IN | Merom | 6213 | 2SG1 | ST | OP | TURBO | BIT | 3912 | 13481565 | 8.5852 | 0.0012736 | EPA/CAMD | EPA/NEI | 1982
2020 | IN | Miami Wabash | 1006 | 1 | GT | RE | NA | DFO
2020 | IN | Miami Wabash | 1006 | 2 | GT | RE | NA | DFO
2020 | IN | Miami Wabash | 1006 | 3 | GT | RE | NA | DFO
2020 | IN | Miami Wabash | 1006 | 4 | GT | RE | NA | DFO
2020 | IN | Miami Wabash | 1006 | 5 | GT | RE | NA | DFO
2020 | IN | Miami Wabash | 1006 | 6 | GT | RE | NA | DFO
2020 | IN | Michigan City Generating Station | 997 | 12 | ST | OP | CYCLONE | SUB | 4980 | 16260738 | 164.8173 | 0.020272 | EPA/CAMD | EPA/NEI | 1974
2020 | IN | Middlebury Solar | 60047 | PV6 | PV | OP | NA | SUN |  | 20379 |  |  | EIA Prime Mover-level Data
2020 | IN | Montpelier Electric Gen Station | 55229 | G1CT1 | GT | OP | CT | NG | 1197 | 196554 | 0.76259 | 0.0077596 | EPA/CAMD | NEI avg EF - PM, fuel type, firing type | 2001
2020 | IN | Montpelier Electric Gen Station | 55229 | G1CT2 | GT | OP | CT | NG | 1153 | 210897.5 | 0.81824 | 0.0077596 | EPA/CAMD | NEI avg EF - PM, fuel type, firing type | 2001
2020 | IN | Montpelier Electric Gen Station | 55229 | G2CT1 | GT | OP | CT | NG | 1163 | 218291 | 0.84693 | 0.0077596 | EPA/CAMD | NEI avg EF - PM, fuel type, firing type | 2001
2020 | IN | Montpelier Electric Gen Station | 55229 | G2CT2 | GT | OP | CT | NG | 1157 | 217711.7969 | 0.84468 | 0.0077596 | EPA/CAMD | NEI avg EF - PM, fuel type, firing type | 2001
2020 | IN | Montpelier Electric Gen Station | 55229 | G3CT1 | GT | OP | CT | NG | 807 | 157370.7031 | 0.61057 | 0.0077596 | EPA/CAMD | NEI avg EF - PM, fuel type, firing type | 2001
2020 | IN | Montpelier Electric Gen Station | 55229 | G3CT2 | GT | OP | CT | NG | 436 | 70621.2031 | 0.274 | 0.0077596 | EPA/CAMD | NEI avg EF - PM, fuel type, firing type | 2001
2020 | IN | Montpelier Electric Gen Station | 55229 | G4CT1 | GT | OP | CT | NG | 1188 | 231615.4062 | 0.89863 | 0.0077596 | EPA/CAMD | NEI avg EF - PM, fuel type, firing type | 2001
2020 | IN | Montpelier Electric Gen Station | 55229 | G4CT2 | GT | OP | CT | NG | 1186 | 227812.2031 | 0.88387 | 0.0077596 | EPA/CAMD | NEI avg EF - PM, fuel type, firing type | 2001
2020 | IN | Munster Landfill Gas-to-Energy | 59808 | GEN1 | IC | OP | NA | LFG |  | 75859 | 0.55756 | 0.0147 | EIA Prime Mover-level Data | Estimated using an emission factor
2020 | IN | NA 1 (IN) | 7228 | 1 | GT | CN | NA | NG
2020 | IN | NA 1 (IN) | 7228 | 10 | GT | CN | NA | NG
2020 | IN | NA 1 (IN) | 7228 | 11 | GT | CN | NA | NG
2020 | IN | NA 1 (IN) | 7228 | 12 | GT | CN | NA | NG
2020 | IN | NA 1 (IN) | 7228 | 13 | GT | CN | NA | NG
2020 | IN | NA 1 (IN) | 7228 | 14 | GT | CN | NA | NG
2020 | IN | NA 1 (IN) | 7228 | 15 | GT | CN | NA | NG
2020 | IN | NA 1 (IN) | 7228 | 16 | GT | CN | NA | NG
2020 | IN | NA 1 (IN) | 7228 | 2 | GT | CN | NA | NG
2020 | IN | NA 1 (IN) | 7228 | 3 | GT | CN | NA | NG
2020 | IN | NA 1 (IN) | 7228 | 4 | GT | CN | NA | NG
2020 | IN | NA 1 (IN) | 7228 | 5 | GT | CN | NA | NG
2020 | IN | NA 1 (IN) | 7228 | 6 | GT | CN | NA | NG
2020 | IN | NA 1 (IN) | 7228 | 7 | GT | CN | NA | NG
2020 | IN | NA 1 (IN) | 7228 | 8 | GT | CN | NA | NG
2020 | IN | NA 1 (IN) | 7228 | 9 | GT | CN | NA | NG
2020 | IN | Nabb Battery Energy Storage System | 62862 | ES1 | BA | OP | NA | MWH |  | 0 |  |  | EIA Prime Mover-level Data
2020 | IN | New Castle Solar RES | 59981 | PV1 | PV | OP | NA | SUN |  | 15608 |  |  | EIA Prime Mover-level Data
2020 | IN | New Haven Solar RES | 59983 | PV1 | PV | OP | NA | SUN |  | 16484 |  |  | EIA Prime Mover-level Data
2020 | IN | Noblesville | 1007 | CT3 | CT | OP | CC | NG | 6154 | 4037507.5 | 12.4785 | 0.0061813 | EPA/CAMD | NEI avg EF - PM, fuel type, firing type | 2003
2020 | IN | Noblesville | 1007 | CT4 | CT | OP | CC | NG | 7450 | 4982184 | 15.3981 | 0.0061813 | EPA/CAMD | NEI avg EF - PM, fuel type, firing type | 2003
2020 | IN | Noblesville | 1007 | CT5 | CT | OP | CC | NG | 5584 | 3582422 | 11.072 | 0.0061813 | EPA/CAMD | NEI avg EF - PM, fuel type, firing type | 2003
2020 | IN | Northeast (IN) | 1013 | 1 | GT | RE | NA | NG
2020 | IN | Northeast (IN) | 1013 | 2 | GT | RE | NA | NG
2020 | IN | Norway (IN) | 998 | 1 | HY | OP | NA | WAT |  | 36880.2734 |  |  | EIA Prime Mover-level Data
2020 | IN | Norway (IN) | 998 | 2 | HY | OP | NA | WAT |  | 36880.2734 |  |  | EIA Prime Mover-level Data
2020 | IN | Norway (IN) | 998 | 3 | HY | OP | NA | WAT |  | 36880.2734 |  |  | EIA Prime Mover-level Data
2020 | IN | Norway (IN) | 998 | 4 | HY | OP | NA | WAT |  | 23972.1777 |  |  | EIA Prime Mover-level Data
2020 | IN | Notre Dame Hydro | 62918 | HYD1 | HY | V | NA | WAT
2020 | IN | Oak Hill Solar Array | 61333 | OHSA1 | PV | OP | NA | SUN |  | 30020 |  |  | EIA Prime Mover-level Data
2020 | IN | Oak Ridge LFGTE | 56463 | 1 | IC | OP | NA | LFG |  | 78558.25 | 0.5774 | 0.0147 | EIA Prime Mover-level Data | Estimated using an emission factor
2020 | IN | Oak Ridge LFGTE | 56463 | 2 | IC | OP | NA | LFG |  | 78558.25 | 0.5774 | 0.0147 | EIA Prime Mover-level Data | Estimated using an emission factor
2020 | IN | Oak Ridge LFGTE | 56463 | 3 | IC | OP | NA | LFG |  | 78558.25 | 0.5774 | 0.0147 | EIA Prime Mover-level Data | Estimated using an emission factor
2020 | IN | Oak Ridge LFGTE | 56463 | 4 | IC | OP | NA | LFG |  | 78558.25 | 0.5774 | 0.0147 | EIA Prime Mover-level Data | Estimated using an emission factor
2020 | IN | Oakdale | 999 | 1 | HY | OP | NA | WAT |  | 56604.3984 |  |  | EIA Prime Mover-level Data
2020 | IN | Oakdale | 999 | 2 | HY | OP | NA | WAT |  | 42124.2031 |  |  | EIA Prime Mover-level Data
2020 | IN | Oakdale | 999 | 3 | HY | OP | NA | WAT |  | 56604.3984 |  |  | EIA Prime Mover-level Data
2020 | IN | OlivePV | 59854 | OLPV1 | PV | OP | NA | SUN |  | 68078 |  |  | EIA Prime Mover-level Data
2020 | IN | Orme Park Water Treatment Plant | 61266 | ORME | IC | RE | NA | DFO
2020 | IN | Osprey Point RES | 59255 | 1 | IC | OS | NA | OG
2020 | IN | Osprey Point RES | 59255 | 2 | IC | OS | NA | OG
2020 | IN | Osprey Point RES | 59255 | 3 | IC | OS | NA | OG
2020 | IN | Osprey Point RES | 59255 | 4 | IC | OS | NA | OG
2020 | IN | Pastime Farm, LLC | 60239 | PV1 | PV | OP | NA | SUN |  | 78509 |  |  | EIA Prime Mover-level Data
2020 | IN | Peru (IN) | 1037 | 2 | ST | RE | NA | BIT
2020 | IN | Peru (IN) | 1037 | 3 | ST | RE | NA | BIT
2020 | IN | Peru (IN) | 1037 | D1 | IC | SB | NA | DFO
2020 | IN | Peru 2 | 64246 | PERU2 | PV | U | NA | SUN
2020 | IN | Peru 3 | 64250 | PERU3 | PV | L | NA | SUN
2020 | IN | POET Biorefining - North Manchester, LLC | 63852 | K745 | ST | OP | NA | NG |  | 1263317 | 4.6899 | 0.0074247 | EIA Prime Mover-level Data | NEI avg EF - PM, fuel type
2020 | IN | POET Biorefining - Portland | 63922 | G-745 | ST |  | NA | NG |  | 1108497.5 | 4.1151 | 0.0074247 | EIA Unit-level Data | NEI avg EF - PM, fuel type
2020 | IN | POET Biorefining - Shelbyville | 63921 | 1 | ST |  | NA | NG |  | 839904 | 3.118 | 0.0074247 | EIA Unit-level Data | NEI avg EF - PM, fuel type
2020 | IN | POET Biorefining- Alexandria, LLC | 63924 | 1 | ST |  | NA | NG |  | 1120503.25 | 4.1597 | 0.0074247 | EIA Unit-level Data | NEI avg EF - PM, fuel type
2020 | IN | Portage Solar | 60046 | PV7 | PV | OP | NA | SUN |  | 19783 |  |  | EIA Prime Mover-level Data
2020 | IN | Portside Energy | 55096 | BLR1 | ST | OP | OTHER BOILER | NG | 2019 | 605101 | 2.299 | 0.0075987 | EIA non-ozone season distributed and EPA/CAMD ozone season | EPA/NEI | 1997
2020 | IN | Portside Energy | 55096 | BLR2 | ST | OP | OTHER BOILER | NG | 2409 | 716750.1875 | 2.1546 | 0.0060121 | EIA non-ozone season distributed and EPA/CAMD ozone season | EPA/NEI | 1997
2020 | IN | Portside Energy | 55096 | CT | GT | OP | CT | NG | 3136 | 2785754.75 | 8.9479 | 0.006424 | EIA non-ozone season distributed and EPA/CAMD ozone season | EPA/NEI | 1997
2020 | IN | Prairie View I & II LFGTE | 54926 | I-1 | IC | OP | NA | LFG |  | 62392.125 | 0.45858 | 0.0147 | EIA Prime Mover-level Data | Estimated using an emission factor
2020 | IN | Prairie View I & II LFGTE | 54926 | I-2 | IC | OP | NA | LFG |  | 62392.125 | 0.45858 | 0.0147 | EIA Prime Mover-level Data | Estimated using an emission factor
2020 | IN | Prairie View I & II LFGTE | 54926 | I-3 | IC | OP | NA | LFG |  | 62392.125 | 0.45858 | 0.0147 | EIA Prime Mover-level Data | Estimated using an emission factor
2020 | IN | Prairie View I & II LFGTE | 54926 | I-4 | IC | OP | NA | LFG |  | 62392.125 | 0.45858 | 0.0147 | EIA Prime Mover-level Data | Estimated using an emission factor
2020 | IN | Prairie View I & II LFGTE | 54926 | II-1 | IC | OP | NA | LFG |  | 62392.125 | 0.45858 | 0.0147 | EIA Prime Mover-level Data | Estimated using an emission factor
2020 | IN | Prairie View I & II LFGTE | 54926 | II-2 | IC | OP | NA | LFG |  | 62392.125 | 0.45858 | 0.0147 | EIA Prime Mover-level Data | Estimated using an emission factor
2020 | IN | Prairie View I & II LFGTE | 54926 | II-3 | IC | OP | NA | LFG |  | 62392.125 | 0.45858 | 0.0147 | EIA Prime Mover-level Data | Estimated using an emission factor
2020 | IN | Prairie View I & II LFGTE | 54926 | II-4 | IC | OP | NA | LFG |  | 62392.125 | 0.45858 | 0.0147 | EIA Prime Mover-level Data | Estimated using an emission factor
2020 | IN | Prairies Edge Generating Facility | 58129 | GEN1 | IC | SB | NA | NG |  | 19273 | 0.0040666 | 0.000422 | EIA Prime Mover-level Data | Estimated using an emission factor
2020 | IN | Purdue Energy Park | 57518 | 1 | WT | CN | NA | WND
2020 | IN | Purdue Energy Park | 57518 | 2 | WT | CN | NA | WND
2020 | IN | Purdue University-Wade Utility | 50240 | 2 | ST | OP | WALL | NG | 7477 | 1212942.5 | 3.9858 | 0.0065721 | EPA/CAMD | EPA/NEI
2020 | IN | Purdue University-Wade Utility | 50240 | 3 | ST | OP | OTHER BOILER | NG | 5706 | 1131150.375 | 2.9464 | 0.0052096 | EPA/CAMD | EPA/NEI
2020 | IN | Purdue University-Wade Utility | 50240 | 5 | ST | OP | FLUIDIZED | BIT | 4555 | 698448.0625 | 6.954 | 0.019913 | EPA/CAMD | EPA/NEI
2020 | IN | Purdue University-Wade Utility | 50240 | 7 | ST | OP | OTHER BOILER | NG | 7645 | 1934106.375 | 8.9054 | 0.0092088 | EPA/CAMD | NEI avg EF - PM, fuel type, firing type | 2012
2020 | IN | R Gallagher | 1008 | 2 | ST | OP | WALL | BIT | 477 | 309632.625 | 3.4948 | 0.022574 | EPA/CAMD | EPA/NEI | 1958
2020 | IN | R Gallagher | 1008 | 4 | ST | OP | WALL | BIT | 529 | 353759.75 | 4.0774 | 0.023052 | EPA/CAMD | EPA/NEI | 1961
2020 | IN | R M Schahfer Generating Station | 6085 | 14 | ST | OP | CYCLONE | SUB | 845 | 2568494.25 | 19.1663 | 0.014924 | EPA/CAMD | EPA/NEI | 1976
2020 | IN | R M Schahfer Generating Station | 6085 | 15 | ST | OP | WALL | SUB | 3342 | 10469927 | 101.6799 | 0.019423 | EPA/CAMD | EPA/NEI | 1979
2020 | IN | R M Schahfer Generating Station | 6085 | 16A | GT | OP | CT | NG | 95 | 50847.1094 | 0.13969 | 0.0054944 | EPA/CAMD | EPA/NEI | 1979
2020 | IN | R M Schahfer Generating Station | 6085 | 16B | GT | OP | CT | NG | 11 | 7049.0122 | 0.021646 | 0.0061417 | EPA/CAMD | EPA/NEI | 1979
2020 | IN | R M Schahfer Generating Station | 6085 | 17 | ST | OP | TANGENTIAL | BIT | 5550 | 12827963 | 129.875 | 0.020249 | EPA/CAMD | EPA/NEI | 1983
2020 | IN | R M Schahfer Generating Station | 6085 | 18 | ST | OP | TANGENTIAL | BIT | 5177 | 10987856 | 117.1019 | 0.021315 | EPA/CAMD | EPA/NEI | 1986
2020 | IN | Randolph Eastern School Wind Turbine | 57638 | 1 | WT | OS | NA | WND
2020 | IN | Rensselaer City Light Plant | 1038 | 10 | IC | OS | NA | DFO |  | 7.339 | 0.0011375 | 0.31 | EIA Prime Mover-level Data | Estimated using an emission factor
2020 | IN | Rensselaer City Light Plant | 1038 | 11 | IC | OS | NA | DFO |  | 7.339 | 0.0011375 | 0.31 | EIA Prime Mover-level Data | Estimated using an emission factor
2020 | IN | Rensselaer City Light Plant | 1038 | 14 | IC | OS | NA | NG |  | 18.349 | 3.8716e-06 | 0.000422 | EIA Prime Mover-level Data | Estimated using an emission factor
2020 | IN | Rensselaer City Light Plant | 1038 | 15 | IC | OP | NA | NG |  | 30.826 | 6.5043e-06 | 0.000422 | EIA Prime Mover-level Data | Estimated using an emission factor
2020 | IN | Rensselaer City Light Plant | 1038 | 5 | IC | SB | NA | DFO |  | 6.972 | 0.0010807 | 0.31 | EIA Prime Mover-level Data | Estimated using an emission factor
2020 | IN | Rensselaer City Light Plant | 1038 | 6 | IC | SB | NA | DFO |  | 9.174 | 0.001422 | 0.31 | EIA Prime Mover-level Data | Estimated using an emission factor
2020 | IN | Rensselaer City Light Plant | 1038 | 7 | IC | RE | NA | DFO
2020 | IN | Rensselaer Solar Site 2 | 61799 | SREN2 | PV | OP | NA | SUN |  | 63850 |  |  | EIA Prime Mover-level Data
2020 | IN | Richmond (IN) | 7335 | RCT1 | GT | OP | CT | NG | 110 | 34566.2305 | 0.13411 | 0.0077596 | EPA/CAMD | NEI avg EF - PM, fuel type, firing type | 1992
2020 | IN | Richmond (IN) | 7335 | RCT2 | GT | OP | CT | NG | 117 | 36686.8281 | 0.14234 | 0.0077596 | EPA/CAMD | NEI avg EF - PM, fuel type, firing type | 1992
2020 | IN | Richmond 5 | 64247 | RICH5 | PV | U | NA | SUN
2020 | IN | Richmond 6 | 64252 | RICH6 | PV | L | NA | SUN
2020 | IN | Richmond Solar Park 3 | 62770 | SRIC3 | PV | OP | NA | SUN |  | 95353 |  |  | EIA Prime Mover-level Data
2020 | IN | Richmond Solar Park 4 | 62791 | SRIC4 | PV | OP | NA | SUN |  | 10335 |  |  | EIA Prime Mover-level Data
2020 | IN | Richmond Solar Site 2 | 61729 | SRIC2 | PV | OP | NA | SUN |  | 116505 |  |  | EIA Prime Mover-level Data
2020 | IN | Riverstart Solar Park LLC | 64553 | GEN01 | PV | L | NA | SUN
2020 | IN | Rockport | 6166 | AB1 | ST | OP | OTHER BOILER | DFO | 87 | 51194.6992 | 0.14816 | 0.005788 | EPA/CAMD | EPA/NEI
2020 | IN | Rockport | 6166 | AB2 | ST | OP | OTHER BOILER | DFO | 102 | 59015.6016 | 0.57447 | 0.019468 | EPA/CAMD | EPA/NEI
2020 | IN | Rockport | 6166 | MB1 | ST | OP | WALL | SUB | 2595 | 17463214 | 124.6447 | 0.014275 | EPA/CAMD | EPA/NEI | 1984
2020 | IN | Rockport | 6166 | MB2 | ST | OP | WALL | SUB | 3225 | 24332338 | 195.753 | 0.01609 | EPA/CAMD | EPA/NEI | 1989
2020 | IN | Rockville Solar I LLC | 58942 | RVSI | PV | OP | NA | SUN |  | 29953 |  |  | EIA Prime Mover-level Data
2020 | IN | Rockville Solar II, LLC | 58953 | RVSII | PV | OP | NA | SUN |  | 29301 |  |  | EIA Prime Mover-level Data
2020 | IN | Rosewater Wind Farm | 62891 | ROSEW | WT | OP | NA | WND |  | 203069 |  |  | EIA Prime Mover-level Data
2020 | IN | SABIC Innovative Plastics Mt. Vernon | 58063 | 1 | ST | RE | NA | BIT
2020 | IN | SABIC Innovative Plastics Mt. Vernon | 58063 | COGN1 | GT | OP | NA | NG |  | 6294931 | 3.1293 | 0.00099423 | EIA Prime Mover-level Data | NEI avg EF - PM, fuel type, firing type
2020 | IN | Sagamore Plant Cogeneration | 50903 | GEN1 | ST | OP | NA | NG |  | 383424 | 1.4234 | 0.0074247 | EIA Prime Mover-level Data | NEI avg EF - PM, fuel type
2020 | IN | Scotland Solar RES | 59982 | PV1 | PV | OP | NA | SUN |  | 10588 |  |  | EIA Prime Mover-level Data
2020 | IN | Scottsburg Solar Park | 62766 | SCCOT | PV | OP | NA | SUN |  | 27696 |  |  | EIA Prime Mover-level Data
2020 | IN | Sheridan School Corporation Solar | 63213 | 418ES | PV | OP | NA | SUN |  | 7022.3999 |  |  | EIA Prime Mover-level Data
2020 | IN | Sheridan School Corporation Solar | 63213 | 418HS | PV | OP | NA | SUN |  | 10533.5996 |  |  | EIA Prime Mover-level Data
2020 | IN | Spring Mill Solar RES | 59987 | PV1 | PV | OP | NA | SUN |  | 13326 |  |  | EIA Prime Mover-level Data
2020 | IN | St. Joseph Energy Center LLC | 57794 | CTG01A | CT | OP | CC | NG | 6928 | 15831687 | 50.2704 | 0.0063506 | EPA/CAMD | EPA/NEI | 2017
2020 | IN | St. Joseph Energy Center LLC | 57794 | CTG01B | CT | OP | CC | NG | 7089 | 16119573 | 48.0006 | 0.0059556 | EPA/CAMD | EPA/NEI | 2017
2020 | IN | St. Joseph Solar | 63801 | 1 | PV | V | NA | SUN
2020 | IN | Staunton | 61885 | GEN1 | PV | OP | NA | SUN |  | 65536 |  |  | EIA Prime Mover-level Data
2020 | IN | Sugar Creek Generating Station | 55364 | CT11 | CT | OP | CC | NG | 6974 | 12007963 | 87.71 | 0.014609 | EPA/CAMD | EPA/NEI | 2002
2020 | IN | Sugar Creek Generating Station | 55364 | CT12 | CT | OP | CC | NG | 6906 | 11708178 | 87.71 | 0.014983 | EPA/CAMD | EPA/NEI | 2002
2020 | IN | Sullivan Solar, LLC | 60410 | SULPV | PV | OP | NA | SUN |  | 78490 |  |  | EIA Prime Mover-level Data
2020 | IN | Tanners Creek | 988 | 1 | ST | RE | NA | BIT
2020 | IN | Tanners Creek | 988 | 2 | ST | RE | NA | BIT
2020 | IN | Tanners Creek | 988 | 3 | ST | RE | NA | BIT
2020 | IN | Tanners Creek | 988 | 4 | ST | RE | NA | BIT
2020 | IN | Tate & Lyle Lafayette South Plant | 64854 | GTG01 | GT | T | NA | NG
2020 | IN | Tate & Lyle Lafayette South Plant | 64854 | GTG02 | GT | T | NA | NG
2020 | IN | Tell City Solar Park | 62790 | STEL2 | PV | OP | NA | SUN |  | 22388 |  |  | EIA Prime Mover-level Data
2020 | IN | Tippecanoe Solar Power Plant | 63137 | PV1 | PV | OP | NA | SUN |  | 9519 |  |  | EIA Prime Mover-level Data
2020 | IN | Tipton Solar Park | 62305 | STIP | PV | OP | NA | SUN |  | 80324 |  |  | EIA Prime Mover-level Data
2020 | IN | Troy Solar | 63929 | TROY1 | PV | V | NA | SUN
2020 | IN | Twin Branch | 989 | H1E | HY | OP | NA | WAT |  | 26722.625 |  |  | EIA Prime Mover-level Data
2020 | IN | Twin Branch | 989 | H1W | HY | OP | NA | WAT |  | 26722.625 |  |  | EIA Prime Mover-level Data
2020 | IN | Twin Branch | 989 | H2W | HY | OP | NA | WAT |  | 26722.625 |  |  | EIA Prime Mover-level Data
2020 | IN | Twin Branch | 989 | H3W | HY | OP | NA | WAT |  | 26722.625 |  |  | EIA Prime Mover-level Data
2020 | IN | Twin Branch | 989 | H4W | HY | OP | NA | WAT |  | 26722.625 |  |  | EIA Prime Mover-level Data
2020 | IN | Twin Branch | 989 | H5W | HY | OP | NA | WAT |  | 26722.625 |  |  | EIA Prime Mover-level Data
2020 | IN | Twin Branch | 989 | H6E | HY | OP | NA | WAT |  | 26722.625 |  |  | EIA Prime Mover-level Data
2020 | IN | Twin Branch | 989 | H6W | HY | OP | NA | WAT |  | 26722.625 |  |  | EIA Prime Mover-level Data
2020 | IN | Twin Branch PV | 59861 | TBPV1 | PV | OP | NA | SUN |  | 26856 |  |  | EIA Prime Mover-level Data
2020 | IN | Twin Bridges LFGTE | 54925 | I-1 | IC | OP | NA | LFG |  | 63355.625 | 0.46566 | 0.0147 | EIA Prime Mover-level Data | Estimated using an emission factor
2020 | IN | Twin Bridges LFGTE | 54925 | I-2 | IC | OP | NA | LFG |  | 63355.625 | 0.46566 | 0.0147 | EIA Prime Mover-level Data | Estimated using an emission factor
2020 | IN | Twin Bridges LFGTE | 54925 | I-3 | IC | OP | NA | LFG |  | 63355.625 | 0.46566 | 0.0147 | EIA Prime Mover-level Data | Estimated using an emission factor
2020 | IN | Twin Bridges LFGTE | 54925 | I-4 | IC | OP | NA | LFG |  | 63355.625 | 0.46566 | 0.0147 | EIA Prime Mover-level Data | Estimated using an emission factor
2020 | IN | Twin Bridges LFGTE | 54925 | II-1 | IC | OP | NA | LFG |  | 63355.625 | 0.46566 | 0.0147 | EIA Prime Mover-level Data | Estimated using an emission factor
2020 | IN | Twin Bridges LFGTE | 54925 | II-2 | IC | OP | NA | LFG |  | 63355.625 | 0.46566 | 0.0147 | EIA Prime Mover-level Data | Estimated using an emission factor
2020 | IN | Twin Bridges LFGTE | 54925 | II-3 | IC | OP | NA | LFG |  | 63355.625 | 0.46566 | 0.0147 | EIA Prime Mover-level Data | Estimated using an emission factor
2020 | IN | Twin Bridges LFGTE | 54925 | II-4 | IC | OP | NA | LFG |  | 63355.625 | 0.46566 | 0.0147 | EIA Prime Mover-level Data | Estimated using an emission factor
2020 | IN | Twin Bridges LFGTE | 54925 | III-1 | IC | OP | NA | LFG |  | 63355.625 | 0.46566 | 0.0147 | EIA Prime Mover-level Data | Estimated using an emission factor
2020 | IN | Twin Bridges LFGTE | 54925 | III-2 | IC | OP | NA | LFG |  | 63355.625 | 0.46566 | 0.0147 | EIA Prime Mover-level Data | Estimated using an emission factor
2020 | IN | Twin Bridges LFGTE | 54925 | III-3 | IC | OP | NA | LFG |  | 63355.625 | 0.46566 | 0.0147 | EIA Prime Mover-level Data | Estimated using an emission factor
2020 | IN | Twin Bridges LFGTE | 54925 | III-4 | IC | OP | NA | LFG |  | 63355.625 | 0.46566 | 0.0147 | EIA Prime Mover-level Data | Estimated using an emission factor
2020 | IN | Twin Bridges LFGTE | 54925 | IV-1 | IC | OP | NA | LFG |  | 126711.25 | 0.93133 | 0.0147 | EIA Prime Mover-level Data | Estimated using an emission factor
2020 | IN | Twin Bridges LFGTE | 54925 | IV-2 | IC | OP | NA | LFG |  | 126711.25 | 0.93133 | 0.0147 | EIA Prime Mover-level Data | Estimated using an emission factor
2020 | IN | Union City Wind Turbine | 57637 | 1 | WT | OP | NA | WND
2020 | IN | University of Notre Dame | 50366 | BLR1 | ST | OP | NA | NG |  | 170101.2656 | 0.63148 | 0.0074247 | EIA Unit-level Data | NEI avg EF - PM, fuel type
2020 | IN | University of Notre Dame | 50366 | BLR2 | ST | OP | NA | NG |  | 107.231 | 0.00039808 | 0.0074247 | EIA Unit-level Data | NEI avg EF - PM, fuel type
2020 | IN | University of Notre Dame | 50366 | BLR3 | ST | OP | NA | NG |  | 4.172 | 1.5488e-05 | 0.0074247 | EIA Unit-level Data | NEI avg EF - PM, fuel type
2020 | IN | University of Notre Dame | 50366 | BLR4 | ST | RE | NA | NG |  | 759548.875 | 2.8197 | 0.0074247 | EIA Unit-level Data | NEI avg EF - PM, fuel type
2020 | IN | University of Notre Dame | 50366 | BLR5 | ST | OP | NA | NG |  | 457861.8125 | 1.6997 | 0.0074247 | EIA Unit-level Data | NEI avg EF - PM, fuel type
2020 | IN | University of Notre Dame | 50366 | BLR6 | ST | OP | NA | NG |  | 565149.5 | 2.098 | 0.0074247 | EIA Unit-level Data | NEI avg EF - PM, fuel type
2020 | IN | University of Notre Dame | 50366 | GEN3 | IC | SB | NA | DFO |  | 159.87 | 0.02478 | 0.31 | EIA Prime Mover-level Data | Estimated using an emission factor
2020 | IN | University of Notre Dame | 50366 | GEN4 | IC | SB | NA | DFO |  | 159.87 | 0.02478 | 0.31 | EIA Prime Mover-level Data | Estimated using an emission factor
2020 | IN | University of Notre Dame | 50366 | GEN8 | IC | OP | NA | DFO |  | 303.753 | 0.047082 | 0.31 | EIA Prime Mover-level Data | Estimated using an emission factor
2020 | IN | University of Notre Dame | 50366 | GEN9 | IC | OP | NA | DFO |  | 303.753 | 0.047082 | 0.31 | EIA Prime Mover-level Data | Estimated using an emission factor
2020 | IN | University of Notre Dame | 50366 | GN10 | IC | OP | NA | DFO |  | 303.753 | 0.047082 | 0.31 | EIA Prime Mover-level Data | Estimated using an emission factor
2020 | IN | University of Notre Dame | 50366 | GT1 | GT | OP | NA | NG |  | 112570.5 | 0.05596 | 0.00099423 | EIA Prime Mover-level Data | NEI avg EF - PM, fuel type, firing type
2020 | IN | University of Notre Dame | 50366 | GT2 | GT | OP | NA | NG |  | 112570.5 | 0.05596 | 0.00099423 | EIA Prime Mover-level Data | NEI avg EF - PM, fuel type, firing type
2020 | IN | US Steel Corp - Gary Works | 50733 | 701B1 | ST | OP | WALL | PRG | 3671 | 3159121.75 | 88.7444 | 0.056183 | EIA non-ozone season distributed and EPA/CAMD ozone season | NEI avg EF - PM, fuel type, firing type | 2048
2020 | IN | US Steel Corp - Gary Works | 50733 | 701B2 | ST | OP | WALL | PRG | 3672 | 2852490.5 | 80.1307 | 0.056183 | EIA non-ozone season distributed and EPA/CAMD ozone season | NEI avg EF - PM, fuel type, firing type | 2048
2020 | IN | US Steel Corp - Gary Works | 50733 | 701B3 | ST | OP | WALL | PRG | 3621 | 2880302.75 | 80.9119 | 0.056183 | EIA non-ozone season distributed and EPA/CAMD ozone season | NEI avg EF - PM, fuel type, firing type | 2048
2020 | IN | US Steel Corp - Gary Works | 50733 | 701B5 | ST | OP | WALL | PRG | 3671 | 3041829.25 | 85.4495 | 0.056183 | EIA non-ozone season distributed and EPA/CAMD ozone season | NEI avg EF - PM, fuel type, firing type | 1956
2020 | IN | US Steel Corp - Gary Works | 50733 | 701B6 | ST | OP | WALL | PRG | 3672 | 4332198.5 | 121.6978 | 0.056183 | EIA non-ozone season distributed and EPA/CAMD ozone season | NEI avg EF - PM, fuel type, firing type | 1971
2020 | IN | US Steel Corp - Gary Works | 50733 | 720B1 | ST | OP | WALL | PRG | 3579 | 3665169.75 | 102.96 | 0.056183 | EIA non-ozone season distributed and EPA/CAMD ozone season | NEI avg EF - PM, fuel type, firing type | 1967
2020 | IN | US Steel Corp - Gary Works | 50733 | 720B2 | ST | OP | WALL | PRG | 3357 | 3484555.5 | 97.8863 | 0.056183 | EIA non-ozone season distributed and EPA/CAMD ozone season | NEI avg EF - PM, fuel type, firing type | 1967
2020 | IN | US Steel Corp - Gary Works | 50733 | 720B3 | ST | OP | WALL | PRG | 3322 | 2096153 | 58.884 | 0.056183 | EIA non-ozone season distributed and EPA/CAMD ozone season | NEI avg EF - PM, fuel type, firing type | 1967
2020 | IN | Valparaiso Solar, LLC | 58797 | VS | PV | OP | NA | SUN |  | 13948 |  |  | EIA Prime Mover-level Data
2020 | IN | Veolia ES Blackfoot Landfill Facility | 58577 | BLG1 | IC | OP | NA | LFG |  | 51900.5 | 0.38147 | 0.0147 | EIA Prime Mover-level Data | Estimated using an emission factor
2020 | IN | Veolia ES Blackfoot Landfill Facility | 58577 | BLG2 | IC | OP | NA | LFG |  | 51900.5 | 0.38147 | 0.0147 | EIA Prime Mover-level Data | Estimated using an emission factor
2020 | IN | Vermillion Generating Station | 55111 | 1 | GT | OP | CT | NG | 492 | 317166.625 | 1.0006 | 0.0063094 | EPA/CAMD | EPA/NEI | 2000
2020 | IN | Vermillion Generating Station | 55111 | 2 | GT | OP | CT | NG | 471 | 308412.7812 | 0.97281 | 0.0063085 | EPA/CAMD | EPA/NEI | 2000
2020 | IN | Vermillion Generating Station | 55111 | 3 | GT | OP | CT | NG | 472 | 306982.9062 | 0.96818 | 0.0063077 | EPA/CAMD | EPA/NEI | 2000
2020 | IN | Vermillion Generating Station | 55111 | 4 | GT | OP | CT | NG | 414 | 274094.9688 | 0.86399 | 0.0063043 | EPA/CAMD | EPA/NEI | 2000
2020 | IN | Vermillion Generating Station | 55111 | 5 | GT | OP | CT | NG | 332 | 216948.8438 | 0.68394 | 0.0063051 | EPA/CAMD | EPA/NEI | 2000
2020 | IN | Vermillion Generating Station | 55111 | 6 | GT | OP | CT | NG | 199 | 123945.0703 | 0.39088 | 0.0063073 | EPA/CAMD | EPA/NEI | 2000
2020 | IN | Vermillion Generating Station | 55111 | 7 | GT | OP | CT | NG | 459 | 301141.8125 | 0.94988 | 0.0063085 | EPA/CAMD | EPA/NEI | 2000
2020 | IN | Vermillion Generating Station | 55111 | 8 | GT | OP | CT | NG | 439 | 287123.5938 | 0.90536 | 0.0063064 | EPA/CAMD | EPA/NEI | 2000
2020 | IN | Volkman Road Solar Array Hybrid | 61334 | VRSA1 | PV | OP | NA | SUN |  | 31284 |  |  | EIA Prime Mover-level Data
2020 | IN | Volkman Road Solar Array Hybrid | 61334 | VRSA2 | BA | OP | NA | MWH |  | 0 |  |  | EIA Prime Mover-level Data
2020 | IN | Wabash River | 1010 | 2 | ST | RE | WALL | BIT
2020 | IN | Wabash River | 1010 | 3 | ST | RE | WALL | BIT
2020 | IN | Wabash River | 1010 | 4 | ST | RE | WALL | BIT
2020 | IN | Wabash River | 1010 | 5 | ST | RE | WALL | BIT
2020 | IN | Wabash River | 1010 | 6 | ST | RE | TANGENTIAL | BIT
2020 | IN | Wabash River | 1010 | 71 | IC | RE | NA | DFO
2020 | IN | Wabash River | 1010 | 72 | IC | RE | NA | DFO
2020 | IN | Wabash River | 1010 | 73 | IC | RE | NA | DFO
2020 | IN | Wabash River Highland Plant | 57842 | 1 | GT | OP | CT | NG | 945 | 1235512.125 | 4.0035 | 0.0064808 | EPA/CAMD | EPA/NEI | 1953
2020 | IN | Waterloo Solar, LLC | 58796 | WS | PV | OP | NA | SUN |  | 12396 |  |  | EIA Prime Mover-level Data
2020 | IN | West Fork Wind | 61214 | WT1 | WT | L | NA | WND
2020 | IN | Wheatland Generating Facility LLC | 55224 | EU-01 | GT | OP | CT | NG | 465 | 492788.0312 | 26.8195 | 0.10885 | EPA/CAMD | EPA/NEI | 2000
2020 | IN | Wheatland Generating Facility LLC | 55224 | EU-02 | GT | OP | CT | NG | 481 | 523012.1562 | 28.4683 | 0.10886 | EPA/CAMD | EPA/NEI | 2000
2020 | IN | Wheatland Generating Facility LLC | 55224 | EU-03 | GT | OP | CT | NG | 468 | 507934.625 | 27.6417 | 0.10884 | EPA/CAMD | EPA/NEI | 2000
2020 | IN | Wheatland Generating Facility LLC | 55224 | EU-04 | GT | OP | CT | NG | 460 | 508116.8125 | 27.6464 | 0.10882 | EPA/CAMD | EPA/NEI | 2000
2020 | IN | Whitewater Valley | 1040 | 1 | ST | OP | WALL | BIT | 624 | 127130.8203 | 5.1479 | 0.080987 | EPA/CAMD | EPA/NEI | 1955
2020 | IN | Whitewater Valley | 1040 | 2 | ST | OP | TANGENTIAL | BIT | 869 | 334054.2812 | 12.9155 | 0.077326 | EPA/CAMD | EPA/NEI | 1973
2020 | IN | Whiting Clean Energy, Inc. | 55259 | CT1 | CT | OP | CC | NG | 8365 | 12829434 | 39.6511 | 0.0061813 | EPA/CAMD | NEI avg EF - PM, fuel type, firing type | 2001
2020 | IN | Whiting Clean Energy, Inc. | 55259 | CT2 | CT | OP | CC | NG | 8432 | 13222029 | 40.8645 | 0.0061813 | EPA/CAMD | NEI avg EF - PM, fuel type, firing type | 2001
2020 | IN | Wildcat Wind Farm I, LLC | 57862 | 1 | WT | OP | NA | WND |  | 5228971 |  |  | EIA Prime Mover-level Data
2020 | IN | Wildcat Wind Farm II LLC` | 59069 | WCII | WT | CN | NA | WND
2020 | IN | Worthington Generation | 55148 | 1 | GT | OP | CT | NG | 876 | 248726.7969 | 0.85659 | 0.0068878 | EPA/CAMD | EPA/NEI | 2000
2020 | IN | Worthington Generation | 55148 | 2 | GT | OP | CT | NG | 777 | 217662.2188 | 0.75341 | 0.0069228 | EPA/CAMD | EPA/NEI | 2000
2020 | IN | Worthington Generation | 55148 | 3 | GT | OP | CT | NG | 855 | 246925.75 | 0.86095 | 0.0069734 | EPA/CAMD | EPA/NEI | 2000
2020 | IN | Worthington Generation | 55148 | 4 | GT | OP | CT | NG | 827 | 223667.25 | 0.78089 | 0.0069826 | EPA/CAMD | EPA/NEI | 2000
2020 | IN | Zimmerman Energy | 59425 | ZE-#1 | IC | OP | NA | LFG |  | 142686.8438 | 1.0487 | 0.0147 | EIA Prime Mover-level Data | Estimated using an emission factor
2020 | IN | Zimmerman Energy | 59425 | ZE-#2 | IC | OP | NA | LFG |  | 142686.8438 | 1.0487 | 0.0147 | EIA Prime Mover-level Data | Estimated using an emission factor
2020 | IN | Zimmerman Energy | 59425 | ZE-#3 | IC | OP | NA | LFG |  | 142686.8438 | 1.0487 | 0.0147 | EIA Prime Mover-level Data | Estimated using an emission factor
2020 | IN | Zimmerman Energy | 59425 | ZE#4 | IC | OP | NA | LFG |  | 114149.4766 | 0.839 | 0.0147 | EIA Prime Mover-level Data | Estimated using an emission factor
2020 | KS | Abilene Energy Center Combustion Turbine | 1251 | GT1 | GT | RE | NA | NG
2020 | KS | Alexander Wind Farm LLC | 58666 | 1 | WT | OP | NA | WND |  | 1885318 |  |  | EIA Prime Mover-level Data
2020 | KS | Anthony | 1258 | IC1 | IC | OP | NA | NG |  | 783.432 | 0.0001653 | 0.000422 | EIA Prime Mover-level Data | Estimated using an emission factor
2020 | KS | Anthony | 1258 | IC2 | IC | OP | NA | NG |  | 573.243 | 0.00012095 | 0.000422 | EIA Prime Mover-level Data | Estimated using an emission factor
2020 | KS | Anthony | 1258 | IC3 | IC | OP | NA | NG |  | 764.324 | 0.00016127 | 0.000422 | EIA Prime Mover-level Data | Estimated using an emission factor
2020 | KS | Archer Daniels Midland Fredonia | 10857 | GEN1 | GT | RE | NA | NG
2020 | KS | Archer Daniels Midland Fredonia | 10857 | GEN2 | IC | RE | NA | DFO
2020 | KS | Archer Daniels Midland Fredonia | 10857 | GEN3 | IC | RE | NA | DFO
2020 | KS | Arkalon Ethanol LLC | 58192 | ST961 | ST | OP | NA | NG |  | 893178 | 3.3158 | 0.0074247 | EIA Prime Mover-level Data | NEI avg EF - PM, fuel type
2020 | KS | Ashland | 1259 | 1 | IC | SB | NA | NG |  | 96.429 | 2.0347e-05 | 0.000422 | EIA Prime Mover-level Data | Estimated using an emission factor
2020 | KS | Ashland | 1259 | 2 | IC | SB | NA | NG |  | 144.643 | 3.052e-05 | 0.000422 | EIA Prime Mover-level Data | Estimated using an emission factor
2020 | KS | Ashland | 1259 | 3 | IC | SB | NA | DFO |  | 192.857 | 0.029893 | 0.31 | EIA Prime Mover-level Data | Estimated using an emission factor
2020 | KS | Ashland | 1259 | 4 | IC | RE | NA | DFO
2020 | KS | Ashland | 1259 | 4B | IC | SB | NA | DFO |  | 321.429 | 0.049821 | 0.31 | EIA Prime Mover-level Data | Estimated using an emission factor
2020 | KS | Ashland | 1259 | 5 | IC | SB | NA | DFO |  | 144.643 | 0.02242 | 0.31 | EIA Prime Mover-level Data | Estimated using an emission factor
2020 | KS | Augusta Electric Plant No 1 | 1261 | 1 | IC | SB | NA | NG |  | 6.217 | 1.3118e-06 | 0.000422 | EIA Prime Mover-level Data | Estimated using an emission factor
2020 | KS | Augusta Electric Plant No 1 | 1261 | 2 | IC | SB | NA | DFO |  | 1.696 | 0.00026288 | 0.31 | EIA Prime Mover-level Data | Estimated using an emission factor
2020 | KS | Augusta Electric Plant No 1 | 1261 | 3 | IC | SB | NA | NG |  | 5.652 | 1.1926e-06 | 0.000422 | EIA Prime Mover-level Data | Estimated using an emission factor
2020 | KS | Augusta Electric Plant No 1 | 1261 | 4 | IC | SB | NA | DFO |  | 3.957 | 0.00061334 | 0.31 | EIA Prime Mover-level Data | Estimated using an emission factor
2020 | KS | Augusta Electric Plant No 1 | 1261 | 5 | IC | SB | NA | NG |  | 12.435 | 2.6238e-06 | 0.000422 | EIA Prime Mover-level Data | Estimated using an emission factor
2020 | KS | Augusta Electric Plant No 1 | 1261 | 6 | IC | SB | NA | NG |  | 12.435 | 2.6238e-06 | 0.000422 | EIA Prime Mover-level Data | Estimated using an emission factor
2020 | KS | Augusta Electric Plant No 1 | 1261 | 7 | IC | SB | NA | NG |  | 11.304 | 2.3851e-06 | 0.000422 | EIA Prime Mover-level Data | Estimated using an emission factor
2020 | KS | Augusta Electric Plant No 1 | 1261 | 8 | IC | SB | NA | DFO |  | 11.304 | 0.0017521 | 0.31 | EIA Prime Mover-level Data | Estimated using an emission factor
2020 | KS | Augusta Electric Plant No 2 | 6791 | 1 | IC | OP | NA | NG |  | 2239.614 | 0.00047256 | 0.000422 | EIA Prime Mover-level Data | Estimated using an emission factor
2020 | KS | Augusta Electric Plant No 2 | 6791 | 2 | IC | OP | NA | NG |  | 2239.614 | 0.00047256 | 0.000422 | EIA Prime Mover-level Data | Estimated using an emission factor
2020 | KS | Augusta Electric Plant No 2 | 6791 | 3 | IC | OP | NA | NG |  | 3359.4199 | 0.00070884 | 0.000422 | EIA Prime Mover-level Data | Estimated using an emission factor
2020 | KS | Augusta Electric Plant No 2 | 6791 | 4 | IC | OP | NA | NG |  | 3751.353 | 0.00079154 | 0.000422 | EIA Prime Mover-level Data | Estimated using an emission factor
2020 | KS | Baldwin City Plant No 1 | 1262 | 3 | IC | RE | NA | DFO
2020 | KS | Baldwin City Plant No 1 | 1262 | 4 | IC | OP | NA | DFO |  | 197.143 | 0.030557 | 0.31 | EIA Prime Mover-level Data | Estimated using an emission factor
2020 | KS | Baldwin City Plant No 1 | 1262 | 5 | IC | OP | NA | DFO |  | 108.429 | 0.016806 | 0.31 | EIA Prime Mover-level Data | Estimated using an emission factor
2020 | KS | Baldwin City Plant No 1 | 1262 | 6 | IC | OP | NA | DFO |  | 108.429 | 0.016806 | 0.31 | EIA Prime Mover-level Data | Estimated using an emission factor
2020 | KS | Baldwin City Plant No 2 | 8020 | 7 | IC | OP | NA | NG |  | 568 | 0.00011985 | 0.000422 | EIA Prime Mover-level Data | Estimated using an emission factor
2020 | KS | Baldwin City Plant No 2 | 8020 | 8 | IC | OP | NA | NG |  | 568 | 0.00011985 | 0.000422 | EIA Prime Mover-level Data | Estimated using an emission factor
2020 | KS | Belleville | 1263 | 1 | IC | RE | NA | DFO
2020 | KS | Belleville | 1263 | 2 | IC | RE | NA | DFO
2020 | KS | Belleville | 1263 | 3 | IC | RE | NA | DFO
2020 | KS | Belleville | 1263 | 4 | IC | OP | NA | NG |  | 119.091 | 2.5128e-05 | 0.000422 | EIA Prime Mover-level Data | Estimated using an emission factor
2020 | KS | Belleville | 1263 | 5 | IC | OP | NA | NG |  | 202.455 | 4.2718e-05 | 0.000422 | EIA Prime Mover-level Data | Estimated using an emission factor
2020 | KS | Belleville | 1263 | 6 | IC | OP | NA | NG |  | 440.636 | 9.2974e-05 | 0.000422 | EIA Prime Mover-level Data | Estimated using an emission factor
2020 | KS | Belleville | 1263 | 7 | IC | OP | NA | NG |  | 607.364 | 0.00012815 | 0.000422 | EIA Prime Mover-level Data | Estimated using an emission factor
2020 | KS | Belleville | 1263 | 8 | IC | OP | NA | DFO |  | 333.455 | 0.051686 | 0.31 | EIA Prime Mover-level Data | Estimated using an emission factor
2020 | KS | Beloit | 1264 | 1 | IC | OP | NA | DFO |  | 126.373 | 0.019588 | 0.31 | EIA Prime Mover-level Data | Estimated using an emission factor
2020 | KS | Beloit | 1264 | 2 | IC | OP | NA | DFO |  | 126.373 | 0.019588 | 0.31 | EIA Prime Mover-level Data | Estimated using an emission factor
2020 | KS | Beloit | 1264 | 3 | IC | OP | NA | DFO |  | 168.497 | 0.026117 | 0.31 | EIA Prime Mover-level Data | Estimated using an emission factor
2020 | KS | Beloit | 1264 | 4 | IC | OP | NA | DFO |  | 294.87 | 0.045705 | 0.31 | EIA Prime Mover-level Data | Estimated using an emission factor
2020 | KS | Beloit | 1264 | 5 | IC | OP | NA | DFO |  | 58.974 | 0.009141 | 0.31 | EIA Prime Mover-level Data | Estimated using an emission factor
2020 | KS | Beloit | 1264 | 6 | IC | OP | NA | DFO |  | 345.42 | 0.05354 | 0.31 | EIA Prime Mover-level Data | Estimated using an emission factor
2020 | KS | Beloit | 1264 | 7 | IC | OP | NA | DFO |  | 505.492 | 0.078351 | 0.31 | EIA Prime Mover-level Data | Estimated using an emission factor
2020 | KS | Bird City | 1224 | 1 | IC | OP | NA | DFO
2020 | KS | Bird City | 1224 | 2 | IC | OS | NA | DFO
2020 | KS | Bonanza BioEnergy LLC | 58193 | ST96 | ST | OP | NA | NG |  | 1102616 | 4.0933 | 0.0074247 | EIA Prime Mover-level Data | NEI avg EF - PM, fuel type
2020 | KS | BPU Solar Farm | 61313 | BPU1 | PV | OP | NA | SUN |  | 15834 |  |  | EIA Prime Mover-level Data
2020 | KS | Buckeye Wind Energy Center | 58767 | 1 | WT | OP | NA | WND |  | 7208065 |  |  | EIA Prime Mover-level Data
2020 | KS | Buckeye Wind Energy Center | 58767 | 2 | WT | CN | NA | WND
2020 | KS | Buckeye Wind Energy Center | 58767 | 3 | WT | CN | NA | WND
2020 | KS | Buffalo Dunes Wind Project | 58474 | GE1 | WT | OP | NA | WND |  | 8542903 |  |  | EIA Prime Mover-level Data
2020 | KS | Burlingame | 1265 | 1 | IC | OP | NA | NG |  | 18.975 | 4.0037e-06 | 0.000422 | EIA Prime Mover-level Data | Estimated using an emission factor
2020 | KS | Burlingame | 1265 | 2 | IC | RE | NA | DFO
2020 | KS | Burlingame | 1265 | 3 | IC | OP | NA | NG |  | 15.525 | 3.2758e-06 | 0.000422 | EIA Prime Mover-level Data | Estimated using an emission factor
2020 | KS | Burlingame | 1265 | 4 | IC | OP | NA | NG |  | 18.975 | 4.0037e-06 | 0.000422 | EIA Prime Mover-level Data | Estimated using an emission factor
2020 | KS | Burlingame | 1265 | 5 | IC | OP | NA | NG |  | 15.525 | 3.2758e-06 | 0.000422 | EIA Prime Mover-level Data | Estimated using an emission factor
2020 | KS | Burlington (KS) | 1266 | 1 | IC | RE | NA | DFO
2020 | KS | Burlington (KS) | 1266 | 1A | IC | SB | NA | DFO |  | 405.088 | 0.062789 | 0.31 | EIA Prime Mover-level Data | Estimated using an emission factor
2020 | KS | Burlington (KS) | 1266 | 2 | IC | SB | NA | DFO |  | 263.307 | 0.040813 | 0.31 | EIA Prime Mover-level Data | Estimated using an emission factor
2020 | KS | Burlington (KS) | 1266 | 3 | IC | RE | NA | NG
2020 | KS | Burlington (KS) | 1266 | 4 | IC | RE | NA | DFO
2020 | KS | Burlington (KS) | 1266 | 4A | IC | SB | NA | DFO |  | 465.851 | 0.072207 | 0.31 | EIA Prime Mover-level Data | Estimated using an emission factor
2020 | KS | Burlington (KS) | 1266 | 5 | IC | SB | NA | NG |  | 202.544 | 4.2737e-05 | 0.000422 | EIA Prime Mover-level Data | Estimated using an emission factor
2020 | KS | Burlington (KS) | 1266 | IC6 | IC | SB | NA | NG |  | 972.211 | 0.00020514 | 0.000422 | EIA Prime Mover-level Data | Estimated using an emission factor
2020 | KS | Caney River Wind Project | 57858 | 1 | WT | OP | NA | WND |  | 6105761 |  |  | EIA Prime Mover-level Data
2020 | KS | Cedar Bluff Wind, LLC | 60069 | CBLF1 | WT | OP | NA | WND |  | 7598602 |  |  | EIA Prime Mover-level Data
2020 | KS | Central Plains Wind Farm | 56818 | 1 | WT | OP | NA | WND |  | 2109819 |  |  | EIA Prime Mover-level Data
2020 | KS | Chanute 1 | 1267 | 4 | ST | RE | NA | NG
2020 | KS | Chanute 1 | 1267 | 5 | IC | RE | NA | NG
2020 | KS | Chanute 1 | 1267 | 6 | ST | RE | NA | NG
2020 | KS | Chanute 2 | 1268 | 14 | GT | OP | CT | NG | 5907 | 3269468.25 | 10.1886 | 0.0062326 | EPA/CAMD | EPA/NEI | 2001
2020 | KS | Chanute 3 | 7018 | 10 | IC | OP | NA | NG |  | 9315.46 | 0.0019656 | 0.000422 | EIA Prime Mover-level Data | Estimated using an emission factor
2020 | KS | Chanute 3 | 7018 | 11 | IC | OP | NA | NG |  | 9315.46 | 0.0019656 | 0.000422 | EIA Prime Mover-level Data | Estimated using an emission factor
2020 | KS | Chanute 3 | 7018 | 12 | IC | OP | NA | DFO |  | 7354.311 | 1.1399 | 0.31 | EIA Prime Mover-level Data | Estimated using an emission factor
2020 | KS | Chanute 3 | 7018 | 13 | IC | OP | NA | DFO |  | 7354.311 | 1.1399 | 0.31 | EIA Prime Mover-level Data | Estimated using an emission factor
2020 | KS | Chanute 3 | 7018 | 9 | IC | OP | NA | NG |  | 9315.46 | 0.0019656 | 0.000422 | EIA Prime Mover-level Data | Estimated using an emission factor
2020 | KS | Cimarron Bend III | 64074 | 3 | WT | V | NA | WND
2020 | KS | Cimarron Bend Wind Project I, LLC | 60687 | 1 | WT | OP | NA | WND |  | 7917421 |  |  | EIA Prime Mover-level Data
2020 | KS | Cimarron Bend Wind Project II, LLC | 60688 | 1 | WT | OP | NA | WND |  | 7976919 |  |  | EIA Prime Mover-level Data
2020 | KS | Cimarron River | 1230 | 1 | ST | OP | WALL | NG | 27 | 6582.4351 | 0.019 | 0.0057729 | EPA/CAMD | EPA/NEI | 1963
2020 | KS | Cimarron Wind Energy LLC | 57762 | CPV1 | WT | OP | NA | WND |  | 5990241 |  |  | EIA Prime Mover-level Data
2020 | KS | Cimarron Windpower II | 57663 | 1 | WT | OP | NA | WND |  | 4857635 |  |  | EIA Prime Mover-level Data
2020 | KS | City of Pratt Solar | 62931 | PRATT | PV | OP | NA | SUN |  | 106863 |  |  | EIA Prime Mover-level Data
2020 | KS | Clay Center | 1270 | 4 | ST | RE | NA | NG
2020 | KS | Clay Center | 1270 | 5 | ST | OP | NA | NG
2020 | KS | Clay Center | 1270 | 6 | ST | OP | NA | NG
2020 | KS | Clay Center | 1270 | IC1 | IC | OP | NA | NG |  | 74.753 | 1.5773e-05 | 0.000422 | EIA Prime Mover-level Data | Estimated using an emission factor
2020 | KS | Clay Center | 1270 | IC2 | IC | OP | NA | NG |  | 174.425 | 3.6804e-05 | 0.000422 | EIA Prime Mover-level Data | Estimated using an emission factor
2020 | KS | Clay Center | 1270 | IC3 | IC | OP | NA | NG |  | 423.603 | 8.938e-05 | 0.000422 | EIA Prime Mover-level Data | Estimated using an emission factor
2020 | KS | Clay Center | 1270 | IC4 | IC | OP | NA | NG |  | 290.708 | 6.1339e-05 | 0.000422 | EIA Prime Mover-level Data | Estimated using an emission factor
2020 | KS | Clay Center | 1270 | IC5 | IC | OP | NA | NG |  | 290.708 | 6.1339e-05 | 0.000422 | EIA Prime Mover-level Data | Estimated using an emission factor
2020 | KS | Clay Center | 1270 | IC6 | IC | OP | NA | NG |  | 564.804 | 0.00011917 | 0.000422 | EIA Prime Mover-level Data | Estimated using an emission factor
2020 | KS | Clifton Station | 8037 | CL1 | GT | OP | CT | NG | 171 | 59531.5625 | 0.19645 | 0.0065999 | EPA/CAMD | EPA/NEI | 1974
2020 | KS | Cloud County Wind Farm | 56784 | 1 | WT | OP | NA | WND |  | 2248541 |  |  | EIA Prime Mover-level Data
2020 | KS | Cloud County Wind Farm | 56784 | 2 | WT | OP | NA | WND |  | 2055809 |  |  | EIA Prime Mover-level Data
2020 | KS | CML&P Generating Facility No. 2 | 59726 | 10 | IC | OP | NA | NG |  | 134874 | 0.028458 | 0.000422 | EIA Prime Mover-level Data | Estimated using an emission factor
2020 | KS | CML&P Generating Facility No. 2 | 59726 | 8 | IC | OP | NA | NG |  | 134874 | 0.028458 | 0.000422 | EIA Prime Mover-level Data | Estimated using an emission factor
2020 | KS | CML&P Generating Facility No. 2 | 59726 | 9 | IC | OP | NA | NG |  | 134874 | 0.028458 | 0.000422 | EIA Prime Mover-level Data | Estimated using an emission factor
2020 | KS | Coffeyville | 1271 | 4 | ST | OP | WALL | NG | 78 | 2835.2791 | 0.85424 | 0.60258 | EPA/CAMD | EPA/NEI | 1973
2020 | KS | Colby | 1225 | GT1 | GT | OP | NA | NG |  | 2594 | 0.0012895 | 0.00099423 | EIA Prime Mover-level Data | NEI avg EF - PM, fuel type, firing type
2020 | KS | Colby City of | 1272 | 3 | IC | RE | NA | DFO
2020 | KS | Colby City of | 1272 | 4 | IC | OP | NA | DFO |  | 68.864 | 0.010674 | 0.31 | EIA Prime Mover-level Data | Estimated using an emission factor
2020 | KS | Colby City of | 1272 | 5 | IC | OP | NA | DFO |  | 52.661 | 0.0081625 | 0.31 | EIA Prime Mover-level Data | Estimated using an emission factor
2020 | KS | Colby City of | 1272 | 6 | IC | OP | NA | DFO |  | 182.288 | 0.028255 | 0.31 | EIA Prime Mover-level Data | Estimated using an emission factor
2020 | KS | Colby City of | 1272 | 7 | IC | OP | NA | DFO |  | 182.288 | 0.028255 | 0.31 | EIA Prime Mover-level Data | Estimated using an emission factor
2020 | KS | Colby City of | 1272 | 8 | IC | OP | NA | DFO |  | 109.373 | 0.016953 | 0.31 | EIA Prime Mover-level Data | Estimated using an emission factor
2020 | KS | Colby City of | 1272 | 9 | IC | OP | NA | DFO |  | 121.525 | 0.018836 | 0.31 | EIA Prime Mover-level Data | Estimated using an emission factor
2020 | KS | CP Bloom Wind LLC | 59888 | GEN | WT | OP | NA | WND |  | 6383681 |  |  | EIA Prime Mover-level Data
2020 | KS | Diamond Vista Wind Project, LLC | 61789 | DV | WT | OP | NA | WND |  | 10136999 |  |  | EIA Prime Mover-level Data
2020 | KS | East 12th Street | 7013 | 4 | ST | OP | WALL | NG | 498 | 95608.5 | 0.34601 | 0.007238 | EPA/CAMD | EPA/NEI | 1970
2020 | KS | East Fork Wind Project, LLC | 62220 | WTGS | WT | OP | NA | WND |  | 5266801 |  |  | EIA Prime Mover-level Data
2020 | KS | East Kansas Agri-Energy, LLC | 59383 | KATO | ST | OP | NA | WH |  | 43610 |  |  | EIA Prime Mover-level Data
2020 | KS | El Dorado Refinery | 58075 | L3804 | GT | SB | NA | NG |  | 2280679 | 1.1338 | 0.00099423 | EIA Prime Mover-level Data | NEI avg EF - PM, fuel type, firing type
2020 | KS | Elk River Wind | 56303 | 1 | WT | OP | NA | WND |  | 3054310 |  |  | EIA Prime Mover-level Data
2020 | KS | Ellinwood | 1274 | 1 | IC | OP | NA | DFO |  | 111.176 | 0.017232 | 0.31 | EIA Prime Mover-level Data | Estimated using an emission factor
2020 | KS | Ellinwood | 1274 | 2 | IC | OP | NA | DFO |  | 74.118 | 0.011488 | 0.31 | EIA Prime Mover-level Data | Estimated using an emission factor
2020 | KS | Ellinwood | 1274 | 3 | IC | SB | NA | DFO |  | 31.765 | 0.0049236 | 0.31 | EIA Prime Mover-level Data | Estimated using an emission factor
2020 | KS | Ellinwood | 1274 | 4 | IC | OP | NA | DFO |  | 58.235 | 0.0090264 | 0.31 | EIA Prime Mover-level Data | Estimated using an emission factor
2020 | KS | Ellinwood | 1274 | 5 | IC | OP | NA | DFO |  | 174.706 | 0.027079 | 0.31 | EIA Prime Mover-level Data | Estimated using an emission factor
2020 | KS | Ellis | 1275 | 1 | IC | RE | NA | NG
2020 | KS | Ellis | 1275 | 2 | IC | RE | NA | NG
2020 | KS | Ellis | 1275 | 3 | IC | RE | NA | NG
2020 | KS | Ellis | 1275 | 4 | IC | RE | NA | NG
2020 | KS | Ellis | 1275 | 5 | IC | RE | NA | NG
2020 | KS | Emporia Energy Center | 56502 | EEC1 | GT | OP | CT | NG | 1220 | 377875.7812 | 1.247 | 0.0066 | EPA/CAMD | EPA/NEI | 2008
2020 | KS | Emporia Energy Center | 56502 | EEC2 | GT | OP | CT | NG | 1812 | 519002.2188 | 1.7127 | 0.0066 | EPA/CAMD | EPA/NEI | 2008
2020 | KS | Emporia Energy Center | 56502 | EEC3 | GT | OP | CT | NG | 1561 | 429320.75 | 1.4168 | 0.0066 | EPA/CAMD | EPA/NEI | 2008
2020 | KS | Emporia Energy Center | 56502 | EEC4 | GT | OP | CT | NG | 1941 | 524463.9375 | 1.7307 | 0.0066 | EPA/CAMD | EPA/NEI | 2008
2020 | KS | Emporia Energy Center | 56502 | EEC5 | GT | OP | CT | NG | 939 | 1028013.5625 | 3.3924 | 0.0066 | EPA/CAMD | EPA/NEI | 2008
2020 | KS | Emporia Energy Center | 56502 | EEC6 | GT | OP | CT | NG | 913 | 1023173.9375 | 3.3765 | 0.0066 | EPA/CAMD | EPA/NEI | 2009
2020 | KS | Emporia Energy Center | 56502 | EEC7 | GT | OP | CT | NG | 918 | 1029946.1875 | 3.3988 | 0.0066 | EPA/CAMD | EPA/NEI | 2009
2020 | KS | Ensign Wind LLC | 58137 | 1 | WT | OP | NA | WND |  | 3898729 |  |  | EIA Prime Mover-level Data
2020 | KS | Erie | 1276 | 1 | IC | RE | NA | DFO
2020 | KS | Erie | 1276 | 2 | IC | RE | NA | DFO
2020 | KS | Erie | 1276 | 3 | IC | OP | NA | DFO |  | 43.023 | 0.0066686 | 0.31 | EIA Prime Mover-level Data | Estimated using an emission factor
2020 | KS | Erie | 1276 | 4 | IC | RE | NA | DFO
2020 | KS | Erie | 1276 | 5 | IC | RE | NA | DFO
2020 | KS | Erie | 1276 | 6 | IC | OP | NA | DFO |  | 47.326 | 0.0073355 | 0.31 | EIA Prime Mover-level Data | Estimated using an emission factor
2020 | KS | Erie | 1276 | 7 | IC | OP | NA | DFO |  | 47.326 | 0.0073355 | 0.31 | EIA Prime Mover-level Data | Estimated using an emission factor
2020 | KS | Erie | 1276 | 8 | IC | OP | NA | DFO |  | 47.326 | 0.0073355 | 0.31 | EIA Prime Mover-level Data | Estimated using an emission factor
2020 | KS | Erie Energy Center | 7766 | 1 | IC | OP | NA | DFO |  | 2076.625 | 0.32188 | 0.31 | EIA Prime Mover-level Data | Estimated using an emission factor
2020 | KS | Erie Energy Center | 7766 | 2 | IC | OP | NA | DFO |  | 2076.625 | 0.32188 | 0.31 | EIA Prime Mover-level Data | Estimated using an emission factor
2020 | KS | Erie Energy Center | 7766 | 3 | IC | OP | NA | DFO |  | 2076.625 | 0.32188 | 0.31 | EIA Prime Mover-level Data | Estimated using an emission factor
2020 | KS | Erie Energy Center | 7766 | 4 | IC | OP | NA | DFO |  | 2076.625 | 0.32188 | 0.31 | EIA Prime Mover-level Data | Estimated using an emission factor
2020 | KS | Erie Energy Center | 7766 | 5 | IC | OP | NA | DFO |  | 2076.625 | 0.32188 | 0.31 | EIA Prime Mover-level Data | Estimated using an emission factor
2020 | KS | Erie Energy Center | 7766 | 6 | IC | OP | NA | DFO |  | 2076.625 | 0.32188 | 0.31 | EIA Prime Mover-level Data | Estimated using an emission factor
2020 | KS | Erie Energy Center | 7766 | 7 | IC | OP | NA | DFO |  | 2076.625 | 0.32188 | 0.31 | EIA Prime Mover-level Data | Estimated using an emission factor
2020 | KS | Erie Energy Center | 7766 | 8 | IC | OP | NA | DFO |  | 2076.625 | 0.32188 | 0.31 | EIA Prime Mover-level Data | Estimated using an emission factor
2020 | KS | Flat Ridge 2 Wind Energy LLC | 57787 | 1 | WT | OP | NA | WND |  | 15573471 |  |  | EIA Prime Mover-level Data
2020 | KS | Flat Ridge 3 | 64407 | FRW3 | WT | V | NA | WND
2020 | KS | Flat Ridge Wind Energy LLC | 56879 | 1 | WT | OP | NA | WND |  | 1210928 |  |  | EIA Prime Mover-level Data
2020 | KS | Flat Ridge Wind Farm | 56819 | 1 | WT | OP | NA | WND |  | 1061587 |  |  | EIA Prime Mover-level Data
2020 | KS | Fort Dodge aka Judson Large | 1233 | 4 | ST | OP | WALL | NG | 59 | 34321.4492 | 0.14535 | 0.00847 | EPA/CAMD | EPA/NEI | 1969
2020 | KS | Fort Hays State University Wind Farm | 61540 | WIND1 | WT | OP | NA | WND |  | 67990.5 |  |  | EIA Prime Mover-level Data
2020 | KS | Fort Hays State University Wind Farm | 61540 | WIND2 | WT | OP | NA | WND |  | 67990.5 |  |  | EIA Prime Mover-level Data
2020 | KS | Garden City | 1336 | S-2 | ST | OP | TANGENTIAL | NG | 99 | 32798.0508 | 0.11214 | 0.0068381 | EPA/CAMD | EPA/NEI | 1973
2020 | KS | Garden City | 1336 | S-4 | GT | OP | CT | NG | 187 | 59446.2305 | 0.19617 | 0.0066 | EPA/CAMD | EPA/NEI | 1976
2020 | KS | Garden City | 1336 | S-5 | GT | OP | CT | NG | 227 | 73983.9375 | 0.24414 | 0.0065999 | EPA/CAMD | EPA/NEI | 1979
2020 | KS | Gardner Energy Center | 7281 | CT1 | GT | OP | NA | NG |  | 233 | 0.00011583 | 0.00099423 | EIA Prime Mover-level Data | NEI avg EF - PM, fuel type, firing type
2020 | KS | Gardner Energy Center | 7281 | CT2 | GT | OP | NA | NG |  | 233 | 0.00011583 | 0.00099423 | EIA Prime Mover-level Data | NEI avg EF - PM, fuel type, firing type
2020 | KS | Garnett Municipal | 1278 | 1 | IC | OP | NA | DFO |  | 47.436 | 0.0073526 | 0.31 | EIA Prime Mover-level Data | Estimated using an emission factor
2020 | KS | Garnett Municipal | 1278 | 2 | IC | OP | NA | DFO |  | 12.65 | 0.0019607 | 0.31 | EIA Prime Mover-level Data | Estimated using an emission factor
2020 | KS | Garnett Municipal | 1278 | 3 | IC | OP | NA | DFO |  | 47.436 | 0.0073526 | 0.31 | EIA Prime Mover-level Data | Estimated using an emission factor
2020 | KS | Garnett Municipal | 1278 | 4 | IC | OP | NA | DFO |  | 28.462 | 0.0044116 | 0.31 | EIA Prime Mover-level Data | Estimated using an emission factor
2020 | KS | Garnett Municipal | 1278 | 7 | IC | OP | NA | DFO |  | 79.06 | 0.012254 | 0.31 | EIA Prime Mover-level Data | Estimated using an emission factor
2020 | KS | Garnett Municipal | 1278 | IC5 | IC | OP | NA | DFO |  | 75.897 | 0.011764 | 0.31 | EIA Prime Mover-level Data | Estimated using an emission factor
2020 | KS | Garnett Municipal | 1278 | IC6 | IC | OP | NA | DFO |  | 79.06 | 0.012254 | 0.31 | EIA Prime Mover-level Data | Estimated using an emission factor
2020 | KS | Gas Turbine (KS) | 1298 | GT1 | GT | RE | NA | NG
2020 | KS | Girard | 1279 | 1 | IC | OP | NA | NG |  | 64.815 | 1.3676e-05 | 0.000422 | EIA Prime Mover-level Data | Estimated using an emission factor
2020 | KS | Girard | 1279 | 4 | IC | OP | NA | NG |  | 101.852 | 2.1491e-05 | 0.000422 | EIA Prime Mover-level Data | Estimated using an emission factor
2020 | KS | Girard | 1279 | 6 | IC | OP | NA | NG |  | 162.037 | 3.419e-05 | 0.000422 | EIA Prime Mover-level Data | Estimated using an emission factor
2020 | KS | Girard | 1279 | 7 | IC | OP | NA | NG |  | 171.296 | 3.6143e-05 | 0.000422 | EIA Prime Mover-level Data | Estimated using an emission factor
2020 | KS | Goodland | 1280 | 10 | IC | OP | NA | NG |  | 533.583 | 0.00011259 | 0.000422 | EIA Prime Mover-level Data | Estimated using an emission factor
2020 | KS | Goodland | 1280 | 11 | IC | OP | NA | NG |  | 1147.203 | 0.00024206 | 0.000422 | EIA Prime Mover-level Data | Estimated using an emission factor
2020 | KS | Goodland | 1280 | 12 | IC | OP | NA | NG |  | 266.791 | 5.6293e-05 | 0.000422 | EIA Prime Mover-level Data | Estimated using an emission factor
2020 | KS | Goodland | 1280 | 13 | IC | OP | NA | NG |  | 346.829 | 7.3181e-05 | 0.000422 | EIA Prime Mover-level Data | Estimated using an emission factor
2020 | KS | Goodland | 1280 | 3 | IC | OP | NA | DFO |  | 186.754 | 0.028947 | 0.31 | EIA Prime Mover-level Data | Estimated using an emission factor
2020 | KS | Goodland | 1280 | 6 | IC | OP | NA | NG |  | 586.941 | 0.00012384 | 0.000422 | EIA Prime Mover-level Data | Estimated using an emission factor
2020 | KS | Goodland | 1280 | 7 | IC | OP | NA | NG |  | 586.941 | 0.00012384 | 0.000422 | EIA Prime Mover-level Data | Estimated using an emission factor
2020 | KS | Goodland | 1280 | 8 | IC | OP | NA | NG |  | 1333.957 | 0.00028146 | 0.000422 | EIA Prime Mover-level Data | Estimated using an emission factor
2020 | KS | Goodman Energy Center | 56497 | 1 | IC | OP | NA | NG |  | 45823.5 | 0.0096688 | 0.000422 | EIA Prime Mover-level Data | Estimated using an emission factor
2020 | KS | Goodman Energy Center | 56497 | 10 | IC | OP | NA | NG |  | 50733.1641 | 0.010705 | 0.000422 | EIA Prime Mover-level Data | Estimated using an emission factor
2020 | KS | Goodman Energy Center | 56497 | 11 | IC | OP | NA | NG |  | 50733.1641 | 0.010705 | 0.000422 | EIA Prime Mover-level Data | Estimated using an emission factor
2020 | KS | Goodman Energy Center | 56497 | 12 | IC | OP | NA | NG |  | 50733.1641 | 0.010705 | 0.000422 | EIA Prime Mover-level Data | Estimated using an emission factor
2020 | KS | Goodman Energy Center | 56497 | 2 | IC | OP | NA | NG |  | 45823.5 | 0.0096688 | 0.000422 | EIA Prime Mover-level Data | Estimated using an emission factor
2020 | KS | Goodman Energy Center | 56497 | 3 | IC | OP | NA | NG |  | 45823.5 | 0.0096688 | 0.000422 | EIA Prime Mover-level Data | Estimated using an emission factor
2020 | KS | Goodman Energy Center | 56497 | 4 | IC | OP | NA | NG |  | 45823.5 | 0.0096688 | 0.000422 | EIA Prime Mover-level Data | Estimated using an emission factor
2020 | KS | Goodman Energy Center | 56497 | 5 | IC | OP | NA | NG |  | 45823.5 | 0.0096688 | 0.000422 | EIA Prime Mover-level Data | Estimated using an emission factor
2020 | KS | Goodman Energy Center | 56497 | 6 | IC | OP | NA | NG |  | 45823.5 | 0.0096688 | 0.000422 | EIA Prime Mover-level Data | Estimated using an emission factor
2020 | KS | Goodman Energy Center | 56497 | 7 | IC | OP | NA | NG |  | 45823.5 | 0.0096688 | 0.000422 | EIA Prime Mover-level Data | Estimated using an emission factor
2020 | KS | Goodman Energy Center | 56497 | 8 | IC | OP | NA | NG |  | 45823.5 | 0.0096688 | 0.000422 | EIA Prime Mover-level Data | Estimated using an emission factor
2020 | KS | Goodman Energy Center | 56497 | 9 | IC | OP | NA | NG |  | 45823.5 | 0.0096688 | 0.000422 | EIA Prime Mover-level Data | Estimated using an emission factor
2020 | KS | Gordon Evans Energy Center | 1240 | E1CT | GT | OP | CT | NG | 539 | 395162.1875 | 1.2889 | 0.0065233 | EPA/CAMD | EPA/NEI | 2000
2020 | KS | Gordon Evans Energy Center | 1240 | E2CT | GT | OP | CT | NG | 454 | 304309.8438 | 1.0052 | 0.0066063 | EPA/CAMD | EPA/NEI | 2000
2020 | KS | Gordon Evans Energy Center | 1240 | E3CT | GT | OP | CT | NG | 619 | 774273.75 | 2.4971 | 0.0064501 | EPA/CAMD | EPA/NEI | 2001
2020 | KS | Gray County Wind Energy | 55734 | V47 | WT | OP | NA | WND |  | 1850042 |  |  | EIA Prime Mover-level Data
2020 | KS | Great Bend - Midwest Energy | 1334 | 1 | IC | RE | NA | NG
2020 | KS | Great Bend - Midwest Energy | 1334 | 2 | IC | RE | NA | NG
2020 | KS | Great Bend - Midwest Energy | 1334 | 3 | IC | RE | NA | NG
2020 | KS | Great Bend - Midwest Energy | 1334 | 4 | IC | RE | NA | NG
2020 | KS | Great Bend - Midwest Energy | 1334 | 5 | IC | RE | NA | NG
2020 | KS | Great Bend - Midwest Energy | 1334 | 6 | IC | RE | NA | NG
2020 | KS | Great Bend Station aka Arthur Mullergren | 1235 | 3 | ST | OP | WALL | NG | 59 | 17623.4141 | 0.06289 | 0.0071371 | EPA/CAMD | EPA/NEI | 1963
2020 | KS | Greensburg | 57118 | GEN 1 | WT | OP | NA | WND |  | 182338 |  |  | EIA Prime Mover-level Data
2020 | KS | Herington | 1283 | 1 | IC | RE | NA | DFO
2020 | KS | Herington | 1283 | 2 | IC | RE | NA | DFO
2020 | KS | Herington | 1283 | 3 | IC | RE | NA | DFO
2020 | KS | Herington | 1283 | 4 | IC | RE | NA | DFO
2020 | KS | Herington | 1283 | 4B | IC | SB | NA | DFO
2020 | KS | Herington | 1283 | 5 | IC | RE | NA | DFO
2020 | KS | Hill City | 1285 | 1 | IC | OP | NA | DFO |  | 3.391 | 0.00052561 | 0.31 | EIA Prime Mover-level Data | Estimated using an emission factor
2020 | KS | Hill City | 1285 | 2 | IC | OP | NA | DFO |  | 3.391 | 0.00052561 | 0.31 | EIA Prime Mover-level Data | Estimated using an emission factor
2020 | KS | Hill City | 1285 | 3 | IC | OP | NA | DFO |  | 1.565 | 0.00024258 | 0.31 | EIA Prime Mover-level Data | Estimated using an emission factor
2020 | KS | Hill City | 1285 | 4 | IC | OP | NA | DFO |  | 2.87 | 0.00044485 | 0.31 | EIA Prime Mover-level Data | Estimated using an emission factor
2020 | KS | Hill City | 1285 | 5 | IC | OP | NA | DFO |  | 3.391 | 0.00052561 | 0.31 | EIA Prime Mover-level Data | Estimated using an emission factor
2020 | KS | Hill City | 1285 | 6 | IC | OP | NA | DFO |  | 3.391 | 0.00052561 | 0.31 | EIA Prime Mover-level Data | Estimated using an emission factor
2020 | KS | Hoisington | 1286 | 1 | IC | RE | NA | DFO
2020 | KS | Hoisington | 1286 | 2A | IC | OP | NA | DFO |  | 30.071 | 0.004661 | 0.31 | EIA Prime Mover-level Data | Estimated using an emission factor
2020 | KS | Hoisington | 1286 | 6 | IC | OP | NA | NG |  | 60.143 | 1.269e-05 | 0.000422 | EIA Prime Mover-level Data | Estimated using an emission factor
2020 | KS | Hoisington | 1286 | 7 | IC | OP | NA | NG |  | 120.286 | 2.538e-05 | 0.000422 | EIA Prime Mover-level Data | Estimated using an emission factor
2020 | KS | Hoisington | 1286 | 8 | IC | OP | NA | NG |  | 210.5 | 4.4416e-05 | 0.000422 | EIA Prime Mover-level Data | Estimated using an emission factor
2020 | KS | Holcomb | 108 | SGU1 | ST | OP | WALL | SUB | 6292 | 15249576 | 38.4188 | 0.0050387 | EPA/CAMD | EPA/NEI | 1983
2020 | KS | Holton | 1287 | 10 | IC | OP | NA | DFO |  | 2502.605 | 0.3879 | 0.31 | EIA Prime Mover-level Data | Estimated using an emission factor
2020 | KS | Holton | 1287 | 11 | IC | OP | NA | DFO |  | 3003.125 | 0.46548 | 0.31 | EIA Prime Mover-level Data | Estimated using an emission factor
2020 | KS | Holton | 1287 | 12 | IC | OP | NA | NG |  | 3879.0371 | 0.00081848 | 0.000422 | EIA Prime Mover-level Data | Estimated using an emission factor
2020 | KS | Holton | 1287 | 13 | IC | OP | NA | NG |  | 3879.0371 | 0.00081848 | 0.000422 | EIA Prime Mover-level Data | Estimated using an emission factor
2020 | KS | Holton | 1287 | 6 | IC | OP | NA | DFO |  | 2252.344 | 0.34911 | 0.31 | EIA Prime Mover-level Data | Estimated using an emission factor
2020 | KS | Holton | 1287 | 7 | IC | OP | NA | DFO |  | 3503.646 | 0.54307 | 0.31 | EIA Prime Mover-level Data | Estimated using an emission factor
2020 | KS | Holton | 1287 | 8 | IC | OP | NA | DFO |  | 5380.6001 | 0.83399 | 0.31 | EIA Prime Mover-level Data | Estimated using an emission factor
2020 | KS | Holton | 1287 | 9 | IC | OP | NA | DFO |  | 2502.605 | 0.3879 | 0.31 | EIA Prime Mover-level Data | Estimated using an emission factor
2020 | KS | Hugoton 1 | 1289 | 1 | IC | RE | NA | DFO
2020 | KS | Hugoton 1 | 1289 | 6 | IC | RE | NA | DFO
2020 | KS | Hugoton 2 | 7011 | 10 | IC | OP | NA | DFO |  | 163.042 | 0.025272 | 0.31 | EIA Prime Mover-level Data | Estimated using an emission factor
2020 | KS | Hugoton 2 | 7011 | 11 | IC | OP | NA | DFO |  | 94.792 | 0.014693 | 0.31 | EIA Prime Mover-level Data | Estimated using an emission factor
2020 | KS | Hugoton 2 | 7011 | 12 | IC | OP | NA | DFO |  | 113.75 | 0.017631 | 0.31 | EIA Prime Mover-level Data | Estimated using an emission factor
2020 | KS | Hugoton 2 | 7011 | 13 | IC | OP | NA | NG |  | 30.333 | 6.4003e-06 | 0.000422 | EIA Prime Mover-level Data | Estimated using an emission factor
2020 | KS | Hugoton 2 | 7011 | 7 | IC | OP | NA | DFO |  | 87.208 | 0.013517 | 0.31 | EIA Prime Mover-level Data | Estimated using an emission factor
2020 | KS | Hugoton 2 | 7011 | 8 | IC | OP | NA | DFO |  | 75.833 | 0.011754 | 0.31 | EIA Prime Mover-level Data | Estimated using an emission factor
2020 | KS | Hugoton 2 | 7011 | 9A | IC | OP | NA | DFO |  | 163.042 | 0.025272 | 0.31 | EIA Prime Mover-level Data | Estimated using an emission factor
2020 | KS | Hutchinson Energy Center | 1248 | CT-1 | GT | OP | CT | NG | 155 | 63448.3008 | 0.12514 | 0.0039447 | EPA/CAMD | EPA/NEI | 1974
2020 | KS | Hutchinson Energy Center | 1248 | CT-2 | GT | OP | CT | NG | 145 | 69808.1016 | 0.082111 | 0.0023525 | EPA/CAMD | EPA/NEI | 1974
2020 | KS | Hutchinson Energy Center | 1248 | CT-3 | GT | OP | CT | NG | 164 | 65863.1016 | 0.13085 | 0.0039733 | EPA/CAMD | EPA/NEI | 1974
2020 | KS | Hutchinson Energy Center | 1248 | CT-4 | GT | OP | CT | DFO | 9 | 2207.8 | 0 | 0 | EPA/CAMD | EPA/NEI | 1975
2020 | KS | Iola | 1291 | 1 | IC | OP | NA | NG |  | 1944.182 | 0.00041022 | 0.000422 | EIA Prime Mover-level Data | Estimated using an emission factor
2020 | KS | Iola | 1291 | 10 | IC | OP | NA | DFO |  | 1049.858 | 0.16273 | 0.31 | EIA Prime Mover-level Data | Estimated using an emission factor
2020 | KS | Iola | 1291 | 11 | IC | RE | NA | DFO
2020 | KS | Iola | 1291 | 12 | IC | RE | NA | DFO
2020 | KS | Iola | 1291 | 13 | IC | RE | NA | DFO
2020 | KS | Iola | 1291 | 14 | IC | OP | NA | DFO |  | 777.673 | 0.12054 | 0.31 | EIA Prime Mover-level Data | Estimated using an emission factor
2020 | KS | Iola | 1291 | 15 | IC | OP | NA | DFO |  | 777.673 | 0.12054 | 0.31 | EIA Prime Mover-level Data | Estimated using an emission factor
2020 | KS | Iola | 1291 | 16 | IC | V | NA | DFO
2020 | KS | Iola | 1291 | 2 | IC | OP | NA | NG |  | 1944.182 | 0.00041022 | 0.000422 | EIA Prime Mover-level Data | Estimated using an emission factor
2020 | KS | Iola | 1291 | 1900-01-03 | ST | RE | NA | NG
2020 | KS | Iola | 1291 | 1900-01-04 | ST | RE | NA | NG
2020 | KS | Iola | 1291 | 6 | IC | OP | NA | DFO |  | 1049.858 | 0.16273 | 0.31 | EIA Prime Mover-level Data | Estimated using an emission factor
2020 | KS | Iola | 1291 | 7 | IC | OP | NA | DFO |  | 1049.858 | 0.16273 | 0.31 | EIA Prime Mover-level Data | Estimated using an emission factor
2020 | KS | Iola | 1291 | 8 | IC | OP | NA | DFO |  | 1049.858 | 0.16273 | 0.31 | EIA Prime Mover-level Data | Estimated using an emission factor
2020 | KS | Iola | 1291 | 9 | IC | OP | NA | DFO |  | 1049.858 | 0.16273 | 0.31 | EIA Prime Mover-level Data | Estimated using an emission factor
2020 | KS | Irish Creek Wind | 64138 | ICW1 | WT | U | NA | WND
2020 | KS | Iron Star Wind Project | 64003 | WTG1 | WT | U | NA | WND
2020 | KS | Ironwood Wind | 57639 | 1 | WT | OP | NA | WND |  | 5534788 |  |  | EIA Prime Mover-level Data
2020 | KS | Jameson Energy Center | 59045 | JEC1 | IC | OP | NA | NG |  | 5185.333 | 0.0010941 | 0.000422 | EIA Prime Mover-level Data | Estimated using an emission factor
2020 | KS | Jameson Energy Center | 59045 | JEC2 | IC | OP | NA | NG |  | 5185.333 | 0.0010941 | 0.000422 | EIA Prime Mover-level Data | Estimated using an emission factor
2020 | KS | Jameson Energy Center | 59045 | JEC3 | IC | OP | NA | NG |  | 5185.333 | 0.0010941 | 0.000422 | EIA Prime Mover-level Data | Estimated using an emission factor
2020 | KS | Jeffrey Energy Center | 6068 | 1 | ST | OP | TANGENTIAL | SUB | 5843 | 24577026 | 145.5666 | 0.011846 | EPA/CAMD | EPA/NEI | 1978
2020 | KS | Jeffrey Energy Center | 6068 | 2 | ST | OP | TANGENTIAL | SUB | 5602 | 22269644 | 192.2925 | 0.017269 | EPA/CAMD | EPA/NEI | 1980
2020 | KS | Jeffrey Energy Center | 6068 | 3 | ST | OP | TANGENTIAL | SUB | 6420 | 30865890 | 239.6202 | 0.015527 | EPA/CAMD | EPA/NEI | 1983
2020 | KS | Jetmore | 1292 | 1 | IC | RE | NA | DFO
2020 | KS | Jetmore | 1292 | 2 | IC | RE | NA | DFO
2020 | KS | Jetmore | 1292 | 3 | IC | RE | NA | DFO
2020 | KS | Jetmore | 1292 | 1900-01-03 | IC | RE | NA | DFO
2020 | KS | Jetmore | 1292 | 1900-01-04 | IC | RE | NA | DFO
2020 | KS | Jetmore | 1292 | 1900-01-05 | IC | RE | NA | DFO
2020 | KS | Jetmore | 1292 | 7 | IC | RE | NA | DFO
2020 | KS | Jetmore | 1292 | 8 | IC | SB | NA | DFO |  | 7206 | 1.1169 | 0.31 | EIA Prime Mover-level Data | Estimated using an emission factor
2020 | KS | Johnson | 6579 | 1 | IC | RE | NA | DFO
2020 | KS | Johnson | 6579 | 2 | IC | RE | NA | DFO
2020 | KS | Johnson | 6579 | 4 | IC | RE | NA | DFO
2020 | KS | Johnson | 6579 | 5 | IC | RE | NA | DFO
2020 | KS | Johnson | 6579 | 7 | IC | RE | NA | DFO
2020 | KS | Johnson | 6579 | 8 | IC | RE | NA | NG
2020 | KS | Johnson | 6579 | CAT8 | IC | OP | NA | DFO |  | 203.5 | 0.031543 | 0.31 | EIA Prime Mover-level Data | Estimated using an emission factor
2020 | KS | Johnson | 6579 | CAT9 | IC | OP | NA | DFO |  | 203.5 | 0.031543 | 0.31 | EIA Prime Mover-level Data | Estimated using an emission factor
2020 | KS | Johnson | 6579 | IC6 | IC | RE | NA | DFO
2020 | KS | Johnson Corner Solar 1 | 62993 | KSJC1 | PV | OP | NA | SUN |  | 340349 |  |  | EIA Prime Mover-level Data
2020 | KS | Kansas River Project | 10279 | 1 | HY | OP | NA | WAT |  | 12182.7432 |  |  | EIA Prime Mover-level Data
2020 | KS | Kansas River Project | 10279 | 10 | HY | OP | NA | WAT |  | 52791.8867 |  |  | EIA Prime Mover-level Data
2020 | KS | Kansas River Project | 10279 | 11 | HY | OP | NA | WAT |  | 40609.1445 |  |  | EIA Prime Mover-level Data
2020 | KS | Kansas River Project | 10279 | 2 | HY | OP | NA | WAT |  | 12182.7432 |  |  | EIA Prime Mover-level Data
2020 | KS | Kansas River Project | 10279 | 3 | HY | OP | NA | WAT |  | 12182.7432 |  |  | EIA Prime Mover-level Data
2020 | KS | Kansas River Project | 10279 | 4 | HY | OP | NA | WAT |  | 12182.7432 |  |  | EIA Prime Mover-level Data
2020 | KS | Kansas River Project | 10279 | 5 | HY | OP | NA | WAT |  | 16243.6572 |  |  | EIA Prime Mover-level Data
2020 | KS | Kansas River Project | 10279 | 6 | HY | OP | NA | WAT |  | 16243.6572 |  |  | EIA Prime Mover-level Data
2020 | KS | Kansas River Project | 10279 | 7 | HY | OP | NA | WAT |  | 16243.6572 |  |  | EIA Prime Mover-level Data
2020 | KS | Kansas River Project | 10279 | 8 | HY | OP | NA | WAT |  | 40609.1445 |  |  | EIA Prime Mover-level Data
2020 | KS | Kansas River Project | 10279 | 9 | HY | OP | NA | WAT |  | 52791.8867 |  |  | EIA Prime Mover-level Data
2020 | KS | Kaw | 1294 | 1 | ST | OS | WALL | NG
2020 | KS | Kaw | 1294 | 2 | ST | OS | WALL | NG
2020 | KS | Kaw | 1294 | 3 | ST | OS | CYCLONE | NG
2020 | KS | Kingman Municipal Power and Light Plant | 1296 | 1 | IC | RE | NA | NG
2020 | KS | Kingman Municipal Power and Light Plant | 1296 | 2 | IC | SB | NA | NG |  | 4306.7021 | 0.00090871 | 0.000422 | EIA Prime Mover-level Data | Estimated using an emission factor
2020 | KS | Kingman Municipal Power and Light Plant | 1296 | 4 | IC | OP | NA | NG |  | 4306.7021 | 0.00090871 | 0.000422 | EIA Prime Mover-level Data | Estimated using an emission factor
2020 | KS | Kingman Municipal Power and Light Plant | 1296 | 5 | IC | RE | NA | NG
2020 | KS | Kingman Municipal Power and Light Plant | 1296 | 6 | IC | OP | NA | NG |  | 6851.5708 | 0.0014457 | 0.000422 | EIA Prime Mover-level Data | Estimated using an emission factor
2020 | KS | Kingman Municipal Power and Light Plant | 1296 | 7 | IC | OP | NA | NG |  | 4698.2202 | 0.00099132 | 0.000422 | EIA Prime Mover-level Data | Estimated using an emission factor
2020 | KS | Kingman Municipal Power and Light Plant | 1296 | 8 | IC | OP | NA | NG |  | 4893.979 | 0.0010326 | 0.000422 | EIA Prime Mover-level Data | Estimated using an emission factor
2020 | KS | Kingman Municipal Power and Light Plant | 1296 | 9 | IC | OP | NA | NG |  | 12332.8271 | 0.0026022 | 0.000422 | EIA Prime Mover-level Data | Estimated using an emission factor
2020 | KS | Kingman Wind | 60639 | KMW1 | WT | OP | NA | WND |  | 3724275 |  |  | EIA Prime Mover-level Data
2020 | KS | Kingman Wind | 60639 | KMW2 | WT | OP | NA | WND |  | 3724275 |  |  | EIA Prime Mover-level Data
2020 | KS | La Crosse | 1297 | 1 | IC | OP | NA | DFO |  | 108.6 | 0.016833 | 0.31 | EIA Prime Mover-level Data | Estimated using an emission factor
2020 | KS | La Crosse | 1297 | 2 | IC | OP | NA | DFO |  | 108.6 | 0.016833 | 0.31 | EIA Prime Mover-level Data | Estimated using an emission factor
2020 | KS | La Crosse | 1297 | 3 | IC | RE | NA | DFO
2020 | KS | La Crosse | 1297 | 5 | IC | OP | NA | DFO |  | 148.091 | 0.022954 | 0.31 | EIA Prime Mover-level Data | Estimated using an emission factor
2020 | KS | La Crosse | 1297 | 6 | IC | OP | NA | DFO |  | 177.709 | 0.027545 | 0.31 | EIA Prime Mover-level Data | Estimated using an emission factor
2020 | KS | La Cygne | 1241 | 1 | ST | OP | CYCLONE | SUB | 4882 | 26907560 | 106.1374 | 0.007889 | EPA/CAMD | EPA/NEI | 1973
2020 | KS | La Cygne | 1241 | 2 | ST | OP | WALL | SUB | 7897 | 39018188 | 28.749 | 0.0014736 | EPA/CAMD | EPA/NEI | 1977
2020 | KS | Larned | 1299 | 1 | ST | RE | NA | NG
2020 | KS | Larned | 1299 | 2 | ST | RE | NA | NG
2020 | KS | Larned | 1299 | 3 | ST | RE | NA | NG
2020 | KS | Larned | 1299 | CAT | IC | OP | NA | DFO |  | 195.488 | 0.030301 | 0.31 | EIA Prime Mover-level Data | Estimated using an emission factor
2020 | KS | Larned | 1299 | CAT1 | IC | OP | NA | DFO |  | 195.488 | 0.030301 | 0.31 | EIA Prime Mover-level Data | Estimated using an emission factor
2020 | KS | Larned | 1299 | CAT2 | IC | OP | NA | DFO |  | 195.488 | 0.030301 | 0.31 | EIA Prime Mover-level Data | Estimated using an emission factor
2020 | KS | Larned | 1299 | CAT3 | IC | OP | NA | DFO |  | 195.488 | 0.030301 | 0.31 | EIA Prime Mover-level Data | Estimated using an emission factor
2020 | KS | Larned | 1299 | CAT4 | IC | OP | NA | DFO |  | 195.488 | 0.030301 | 0.31 | EIA Prime Mover-level Data | Estimated using an emission factor
2020 | KS | Larned | 1299 | IC5 | IC | OP | NA | DFO |  | 625.561 | 0.096962 | 0.31 | EIA Prime Mover-level Data | Estimated using an emission factor
2020 | KS | Lawrence Energy Center | 1250 | 4 | ST | OP | TANGENTIAL | SUB | 7314 | 5858110.5 | 14.3093 | 0.0048853 | EPA/CAMD | EPA/NEI | 1960
2020 | KS | Lawrence Energy Center | 1250 | 5 | ST | OP | TANGENTIAL | SUB | 6331 | 15301646 | 30.4908 | 0.0039853 | EPA/CAMD | EPA/NEI | 1971
2020 | KS | Lincoln | 1300 | 1 | IC | SB | NA | DFO |  | 81.733 | 0.012669 | 0.31 | EIA Prime Mover-level Data | Estimated using an emission factor
2020 | KS | Lincoln | 1300 | 2 | IC | SB | NA | DFO |  | 81.733 | 0.012669 | 0.31 | EIA Prime Mover-level Data | Estimated using an emission factor
2020 | KS | Lincoln | 1300 | 4 | IC | SB | NA | DFO |  | 44.01 | 0.0068215 | 0.31 | EIA Prime Mover-level Data | Estimated using an emission factor
2020 | KS | Lincoln | 1300 | 5 | IC | OA | NA | DFO |  | 81.733 | 0.012669 | 0.31 | EIA Prime Mover-level Data | Estimated using an emission factor
2020 | KS | Lincoln | 1300 | 6 | IC | RE | NA | NG
2020 | KS | Lincoln | 1300 | 7 | IC | SB | NA | DFO |  | 220.049 | 0.034108 | 0.31 | EIA Prime Mover-level Data | Estimated using an emission factor
2020 | KS | Lincoln | 1300 | 8 | IC | SB | NA | DFO |  | 125.743 | 0.01949 | 0.31 | EIA Prime Mover-level Data | Estimated using an emission factor
2020 | KS | Marshall Wind Farm | 59084 | RPMA | WT | OP | NA | WND |  | 2299333 |  |  | EIA Prime Mover-level Data
2020 | KS | McPherson 2 | 1305 | GT1 | GT | OP | CT | NG | 245 | 88824.3984 | 0.27058 | 0.0060925 | EPA/CAMD | EPA/NEI | 1973
2020 | KS | McPherson 2 | 1305 | GT2 | GT | OP | CT | DFO | 152 | 50946.5 | 0.26839 | 0.010536 | EPA/CAMD | EPA/NEI | 1976
2020 | KS | McPherson 2 | 1305 | GT3 | GT | OP | CT | NG | 262 | 88272.7969 | 0.29937 | 0.0067828 | EPA/CAMD | EPA/NEI | 1979
2020 | KS | McPherson Municipal Power Plant #3 | 7515 | 1 | GT | OP | CT | NG | 237 | 124964.6953 | 0.44578 | 0.0071345 | EPA/CAMD | EPA/NEI | 1998
2020 | KS | Meade | 1306 | 2 | IC | OP | NA | NG |  | 124.024 | 2.6169e-05 | 0.000422 | EIA Prime Mover-level Data | Estimated using an emission factor
2020 | KS | Meade | 1306 | 3 | IC | OP | NA | NG |  | 151.585 | 3.1984e-05 | 0.000422 | EIA Prime Mover-level Data | Estimated using an emission factor
2020 | KS | Meade | 1306 | 4 | IC | OP | NA | NG |  | 192.927 | 4.0708e-05 | 0.000422 | EIA Prime Mover-level Data | Estimated using an emission factor
2020 | KS | Meade | 1306 | 5 | IC | OP | NA | DFO |  | 289.39 | 0.044855 | 0.31 | EIA Prime Mover-level Data | Estimated using an emission factor
2020 | KS | Meade | 1306 | 6 | IC | OP | NA | NG |  | 372.073 | 7.8507e-05 | 0.000422 | EIA Prime Mover-level Data | Estimated using an emission factor
2020 | KS | Midwest Energy Community Solar Array | 59632 | 1036 | PV | OP | NA | SUN |  | 6353 |  |  | EIA Prime Mover-level Data
2020 | KS | Minneapolis City of | 1307 | 1 | IC | RE | NA | DFO
2020 | KS | Minneapolis City of | 1307 | 2 | IC | RE | NA | NG
2020 | KS | Minneapolis City of | 1307 | 3 | IC | OP | NA | NG |  | 167.429 | 3.5328e-05 | 0.000422 | EIA Prime Mover-level Data | Estimated using an emission factor
2020 | KS | Minneapolis City of | 1307 | 4 | IC | OP | NA | NG |  | 90.154 | 1.9022e-05 | 0.000422 | EIA Prime Mover-level Data | Estimated using an emission factor
2020 | KS | Minneapolis City of | 1307 | 5 | IC | OP | NA | NG |  | 270.462 | 5.7067e-05 | 0.000422 | EIA Prime Mover-level Data | Estimated using an emission factor
2020 | KS | Minneapolis City of | 1307 | 6 | IC | OP | NA | NG |  | 386.374 | 8.1525e-05 | 0.000422 | EIA Prime Mover-level Data | Estimated using an emission factor
2020 | KS | Minneapolis City of | 1307 | 7 | IC | OP | NA | DFO |  | 257.582 | 0.039925 | 0.31 | EIA Prime Mover-level Data | Estimated using an emission factor
2020 | KS | Mulvane 2 | 7976 | 10 | IC | OP | NA | DFO |  | 50.804 | 0.0078746 | 0.31 | EIA Prime Mover-level Data | Estimated using an emission factor
2020 | KS | Mulvane 2 | 7976 | 11 | IC | OP | NA | DFO |  | 50.804 | 0.0078746 | 0.31 | EIA Prime Mover-level Data | Estimated using an emission factor
2020 | KS | Mulvane 2 | 7976 | 9 | IC | OP | NA | DFO |  | 12.391 | 0.0019206 | 0.31 | EIA Prime Mover-level Data | Estimated using an emission factor
2020 | KS | Mulvane Power Plant | 1308 | 1 | IC | RE | NA | DFO
2020 | KS | Mulvane Power Plant | 1308 | 2 | IC | RE | NA | DFO
2020 | KS | Mulvane Power Plant | 1308 | 3 | IC | RE | NA | NG
2020 | KS | Mulvane Power Plant | 1308 | 4 | IC | RE | NA | NG
2020 | KS | Mulvane Power Plant | 1308 | 5 | IC | RE | NA | DFO
2020 | KS | Mulvane Power Plant | 1308 | 6 | IC | RE | NA | NG
2020 | KS | Mulvane Power Plant | 1308 | 7 | IC | RE | NA | DFO
2020 | KS | Mulvane Power Plant | 1308 | 8 | IC | RE | NA | DFO
2020 | KS | Murray Gill | 1242 | 1 | ST | RE | WALL | NG
2020 | KS | Murray Gill | 1242 | 2 | ST | RE | WALL | NG
2020 | KS | Murray Gill | 1242 | 3 | ST | RE | WALL | NG
2020 | KS | Murray Gill | 1242 | 4 | ST | RE | WALL | NG
2020 | KS | Nearman Creek | 6064 | CT4 | GT | OP | CT | NG | 157 | 82251.1953 | 0.27628 | 0.006718 | EPA/CAMD | EPA/NEI | 2005
2020 | KS | Nearman Creek | 6064 | N1 | ST | OP | WALL | SUB | 6868 | 13529026 | 110.5412 | 0.016341 | EPA/CAMD | EPA/NEI | 1981
2020 | KS | Neosho | 1243 | 3 | ST | RE | NA | NG
2020 | KS | Neosho Ridge Wind Energy Center | 62481 | NRW1 | WT | V | NA | WND
2020 | KS | Ninnescah Wind Energy, LLC | 60620 | NSW | WT | OP | NA | WND |  | 7551464 |  |  | EIA Prime Mover-level Data
2020 | KS | Oak Grove Power Producers | 57489 | G1 | IC | OP | NA | LFG |  | 84629.7812 | 0.62203 | 0.0147 | EIA Prime Mover-level Data | Estimated using an emission factor
2020 | KS | Oak Grove Power Producers | 57489 | G2 | IC | OP | NA | LFG |  | 105787.2188 | 0.77754 | 0.0147 | EIA Prime Mover-level Data | Estimated using an emission factor
2020 | KS | Oberlin (KS) | 1312 | 1 | IC | SB | NA | DFO |  | 4.623 | 0.00071657 | 0.31 | EIA Prime Mover-level Data | Estimated using an emission factor
2020 | KS | Oberlin (KS) | 1312 | 2 | IC | SB | NA | DFO |  | 3.362 | 0.00052111 | 0.31 | EIA Prime Mover-level Data | Estimated using an emission factor
2020 | KS | Oberlin (KS) | 1312 | 4 | IC | SB | NA | DFO |  | 6.304 | 0.00097712 | 0.31 | EIA Prime Mover-level Data | Estimated using an emission factor
2020 | KS | Oberlin (KS) | 1312 | 5 | IC | SB | NA | DFO |  | 8.406 | 0.0013029 | 0.31 | EIA Prime Mover-level Data | Estimated using an emission factor
2020 | KS | Oberlin (KS) | 1312 | 6 | IC | SB | NA | DFO |  | 6.304 | 0.00097712 | 0.31 | EIA Prime Mover-level Data | Estimated using an emission factor
2020 | KS | Osage City | 1313 | 1 | IC | OP | NA | NG |  | 113.984 | 2.4051e-05 | 0.000422 | EIA Prime Mover-level Data | Estimated using an emission factor
2020 | KS | Osage City | 1313 | 10 | IC | OP | NA | DFO |  | 82.898 | 0.012849 | 0.31 | EIA Prime Mover-level Data | Estimated using an emission factor
2020 | KS | Osage City | 1313 | 2 | IC | OP | NA | NG |  | 124.346 | 2.6237e-05 | 0.000422 | EIA Prime Mover-level Data | Estimated using an emission factor
2020 | KS | Osage City | 1313 | 4 | IC | OP | NA | NG |  | 207.244 | 4.3728e-05 | 0.000422 | EIA Prime Mover-level Data | Estimated using an emission factor
2020 | KS | Osage City | 1313 | 5 | IC | OP | NA | NG |  | 207.244 | 4.3728e-05 | 0.000422 | EIA Prime Mover-level Data | Estimated using an emission factor
2020 | KS | Osage City | 1313 | 1900-01-06 | IC | OP | NA | NG |  | 176.157 | 3.7169e-05 | 0.000422 | EIA Prime Mover-level Data | Estimated using an emission factor
2020 | KS | Osage City | 1313 | 8 | IC | OP | NA | DFO |  | 82.898 | 0.012849 | 0.31 | EIA Prime Mover-level Data | Estimated using an emission factor
2020 | KS | Osage City | 1313 | 9 | IC | RE | NA | DFO
2020 | KS | Osage City | 1313 | IC3 | IC | OP | NA | NG |  | 207.244 | 4.3728e-05 | 0.000422 | EIA Prime Mover-level Data | Estimated using an emission factor
2020 | KS | Osage City | 1313 | IC6 | IC | OP | NA | NG |  | 113.984 | 2.4051e-05 | 0.000422 | EIA Prime Mover-level Data | Estimated using an emission factor
2020 | KS | Osawatomie City of | 1314 | 2 | IC | SB | NA | DFO |  | 89.212 | 0.013828 | 0.31 | EIA Prime Mover-level Data | Estimated using an emission factor
2020 | KS | Osawatomie City of | 1314 | 3 | IC | RE | NA | DFO
2020 | KS | Osawatomie City of | 1314 | 4 | IC | SB | NA | DFO |  | 46.545 | 0.0072145 | 0.31 | EIA Prime Mover-level Data | Estimated using an emission factor
2020 | KS | Osawatomie City of | 1314 | 5 | IC | SB | NA | DFO |  | 120.242 | 0.018638 | 0.31 | EIA Prime Mover-level Data | Estimated using an emission factor
2020 | KS | Osawatomie Generating Station | 7928 | 1 | GT | OP | CT | NG | 440 | 233907.6094 | 0.77189 | 0.0066 | EPA/CAMD | EPA/NEI | 2003
2020 | KS | Osawatomie Power Plant North Sub | 60751 | CAT1 | IC | OP | NA | DFO |  | 42 | 0.00651 | 0.31 | EIA Prime Mover-level Data | Estimated using an emission factor
2020 | KS | Osawatomie Power Plant North Sub | 60751 | CAT2 | IC | OP | NA | DFO |  | 42 | 0.00651 | 0.31 | EIA Prime Mover-level Data | Estimated using an emission factor
2020 | KS | Osawatomie Power Plant North Sub | 60751 | CAT3 | IC | OP | NA | DFO |  | 42 | 0.00651 | 0.31 | EIA Prime Mover-level Data | Estimated using an emission factor
2020 | KS | Osawatomie Power Plant South Sub | 60750 | CAT4 | IC | OP | NA | DFO |  | 43.667 | 0.0067684 | 0.31 | EIA Prime Mover-level Data | Estimated using an emission factor
2020 | KS | Osawatomie Power Plant South Sub | 60750 | CAT5 | IC | OP | NA | DFO |  | 43.667 | 0.0067684 | 0.31 | EIA Prime Mover-level Data | Estimated using an emission factor
2020 | KS | Osawatomie Power Plant South Sub | 60750 | CAT6 | IC | OP | NA | DFO |  | 43.667 | 0.0067684 | 0.31 | EIA Prime Mover-level Data | Estimated using an emission factor
2020 | KS | Osborne | 1315 | 1 | IC | SB | NA | DFO |  | 27.211 | 0.0042177 | 0.31 | EIA Prime Mover-level Data | Estimated using an emission factor
2020 | KS | Osborne | 1315 | 2 | IC | SB | NA | DFO |  | 23.662 | 0.0036676 | 0.31 | EIA Prime Mover-level Data | Estimated using an emission factor
2020 | KS | Osborne | 1315 | 3 | IC | SB | NA | DFO |  | 13.014 | 0.0020172 | 0.31 | EIA Prime Mover-level Data | Estimated using an emission factor
2020 | KS | Osborne | 1315 | 6 | IC | SB | NA | NG |  | 5.915 | 1.2481e-06 | 0.000422 | EIA Prime Mover-level Data | Estimated using an emission factor
2020 | KS | Osborne | 1315 | 7 | IC | SB | NA | NG |  | 5.915 | 1.2481e-06 | 0.000422 | EIA Prime Mover-level Data | Estimated using an emission factor
2020 | KS | Osborne | 1315 | 8 | IC | SB | NA | NG |  | 8.282 | 1.7475e-06 | 0.000422 | EIA Prime Mover-level Data | Estimated using an emission factor
2020 | KS | Ottawa | 1316 | GT1 | GT | RE | NA | NG |  | 0 | 0 |  | EIA Prime Mover-level Data | NEI avg EF - PM, fuel type, firing type
2020 | KS | Ottawa | 1316 | IC3 | IC | OP | NA | NG |  | 2178.76 | 0.00045972 | 0.000422 | EIA Prime Mover-level Data | Estimated using an emission factor
2020 | KS | Ottawa | 1316 | IC4 | IC | OP | NA | NG |  | 2060.99 | 0.00043487 | 0.000422 | EIA Prime Mover-level Data | Estimated using an emission factor
2020 | KS | Ottawa | 1316 | IC6 | IC | OP | NA | NG |  | 3533.125 | 0.00074549 | 0.000422 | EIA Prime Mover-level Data | Estimated using an emission factor
2020 | KS | Ottawa | 1316 | IC7 | IC | OP | NA | NG |  | 3533.125 | 0.00074549 | 0.000422 | EIA Prime Mover-level Data | Estimated using an emission factor
2020 | KS | Oxford (KS) | 7432 | 1 | IC | RE | NA | DFO
2020 | KS | Oxford (KS) | 7432 | 1A | IC | OP | NA | DFO |  | 15.667 | 0.0024284 | 0.31 | EIA Prime Mover-level Data | Estimated using an emission factor
2020 | KS | Oxford (KS) | 7432 | 2 | IC | RE | NA | DFO
2020 | KS | Oxford (KS) | 7432 | 2A | IC | OP | NA | DFO |  | 15.667 | 0.0024284 | 0.31 | EIA Prime Mover-level Data | Estimated using an emission factor
2020 | KS | Oxford (KS) | 7432 | 3 | IC | RE | NA | DFO
2020 | KS | Oxford (KS) | 7432 | 3A | IC | OP | NA | DFO |  | 15.667 | 0.0024284 | 0.31 | EIA Prime Mover-level Data | Estimated using an emission factor
2020 | KS | Post Rock Wind Power Project, LLC | 57678 | 1 | WT | OP | NA | WND |  | 6716978 |  |  | EIA Prime Mover-level Data
2020 | KS | Prairie Horizon Agri Energy | 58183 | T5687 | ST | RE | NA | NG
2020 | KS | Prairie Horizon Agri Energy | 58183 | T5741 | ST | OP | NA | NG |  | 738498 | 2.7416 | 0.0074247 | EIA Prime Mover-level Data | NEI avg EF - PM, fuel type
2020 | KS | Prairie Queen Wind Farm | 62488 | WT | WT | OP | NA | WND |  | 5551511 |  |  | EIA Prime Mover-level Data
2020 | KS | Prairie Sky Solar Farm | 61798 | 1 | PV | OP | NA | SUN |  | 16328 |  |  | EIA Prime Mover-level Data
2020 | KS | Pratt | 1317 | 5 | ST | OP | NA | NG |  | 26846 | 0.099662 | 0.0074247 | EIA Unit-level Data | NEI avg EF - PM, fuel type
2020 | KS | Pratt | 1317 | 1 | ST | RE | NA | NG
2020 | KS | Pratt | 1317 | 3 | ST | RE | NA | NG
2020 | KS | Pratt | 1317 | IC1 | IC | OP | NA | DFO |  | 41 | 0.006355 | 0.31 | EIA Prime Mover-level Data | Estimated using an emission factor
2020 | KS | Pratt 2 | 7447 | IC2 | IC | OP | NA | NG |  | 1070.5 | 0.00022588 | 0.000422 | EIA Prime Mover-level Data | Estimated using an emission factor
2020 | KS | Pratt 2 | 7447 | IC3 | IC | OP | NA | NG |  | 1070.5 | 0.00022588 | 0.000422 | EIA Prime Mover-level Data | Estimated using an emission factor
2020 | KS | Pratt Wind, LLC | 61957 | PW | WT | OP | NA | WND |  | 9179891 |  |  | EIA Prime Mover-level Data
2020 | KS | Quindaro | 1295 | 2 | ST | SB | WALL | NG |  | 0 | 0 |  | EIA Prime Mover-level Data | NEI avg EF - PM, fuel type, firing type | 1971
2020 | KS | Quindaro | 1295 | CT2 | GT | OP | CT | DFO | 95 | 43711.6016 | 0.24195 | 0.01107 | EPA/CAMD | EPA/NEI | 1969
2020 | KS | Quindaro | 1295 | CT3 | GT | OP | CT | DFO | 109 | 47311.8984 | 0.26187 | 0.01107 | EPA/CAMD | EPA/NEI | 1977
2020 | KS | Reading Wind Project | 60999 | READW | WT | OP | NA | WND |  | 3196724 |  |  | EIA Prime Mover-level Data
2020 | KS | Riverton | 1239 | 12 | CT | OP | CC | NG | 6511 | 10841967 | 19 | 0.0035049 | EPA/CAMD | EPA/NEI | 2007
2020 | KS | Rubart | 58255 | 1 | IC | OP | NA | NG |  | 16790.084 | 0.0035427 | 0.000422 | EIA Prime Mover-level Data | Estimated using an emission factor
2020 | KS | Rubart | 58255 | 2 | IC | OP | NA | NG |  | 16790.084 | 0.0035427 | 0.000422 | EIA Prime Mover-level Data | Estimated using an emission factor
2020 | KS | Rubart | 58255 | 3 | IC | OP | NA | NG |  | 16790.084 | 0.0035427 | 0.000422 | EIA Prime Mover-level Data | Estimated using an emission factor
2020 | KS | Rubart | 58255 | 4 | IC | OP | NA | NG |  | 16790.084 | 0.0035427 | 0.000422 | EIA Prime Mover-level Data | Estimated using an emission factor
2020 | KS | Rubart | 58255 | 5 | IC | OP | NA | NG |  | 16790.084 | 0.0035427 | 0.000422 | EIA Prime Mover-level Data | Estimated using an emission factor
2020 | KS | Rubart | 58255 | 6 | IC | OP | NA | NG |  | 16790.084 | 0.0035427 | 0.000422 | EIA Prime Mover-level Data | Estimated using an emission factor
2020 | KS | Rubart | 58255 | 7 | IC | OP | NA | NG |  | 16790.084 | 0.0035427 | 0.000422 | EIA Prime Mover-level Data | Estimated using an emission factor
2020 | KS | Rubart | 58255 | 8 | IC | OP | NA | NG |  | 16790.084 | 0.0035427 | 0.000422 | EIA Prime Mover-level Data | Estimated using an emission factor
2020 | KS | Rubart | 58255 | 9 | IC | OP | NA | NG |  | 16790.084 | 0.0035427 | 0.000422 | EIA Prime Mover-level Data | Estimated using an emission factor
2020 | KS | Rubart | 58255 | 10 | IC | OP | NA | NG |  | 16790.084 | 0.0035427 | 0.000422 | EIA Prime Mover-level Data | Estimated using an emission factor
2020 | KS | Rubart | 58255 | 11 | IC | OP | NA | NG |  | 16790.084 | 0.0035427 | 0.000422 | EIA Prime Mover-level Data | Estimated using an emission factor
2020 | KS | Rubart | 58255 | 12 | IC | OP | NA | NG |  | 16790.084 | 0.0035427 | 0.000422 | EIA Prime Mover-level Data | Estimated using an emission factor
2020 | KS | Russell Downtown | 1319 | 11 | IC | OP | NA | NG |  | 114.879 | 2.4239e-05 | 0.000422 | EIA Prime Mover-level Data | Estimated using an emission factor
2020 | KS | Russell Downtown | 1319 | 12 | IC | OP | NA | NG |  | 114.879 | 2.4239e-05 | 0.000422 | EIA Prime Mover-level Data | Estimated using an emission factor
2020 | KS | Russell Downtown | 1319 | 7 | IC | OP | NA | NG |  | 111.688 | 2.3566e-05 | 0.000422 | EIA Prime Mover-level Data | Estimated using an emission factor
2020 | KS | Russell Downtown | 1319 | 1900-01-07 | IC | OP | NA | DFO |  | 79.777 | 0.012365 | 0.31 | EIA Prime Mover-level Data | Estimated using an emission factor
2020 | KS | Russell Downtown | 1319 | 1900-01-08 | IC | OP | NA | DFO |  | 79.777 | 0.012365 | 0.31 | EIA Prime Mover-level Data | Estimated using an emission factor
2020 | KS | Russell Energy Center | 7930 | T-1 | GT | OP | NA | NG |  | 3208.5 | 0.001595 | 0.00099423 | EIA Prime Mover-level Data | NEI avg EF - PM, fuel type, firing type
2020 | KS | Russell Energy Center | 7930 | T-2 | GT | OP | NA | NG |  | 3208.5 | 0.001595 | 0.00099423 | EIA Prime Mover-level Data | NEI avg EF - PM, fuel type, firing type
2020 | KS | Sabetha Power Plant | 1320 | 11 | IC | OP | NA | DFO |  | 105 | 0.016275 | 0.31 | EIA Prime Mover-level Data | Estimated using an emission factor
2020 | KS | Sabetha Power Plant | 1320 | 12 | IC | OP | NA | NG |  | 154 | 3.2494e-05 | 0.000422 | EIA Prime Mover-level Data | Estimated using an emission factor
2020 | KS | Sabetha Power Plant | 1320 | 2 | IC | OP | NA | DFO |  | 52.5 | 0.0081375 | 0.31 | EIA Prime Mover-level Data | Estimated using an emission factor
2020 | KS | Sabetha Power Plant | 1320 | 3 | IC | OP | NA | DFO |  | 28 | 0.00434 | 0.31 | EIA Prime Mover-level Data | Estimated using an emission factor
2020 | KS | Sabetha Power Plant | 1320 | 4 | IC | OP | NA | DFO |  | 35 | 0.005425 | 0.31 | EIA Prime Mover-level Data | Estimated using an emission factor
2020 | KS | Sabetha Power Plant | 1320 | 5 | IC | OP | NA | DFO |  | 49 | 0.007595 | 0.31 | EIA Prime Mover-level Data | Estimated using an emission factor
2020 | KS | Sabetha Power Plant | 1320 | 6 | IC | OP | NA | DFO |  | 49 | 0.007595 | 0.31 | EIA Prime Mover-level Data | Estimated using an emission factor
2020 | KS | Sabetha Power Plant | 1320 | 7 | IC | OP | NA | DFO |  | 77 | 0.011935 | 0.31 | EIA Prime Mover-level Data | Estimated using an emission factor
2020 | KS | Sabetha Power Plant | 1320 | 8 | IC | OP | NA | DFO |  | 87.5 | 0.013562 | 0.31 | EIA Prime Mover-level Data | Estimated using an emission factor
2020 | KS | Sabetha Power Plant | 1320 | IC10 | IC | OP | NA | DFO |  | 87.5 | 0.013562 | 0.31 | EIA Prime Mover-level Data | Estimated using an emission factor
2020 | KS | Sabetha Power Plant | 1320 | IC9 | IC | OP | NA | DFO |  | 38.5 | 0.0059675 | 0.31 | EIA Prime Mover-level Data | Estimated using an emission factor
2020 | KS | Salt Springs Wind Farm | 60807 | WT | WT | CN | NA | WND
2020 | KS | Sharon Spring | 1324 | 1 | IC | OP | NA | NG
2020 | KS | Sharon Spring | 1324 | 2 | IC | OP | NA | NG
2020 | KS | Sharon Spring | 1324 | 3 | IC | OP | NA | NG
2020 | KS | Sharon Spring | 1324 | 4 | IC | OP | NA | NG
2020 | KS | Sharpe | 7973 | 1 | IC | OP | NA | DFO |  | 2941.5 | 0.45593 | 0.31 | EIA Prime Mover-level Data | Estimated using an emission factor
2020 | KS | Sharpe | 7973 | 10 | IC | OP | NA | DFO |  | 2941.5 | 0.45593 | 0.31 | EIA Prime Mover-level Data | Estimated using an emission factor
2020 | KS | Sharpe | 7973 | 2 | IC | OP | NA | DFO |  | 2941.5 | 0.45593 | 0.31 | EIA Prime Mover-level Data | Estimated using an emission factor
2020 | KS | Sharpe | 7973 | 3 | IC | OP | NA | DFO |  | 2941.5 | 0.45593 | 0.31 | EIA Prime Mover-level Data | Estimated using an emission factor
2020 | KS | Sharpe | 7973 | 4 | IC | OP | NA | DFO |  | 2941.5 | 0.45593 | 0.31 | EIA Prime Mover-level Data | Estimated using an emission factor
2020 | KS | Sharpe | 7973 | 5 | IC | OP | NA | DFO |  | 2941.5 | 0.45593 | 0.31 | EIA Prime Mover-level Data | Estimated using an emission factor
2020 | KS | Sharpe | 7973 | 6 | IC | OP | NA | DFO |  | 2941.5 | 0.45593 | 0.31 | EIA Prime Mover-level Data | Estimated using an emission factor
2020 | KS | Sharpe | 7973 | 7 | IC | OP | NA | DFO |  | 2941.5 | 0.45593 | 0.31 | EIA Prime Mover-level Data | Estimated using an emission factor
2020 | KS | Sharpe | 7973 | 8 | IC | OP | NA | DFO |  | 2941.5 | 0.45593 | 0.31 | EIA Prime Mover-level Data | Estimated using an emission factor
2020 | KS | Sharpe | 7973 | 9 | IC | OP | NA | DFO |  | 2941.5 | 0.45593 | 0.31 | EIA Prime Mover-level Data | Estimated using an emission factor
2020 | KS | Shooting Star | 58018 | 1 | WT | OP | NA | WND |  | 3854953 |  |  | EIA Prime Mover-level Data
2020 | KS | Slate Creek Wind Project LLC | 59837 | GEN1 | WT | OP | NA | WND |  | 5406283 |  |  | EIA Prime Mover-level Data
2020 | KS | Smoky Hills Wind Project Phase I | 56488 | 1 | WT | OP | NA | WND |  | 2413401 |  |  | EIA Prime Mover-level Data
2020 | KS | Smoky Hills Wind Project Phase II | 56985 | SMKII | WT | OP | NA | WND |  | 3081771 |  |  | EIA Prime Mover-level Data
2020 | KS | Soldier Creek Wind | 64309 | SCWKS | WT | OP | NA | WND |  | 1116049 |  |  | EIA Prime Mover-level Data
2020 | KS | Solomon Forks Wind Project, LLC | 61984 | WTGS | WT | OP | NA | WND |  | 10308441 |  |  | EIA Prime Mover-level Data
2020 | KS | Spearville | 56351 | 1 | WT | OP | NA | WND |  | 2204080.75 |  |  | EIA Prime Mover-level Data
2020 | KS | Spearville | 56351 | 2 | WT | OP | NA | WND |  | 1052695.25 |  |  | EIA Prime Mover-level Data
2020 | KS | Spearville 3 LLC | 57975 | GEN1 | WT | OP | NA | WND |  | 3630216 |  |  | EIA Prime Mover-level Data
2020 | KS | St Francis | 1321 | 2 | IC | OP | NA | DFO
2020 | KS | St Francis | 1321 | 3 | IC | RE | NA | DFO
2020 | KS | St Francis | 1321 | 4 | IC | OP | NA | DFO
2020 | KS | St Francis | 1321 | 5 | IC | OP | NA | DFO
2020 | KS | St John | 1322 | 2 | IC | OP | NA | DFO |  | 19.5 | 0.0030225 | 0.31 | EIA Prime Mover-level Data | Estimated using an emission factor
2020 | KS | St John | 1322 | 3 | IC | RE | NA | DFO
2020 | KS | St John | 1322 | 4 | IC | OP | NA | DFO |  | 25.5 | 0.0039525 | 0.31 | EIA Prime Mover-level Data | Estimated using an emission factor
2020 | KS | St John | 1322 | 5 | IC | OP | NA | DFO |  | 30 | 0.00465 | 0.31 | EIA Prime Mover-level Data | Estimated using an emission factor
2020 | KS | Stafford | 1325 | 1 | IC | RE | NA | DFO
2020 | KS | Stafford | 1325 | 2 | IC | RE | NA | DFO
2020 | KS | Stafford | 1325 | 3 | IC | RE | NA | DFO
2020 | KS | Stafford | 1325 | 4 | IC | OP | NA | DFO
2020 | KS | Stafford | 1325 | 5 | IC | OP | NA | DFO
2020 | KS | Sterling | 1326 | 1 | IC | OP | NA | DFO |  | 51.99 | 0.0080585 | 0.31 | EIA Prime Mover-level Data | Estimated using an emission factor
2020 | KS | Sterling | 1326 | 2 | IC | OP | NA | DFO |  | 17.33 | 0.0026861 | 0.31 | EIA Prime Mover-level Data | Estimated using an emission factor
2020 | KS | Sterling | 1326 | 3 | IC | OP | NA | DFO |  | 103.981 | 0.016117 | 0.31 | EIA Prime Mover-level Data | Estimated using an emission factor
2020 | KS | Sterling | 1326 | 4 | IC | OP | NA | DFO |  | 38.126 | 0.0059095 | 0.31 | EIA Prime Mover-level Data | Estimated using an emission factor
2020 | KS | Sterling | 1326 | 5 | IC | OP | NA | DFO |  | 48.524 | 0.0075212 | 0.31 | EIA Prime Mover-level Data | Estimated using an emission factor
2020 | KS | Sterling | 1326 | 6 | IC | OP | NA | DFO |  | 48.524 | 0.0075212 | 0.31 | EIA Prime Mover-level Data | Estimated using an emission factor
2020 | KS | Sterling | 1326 | 7 | IC | OP | NA | DFO |  | 48.524 | 0.0075212 | 0.31 | EIA Prime Mover-level Data | Estimated using an emission factor
2020 | KS | Stockton | 1327 | 1 | IC | OP | NA | NG |  | 332.2 | 7.0094e-05 | 0.000422 | EIA Prime Mover-level Data | Estimated using an emission factor
2020 | KS | Stockton | 1327 | 2 | IC | OP | NA | NG |  | 332.2 | 7.0094e-05 | 0.000422 | EIA Prime Mover-level Data | Estimated using an emission factor
2020 | KS | Stockton | 1327 | 3 | IC | OP | NA | NG |  | 604 | 0.00012744 | 0.000422 | EIA Prime Mover-level Data | Estimated using an emission factor
2020 | KS | Stockton | 1327 | 4 | IC | RE | NA | NG |  | 151 | 3.1861e-05 | 0.000422 | EIA Prime Mover-level Data | Estimated using an emission factor
2020 | KS | Stockton | 1327 | 5 | IC | OP | NA | NG |  | 392.6 | 8.2839e-05 | 0.000422 | EIA Prime Mover-level Data | Estimated using an emission factor
2020 | KS | Tecumseh Energy Center | 1252 | 1 | GT | RE | NA | DFO
2020 | KS | Tecumseh Energy Center | 1252 | 2 | GT | RE | NA | DFO
2020 | KS | Tecumseh Energy Center | 1252 | 7 | ST | RE | NA | SUB
2020 | KS | Tecumseh Energy Center | 1252 | 8 | ST | RE | NA | SUB
2020 | KS | Thunderbird Generator (Tbird) | 63575 | TBRID | IC | SB | NA | DFO |  | 713 | 0.11052 | 0.31 | EIA Prime Mover-level Data | Estimated using an emission factor
2020 | KS | Wamego | 1328 | 1 | IC | OP | NA | NG |  | 285.145 | 6.0166e-05 | 0.000422 | EIA Prime Mover-level Data | Estimated using an emission factor
2020 | KS | Wamego | 1328 | 10 | IC | OP | NA | NG |  | 701.895 | 0.0001481 | 0.000422 | EIA Prime Mover-level Data | Estimated using an emission factor
2020 | KS | Wamego | 1328 | 3 | IC | OP | NA | NG |  | 285.145 | 6.0166e-05 | 0.000422 | EIA Prime Mover-level Data | Estimated using an emission factor
2020 | KS | Wamego | 1328 | 4 | IC | OP | NA | NG |  | 241.276 | 5.0909e-05 | 0.000422 | EIA Prime Mover-level Data | Estimated using an emission factor
2020 | KS | Wamego | 1328 | 5 | IC | OP | NA | NG |  | 438.684 | 9.2562e-05 | 0.000422 | EIA Prime Mover-level Data | Estimated using an emission factor
2020 | KS | Wamego | 1328 | 6 | IC | OP | NA | NG |  | 526.421 | 0.00011107 | 0.000422 | EIA Prime Mover-level Data | Estimated using an emission factor
2020 | KS | Wamego | 1328 | 7 | IC | OP | NA | NG |  | 285.145 | 6.0166e-05 | 0.000422 | EIA Prime Mover-level Data | Estimated using an emission factor
2020 | KS | Wamego | 1328 | 8 | IC | OP | NA | NG |  | 285.145 | 6.0166e-05 | 0.000422 | EIA Prime Mover-level Data | Estimated using an emission factor
2020 | KS | Wamego | 1328 | 9 | IC | OP | NA | NG |  | 285.145 | 6.0166e-05 | 0.000422 | EIA Prime Mover-level Data | Estimated using an emission factor
2020 | KS | Washington | 1329 | 1 | IC | OP | NA | DFO |  | 50.966 | 0.0078997 | 0.31 | EIA Prime Mover-level Data | Estimated using an emission factor
2020 | KS | Washington | 1329 | 2 | IC | OP | NA | DFO |  | 42.472 | 0.0065832 | 0.31 | EIA Prime Mover-level Data | Estimated using an emission factor
2020 | KS | Washington | 1329 | 3 | IC | OP | NA | DFO |  | 38.225 | 0.0059249 | 0.31 | EIA Prime Mover-level Data | Estimated using an emission factor
2020 | KS | Washington | 1329 | 5 | IC | OP | NA | DFO |  | 25.483 | 0.0039499 | 0.31 | EIA Prime Mover-level Data | Estimated using an emission factor
2020 | KS | Washington | 1329 | 6 | IC | OP | NA | DFO |  | 63.708 | 0.0098747 | 0.31 | EIA Prime Mover-level Data | Estimated using an emission factor
2020 | KS | Washington | 1329 | 7 | IC | OP | NA | DFO |  | 46.719 | 0.0072414 | 0.31 | EIA Prime Mover-level Data | Estimated using an emission factor
2020 | KS | Washington | 1329 | IC4 | IC | OP | NA | DFO |  | 110.427 | 0.017116 | 0.31 | EIA Prime Mover-level Data | Estimated using an emission factor
2020 | KS | Waste Management Rolling Meadows LFGTE | 57023 | GEN1 | IC | OP | NA | LFG |  | 81378.2891 | 0.59813 | 0.0147 | EIA Prime Mover-level Data | Estimated using an emission factor
2020 | KS | Waste Management Rolling Meadows LFGTE | 57023 | GEN2 | IC | OP | NA | LFG |  | 81378.2891 | 0.59813 | 0.0147 | EIA Prime Mover-level Data | Estimated using an emission factor
2020 | KS | Waste Management Rolling Meadows LFGTE | 57023 | GEN3 | IC | OP | NA | LFG |  | 81378.2891 | 0.59813 | 0.0147 | EIA Prime Mover-level Data | Estimated using an emission factor
2020 | KS | Waste Management Rolling Meadows LFGTE | 57023 | GEN4 | IC | OP | NA | LFG |  | 81378.2891 | 0.59813 | 0.0147 | EIA Prime Mover-level Data | Estimated using an emission factor
2020 | KS | Waste Management Rolling Meadows LFGTE | 57023 | GEN5 | IC | OP | NA | LFG |  | 81378.2891 | 0.59813 | 0.0147 | EIA Prime Mover-level Data | Estimated using an emission factor
2020 | KS | Waste Management Rolling Meadows LFGTE | 57023 | GEN6 | IC | OP | NA | LFG |  | 81378.2891 | 0.59813 | 0.0147 | EIA Prime Mover-level Data | Estimated using an emission factor
2020 | KS | Waste Management Rolling Meadows LFGTE | 57023 | GEN7 | IC | OP | NA | LFG |  | 81378.2891 | 0.59813 | 0.0147 | EIA Prime Mover-level Data | Estimated using an emission factor
2020 | KS | Waste Water Plant Generator | 56022 | 1 | IC | SB | NA | DFO |  | 12 | 0.00186 | 0.31 | EIA Prime Mover-level Data | Estimated using an emission factor
2020 | KS | Waverly Wind Farm LLC | 57614 | GEN1 | WT | OP | NA | WND |  | 6239375 |  |  | EIA Prime Mover-level Data
2020 | KS | Wellington 1 | 1330 | 4 | ST | OP | NA | NG |  | 902.335 | 0.0033498 | 0.0074247 | EIA Unit-level Data | NEI avg EF - PM, fuel type
2020 | KS | Wellington 1 | 1330 | 5 | IC | RE | NA | DFO
2020 | KS | Wellington 1 | 1330 | 7 | IC | OP | NA | DFO
2020 | KS | Wellington 1 | 1330 | 8 | IC | OP | NA | DFO
2020 | KS | Wellington 2 | 7339 | 6 | GT | OP | NA | NG |  | 14221 | 0.0070695 | 0.00099423 | EIA Prime Mover-level Data | NEI avg EF - PM, fuel type, firing type
2020 | KS | West 14th Street | 1332 | GT1 | GT | OA | NA | NG
2020 | KS | West 14th Street | 1332 | IC1 | IC | CN | NA | DFO
2020 | KS | West Gardner Generating Station | 7929 | 1 | GT | OP | CT | NG | 461 | 264736.9688 | 0.87363 | 0.0066 | EPA/CAMD | EPA/NEI | 2003
2020 | KS | West Gardner Generating Station | 7929 | 2 | GT | OP | CT | NG | 485 | 279030.875 | 0.9208 | 0.0066 | EPA/CAMD | EPA/NEI | 2003
2020 | KS | West Gardner Generating Station | 7929 | 3 | GT | OP | CT | NG | 465 | 268229.625 | 0.88516 | 0.0066 | EPA/CAMD | EPA/NEI | 2003
2020 | KS | West Gardner Generating Station | 7929 | 4 | GT | OP | CT | NG | 345 | 198727.4219 | 0.6558 | 0.0066 | EPA/CAMD | EPA/NEI | 2003
2020 | KS | Westar Cities Solar | 60956 | PV1 | PV | OP | NA | SUN |  | 20256 |  |  | EIA Prime Mover-level Data
2020 | KS | Westar Wind | 56219 | J1 | WT | RE | NA | WND
2020 | KS | Westar Wind | 56219 | J2 | WT | RE | NA | WND
2020 | KS | Western Plains Wind Farm | 60689 | 1 | WT | OP | NA | WND |  | 9735309 |  |  | EIA Prime Mover-level Data
2020 | KS | Wichita Plant | 50169 | GEN1 | GT | SB | NA | NG
2020 | KS | Wolf Creek Generating Station | 210 | 1 | ST | OP | NA | NUC |  | 110544376 |  |  | EIA Prime Mover-level Data
2020 | KS | Wolf Creek Generator | 62590 | WOLF | IC | SB | NA | DFO |  | 811 | 0.12571 | 0.31 | EIA Prime Mover-level Data | Estimated using an emission factor
2020 | KY | AEUG Fleming Solar, LLC | 64658 | AFS | PV | P | NA | SUN
2020 | KY | AEUG Madison Solar, LLC | 64659 | AMS | PV | P | NA | SUN
2020 | KY | Barkley | 1371 | 1 | HY | OP | NA | WAT |  | 1700920.25 |  |  | EIA Prime Mover-level Data
2020 | KY | Barkley | 1371 | 2 | HY | OP | NA | WAT |  | 1700920.25 |  |  | EIA Prime Mover-level Data
2020 | KY | Barkley | 1371 | 3 | HY | OP | NA | WAT |  | 1700920.25 |  |  | EIA Prime Mover-level Data
2020 | KY | Barkley | 1371 | 4 | HY | OP | NA | WAT |  | 1700920.25 |  |  | EIA Prime Mover-level Data
2020 | KY | Bavarian LFGTE | 56277 | 1 | IC | OP | NA | LFG |  | 70167.3359 | 0.51573 | 0.0147 | EIA Prime Mover-level Data | Estimated using an emission factor
2020 | KY | Bavarian LFGTE | 56277 | 2 | IC | OP | NA | LFG |  | 70167.3359 | 0.51573 | 0.0147 | EIA Prime Mover-level Data | Estimated using an emission factor
2020 | KY | Bavarian LFGTE | 56277 | 3 | IC | OP | NA | LFG |  | 70167.3359 | 0.51573 | 0.0147 | EIA Prime Mover-level Data | Estimated using an emission factor
2020 | KY | Bavarian LFGTE | 56277 | 4 | IC | OP | NA | LFG |  | 70167.3359 | 0.51573 | 0.0147 | EIA Prime Mover-level Data | Estimated using an emission factor
2020 | KY | Bavarian LFGTE | 56277 | 5 | IC | OP | NA | LFG |  | 140334.6719 | 1.0315 | 0.0147 | EIA Prime Mover-level Data | Estimated using an emission factor
2020 | KY | Big Sandy | 1353 | BSU1 | ST | OP | WALL | NG | 4591 | 9072869 | 86.8976 | 0.019155 | EPA/CAMD | EPA/NEI | 1963
2020 | KY | Blue Ridge Generating | 59392 | GEN1 | IC | OP | NA | LFG |  | 67931 | 0.49929 | 0.0147 | EIA Prime Mover-level Data | Estimated using an emission factor
2020 | KY | Bluebird Solar LLC | 62797 | BBIRD | PV | P | NA | SUN
2020 | KY | Bluegrass Generating Station | 55164 | GTG1 | GT | OP | CT | NG | 238 | 327772.3125 | 2.2993 | 0.01403 | EPA/CAMD | EPA/NEI | 2002
2020 | KY | Bluegrass Generating Station | 55164 | GTG2 | GT | OP | CT | NG | 328 | 451067.75 | 2.9881 | 0.013249 | EPA/CAMD | EPA/NEI | 2002
2020 | KY | Bluegrass Generating Station | 55164 | GTG3 | GT | OP | CT | NG | 132 | 162454.4219 | 1.4826 | 0.018252 | EPA/CAMD | EPA/NEI | 2002
2020 | KY | Cane Run | 1363 | 7A | CT | OP | CC | NG | 7218 | 15901042 | 6.6397 | 0.00083513 | EPA/CAMD | EPA/NEI | 2015
2020 | KY | Cane Run | 1363 | 7B | CT | OP | CC | NG | 7144 | 15716530 | 6.6397 | 0.00084493 | EPA/CAMD | EPA/NEI | 2015
2020 | KY | Cannelton Hydroelectric Plant | 57399 | CG1 | HY | OP | NA | WAT |  | 1168879.375 |  |  | EIA Prime Mover-level Data
2020 | KY | Cannelton Hydroelectric Plant | 57399 | CG2 | HY | OP | NA | WAT |  | 1168879.375 |  |  | EIA Prime Mover-level Data
2020 | KY | Cannelton Hydroelectric Plant | 57399 | CG3 | HY | OP | NA | WAT |  | 1168879.375 |  |  | EIA Prime Mover-level Data
2020 | KY | Coleman | 1381 | C1 | ST | OP | WALL | BIT | 0 | [5 empty] | 1969
2020 | KY | Coleman | 1381 | C2 | ST | OP | WALL | BIT | 0 | [5 empty] | 1970
2020 | KY | Coleman | 1381 | C3 | ST | OP | WALL | BIT | 0 | [5 empty] | 1971
2020 | KY | Cooperative Solar One | 60863 | PV1 | PV | OP | NA | SUN |  | 119760 |  |  | EIA Prime Mover-level Data
2020 | KY | Cox Waste to Energy | 54850 | 1 | ST | OP | NA | WDS |  | 541928 | 5.0667 | 0.018699 | EIA Prime Mover-level Data | NEI avg EF - PM, fuel type
2020 | KY | Cox Waste to Energy | 54850 | 2 | ST | OA | NA | WDS |  | 135482 | 1.2667 | 0.018699 | EIA Prime Mover-level Data | NEI avg EF - PM, fuel type
2020 | KY | Crittenden Solar Facility | 61310 | PV1 | PV | OP | NA | SUN |  | 38961 |  |  | EIA Prime Mover-level Data
2020 | KY | D B Wilson | 6823 | W1 | ST | OP | WALL | BIT | 7263 | 25905336 | 19.9038 | 0.0015367 | EPA/CAMD | EPA/NEI | 1984
2020 | KY | Dale | 1385 | 1 | ST | RE | WALL | BIT
2020 | KY | Dale | 1385 | 2 | ST | RE | WALL | BIT
2020 | KY | Dale | 1385 | 3 | ST | RE | WALL | BIT
2020 | KY | Dale | 1385 | 4 | ST | RE | WALL | BIT
2020 | KY | Dix Dam | 1354 | 1 | HY | OP | NA | WAT |  | 366284.3438 |  |  | EIA Prime Mover-level Data
2020 | KY | Dix Dam | 1354 | 2 | HY | OP | NA | WAT |  | 366284.3438 |  |  | EIA Prime Mover-level Data
2020 | KY | Dix Dam | 1354 | 3 | HY | OP | NA | WAT |  | 366284.3438 |  |  | EIA Prime Mover-level Data
2020 | KY | DTE Calvert City, LLC | 55308 | A | ST | OP | OTHER BOILER | NG | 3371 | 229003.5938 | 1.8353 | 0.016029 | EPA/CAMD | EPA/NEI | 1999
2020 | KY | DTE Calvert City, LLC | 55308 | B | ST | OP | OTHER BOILER | NG | 2220 | 166522.5938 | 1.5935 | 0.019138 | EPA/CAMD | EPA/NEI | 1999
2020 | KY | DTE Calvert City, LLC | 55308 | C | GT | OP | CT | NG | 3573 | 3218768.25 | 2.6881 | 0.0016703 | EIA non-ozone season distributed and EPA/CAMD ozone season | EPA/NEI | 2000
2020 | KY | E W Brown | 1355 | 10 | GT | OP | CT | NG | 222 | 230265.7031 | 0.85234 | 0.0074031 | EPA/CAMD | EPA/NEI | 1995
2020 | KY | E W Brown | 1355 | 11 | GT | OP | CT | NG | 97 | 103771.7422 | 0.37552 | 0.0072374 | EPA/CAMD | EPA/NEI | 1996
2020 | KY | E W Brown | 1355 | 3 | ST | OP | TANGENTIAL | BIT | 6594 | 13372355 | 159.216 | 0.023813 | EPA/CAMD | EPA/NEI | 1971
2020 | KY | E W Brown | 1355 | 5 | GT | OP | CT | NG | 324 | 347908.9375 | 1.2561 | 0.0072209 | EPA/CAMD | EPA/NEI | 2001
2020 | KY | E W Brown | 1355 | 6 | GT | OP | CT | NG | 566 | 790733.1875 | 2.8556 | 0.0072226 | EPA/CAMD | EPA/NEI | 1999
2020 | KY | E W Brown | 1355 | 7 | GT | OP | CT | NG | 438 | 547233.0625 | 1.9872 | 0.0072628 | EPA/CAMD | EPA/NEI | 1999
2020 | KY | E W Brown | 1355 | 8 | GT | OP | CT | NG | 130 | 138562.6875 | 0.50429 | 0.0072788 | EPA/CAMD | EPA/NEI | 1995
2020 | KY | E W Brown | 1355 | 9 | GT | OP | CT | NG | 267 | 264916 | 0.96339 | 0.0072732 | EPA/CAMD | EPA/NEI | 1995
2020 | KY | E W Brown | 1355 | SOLAR | PV | OP | NA | SUN |  | 145677 |  |  | EIA Prime Mover-level Data
2020 | KY | East Bend | 6018 | 2 | ST | OP | WALL | BIT | 5203 | 26608834 | 45.252 | 0.0034013 | EPA/CAMD | EPA/NEI | 1981
2020 | KY | Elmer Smith | 1374 | 1 | ST | OP | CYCLONE | BIT | 0 |  | 0 |  |  | EPA/NEI | 1964
2020 | KY | Elmer Smith | 1374 | 2 | ST | OP | TANGENTIAL | BIT | 3029 | 4914383 | 24.6069 | 0.010014 | EPA/CAMD | EPA/NEI | 1974
2020 | KY | Evelyn Hydroelectric Project | 62748 | 1 | HY | L | NA | WAT
2020 | KY | Evelyn Hydroelectric Project | 62748 | 2 | HY | L | NA | WAT
2020 | KY | Evelyn Hydroelectric Project | 62748 | 3 | HY | L | NA | WAT
2020 | KY | Evelyn Hydroelectric Project | 62748 | 4 | HY | L | NA | WAT
2020 | KY | Evelyn Hydroelectric Project | 62748 | 5 | HY | L | NA | WAT
2020 | KY | Ghent | 1356 | 1 | ST | OP | TANGENTIAL | RC | 6713 | 27906602 | 74.6676 | 0.0053512 | EPA/CAMD | EPA/NEI | 1974
2020 | KY | Ghent | 1356 | 2 | ST | OP | TANGENTIAL | RC | 7755 | 24926482 | 78.2092 | 0.0062752 | EPA/CAMD | EPA/NEI | 1977
2020 | KY | Ghent | 1356 | 3 | ST | OP | WALL | RC | 7570 | 25881118 | 124.842 | 0.0096473 | EPA/CAMD | EPA/NEI | 1981
2020 | KY | Ghent | 1356 | 4 | ST | OP | WALL | RC | 6763 | 24083256 | 99.9503 | 0.0083004 | EPA/CAMD | EPA/NEI | 1984
2020 | KY | Glasgow LFGTE | 60137 | 1 | IC | OP | NA | LFG |  | 80004 | 0.58803 | 0.0147 | EIA Prime Mover-level Data | Estimated using an emission factor
2020 | KY | Green City Recovery, LLC | 60703 | 1 | IC | OP | NA | LFG |  | 24980 | 0.1836 | 0.0147 | EIA Prime Mover-level Data | Estimated using an emission factor
2020 | KY | Green City Recovery, LLC | 60703 | 2 | IC | OP | NA | LFG |  | 24980 | 0.1836 | 0.0147 | EIA Prime Mover-level Data | Estimated using an emission factor
2020 | KY | Green River | 1357 | 1 | ST | RE | NA | BIT
2020 | KY | Green River | 1357 | 2 | ST | RE | NA | BIT
2020 | KY | Green River | 1357 | 3 | ST | RE | NA | BIT
2020 | KY | Green River | 1357 | 4 | ST | RE | WALL | BIT
2020 | KY | Green Valley LFGTE | 56278 | 1 | IC | OP | NA | LFG |  | 64167.332 | 0.47163 | 0.0147 | EIA Prime Mover-level Data | Estimated using an emission factor
2020 | KY | Green Valley LFGTE | 56278 | 2 | IC | OP | NA | LFG |  | 64167.332 | 0.47163 | 0.0147 | EIA Prime Mover-level Data | Estimated using an emission factor
2020 | KY | Green Valley LFGTE | 56278 | 3 | IC | OP | NA | LFG |  | 64167.332 | 0.47163 | 0.0147 | EIA Prime Mover-level Data | Estimated using an emission factor
2020 | KY | Green Valley LFGTE | 56278 | 4 | IC | CN | NA | LFG
2020 | KY | H L Spurlock | 6041 | 1 | ST | OP | WALL | BIT | 6201 | 14949365 | 13.3929 | 0.0017918 | EPA/CAMD | EPA/NEI | 1977
2020 | KY | H L Spurlock | 6041 | 2 | ST | OP | TANGENTIAL | BIT | 6644 | 28191526 | 12.3233 | 0.00087426 | EPA/CAMD | EPA/NEI | 1981
2020 | KY | H L Spurlock | 6041 | 3 | ST | OP | FLUIDIZED | BIT | 7284 | 16882534 | 81.609 | 0.0096679 | EPA/CAMD | EPA/NEI | 2005
2020 | KY | H L Spurlock | 6041 | 4 | ST | OP | FLUIDIZED | BIT | 5906 | 13828331 | 5.9736 | 0.00086397 | EPA/CAMD | EPA/NEI | 2008
2020 | KY | Haefling | 1358 | 1 | GT | OP | NA | NG |  | 316 | 0.00015709 | 0.00099423 | EIA Prime Mover-level Data | NEI avg EF - PM, fuel type, firing type
2020 | KY | Haefling | 1358 | 2 | GT | OP | NA | NG |  | 316 | 0.00015709 | 0.00099423 | EIA Prime Mover-level Data | NEI avg EF - PM, fuel type, firing type
2020 | KY | Haefling | 1358 | 3 | GT | RE | NA | NG
2020 | KY | Hardin County LFGTE | 56280 | 1 | IC | OP | NA | LFG |  | 34334.332 | 0.25236 | 0.0147 | EIA Prime Mover-level Data | Estimated using an emission factor
2020 | KY | Hardin County LFGTE | 56280 | 2 | IC | OP | NA | LFG |  | 34334.332 | 0.25236 | 0.0147 | EIA Prime Mover-level Data | Estimated using an emission factor
2020 | KY | Hardin County LFGTE | 56280 | 3 | IC | OP | NA | LFG |  | 34334.332 | 0.25236 | 0.0147 | EIA Prime Mover-level Data | Estimated using an emission factor
2020 | KY | Heidelberg Hydroelectric Project | 62749 | 1 | HY | T | NA | WAT
2020 | KY | Heidelberg Hydroelectric Project | 62749 | 2 | HY | T | NA | WAT
2020 | KY | Heidelberg Hydroelectric Project | 62749 | 3 | HY | T | NA | WAT
2020 | KY | Heidelberg Hydroelectric Project | 62749 | 4 | HY | T | NA | WAT
2020 | KY | Heidelberg Hydroelectric Project | 62749 | 5 | HY | T | NA | WAT
2020 | KY | HMP and L Station 2 | 1382 | H1 | ST | RE | WALL | BIT | 0 |  | 0 |  |  | EPA/NEI | 1973
2020 | KY | HMP and L Station 2 | 1382 | H2 | ST | RE | WALL | BIT | 0 |  | 0 |  |  | EPA/NEI | 1974
2020 | KY | John S. Cooper | 1384 | 1 | ST | OP | WALL | BIT | 829 | 510206.0938 | 48.1173 | 0.18862 | EPA/CAMD | EPA/NEI | 1965
2020 | KY | John S. Cooper | 1384 | 2 | ST | OP | WALL | BIT | 941 | 1211816.625 | 18.7375 | 0.030925 | EPA/CAMD | EPA/NEI | 1969
2020 | KY | Kentucky Dam | 1377 | 1 | HY | OP | NA | WAT |  | 1953126.875 |  |  | EIA Prime Mover-level Data
2020 | KY | Kentucky Dam | 1377 | 2 | HY | OP | NA | WAT |  | 1856784.25 |  |  | EIA Prime Mover-level Data
2020 | KY | Kentucky Dam | 1377 | 3 | HY | OP | NA | WAT |  | 1856784.25 |  |  | EIA Prime Mover-level Data
2020 | KY | Kentucky Dam | 1377 | 4 | HY | OP | NA | WAT |  | 1953126.875 |  |  | EIA Prime Mover-level Data
2020 | KY | Kentucky Dam | 1377 | 5 | HY | OP | NA | WAT |  | 1953126.875 |  |  | EIA Prime Mover-level Data
2020 | KY | Kentucky Mills | 55429 | 3REC | ST | OP | NA | BLQ |  | 3406505 | 11.375 | 0.0066784 | EIA Unit-level Data | NEI avg EF - PM, fuel type
2020 | KY | Kentucky Mills | 55429 | 4REC | ST | OP | NA | BLQ |  | 5725570.5 | 19.1188 | 0.0066784 | EIA Unit-level Data | NEI avg EF - PM, fuel type
2020 | KY | Kentucky Mills | 55429 | BFB | ST | OP | NA | NG |  | 934425.875 | 3.4689 | 0.0074247 | EIA Unit-level Data | NEI avg EF - PM, fuel type
2020 | KY | KY No. 11 L&D Hydroelectric Project | 62390 | NA1 | HY | P | NA | WAT
2020 | KY | KY No. 11 L&D Hydroelectric Project | 62390 | NA2 | HY | P | NA | WAT
2020 | KY | KY No. 11 L&D Hydroelectric Project | 62390 | NA3 | HY | P | NA | WAT
2020 | KY | KY No. 11 L&D Hydroelectric Project | 62390 | NA4 | HY | P | NA | WAT
2020 | KY | KY No. 11 L&D Hydroelectric Project | 62390 | NA5 | HY | P | NA | WAT
2020 | KY | Laurel Dam | 6171 | 1 | HY | OP | NA | WAT |  | 1113609 |  |  | EIA Prime Mover-level Data
2020 | KY | Laurel Ridge LFGTE | 56279 | 1 | IC | OP | NA | LFG |  | 40300.8008 | 0.29621 | 0.0147 | EIA Prime Mover-level Data | Estimated using an emission factor
2020 | KY | Laurel Ridge LFGTE | 56279 | 2 | IC | OP | NA | LFG |  | 40300.8008 | 0.29621 | 0.0147 | EIA Prime Mover-level Data | Estimated using an emission factor
2020 | KY | Laurel Ridge LFGTE | 56279 | 3 | IC | OP | NA | LFG |  | 40300.8008 | 0.29621 | 0.0147 | EIA Prime Mover-level Data | Estimated using an emission factor
2020 | KY | Laurel Ridge LFGTE | 56279 | 4 | IC | OP | NA | LFG |  | 40300.8008 | 0.29621 | 0.0147 | EIA Prime Mover-level Data | Estimated using an emission factor
2020 | KY | Laurel Ridge LFGTE | 56279 | 5 | IC | OP | NA | LFG |  | 40300.8008 | 0.29621 | 0.0147 | EIA Prime Mover-level Data | Estimated using an emission factor
2020 | KY | L'Oreal Solar - Florence | 61744 | 1 | PV | OP | NA | SUN |  | 12737 |  |  | EIA Prime Mover-level Data
2020 | KY | Marshall County | 55232 | CT1 | GT | OP | CT | NG | 56 | 37399.4883 | 0.43927 | 0.023491 | EPA/CAMD | EPA/NEI | 2002
2020 | KY | Marshall County | 55232 | CT2 | GT | OP | CT | NG | 60 | 42474.1992 | 0.4984 | 0.023468 | EPA/CAMD | EPA/NEI | 2002
2020 | KY | Marshall County | 55232 | CT3 | GT | OP | CT | NG | 65 | 45031.0156 | 0.53878 | 0.023929 | EPA/CAMD | EPA/NEI | 2002
2020 | KY | Marshall County | 55232 | CT4 | GT | OP | CT | NG | 64 | 44657.3672 | 0.53393 | 0.023912 | EPA/CAMD | EPA/NEI | 2002
2020 | KY | Marshall County | 55232 | CT5 | GT | OP | CT | NG | 52 | 33766.4727 | 0.39835 | 0.023594 | EPA/CAMD | EPA/NEI | 2002
2020 | KY | Marshall County | 55232 | CT6 | GT | OP | CT | NG | 48 | 31669.9688 | 0.37504 | 0.023684 | EPA/CAMD | EPA/NEI | 2002
2020 | KY | Marshall County | 55232 | CT7 | GT | OP | CT | NG | 69 | 43833.293 | 0.52453 | 0.023933 | EPA/CAMD | EPA/NEI | 2002
2020 | KY | Marshall County | 55232 | CT8 | GT | OP | CT | NG | 63 | 41213.0664 | 0.49693 | 0.024115 | EPA/CAMD | EPA/NEI | 2002
2020 | KY | Mason County LFGTE | 56977 | 1 | IC | RE | NA | LFG
2020 | KY | Meldahl Hydroelectric Project | 56872 | 1 | HY | OP | NA | WAT |  | 1407274.375 |  |  | EIA Prime Mover-level Data
2020 | KY | Meldahl Hydroelectric Project | 56872 | 2 | HY | OP | NA | WAT |  | 1407274.375 |  |  | EIA Prime Mover-level Data
2020 | KY | Meldahl Hydroelectric Project | 56872 | 3 | HY | OP | NA | WAT |  | 1407274.375 |  |  | EIA Prime Mover-level Data
2020 | KY | Mill Creek | 1364 | 1 | ST | OP | TANGENTIAL | RC | 8466 | 16797152 | 188.0054 | 0.022385 | EPA/CAMD | EPA/NEI | 1972
2020 | KY | Mill Creek | 1364 | 2 | ST | OP | TANGENTIAL | RC | 4047 | 9176255 | 102.703 | 0.022385 | EPA/CAMD | EPA/NEI | 1974
2020 | KY | Mill Creek | 1364 | 3 | ST | OP | WALL | RC | 6483 | 18258882 | 188.4055 | 0.020637 | EPA/CAMD | EPA/NEI | 1978
2020 | KY | Mill Creek | 1364 | 4 | ST | OP | WALL | RC | 7157 | 24054464 | 280.7073 | 0.023339 | EPA/CAMD | EPA/NEI | 1982
2020 | KY | Morehead Generating Facility | 62641 | M3516 | IC | OP | NA | LFG |  | 73436 | 0.53975 | 0.0147 | EIA Prime Mover-level Data | Estimated using an emission factor
2020 | KY | Mother Ann Lee | 1359 | 1 | HY | OP | NA | WAT |  | 28693 |  |  | EIA Prime Mover-level Data
2020 | KY | Mother Ann Lee | 1359 | 2 | HY | OP | NA | WAT |  | 28693 |  |  | EIA Prime Mover-level Data
2020 | KY | Mother Ann Lee | 1359 | 3 | HY | OP | NA | WAT |  | 28693 |  |  | EIA Prime Mover-level Data
2020 | KY | Ohio Falls | 1365 | 1 | HY | OP | NA | WAT |  | 265328.625 |  |  | EIA Prime Mover-level Data
2020 | KY | Ohio Falls | 1365 | 2 | HY | OP | NA | WAT |  | 265328.625 |  |  | EIA Prime Mover-level Data
2020 | KY | Ohio Falls | 1365 | 3 | HY | OP | NA | WAT |  | 265328.625 |  |  | EIA Prime Mover-level Data
2020 | KY | Ohio Falls | 1365 | 4 | HY | OP | NA | WAT |  | 265328.625 |  |  | EIA Prime Mover-level Data
2020 | KY | Ohio Falls | 1365 | 5 | HY | OP | NA | WAT |  | 265328.625 |  |  | EIA Prime Mover-level Data
2020 | KY | Ohio Falls | 1365 | 6 | HY | OP | NA | WAT |  | 265328.625 |  |  | EIA Prime Mover-level Data
2020 | KY | Ohio Falls | 1365 | 7 | HY | OP | NA | WAT |  | 265328.625 |  |  | EIA Prime Mover-level Data
2020 | KY | Ohio Falls | 1365 | 8 | HY | OP | NA | WAT |  | 265328.625 |  |  | EIA Prime Mover-level Data
2020 | KY | Paddy's Run | 1366 | 12 | GT | OP | CT | NG | 5 | 2190 | 0.00056647 | 0.00051732 | EPA/CAMD | EPA/NEI | 1968
2020 | KY | Paddy's Run | 1366 | 13 | GT | OP | CT | NG | 301 | 371230.1562 | 0.13932 | 0.00075057 | EPA/CAMD | EPA/NEI | 2001
2020 | KY | Paducah Power Systems Plant 1 | 56556 | EU01A | GT | OP | CT | NG | 322 | 44562.2344 | 4.0117 | 0.18005 | EPA/CAMD | EPA/NEI | 2010
2020 | KY | Paducah Power Systems Plant 1 | 56556 | EU01B | GT | OP | CT | NG | 347 | 53468.9336 | 4.0117 | 0.15006 | EPA/CAMD | EPA/NEI | 2010
2020 | KY | Paducah Power Systems Plant 1 | 56556 | EU02A | GT | OP | CT | NG | 332 | 48290.0469 | 4.0117 | 0.16615 | EPA/CAMD | EPA/NEI | 2010
2020 | KY | Paducah Power Systems Plant 1 | 56556 | EU02B | GT | OP | CT | NG | 330 | 50811.5977 | 4.0117 | 0.1579 | EPA/CAMD | EPA/NEI | 2010
2020 | KY | Paradise | 1378 | 3 | ST | OP | CYCLONE | BIT | 622 | 5082865.5 | 30.9761 | 0.012188 | EPA/CAMD | EPA/NEI | 1969
2020 | KY | Paradise | 1378 | AUX1 | ST | OP | OTHER BOILER | NG | 405 | 32901.5977 | 0.15149 | 0.0092088 | EPA/CAMD | NEI avg EF - PM, fuel type, firing type | 2016
2020 | KY | Paradise | 1378 | AUX2 | ST | OP | OTHER BOILER | NG | 97 | 10962.9473 | 0.050478 | 0.0092088 | EPA/CAMD | NEI avg EF - PM, fuel type, firing type | 2016
2020 | KY | Paradise | 1378 | AUX3 | ST | OP | OTHER BOILER | NG | 0 | [5 empty] | 2016
2020 | KY | Paradise | 1378 | PCC1 | CT | OP | CC | NG | 7795 | 15623087 | 85.0797 | 0.010892 | EPA/CAMD | EPA/NEI | 2016
2020 | KY | Paradise | 1378 | PCC2 | CT | OP | CC | NG | 7762 | 15531094 | 83.985 | 0.010815 | EPA/CAMD | EPA/NEI | 2016
2020 | KY | Paradise | 1378 | PCC3 | CT | OP | CC | NG | 7903 | 15833169 | 84.7007 | 0.010699 | EPA/CAMD | EPA/NEI | 2016
2020 | KY | Paris (KY) | 1376 | 1 | IC | OP | NA | DFO |  | 56.974 | 0.008831 | 0.31 | EIA Prime Mover-level Data | Estimated using an emission factor
2020 | KY | Paris (KY) | 1376 | 2 | IC | OP | NA | DFO |  | 56.974 | 0.008831 | 0.31 | EIA Prime Mover-level Data | Estimated using an emission factor
2020 | KY | Paris (KY) | 1376 | 3 | IC | OP | NA | DFO |  | 30.678 | 0.0047551 | 0.31 | EIA Prime Mover-level Data | Estimated using an emission factor
2020 | KY | Paris (KY) | 1376 | 4 | IC | OP | NA | DFO |  | 39.443 | 0.0061137 | 0.31 | EIA Prime Mover-level Data | Estimated using an emission factor
2020 | KY | Paris (KY) | 1376 | 5 | IC | OP | NA | DFO |  | 48.209 | 0.0074724 | 0.31 | EIA Prime Mover-level Data | Estimated using an emission factor
2020 | KY | Paris (KY) | 1376 | 6 | IC | OP | NA | DFO |  | 135.861 | 0.021058 | 0.31 | EIA Prime Mover-level Data | Estimated using an emission factor
2020 | KY | Paris (KY) | 1376 | 7 | IC | OP | NA | DFO |  | 135.861 | 0.021058 | 0.31 | EIA Prime Mover-level Data | Estimated using an emission factor
2020 | KY | Pendleton County LFGTE | 56327 | 1 | IC | OP | NA | LFG |  | 54126 | 0.39783 | 0.0147 | EIA Prime Mover-level Data | Estimated using an emission factor
2020 | KY | Pendleton County LFGTE | 56327 | 2 | IC | OP | NA | LFG |  | 54126 | 0.39783 | 0.0147 | EIA Prime Mover-level Data | Estimated using an emission factor
2020 | KY | Pendleton County LFGTE | 56327 | 3 | IC | OP | NA | LFG |  | 54126 | 0.39783 | 0.0147 | EIA Prime Mover-level Data | Estimated using an emission factor
2020 | KY | Pendleton County LFGTE | 56327 | 4 | IC | OP | NA | LFG |  | 54126 | 0.39783 | 0.0147 | EIA Prime Mover-level Data | Estimated using an emission factor
2020 | KY | Pineville | 1360 | 3 | ST | RE | NA | BIT
2020 | KY | R D Green | 6639 | G1 | ST | OP | WALL | BIT | 5502 | 8846932 | 53.9303 | 0.012192 | EPA/CAMD | EPA/NEI | 1979
2020 | KY | R D Green | 6639 | G2 | ST | OP | WALL | BIT | 3004 | 4870207 | 26.6537 | 0.010946 | EPA/CAMD | EPA/NEI | 1980
2020 | KY | Ravenna Hydroelectric Project | 62747 | 1 | HY | V | NA | WAT
2020 | KY | Ravenna Hydroelectric Project | 62747 | 2 | HY | V | NA | WAT
2020 | KY | Ravenna Hydroelectric Project | 62747 | 3 | HY | V | NA | WAT
2020 | KY | Ravenna Hydroelectric Project | 62747 | 4 | HY | V | NA | WAT
2020 | KY | Ravenna Hydroelectric Project | 62747 | 5 | HY | V | NA | WAT
2020 | KY | Riverside Generating Company | 55198 | GTG101 | GT | OP | CT | NG | 758 | 1109481.25 | 5.2611 | 0.0094838 | EPA/CAMD | EPA/NEI | 2001
2020 | KY | Riverside Generating Company | 55198 | GTG201 | GT | OP | CT | NG | 705 | 1016080.0625 | 4.8191 | 0.0094856 | EPA/CAMD | EPA/NEI | 2001
2020 | KY | Riverside Generating Company | 55198 | GTG301 | GT | OP | CT | NG | 720 | 1066683.375 | 5.0455 | 0.0094602 | EPA/CAMD | EPA/NEI | 2001
2020 | KY | Riverside Generating Company | 55198 | GTG401 | GT | OP | CT | NG | 788 | 1175950.625 | 5.5739 | 0.0094799 | EPA/CAMD | EPA/NEI | 2002
2020 | KY | Riverside Generating Company | 55198 | GTG501 | GT | OP | CT | NG | 754 | 1133782.875 | 5.3715 | 0.0094754 | EPA/CAMD | EPA/NEI | 2002
2020 | KY | Robert Reid | 1383 | R1 | ST | OP | WALL | BIT | 0 |  | 0 |  |  | EPA/NEI | 1965
2020 | KY | Robert Reid | 1383 | RT | GT | OP | CT | OG | 130 | 50084.6992 | 0.096633 | 0.0038588 | EPA/CAMD | EPA/NEI | 1976
2020 | KY | Shawnee | 1379 | 1 | ST | OP | WALL | SUB | 5656 | 5267095.5 | 28.5051 | 0.010824 | EPA/CAMD | EPA/NEI | 1953
2020 | KY | Shawnee | 1379 | 2 | ST | OP | WALL | SUB | 4779 | 4349328 | 23.4311 | 0.010775 | EPA/CAMD | EPA/NEI | 1953
2020 | KY | Shawnee | 1379 | 3 | ST | OP | WALL | SUB | 6311 | 5791984 | 31.5153 | 0.010882 | EPA/CAMD | EPA/NEI | 1953
2020 | KY | Shawnee | 1379 | 4 | ST | OP | WALL | SUB | 4592 | 4372643 | 23.6691 | 0.010826 | EPA/CAMD | EPA/NEI | 1954
2020 | KY | Shawnee | 1379 | 5 | ST | OP | WALL | SUB | 5804 | 5465658.5 | 29.6913 | 0.010865 | EPA/CAMD | EPA/NEI | 1954
2020 | KY | Shawnee | 1379 | 6 | ST | OP | WALL | SUB | 4711 | 4671798.5 | 12.8266 | 0.0054911 | EPA/CAMD | EPA/NEI | 1954
2020 | KY | Shawnee | 1379 | 7 | ST | OP | WALL | SUB | 4425 | 4542965 | 12.5862 | 0.005541 | EPA/CAMD | EPA/NEI | 1954
2020 | KY | Shawnee | 1379 | 8 | ST | OP | WALL | SUB | 4631 | 4556509.5 | 12.3917 | 0.0054391 | EPA/CAMD | EPA/NEI | 1955
2020 | KY | Shawnee | 1379 | 9 | ST | OP | WALL | SUB | 6342 | 5848135 | 15.8108 | 0.0054071 | EPA/CAMD | EPA/NEI | 1955
2020 | KY | Smith Generating Facility | 54 | SCT1 | GT | OP | CT | NG | 187 | 207901.3281 | 0.87306 | 0.0083988 | EPA/CAMD | EPA/NEI | 1995
2020 | KY | Smith Generating Facility | 54 | SCT10 | GT | OP | CT | NG | 1299 | 641456.3125 | 5.0005 | 0.015591 | EPA/CAMD | EPA/NEI | 2009
2020 | KY | Smith Generating Facility | 54 | SCT2 | GT | OP | CT | NG | 174 | 183815.0312 | 1.181 | 0.012849 | EPA/CAMD | EPA/NEI | 1995
2020 | KY | Smith Generating Facility | 54 | SCT3 | GT | OP | CT | NG | 187 | 188504.25 | 1.2052 | 0.012787 | EPA/CAMD | EPA/NEI | 1995
2020 | KY | Smith Generating Facility | 54 | SCT4 | GT | OP | CT | NG | 804 | 538652.625 | 3.3832 | 0.012562 | EPA/CAMD | EPA/NEI | 2001
2020 | KY | Smith Generating Facility | 54 | SCT5 | GT | OP | CT | NG | 789 | 502334.0625 | 2.7349 | 0.010889 | EPA/CAMD | EPA/NEI | 2001
2020 | KY | Smith Generating Facility | 54 | SCT6 | GT | OP | CT | NG | 720 | 465197.0625 | 2.466 | 0.010602 | EPA/CAMD | EPA/NEI | 2005
2020 | KY | Smith Generating Facility | 54 | SCT7 | GT | OP | CT | NG | 748 | 484271.3438 | 2.5677 | 0.010604 | EPA/CAMD | EPA/NEI | 2005
2020 | KY | Smith Generating Facility | 54 | SCT9 | GT | OP | CT | NG | 1327 | 640675.8125 | 4.9069 | 0.015318 | EPA/CAMD | EPA/NEI | 2009
2020 | KY | Smithland Hydroelectric Plant | 57400 | SG1 | HY | OP | NA | WAT |  | 969489.6875 |  |  | EIA Prime Mover-level Data
2020 | KY | Smithland Hydroelectric Plant | 57400 | SG2 | HY | OP | NA | WAT |  | 969489.6875 |  |  | EIA Prime Mover-level Data
2020 | KY | Smithland Hydroelectric Plant | 57400 | SG3 | HY | OP | NA | WAT |  | 969489.6875 |  |  | EIA Prime Mover-level Data
2020 | KY | SR Turkey Creek, LLC | 64842 | SRTC | PV | P | NA | SUN
2020 | KY | SunCoke Energy South Shore Facility | 60373 | SSST6 | ST | CN | NA | BIT
2020 | KY | Trimble County | 6071 | 1 | ST | OP | TANGENTIAL | RC | 8293 | 33339190 | 32.1048 | 0.0019259 | EPA/CAMD | EPA/NEI | 1990
2020 | KY | Trimble County | 6071 | 10 | GT | OP | CT | NG | 164 | 203997.1406 | 0.79914 | 0.0078348 | EPA/CAMD | EPA/NEI | 2004
2020 | KY | Trimble County | 6071 | 2 | ST | OP | WALL | RC | 7597 | 44755624 | 48.5817 | 0.002171 | EPA/CAMD | EPA/NEI | 2010
2020 | KY | Trimble County | 6071 | 5 | GT | OP | CT | NG | 1364 | 2044388.875 | 8.471 | 0.0082871 | EPA/CAMD | EPA/NEI | 2002
2020 | KY | Trimble County | 6071 | 6 | GT | OP | CT | NG | 274 | 378050.9375 | 1.5543 | 0.0082228 | EPA/CAMD | EPA/NEI | 2002
2020 | KY | Trimble County | 6071 | 7 | GT | OP | CT | NG | 803 | 1102769.875 | 4.5834 | 0.0083125 | EPA/CAMD | EPA/NEI | 2004
2020 | KY | Trimble County | 6071 | 8 | GT | OP | CT | NG | 633 | 866195.75 | 3.5489 | 0.0081942 | EPA/CAMD | EPA/NEI | 2004
2020 | KY | Trimble County | 6071 | 9 | GT | OP | CT | NG | 1048 | 1532479 | 6.3202 | 0.0082483 | EPA/CAMD | EPA/NEI | 2004
2020 | KY | Tyrone | 1361 | 1 | ST | RE | WALL | DFO
2020 | KY | Tyrone | 1361 | 2 | ST | RE | WALL | DFO
2020 | KY | Tyrone | 1361 | 3 | ST | RE | WALL | BIT
2020 | KY | Unknown | 7894 | 1 | GT | CN | NA | NG
2020 | KY | Unknown | 7894 | 2 | GT | CN | NA | NG
2020 | KY | Unknown | 7894 | 3 | GT | CN | NA | NG
2020 | KY | Unknown | 7894 | 4 | GT | CN | NA | NG
2020 | KY | Unknown | 7894 | 5 | GT | CN | NA | NG
2020 | KY | Unknown | 7894 | 6 | GT | CN | NA | NG
2020 | KY | Unknown | 7894 | 7 | GT | CN | NA | NG
2020 | KY | Unknown | 7894 | 8 | GT | CN | NA | NG
2020 | KY | Walton 1 Solar Facility | 61311 | PV1 | PV | OP | NA | SUN |  | 30365 |  |  | EIA Prime Mover-level Data
2020 | KY | Walton 2 Solar Facility | 61312 | PV1 | PV | OP | NA | SUN |  | 28266 |  |  | EIA Prime Mover-level Data
2020 | KY | Waterside GT | 1367 | 7 | GT | RE | NA | NG
2020 | KY | Waterside GT | 1367 | 8 | GT | RE | NA | NG
2020 | KY | Wolf Creek | 1380 | 1 | HY | OP | NA | WAT |  | 2079743.5 |  |  | EIA Prime Mover-level Data
2020 | KY | Wolf Creek | 1380 | 2 | HY | OP | NA | WAT |  | 2079743.5 |  |  | EIA Prime Mover-level Data
2020 | KY | Wolf Creek | 1380 | 3 | HY | OP | NA | WAT |  | 2079743.5 |  |  | EIA Prime Mover-level Data
2020 | KY | Wolf Creek | 1380 | 4 | HY | OP | NA | WAT |  | 2079743.5 |  |  | EIA Prime Mover-level Data
2020 | KY | Wolf Creek | 1380 | 5 | HY | OA | NA | WAT |  | 2079743.5 |  |  | EIA Prime Mover-level Data
2020 | KY | Wolf Creek | 1380 | 6 | HY | OP | NA | WAT |  | 2079743.5 |  |  | EIA Prime Mover-level Data
2020 | KY | Zorn | 1368 | 1 | GT | OS | NA | NG |  | 268 | 0.00013323 | 0.00099423 | EIA Prime Mover-level Data | NEI avg EF - PM, fuel type, firing type
2020 | LA | A B Paterson | 1407 | 3 | ST | RE | NA | NG
2020 | LA | A B Paterson | 1407 | 4 | ST | RE | NA | NG
2020 | LA | A B Paterson | 1407 | 5 | GT | RE | NA | DFO
2020 | LA | Acadia Power Station | 55173 | CT1 | CT | OP | CC | NG | 6948 | 10818422 | 28.75 | 0.005315 | EPA/CAMD | EPA/NEI | 2002
2020 | LA | Acadia Power Station | 55173 | CT2 | CT | OP | CC | NG | 7042 | 10665086 | 68.85 | 0.012911 | EPA/CAMD | EPA/NEI | 2002
2020 | LA | Acadia Power Station | 55173 | CT3 | CT | OP | CC | NG | 4996 | 9252991 | 31.5 | 0.0068086 | EPA/CAMD | EPA/NEI | 2002
2020 | LA | Acadia Power Station | 55173 | CT4 | CT | OP | CC | NG | 5213 | 8834246 | 34.73 | 0.0078626 | EPA/CAMD | EPA/NEI | 2002
2020 | LA | ADA Carbon Solutions Red River | 57938 | GEN1 | ST | OP | NA | WH |  | 735809 |  |  | EIA Prime Mover-level Data
2020 | LA | Agrilectric Power Partners Ltd | 10593 | BLR1 | ST | OP | NA | AB |  | 1023895.1875 |  |  | EIA Unit-level Data
2020 | LA | Agrilectric Power Partners Ltd | 10593 | GEN2 | ST | RE | NA | AB
2020 | LA | Alliance Refinery | 52031 | B01B3 | ST | OP | NA | PRG |  | 304337.7188 | 8.6755 | 0.057012 | EIA Unit-level Data | NEI avg EF - PM, fuel type
2020 | LA | Alliance Refinery | 52031 | GEN1 | OT | OP | NA | PRG
2020 | LA | Arsenal Hill Power Plant | 1416 | 5A | ST | OP | TANGENTIAL | NG | 734 | 308193.5938 | 0.8 | 0.0051915 | EPA/CAMD | EPA/NEI | 1960
2020 | LA | Arsenal Hill Power Plant | 1416 | CTG-6A | CT | OP | CC | NG | 7442 | 11896891 | 47.6 | 0.0080021 | EPA/CAMD | EPA/NEI | 2010
2020 | LA | Arsenal Hill Power Plant | 1416 | CTG-6B | CT | OP | CC | NG | 7473 | 11954845 | 41.8 | 0.006993 | EPA/CAMD | EPA/NEI | 2010
2020 | LA | Axiall Plaquemine | 55051 | X773 | GT | OP | NA | NG |  | 6695834.5 | 3.3286 | 0.00099423 | EIA Prime Mover-level Data | NEI avg EF - PM, fuel type, firing type
2020 | LA | Axiall Plaquemine | 55051 | X774 | GT | OP | NA | NG |  | 6695834.5 | 3.3286 | 0.00099423 | EIA Prime Mover-level Data | NEI avg EF - PM, fuel type, firing type
2020 | LA | Axiall Plaquemine | 55051 | X775 | GT | OP | NA | NG |  | 6695834.5 | 3.3286 | 0.00099423 | EIA Prime Mover-level Data | NEI avg EF - PM, fuel type, firing type
2020 | LA | Bayou Cove Peaking Power Plant | 55433 | CTG-1 | GT | OP | CT | NG | 530 | 314350.8125 | 0.47676 | 0.0030333 | EPA/CAMD | EPA/NEI | 2002
2020 | LA | Bayou Cove Peaking Power Plant | 55433 | CTG-2 | GT | OP | CT | NG | 283 | 126908.3828 | 0.056539 | 0.00089102 | EPA/CAMD | EPA/NEI | 2002
2020 | LA | Bayou Cove Peaking Power Plant | 55433 | CTG-3 | GT | OP | CT | NG | 318 | 170135.6094 | 0.092295 | 0.001085 | EPA/CAMD | EPA/NEI | 2002
2020 | LA | Bayou Cove Peaking Power Plant | 55433 | CTG-4 | GT | OP | CT | NG | 194 | 104261.1484 | 0.052789 | 0.0010126 | EPA/CAMD | EPA/NEI | 2002
2020 | LA | Big Cajun 1 | 1464 | 1B1 | ST | OP | WALL | NG | 643 | 326045.1562 | 1.1581 | 0.0071037 | EPA/CAMD | EPA/NEI | 1972
2020 | LA | Big Cajun 1 | 1464 | 1B2 | ST | OP | WALL | NG | 383 | 177862.25 | 0.61148 | 0.0068759 | EPA/CAMD | EPA/NEI | 1972
2020 | LA | Big Cajun 1 | 1464 | CTG1 | GT | OP | CT | NG | 113 | 90678.4688 | 0.23538 | 0.0051915 | EPA/CAMD | EPA/NEI | 2001
2020 | LA | Big Cajun 1 | 1464 | CTG2 | GT | OP | CT | NG | 120 | 98342.8984 | 0.26847 | 0.0054598 | EPA/CAMD | EPA/NEI | 2001
2020 | LA | Big Cajun 2 | 6055 | 2B1 | ST | OP | WALL | RC | 417 | 1087098.125 | 0.064911 | 0.00011942 | EPA/CAMD | EPA/NEI | 1980
2020 | LA | Big Cajun 2 | 6055 | 2B2 | ST | OP | WALL | NG | 3686 | 11334562 | 42.7918 | 0.0075507 | EPA/CAMD | EPA/NEI | 1981
2020 | LA | Big Cajun 2 | 6055 | 2B3 | ST | OP | WALL | RC | 1104 | 2803829.5 | 5.6536 | 0.0040328 | EPA/CAMD | EPA/NEI | 1984
2020 | LA | Brame Energy Center | 6190 | 1899-12-31 | ST | OP | WALL | NG | 4555 | 7192934 | 26.89 | 0.0074768 | EPA/CAMD | EPA/NEI | 1972
2020 | LA | Brame Energy Center | 6190 | 1900-01-01 | ST | OP | WALL | SUB | 5688 | 13526801 | 72.78 | 0.010761 | EPA/CAMD | EPA/NEI | 1975
2020 | LA | Brame Energy Center | 6190 | 2022-03-01 | ST | OP | FLUIDIZED | PC | 6807 | 17350280 | 20.14 | 0.0023216 | EPA/CAMD | EPA/NEI | 2009
2020 | LA | Brame Energy Center | 6190 | 2022-03-02 | ST | OP | FLUIDIZED | PC | 6836 | 18322462 | 9.98 | 0.0010894 | EPA/CAMD | EPA/NEI | 2009
2020 | LA | Buras | 1401 | 8 | GT | RE | NA | NG
2020 | LA | Burnside Alumina Plant | 58200 | GEN1 | ST | RE | NA | NG
2020 | LA | Burnside Alumina Plant | 58200 | GEN2 | ST | RE | NA | NG
2020 | LA | Burnside Alumina Plant | 58200 | GEN3 | ST | RE | NA | NG
2020 | LA | Calcasieu Plant | 55165 | GTG1 | GT | OP | CT | NG | 636 | 755676.875 | 7.89 | 0.020882 | EPA/CAMD | EPA/NEI | 2000
2020 | LA | Calcasieu Plant | 55165 | GTG2 | GT | OP | CT | NG | 193 | 221703.4219 | 7.09 | 0.063959 | EPA/CAMD | EPA/NEI | 2001
2020 | LA | Carville Energy Center | 55404 | COG01 | CT | OP | CC | NG | 6133 | 10592271 | 31.83 | 0.00601 | EPA/CAMD | EPA/NEI | 2003
2020 | LA | Carville Energy Center | 55404 | COG02 | CT | OP | CC | NG | 5803 | 10014252 | 27.27 | 0.0054462 | EPA/CAMD | EPA/NEI | 2003
2020 | LA | Chalmette Refining LLC | 50626 | GEN1 | OT | OP | NA | OTH |  | 4366102 | 0.92125 | 0.000422 | EIA Prime Mover-level Data | Estimated using an emission factor
2020 | LA | CII Carbon LLC | 54677 | TG-2 | ST | OP | NA | WH |  | 223194 |  |  | EIA Prime Mover-level Data
2020 | LA | CII Carbon LLC | 54677 | TG-3 | ST | SB | NA | WH |  | 223194 |  |  | EIA Prime Mover-level Data
2020 | LA | CITGO Refinery Powerhouse | 52175 | B1 | ST | OS | NA | NG |  | 0 | 0 |  | EIA Unit-level Data | NEI avg EF - PM, fuel type
2020 | LA | CITGO Refinery Powerhouse | 52175 | B1A | ST | OP | NA | PRG |  | 3259475.25 | 92.9151 | 0.057012 | EIA Unit-level Data | NEI avg EF - PM, fuel type
2020 | LA | CITGO Refinery Powerhouse | 52175 | B1B | ST | OP | NA | PRG |  | 3341424.75 | 95.2511 | 0.057012 | EIA Unit-level Data | NEI avg EF - PM, fuel type
2020 | LA | CITGO Refinery Powerhouse | 52175 | B1C | ST | OP | NA | PRG |  | 4136059.75 | 117.9031 | 0.057012 | EIA Unit-level Data | NEI avg EF - PM, fuel type
2020 | LA | CITGO Refinery Powerhouse | 52175 | B1D | ST | OP | NA | OG |  | 2877667 | 17.4953 | 0.012159 | EIA Unit-level Data | NEI avg EF - PM, fuel type
2020 | LA | Coughlin Power Station | 1396 | 2022-06-01 | CT | OP | CC | NG | 5785 | 8339279.5 | 18.28 | 0.0043841 | EPA/CAMD | EPA/NEI | 2000
2020 | LA | Coughlin Power Station | 1396 | 2022-07-01 | CT | OP | CC | NG | 6797 | 9565225 | 17.61 | 0.0036821 | EPA/CAMD | EPA/NEI | 2000
2020 | LA | Coughlin Power Station | 1396 | 2022-07-02 | CT | OP | CC | NG | 6872 | 9568139 | 24.75 | 0.0051734 | EPA/CAMD | EPA/NEI | 2000
2020 | LA | D G Hunter | 6558 | 1 | ST | RE | NA | NG
2020 | LA | D G Hunter | 6558 | 10 | IC | OP | NA | NG |  | 79747 | 0.016827 | 0.000422 | EIA Prime Mover-level Data | Estimated using an emission factor
2020 | LA | D G Hunter | 6558 | 11 | IC | OP | NA | NG |  | 79747 | 0.016827 | 0.000422 | EIA Prime Mover-level Data | Estimated using an emission factor
2020 | LA | D G Hunter | 6558 | 2 | ST | RE | NA | NG
2020 | LA | D G Hunter | 6558 | 3 | ST | RE | WALL | NG
2020 | LA | D G Hunter | 6558 | 4 | ST | RE | WALL | NG
2020 | LA | D G Hunter | 6558 | 5 | IC | OP | NA | NG |  | 79747 | 0.016827 | 0.000422 | EIA Prime Mover-level Data | Estimated using an emission factor
2020 | LA | D G Hunter | 6558 | 6 | IC | OP | NA | NG |  | 79747 | 0.016827 | 0.000422 | EIA Prime Mover-level Data | Estimated using an emission factor
2020 | LA | D G Hunter | 6558 | 7 | IC | OP | NA | NG |  | 79747 | 0.016827 | 0.000422 | EIA Prime Mover-level Data | Estimated using an emission factor
2020 | LA | D G Hunter | 6558 | 8 | IC | OP | NA | NG |  | 79747 | 0.016827 | 0.000422 | EIA Prime Mover-level Data | Estimated using an emission factor
2020 | LA | D G Hunter | 6558 | 9 | IC | OP | NA | NG |  | 79747 | 0.016827 | 0.000422 | EIA Prime Mover-level Data | Estimated using an emission factor
2020 | LA | DeRidder Mill | 10488 | PB1 | ST | OP | NA | WDS |  | 5492545.5 | 51.3524 | 0.018699 | EIA Unit-level Data | NEI avg EF - PM, fuel type
2020 | LA | DeRidder Mill | 10488 | PB2 | ST | OP | NA | NG |  | 1498595.25 | 5.5633 | 0.0074247 | EIA Unit-level Data | NEI avg EF - PM, fuel type
2020 | LA | DeRidder Mill | 10488 | PB3 | ST | OP | NA | NG |  | 719257.5625 | 2.6701 | 0.0074247 | EIA Unit-level Data | NEI avg EF - PM, fuel type
2020 | LA | DeRidder Mill | 10488 | PB4 | ST | OS | NA | BLQ |  | 0 | 0 |  | EIA Unit-level Data | NEI avg EF - PM, fuel type
2020 | LA | DeRidder Mill | 10488 | REC | ST | OP | NA | BLQ |  | 9209028 | 30.7507 | 0.0066784 | EIA Unit-level Data | NEI avg EF - PM, fuel type
2020 | LA | Dolet Hills Power Station | 51 | 1 | ST | OP | WALL | LIG | 2323 | 7632777.5 | 30.75 | 0.0080574 | EPA/CAMD | EPA/NEI | 1986
2020 | LA | Domino Sugar Arabi Plant | 54512 | 1 | ST | OP | NA | NG |  | 398062.5312 | 1.4778 | 0.0074247 | EIA Unit-level Data | NEI avg EF - PM, fuel type
2020 | LA | Domino Sugar Arabi Plant | 54512 | 2 | ST | OP | NA | NG |  | 298360.6875 | 1.1076 | 0.0074247 | EIA Unit-level Data | NEI avg EF - PM, fuel type
2020 | LA | Domino Sugar Arabi Plant | 54512 | 3 | ST | OS | NA | NG |  | 0 | 0 |  | EIA Unit-level Data | NEI avg EF - PM, fuel type
2020 | LA | Domino Sugar Arabi Plant | 54512 | 4 | ST | OP | NA | NG |  | 306506.25 | 1.1379 | 0.0074247 | EIA Unit-level Data | NEI avg EF - PM, fuel type
2020 | LA | Domino Sugar Arabi Plant | 54512 | 5 | ST | OP | NA | NG |  | 292653.1562 | 1.0864 | 0.0074247 | EIA Unit-level Data | NEI avg EF - PM, fuel type
2020 | LA | Domino Sugar Arabi Plant | 54512 | 6 | ST | OP | NA | NG |  | 331891.8438 | 1.2321 | 0.0074247 | EIA Unit-level Data | NEI avg EF - PM, fuel type
2020 | LA | Domino Sugar Arabi Plant | 54512 | 7 | ST | OP | NA | NG |  | 844899.25 | 3.1366 | 0.0074247 | EIA Unit-level Data | NEI avg EF - PM, fuel type
2020 | LA | Dow St Charles Operations | 50152 | CGN1 | CT |  | NA | NG |  | 11938913 | 36.8988 | 0.0061813 | EIA Unit-level Data | NEI avg EF - PM, fuel type
2020 | LA | Dow St Charles Operations | 50152 | CGN2 | CT |  | NA | NG |  | 13090569 | 40.4582 | 0.0061813 | EIA Unit-level Data | NEI avg EF - PM, fuel type
2020 | LA | Dow St Charles Operations | 50152 | HRSGE | CA | OP | NA | OG |  | 1178088.375 | 0.24858 | 0.000422 | EIA Unit-level Data | Estimated using an emission factor
2020 | LA | Dow St Charles Operations | 50152 | HRSGW | CA | OP | NA | OG |  | 1557123 | 0.32855 | 0.000422 | EIA Unit-level Data | Estimated using an emission factor
2020 | LA | Dow St Charles Operations | 50152 | IGT | CT | RE | NA | NG
2020 | LA | Enterprise Sugar Factory | 51008 | 1000 | ST | OP | NA | AB
2020 | LA | Enterprise Sugar Factory | 51008 | 2000 | ST | SB | NA | AB
2020 | LA | ExxonMobil Baton Rouge Turbine Generator | 10690 | CTG1 | GT | OP | NA | NG |  | 7782951 | 3.869 | 0.00099423 | EIA Prime Mover-level Data | NEI avg EF - PM, fuel type, firing type
2020 | LA | ExxonMobil Garden City Gas Plant | 50728 | 1 | ST | RE | NA | NG
2020 | LA | ExxonMobil Garden City Gas Plant | 50728 | 2 | ST | RE | NA | NG
2020 | LA | ExxonMobil Garden City Gas Plant | 50728 | 3 | ST | RE | NA | NG
2020 | LA | ExxonMobil Garden City Gas Plant | 50728 | 4 | GT | RE | NA | NG
2020 | LA | ExxonMobil Garden City Gas Plant | 50728 | 5 | IC | RE | NA | NG
2020 | LA | Formosa Plastics | 54518 | HRSG1 | ST | RE | NA | NG |  | 0 | 0 |  | EIA Unit-level Data | NEI avg EF - PM, fuel type
2020 | LA | Formosa Plastics | 54518 | HRSG2 | ST | OP | NA | NG |  | 3514.676 | 0.013048 | 0.0074247 | EIA Unit-level Data | NEI avg EF - PM, fuel type
2020 | LA | Formosa Plastics | 54518 | HRSG3 | ST | OP | NA | NG |  | 743674.5625 | 2.7608 | 0.0074247 | EIA Unit-level Data | NEI avg EF - PM, fuel type
2020 | LA | Formosa Plastics | 54518 | RE | ST | RE | NA | NG |  | 0 | 0 |  | EIA Unit-level Data | NEI avg EF - PM, fuel type
2020 | LA | Formosa Plastics | 54518 | GT1 | GT | RE | NA | NG
2020 | LA | Formosa Plastics | 54518 | GT2 | GT | SB | NA | NG |  | 1869480.75 | 0.92935 | 0.00099423 | EIA Prime Mover-level Data | NEI avg EF - PM, fuel type, firing type
2020 | LA | Formosa Plastics | 54518 | GT3 | GT | OP | NA | NG |  | 1908838.25 | 0.94891 | 0.00099423 | EIA Prime Mover-level Data | NEI avg EF - PM, fuel type, firing type
2020 | LA | Franklin (LA) | 1435 | GT1 | GT | RE | NA | NG
2020 | LA | Gaylord Container Bogalusa | 54427 | 10C | ST | OP | NA | WDS |  | 2033127 | 19.0087 | 0.018699 | EIA Unit-level Data | NEI avg EF - PM, fuel type
2020 | LA | Gaylord Container Bogalusa | 54427 | 12 | ST | OP | NA | WDS |  | 5098211.5 | 47.6656 | 0.018699 | EIA Unit-level Data | NEI avg EF - PM, fuel type
2020 | LA | Gaylord Container Bogalusa | 54427 | 20 | ST | OP | NA | BLQ |  | 4180792.75 | 13.9605 | 0.0066784 | EIA Unit-level Data | NEI avg EF - PM, fuel type
2020 | LA | Gaylord Container Bogalusa | 54427 | 21 | ST | OP | NA | BLQ |  | 5597603.5 | 18.6914 | 0.0066784 | EIA Unit-level Data | NEI avg EF - PM, fuel type
2020 | LA | Geismar | 10319 | HRSG | ST | OP | NA | NG |  | 1579008 | 5.8618 | 0.0074247 | EIA Unit-level Data | NEI avg EF - PM, fuel type
2020 | LA | Geismar | 10319 | GEN1 | GT | OP | NA | NG |  | 3417389.25 | 1.6988 | 0.00099423 | EIA Prime Mover-level Data | NEI avg EF - PM, fuel type, firing type
2020 | LA | Geismar | 10319 | GEN2 | GT | OP | NA | NG |  | 3943877.75 | 1.9606 | 0.00099423 | EIA Prime Mover-level Data | NEI avg EF - PM, fuel type, firing type
2020 | LA | Geismar Cogen | 56787 | GTG | GT | OP | NA | NG |  | 7991378 | 3.9726 | 0.00099423 | EIA Prime Mover-level Data | NEI avg EF - PM, fuel type, firing type
2020 | LA | Georgia-Pacific Port Hudson | 10612 | PB5 | ST | OP | WALL | NG |  | 3999763 | 14.687 | 0.0073439 | EIA Unit-level Data | NEI avg EF - PM, fuel type, firing type
2020 | LA | Georgia-Pacific Port Hudson | 10612 | PB6 | ST | RE | WALL | NG |  | 0 | 0 |  | EIA Unit-level Data | NEI avg EF - PM, fuel type, firing type
2020 | LA | Georgia-Pacific Port Hudson | 10612 | RB1 | ST | RE | WALL | BLQ |  | 0 | 0 |  | EIA Unit-level Data | NEI avg EF - PM, fuel type, firing type
2020 | LA | Georgia-Pacific Port Hudson | 10612 | RB2 | ST | RE | WALL | BLQ |  | 0 | 0 |  | EIA Unit-level Data | NEI avg EF - PM, fuel type, firing type
2020 | LA | Gramercy Holdings LLC | 50846 | PB1 | ST | OP | NA | NG |  | 2666337.5 | 9.8984 | 0.0074247 | EIA Unit-level Data | NEI avg EF - PM, fuel type
2020 | LA | Gramercy Holdings LLC | 50846 | PB2 | ST | OP | NA | NG |  | 2662791 | 9.8852 | 0.0074247 | EIA Unit-level Data | NEI avg EF - PM, fuel type
2020 | LA | Gramercy Holdings LLC | 50846 | PB3 | ST | OP | NA | NG |  | 2688881.5 | 9.9821 | 0.0074247 | EIA Unit-level Data | NEI avg EF - PM, fuel type
2020 | LA | Gramercy Holdings LLC | 50846 | PB4 | ST | OP | NA | NG |  | 1780526.75 | 6.61 | 0.0074247 | EIA Unit-level Data | NEI avg EF - PM, fuel type
2020 | LA | Gramercy Holdings LLC | 50846 | GT1 | GT | RE | NA | NG
2020 | LA | Gramercy Holdings LLC | 50846 | GT2 | GT | RE | NA | NG
2020 | LA | Gramercy Holdings LLC | 50846 | GT3 | GT | OP | NA | NG |  | 1366622.875 | 0.67937 | 0.00099423 | EIA Prime Mover-level Data | NEI avg EF - PM, fuel type, firing type
2020 | LA | Gramercy Holdings LLC | 50846 | GT4 | GT | OP | NA | NG |  | 2109724 | 1.0488 | 0.00099423 | EIA Prime Mover-level Data | NEI avg EF - PM, fuel type, firing type
2020 | LA | Grand Isle Gas Plant / Treating Station | 54927 | 1 | IC | OP | NA | NG
2020 | LA | Grand Isle Gas Plant / Treating Station | 54927 | 2 | IC | OP | NA | NG
2020 | LA | Grand Isle Gas Plant / Treating Station | 54927 | 3 | IC | OP | NA | NG
2020 | LA | Hargis-Hebert Electric Generating Statio | 56283 | U-1 | GT | OP | CT | NG | 643 | 134464.7656 | 0.20774 | 0.0030899 | EPA/CAMD | EPA/NEI | 2006
2020 | LA | Hargis-Hebert Electric Generating Statio | 56283 | U-2 | GT | OP | CT | NG | 558 | 112206.6797 | 0.17244 | 0.0030737 | EPA/CAMD | EPA/NEI | 2006
2020 | LA | Houma | 1439 | 15 | ST | OP | WALL | NG | 1230 | 115708.1953 | 0.5958 | 0.010298 | EPA/CAMD | EPA/NEI | 1969
2020 | LA | Houma | 1439 | 16 | ST | OP | TANGENTIAL | NG | 1623 | 223810.4531 | 0.78332 | 0.0069999 | EPA/CAMD | EPA/NEI | 1976
2020 | LA | International Paper Red River Mill | 58108 | 2 HFB | ST | OP | NA | WDS |  | 6198908 | 57.9565 | 0.018699 | EIA Unit-level Data | NEI avg EF - PM, fuel type
2020 | LA | International Paper Red River Mill | 58108 | 3 RB | ST | OP | NA | BLQ |  | 8710606 | 29.0863 | 0.0066784 | EIA Unit-level Data | NEI avg EF - PM, fuel type
2020 | LA | Iris Solar LLC | 63128 | ISLLC | PV | U | NA | SUN
2020 | LA | LA3 West Baton Rouge Solar Facility | 61646 | LA3WB | PV | OP | NA | SUN |  | 310688 |  |  | EIA Prime Mover-level Data
2020 | LA | Lake Charles Plant | 58310 | G-1 | ST | OP | NA | WH |  | 1335592 |  |  | EIA Prime Mover-level Data
2020 | LA | Lake Charles Polymers | 57884 | G-900 | GT | OP | NA | NG |  | 1189690 | 0.59141 | 0.00099423 | EIA Prime Mover-level Data | NEI avg EF - PM, fuel type, firing type
2020 | LA | Lake Charles Polymers | 57884 | G-901 | IC | OP | NA | NG |  | 402293.5 | 0.084884 | 0.000422 | EIA Prime Mover-level Data | Estimated using an emission factor
2020 | LA | Lake Charles Polymers | 57884 | G-902 | IC | OP | NA | NG |  | 402293.5 | 0.084884 | 0.000422 | EIA Prime Mover-level Data | Estimated using an emission factor
2020 | LA | Lake Charles Power Station | 60927 | 1A | CT | OP | CC | NG | 4445 | 11476868 | 35.4708 | 0.0061813 | EPA/CAMD | NEI avg EF - PM, fuel type, firing type | 2020
2020 | LA | Lake Charles Power Station | 60927 | 1B | CT | OP | CC | NG | 4118 | 10636438 | 32.8734 | 0.0061813 | EPA/CAMD | NEI avg EF - PM, fuel type, firing type | 2020
2020 | LA | LaO Energy Systems | 52006 | GEN5 | CT |  | NA | NG |  | 5081624 | 15.7055 | 0.0061813 | EIA Unit-level Data | NEI avg EF - PM, fuel type
2020 | LA | LaO Energy Systems | 52006 | GEN6 | CT |  | NA | NG |  | 5054928 | 15.6229 | 0.0061813 | EIA Unit-level Data | NEI avg EF - PM, fuel type
2020 | LA | LaO Energy Systems | 52006 | HRU100 | CA | OP | DUCTBURNER | OG |  | 1178037.375 | 0.24857 | 0.000422 | EIA Unit-level Data | Estimated using an emission factor
2020 | LA | LaO Energy Systems | 52006 | HRU200 | CA | OP | DUCTBURNER | OG |  | 1067413.625 | 0.22522 | 0.000422 | EIA Unit-level Data | Estimated using an emission factor
2020 | LA | LaO Energy Systems | 52006 | GEN7 | CT | RE | NA | NG
2020 | LA | LaO Energy Systems | 52006 | GEN8 | CT | RE | NA | NG
2020 | LA | LEPA Unit No. 1 | 58478 | CC01 | CT | OP | CC | NG | 3457 | 1635772.625 | 5.292 | 0.0064703 | EPA/CAMD | EPA/NEI | 2015
2020 | LA | Lieberman Power Plant | 1417 | 3 | ST | OP | TANGENTIAL | NG | 418 | 145523.8125 | 0.44 | 0.0060471 | EPA/CAMD | EPA/NEI | 1957
2020 | LA | Lieberman Power Plant | 1417 | 4 | ST | OP | TANGENTIAL | NG | 462 | 171923.1875 | 0.26 | 0.0030246 | EPA/CAMD | EPA/NEI | 1959
2020 | LA | Little Gypsy | 1402 | 2 | ST | OP | WALL | NG | 5389 | 9808156 | 21.017 | 0.0042856 | EPA/CAMD | EPA/NEI | 1965
2020 | LA | Little Gypsy | 1402 | 3 | ST | OP | WALL | NG | 2852 | 8499408 | 19.964 | 0.0046977 | EPA/CAMD | EPA/NEI | 1969
2020 | LA | Louis Doc Bonin | 1443 | 1 | ST | RE | WALL | NG
2020 | LA | Louis Doc Bonin | 1443 | 2 | ST | RE | TANGENTIAL | NG
2020 | LA | Louis Doc Bonin | 1443 | 3 | ST | RE | WALL | NG
2020 | LA | Louisiana 1 | 1391 | 1A | ST | OP | TANGENTIAL | PRG | 8287 | 2536622 | 9.45 | 0.0074509 | EPA/CAMD | EPA/NEI | 1951
2020 | LA | Louisiana 1 | 1391 | 2A | ST | OP | TANGENTIAL | PRG | 8015 | 2428501.5 | 9.05 | 0.0074532 | EPA/CAMD | EPA/NEI | 1951
2020 | LA | Louisiana 1 | 1391 | 3A | ST | OP | TANGENTIAL | PRG | 8784 | 2996730 | 11.16 | 0.0074481 | EPA/CAMD | EPA/NEI | 1951
2020 | LA | Louisiana 1 | 1391 | 4A | CT | OP | CC | PRG | 8338 | 12223427 | 20.79 | 0.0034017 | EPA/CAMD | EPA/NEI | 1988
2020 | LA | Louisiana 1 | 1391 | 5A | CT | OP | CC | PRG | 8609 | 18033372 | 59.52 | 0.0066011 | EPA/CAMD | EPA/NEI | 1999
2020 | LA | Louisiana 2 | 1392 | 10 | ST | OS | WALL | NG
2020 | LA | Louisiana 2 | 1392 | 11 | ST | OS | WALL | NG
2020 | LA | Louisiana 2 | 1392 | 12 | ST | OS | WALL | NG
2020 | LA | Louisiana Sugar Refining | 10301 | GEN1 | ST | RE | NA | NG
2020 | LA | Louisiana Sugar Refining | 10301 | GEN2 | ST | OP | NA | NG |  | 1041331.5 | 3.8658 | 0.0074247 | EIA Prime Mover-level Data | NEI avg EF - PM, fuel type
2020 | LA | Louisiana Sugar Refining | 10301 | GEN3 | ST | SB | NA | NG
2020 | LA | Louisiana Sugar Refining | 10301 | GEN4 | ST | OP | NA | NG |  | 1041331.5 | 3.8658 | 0.0074247 | EIA Prime Mover-level Data | NEI avg EF - PM, fuel type
2020 | LA | Louisiana Tech University Power Plant | 54240 | TG1 | ST | RE | NA | NG
2020 | LA | Louisiana Tech University Power Plant | 54240 | TG2 | ST | RE | NA | NG
2020 | LA | Louisiana Tech University Power Plant | 54240 | TG3 | GT | OP | NA | NG |  | 640454 | 0.31838 | 0.00099423 | EIA Prime Mover-level Data | NEI avg EF - PM, fuel type, firing type
2020 | LA | LSU Cogen | 58428 | 2022-01-02 | GT | OP | NA | NG |  | 1766439 | 0.87812 | 0.00099423 | EIA Prime Mover-level Data | NEI avg EF - PM, fuel type, firing type
2020 | LA | Mansfield Mill | 54091 | HRSG | ST | OP | DUCTBURNER | NG |  | 561620.875 | 2.0849 | 0.0074247 | EIA Unit-level Data | NEI avg EF - PM, fuel type
2020 | LA | Mansfield Mill | 54091 | PB1 | ST | OP | WALL | NG |  | 1152510 | 4.232 | 0.0073439 | EIA Unit-level Data | NEI avg EF - PM, fuel type, firing type
2020 | LA | Mansfield Mill | 54091 | PB2 | ST | OP | WALL | WDS |  | 1053527.5 | 9.8499 | 0.018699 | EIA Unit-level Data | NEI avg EF - PM, fuel type
2020 | LA | Mansfield Mill | 54091 | RB1 | ST | OP | WALL | BLQ |  | 1375589.875 | 3.9461 | 0.0057373 | EIA Unit-level Data | NEI avg EF - PM, fuel type, firing type
2020 | LA | Mansfield Mill | 54091 | RB2 | ST | OP | WALL | BLQ |  | 1335462.25 | 3.831 | 0.0057373 | EIA Unit-level Data | NEI avg EF - PM, fuel type, firing type
2020 | LA | Mansfield Mill | 54091 | GEN4 | GT | RE | NA | NG
2020 | LA | Mansfield Mill | 54091 | GEN5 | GT | OP | NA | NG |  | 2965690 | 1.4743 | 0.00099423 | EIA Prime Mover-level Data | NEI avg EF - PM, fuel type, firing type
2020 | LA | Michoud | 1409 | 1 | ST | RE | WALL | NG
2020 | LA | Michoud | 1409 | 2 | ST | RE | WALL | NG
2020 | LA | Michoud | 1409 | 3 | ST | RE | WALL | NG
2020 | LA | Monroe (LA) | 1448 | 10 | ST | RE | WALL | NG
2020 | LA | Monroe (LA) | 1448 | 11 | ST | RE | WALL | NG
2020 | LA | Monroe (LA) | 1448 | 12 | ST | RE | WALL | NG
2020 | LA | Morgan City | 1449 | 1 | ST | RE | NA | NG
2020 | LA | Morgan City | 1449 | 2 | ST | RE | NA | NG
2020 | LA | Morgan City | 1449 | 3 | ST | RE | NA | NG
2020 | LA | Morgan City | 1449 | 4 | ST | RE | NA | NG
2020 | LA | Mosaic Phosphates Uncle Sam | 10198 | GEN1 | ST | RE | NA | OTH
2020 | LA | Mosaic Phosphates Uncle Sam | 10198 | GEN2 | ST | OP | NA | WH |  | 0 |  |  | EIA Prime Mover-level Data
2020 | LA | Mosaic Phosphates Uncle Sam | 10198 | GEN3 | ST | OP | NA | WH |  | 0 |  |  | EIA Prime Mover-level Data
2020 | LA | Nelson Industrial Steam Company | 50030 | 1A | ST | OP | FLUIDIZED | PC | 6325 | 7700755 | 57.8 | 0.015012 | EPA/CAMD | EPA/NEI | 1992
2020 | LA | Nelson Industrial Steam Company | 50030 | 2A | ST | OP | FLUIDIZED | PC | 5994 | 6737890 | 50.65 | 0.015034 | EPA/CAMD | EPA/NEI | 1992
2020 | LA | Neptune Gas Processing Plant | 56139 | NPCG | OT | OP | NA | OTH |  | 2088641 | 0.4407 | 0.000422 | EIA Prime Mover-level Data | Estimated using an emission factor
2020 | LA | New Orleans | 10639 | GEN1 | GT | RE | NA | NG
2020 | LA | New Orleans | 10639 | GEN2 | ST | RE | NA | NG
2020 | LA | New Orleans Power | 60928 | 1 | GT | OP | NA | NG |  | 1737459 | 0.86372 | 0.00099423 | EIA Prime Mover-level Data | NEI avg EF - PM, fuel type, firing type
2020 | LA | New Orleans Solar Power Plant | 61647 | NOSPB | BA | OP | NA | MWH
2020 | LA | New Orleans Solar Power Plant | 61647 | NOSPS | PV | OP | NA | SUN |  | 8123 |  |  | EIA Prime Mover-level Data
2020 | LA | New Orleans Solar Station | 64307 | NOSS | PV | OP | NA | SUN
2020 | LA | New Roads | 1453 | 1 | IC | OP | NA | NG |  | 62.638 | 1.3217e-05 | 0.000422 | EIA Prime Mover-level Data | Estimated using an emission factor
2020 | LA | New Roads | 1453 | 2 | IC | OP | NA | NG |  | 16.34 | 3.4477e-06 | 0.000422 | EIA Prime Mover-level Data | Estimated using an emission factor
2020 | LA | New Roads | 1453 | 3 | IC | OP | NA | NG |  | 29.957 | 6.3209e-06 | 0.000422 | EIA Prime Mover-level Data | Estimated using an emission factor
2020 | LA | New Roads | 1453 | 4 | IC | OP | NA | NG |  | 46.298 | 9.7689e-06 | 0.000422 | EIA Prime Mover-level Data | Estimated using an emission factor
2020 | LA | New Roads | 1453 | 5 | IC | OP | NA | NG |  | 46.298 | 9.7689e-06 | 0.000422 | EIA Prime Mover-level Data | Estimated using an emission factor
2020 | LA | New Roads | 1453 | 6 | IC | OP | NA | NG |  | 54.468 | 1.1493e-05 | 0.000422 | EIA Prime Mover-level Data | Estimated using an emission factor
2020 | LA | Ninemile Point | 1403 | 4 | ST | OP | TANGENTIAL | NG | 6718 | 29810716 | 81.972 | 0.0054995 | EPA/CAMD | EPA/NEI | 1971
2020 | LA | Ninemile Point | 1403 | 5 | ST | OP | TANGENTIAL | NG | 5080 | 21794608 | 59.936 | 0.0055001 | EPA/CAMD | EPA/NEI | 1973
2020 | LA | Ninemile Point | 1403 | 6A | CT | OP | CC | NG | 7722 | 14890552 | 15.62 | 0.002098 | EPA/CAMD | EPA/NEI | 2014
2020 | LA | Ninemile Point | 1403 | 6B | CT | OP | CC | NG | 7797 | 15048491 | 15.62 | 0.002076 | EPA/CAMD | EPA/NEI | 2014
2020 | LA | NRG Sterlington Power | 55099 | 1 | GT | RE | NA | NG |  | 4679.4971 | 0.0023262 | 0.00099423 | EIA Prime Mover-level Data | NEI avg EF - PM, fuel type, firing type
2020 | LA | NRG Sterlington Power | 55099 | 2 | GT | RE | NA | NG |  | 4679.4971 | 0.0023262 | 0.00099423 | EIA Prime Mover-level Data | NEI avg EF - PM, fuel type, firing type
2020 | LA | NRG Sterlington Power | 55099 | 3 | GT | RE | NA | NG |  | 4679.4971 | 0.0023262 | 0.00099423 | EIA Prime Mover-level Data | NEI avg EF - PM, fuel type, firing type
2020 | LA | NRG Sterlington Power | 55099 | 4 | GT | RE | NA | NG |  | 4679.4971 | 0.0023262 | 0.00099423 | EIA Prime Mover-level Data | NEI avg EF - PM, fuel type, firing type
2020 | LA | NRG Sterlington Power | 55099 | 6 | GT | RE | NA | NG |  | 4080.521 | 0.0020285 | 0.00099423 | EIA Prime Mover-level Data | NEI avg EF - PM, fuel type, firing type
2020 | LA | NRG Sterlington Power | 55099 | 7 | GT | RE | NA | NG |  | 5372.062 | 0.0026705 | 0.00099423 | EIA Prime Mover-level Data | NEI avg EF - PM, fuel type, firing type
2020 | LA | NRG Sterlington Power | 55099 | 8 | GT | RE | NA | NG |  | 4679.4971 | 0.0023262 | 0.00099423 | EIA Prime Mover-level Data | NEI avg EF - PM, fuel type, firing type
2020 | LA | NRG Sterlington Power | 55099 | 9 | GT | RE | NA | NG |  | 3182.0581 | 0.0015818 | 0.00099423 | EIA Prime Mover-level Data | NEI avg EF - PM, fuel type, firing type
2020 | LA | NRG Sterlington Power | 55099 | 10 | GT | RE | NA | NG |  | 2994.8779 | 0.0014888 | 0.00099423 | EIA Prime Mover-level Data | NEI avg EF - PM, fuel type, firing type
2020 | LA | Oak Point Cogen | 55857 | 5121 | GT | OP | NA | NG |  | 328004.5938 | 0.16306 | 0.00099423 | EIA Prime Mover-level Data | NEI avg EF - PM, fuel type, firing type
2020 | LA | Oak Point Cogen | 55857 | 5131 | GT | OP | NA | NG |  | 328004.5938 | 0.16306 | 0.00099423 | EIA Prime Mover-level Data | NEI avg EF - PM, fuel type, firing type
2020 | LA | Oak Point Cogen | 55857 | 5141 | GT | OP | NA | NG |  | 328004.5938 | 0.16306 | 0.00099423 | EIA Prime Mover-level Data | NEI avg EF - PM, fuel type, firing type
2020 | LA | Oak Point Cogen | 55857 | 5151 | GT | OP | NA | NG |  | 328004.5938 | 0.16306 | 0.00099423 | EIA Prime Mover-level Data | NEI avg EF - PM, fuel type, firing type
2020 | LA | Oak Point Cogen | 55857 | 5161 | GT | OP | NA | NG |  | 328004.5938 | 0.16306 | 0.00099423 | EIA Prime Mover-level Data | NEI avg EF - PM, fuel type, firing type
2020 | LA | Ouachita Plant | 55467 | CTGEN1 | CT | OP | CC | NG | 4260 | 7751372 | 51.12 | 0.01319 | EPA/CAMD | EPA/NEI | 2002
2020 | LA | Ouachita Plant | 55467 | CTGEN2 | CT | OP | CC | NG | 4522 | 8288693 | 54.26 | 0.013093 | EPA/CAMD | EPA/NEI | 2002
2020 | LA | Ouachita Plant | 55467 | CTGEN3 | CT | OP | CC | NG | 5819 | 10447864 | 69.83 | 0.013367 | EPA/CAMD | EPA/NEI | 2002
2020 | LA | Overton Hydroelectric Project | 62391 | NA1 | HY | P | NA | WAT
2020 | LA | Overton Hydroelectric Project | 62391 | NA2 | HY | P | NA | WAT
2020 | LA | Overton Hydroelectric Project | 62391 | NA3 | HY | P | NA | WAT
2020 | LA | Overton Hydroelectric Project | 62391 | NA4 | HY | P | NA | WAT
2020 | LA | Overton Hydroelectric Project | 62391 | NA5 | HY | P | NA | WAT
2020 | LA | Overton Hydroelectric Project | 62391 | NA6 | HY | P | NA | WAT
2020 | LA | PCS Nitrogen Fertilizer LP | 50341 | GEN1 | GT | RE | NA | NG
2020 | LA | PCS Nitrogen Fertilizer LP | 50341 | GEN2 | ST | OS | NA | WH
2020 | LA | PCS Nitrogen Fertilizer LP | 50341 | GEN3 | IC | SB | NA | DFO
2020 | LA | PCS Nitrogen Fertilizer LP | 50341 | GEN4 | IC | SB | NA | DFO
2020 | LA | Perryville Power Station | 55620 | 2022-01-01 | CT | OP | CC | NG | 6490 | 11334780 | 64.51 | 0.011383 | EPA/CAMD | EPA/NEI | 2002
2020 | LA | Perryville Power Station | 55620 | 2022-01-02 | CT | OP | CC | NG | 6404 | 11322840 | 40.13 | 0.0070883 | EPA/CAMD | EPA/NEI | 2001
2020 | LA | Perryville Power Station | 55620 | 2022-02-01 | GT | OP | CT | NG | 241 | 262106.8594 | 1.18 | 0.009004 | EPA/CAMD | EPA/NEI | 2001
2020 | LA | Plant 31 Paper Mill | 50028 | 1FW | ST | OP | NA | NG |  | 558163.1875 | 2.0721 | 0.0074247 | EIA Unit-level Data | NEI avg EF - PM, fuel type
2020 | LA | Plant 31 Paper Mill | 50028 | 1HP | ST | OP | NA | WDS |  | 4607288 | 43.0757 | 0.018699 | EIA Unit-level Data | NEI avg EF - PM, fuel type
2020 | LA | Plant 31 Paper Mill | 50028 | 2FW | ST | RE | NA | BLQ |  | 0 | 0 |  | EIA Unit-level Data | NEI avg EF - PM, fuel type
2020 | LA | Plant 31 Paper Mill | 50028 | 4BW | ST | OP | NA | BLQ |  | 4538583 | 15.1552 | 0.0066784 | EIA Unit-level Data | NEI avg EF - PM, fuel type
2020 | LA | Plant 31 Paper Mill | 50028 | 5CE | ST | OP | NA | BLQ |  | 4032106 | 13.464 | 0.0066784 | EIA Unit-level Data | NEI avg EF - PM, fuel type
2020 | LA | Plant 31 Paper Mill | 50028 | HRSG | ST | OP | NA | NG |  | 3376602.5 | 12.5352 | 0.0074247 | EIA Unit-level Data | NEI avg EF - PM, fuel type
2020 | LA | Plant 31 Paper Mill | 50028 | GEN7 | GT | OP | NA | NG |  | 2692894 | 1.3387 | 0.00099423 | EIA Prime Mover-level Data | NEI avg EF - PM, fuel type, firing type
2020 | LA | Plaquemine | 1455 | 1 | ST | RE | NA | NG
2020 | LA | Plaquemine | 1455 | 2 | ST | RE | NA | NG
2020 | LA | Plaquemine Cogen Facility | 55419 | 500 | CT | OP | CC | NG | 8067 | 13946449 | 51.51 | 0.0073868 | EPA/CAMD | EPA/NEI | 2004
2020 | LA | Plaquemine Cogen Facility | 55419 | 600 | CT | OP | CC | NG | 8784 | 15729796 | 58.07 | 0.0073834 | EPA/CAMD | EPA/NEI | 2004
2020 | LA | Plaquemine Cogen Facility | 55419 | 700 | CT | OP | CC | NG | 8133 | 14564678 | 53.71 | 0.0073754 | EPA/CAMD | EPA/NEI | 2004
2020 | LA | Plaquemine Cogen Facility | 55419 | 800 | CT | OP | CC | NG | 7293 | 12283804 | 45.34 | 0.0073821 | EPA/CAMD | EPA/NEI | 2004
2020 | LA | Plaquemine Operations | 52005 | GEN1 | CS | RE | NA | NG
2020 | LA | Plaquemine Operations | 52005 | GEN2 | CS | RE | NA | NG
2020 | LA | Port Allen (LA) | 50389 | GEN1 | GT | OP | NA | NG |  | 533513 | 0.26522 | 0.00099423 | EIA Prime Mover-level Data | NEI avg EF - PM, fuel type, firing type
2020 | LA | Port Allen (LA) | 50389 | GEN2 | GT | OP | NA | NG |  | 533513 | 0.26522 | 0.00099423 | EIA Prime Mover-level Data | NEI avg EF - PM, fuel type, firing type
2020 | LA | PPG Plant C Caustic | 50490 | TE | ST | OP | NA | NG |  | 1477 | 0.0054832 | 0.0074247 | EIA Prime Mover-level Data | NEI avg EF - PM, fuel type
2020 | LA | PPG Powerhouse A | 50487 | A1 | ST | OS | NA | PUR
2020 | LA | PPG Powerhouse A | 50487 | A2 | ST | OS | NA | PUR
2020 | LA | PPG Powerhouse A | 50487 | A4 | ST | OS | NA | PUR
2020 | LA | PPG Powerhouse A | 50487 | A7 | ST | OS | NA | PUR
2020 | LA | PPG Powerhouse A | 50487 | A9 | ST | OS | NA | PUR
2020 | LA | PPG Powerhouse C | 50489 | C1 | ST | OP | TANGENTIAL | NG |  | 2531050.75 | 9.5864 | 0.0075751 | EIA Unit-level Data | NEI avg EF - PM, fuel type, firing type
2020 | LA | PPG Powerhouse C | 50489 | C2 | ST | OP | TANGENTIAL | NG |  | 2566105.75 | 9.7192 | 0.0075751 | EIA Unit-level Data | NEI avg EF - PM, fuel type, firing type
2020 | LA | PPG Powerhouse C | 50489 | C4 | ST | OP | NA | NG |  | 0 | 0 |  | EIA Unit-level Data | NEI avg EF - PM, fuel type
2020 | LA | PPG Powerhouse C | 50489 | C5 | ST | OP | NA | NG |  | 0 | 0 |  | EIA Unit-level Data | NEI avg EF - PM, fuel type
2020 | LA | PPG Riverside | 50488 | GEN1 | ST | OS | NA | PUR |  | 287003.25 |  |  | EIA Prime Mover-level Data
2020 | LA | PPG Riverside | 50488 | GEN2 | ST | OP | NA | PUR |  | 369004.1562 |  |  | EIA Prime Mover-level Data
2020 | LA | PPG Riverside | 50488 | GEN3 | ST | OP | NA | PUR |  | 672407.5625 |  |  | EIA Prime Mover-level Data
2020 | LA | R S Cogen LLC | 55117 | RS-5 | CT | OP | CC | NG | 7264 | 12722585 | 57.85 | 0.0090941 | EPA/CAMD | EPA/NEI | 2002
2020 | LA | R S Cogen LLC | 55117 | RS-6 | CT | OP | CC | NG | 7318 | 12895235 | 66.603 | 0.01033 | EPA/CAMD | EPA/NEI | 2002
2020 | LA | Rayne | 1456 | 8 | IC | OS | NA | DFO
2020 | LA | Rayne | 1456 | 9 | IC | OS | NA | DFO
2020 | LA | River Bend | 6462 | 1 | ST | OP | NA | NUC |  | 83446336 |  |  | EIA Prime Mover-level Data
2020 | LA | Rodemacher | 1445 | 3 | ST | RE | NA | NG
2020 | LA | Rodemacher | 1445 | 4 | ST | RE | NA | NG
2020 | LA | Shell Chemical | 56248 | 101G | GT | OP | NA | NG |  | 4351946.5 | 2.1634 | 0.00099423 | EIA Prime Mover-level Data | NEI avg EF - PM, fuel type, firing type
2020 | LA | Shell Chemical | 56248 | 201G | GT | OP | NA | NG |  | 4351946.5 | 2.1634 | 0.00099423 | EIA Prime Mover-level Data | NEI avg EF - PM, fuel type, firing type
2020 | LA | Sidney A Murray Jr Hydroelectric | 54678 | 1 | HY | OP | NA | WAT |  | 1320055.75 |  |  | EIA Prime Mover-level Data
2020 | LA | Sidney A Murray Jr Hydroelectric | 54678 | 2 | HY | OP | NA | WAT |  | 1320055.75 |  |  | EIA Prime Mover-level Data
2020 | LA | Sidney A Murray Jr Hydroelectric | 54678 | 3 | HY | OP | NA | WAT |  | 1320055.75 |  |  | EIA Prime Mover-level Data
2020 | LA | Sidney A Murray Jr Hydroelectric | 54678 | 4 | HY | OP | NA | WAT |  | 1320055.75 |  |  | EIA Prime Mover-level Data
2020 | LA | Sidney A Murray Jr Hydroelectric | 54678 | 5 | HY | OP | NA | WAT |  | 1320055.75 |  |  | EIA Prime Mover-level Data
2020 | LA | Sidney A Murray Jr Hydroelectric | 54678 | 6 | HY | OP | NA | WAT |  | 1320055.75 |  |  | EIA Prime Mover-level Data
2020 | LA | Sidney A Murray Jr Hydroelectric | 54678 | 7 | HY | OP | NA | WAT |  | 1320055.75 |  |  | EIA Prime Mover-level Data
2020 | LA | Sidney A Murray Jr Hydroelectric | 54678 | 8 | HY | OP | NA | WAT |  | 1320055.75 |  |  | EIA Prime Mover-level Data
2020 | LA | St Francisville Mill | 10697 | PB | ST | OP | NA | NG |  | 1752157 | 6.5046 | 0.0074247 | EIA Unit-level Data | NEI avg EF - PM, fuel type
2020 | LA | St Francisville Mill | 10697 | RB | ST | OP | NA | BLQ |  | 4068361 | 13.585 | 0.0066784 | EIA Unit-level Data | NEI avg EF - PM, fuel type
2020 | LA | St Francisville Mill | 10697 | GEN1 | GT | RE | NA | NG
2020 | LA | St. Charles Power Station | 60926 | 1A | CT | OP | CC | NG | 6991 | 20564642 | 63.5578 | 0.0061813 | EPA/CAMD | NEI avg EF - PM, fuel type, firing type | 2019
2020 | LA | St. Charles Power Station | 60926 | 1B | CT | OP | CC | NG | 7120 | 21024004 | 64.9776 | 0.0061813 | EPA/CAMD | NEI avg EF - PM, fuel type, firing type | 2019
2020 | LA | St. James Solar (LA) | 62854 | SJS | PV | U | NA | SUN
2020 | LA | St. Mary Clean Energy Center | 60610 | 1 | ST | OP | NA | WH
2020 | LA | Sterlington | 1404 | 7AB | CT | OP | CC | NG | 26 | 12628.0371 | 0.04 | 0.0063351 | EPA/CAMD | EPA/NEI | 1974
2020 | LA | T J Labbe Electric Generating Station | 56108 | U-1 | GT | OP | CT | NG | 569 | 115388.1094 | 0.30158 | 0.0052272 | EPA/CAMD | EPA/NEI | 2005
2020 | LA | T J Labbe Electric Generating Station | 56108 | U-2 | GT | OP | CT | NG | 598 | 119134.9219 | 0.29209 | 0.0049036 | EPA/CAMD | EPA/NEI | 2005
2020 | LA | Taft Cogeneration Facility | 55089 | CT1 | CT | OP | CC | NG | 8611 | 14948494 | 35.58 | 0.0047603 | EPA/CAMD | EPA/NEI | 2002
2020 | LA | Taft Cogeneration Facility | 55089 | CT2 | CT | OP | CC | NG | 7467 | 13020754 | 27.42 | 0.0042117 | EPA/CAMD | EPA/NEI | 2002
2020 | LA | Taft Cogeneration Facility | 55089 | CT3 | CT | OP | CC | NG | 8478 | 14976029 | 33.26 | 0.0044418 | EPA/CAMD | EPA/NEI | 2002
2020 | LA | TCI Alvar | 64306 | TCI2 | PV | OP | NA | SUN |  | 13352 |  |  | EIA Prime Mover-level Data
2020 | LA | TCI France | 64305 | TCL1 | PV | OP | NA | SUN |  | 13142 |  |  | EIA Prime Mover-level Data
2020 | LA | Teche Power Station | 1400 | 3 | ST | OP | WALL | NG | 3344 | 5105042.5 | 20.19 | 0.0079098 | EPA/CAMD | EPA/NEI | 1971
2020 | LA | Teche Power Station | 1400 | 4 | GT | OP | CT | NG | 50 | 11822.7002 | 0.09 | 0.015225 | EPA/CAMD | EPA/NEI | 2011
2020 | LA | Thibodaux | 6706 | 9 | ST | RE | NA | NG
2020 | LA | Toca Plant | 54705 | EG-1 | IC | RE | NA | NG
2020 | LA | Toca Plant | 54705 | EG2A | IC | RE | NA | NG
2020 | LA | Toca Plant | 54705 | EG-3 | IC | RE | NA | NG
2020 | LA | Toca Plant | 54705 | EG-4 | IC | RE | NA | NG
2020 | LA | Washington Parish Energy Center | 55486 | CTG01 | GT | OP | CT | NG | 20 | 19243.9336 | 0.074663 | 0.0077596 | EPA/CAMD | NEI avg EF - PM, fuel type, firing type | 2020
2020 | LA | Washington Parish Energy Center | 55486 | CTG02 | GT | OP | CT | NG | 51 | 47327.957 | 0.18362 | 0.0077596 | EPA/CAMD | NEI avg EF - PM, fuel type, firing type | 2020
2020 | LA | Waterford 1 & 2 | 8056 | 1 | ST | OP | WALL | NG | 295 | 402505.6562 | 1.71 | 0.0084968 | EPA/CAMD | EPA/NEI | 1974
2020 | LA | Waterford 1 & 2 | 8056 | 2 | ST | OP | WALL | NG | 612 | 1064082.5 | 2.3868 | 0.0044861 | EPA/CAMD | EPA/NEI | 1975
2020 | LA | Waterford 1 & 2 | 8056 | 4 | GT | OP | CT | DFO | 52 | 12751.2002 | 0.36707 | 0.057574 | EPA/CAMD | NEI avg EF - PM, fuel type, firing type | 2009
2020 | LA | Waterford 3 | 4270 | 3 | ST | OP | NA | NUC |  | 93608680 |  |  | EIA Prime Mover-level Data
2020 | LA | Westrock Hodge (LA) | 50810 | 2RB | ST | OP | NA | BLQ |  | 7807286.5 | 26.07 | 0.0066784 | EIA Unit-level Data | NEI avg EF - PM, fuel type
2020 | LA | Westrock Hodge (LA) | 50810 | 3RB | ST | OP | NA | BLQ |  | 3386861 | 11.3094 | 0.0066784 | EIA Unit-level Data | NEI avg EF - PM, fuel type
2020 | LA | Westrock Hodge (LA) | 50810 | CB | ST | OP | NA | WDS |  | 5450065 | 50.9552 | 0.018699 | EIA Unit-level Data | NEI avg EF - PM, fuel type
2020 | LA | Westrock Hodge (LA) | 50810 | PB | ST | OP | NA | NG |  | 3940837 | 14.6298 | 0.0074247 | EIA Unit-level Data | NEI avg EF - PM, fuel type
2020 | LA | Willow Glen | 1394 | 1 | ST | RE | TANGENTIAL | NG
2020 | LA | Willow Glen | 1394 | 2 | ST | RE | TANGENTIAL | NG
2020 | LA | Willow Glen | 1394 | 3 | ST | RE | WALL | NG
2020 | LA | Willow Glen | 1394 | 4 | ST | RE | WALL | NG
2020 | LA | Willow Glen | 1394 | 5 | ST | RE | TANGENTIAL | NG
2020 | MA | 0 Hammond St | 64876 | 0HAMP | PV | U | NA | SUN
2020 | MA | 0 Hammond St | 64876 | OHAMB | BA | U | NA | MWH
2020 | MA | 126 Grove Solar LLC | 60858 | PV1 | PV | OP | NA | SUN |  | 19634 |  |  | EIA Prime Mover-level Data
2020 | MA | 201 Sturbridge B | 59822 | STURB | PV | OP | NA | SUN |  | 26125 |  |  | EIA Prime Mover-level Data
2020 | MA | 205 Sturbridge A | 59821 | STURA | PV | OP | NA | SUN |  | 41434 |  |  | EIA Prime Mover-level Data
2020 | MA | 265 Pleasant Solar NG, LLC | 59485 | PV2 | PV | OP | NA | SUN |  | 12676 |  |  | EIA Prime Mover-level Data
2020 | MA | 276 Federal Rd | 64875 | 276FB | BA | U | NA | MWH
2020 | MA | 276 Federal Rd | 64875 | 276FP | PV | U | NA | SUN
2020 | MA | 28 Livermore Hill Road Solar | 64014 | 7405 | PV | OP | NA | SUN |  | 28461 |  |  | EIA Prime Mover-level Data
2020 | MA | 301 Chestnut Solar NG | 61518 | 3010 | PV | OP | NA | SUN |  | 21916 |  |  | EIA Prime Mover-level Data
2020 | MA | 433 Purchase Solar NG, LLC | 61237 | 5402 | PV | OP | NA | SUN |  | 35110 |  |  | EIA Prime Mover-level Data
2020 | MA | 631 Owner Turbine | 59639 | LIGHT | WT | OP | NA | WND |  | 3649 |  |  | EIA Prime Mover-level Data
2020 | MA | 651 Chase Solar NG | 59046 | PV1 | PV | OP | NA | SUN |  | 36381 |  |  | EIA Prime Mover-level Data
2020 | MA | Acton Solar Landfill | 59543 | ACTON | PV | OP | NA | SUN |  | 18371 |  |  | EIA Prime Mover-level Data
2020 | MA | Acushnet AD Makepeace | 58270 | 1 | PV | OP | NA | SUN |  | 51620 |  |  | EIA Prime Mover-level Data
2020 | MA | Acushnet Ball Plant 2 | 62835 | ESS-1 | BA | OP | NA | MWH |  | 0 |  |  | EIA Prime Mover-level Data
2020 | MA | Acushnet Ball Plant 2 | 62835 | ESS-2 | BA | OP | NA | MWH |  | 0 |  |  | EIA Prime Mover-level Data
2020 | MA | Acushnet Hawes Reed Road | 58271 | 1 | PV | OP | NA | SUN |  | 15659 |  |  | EIA Prime Mover-level Data
2020 | MA | Acushnet- High Hill | 59128 | 57449 | PV | OP | NA | SUN |  | 36437 |  |  | EIA Prime Mover-level Data
2020 | MA | Acushnet MA 1 | 64706 | ACNT1 | PV | P | NA | SUN
2020 | MA | Acushnet MA 2 | 64707 | ACNT2 | PV | P | NA | SUN
2020 | MA | Acushnet-Braley Road 1 | 59121 | 57449 | PV | OP | NA | SUN |  | 20318 |  |  | EIA Prime Mover-level Data
2020 | MA | Adams Farm Solar | 59775 | ADAMS | PV | OP | NA | SUN |  | 35188 |  |  | EIA Prime Mover-level Data
2020 | MA | Adirondack A+B Community Solar Garden | 64588 | 1 | PV | OP | NA | SUN |  | 79510 |  |  | EIA Prime Mover-level Data
2020 | MA | Agawam Solar | 59028 | 28 | PV | OP | NA | SUN |  | 19171 |  |  | EIA Prime Mover-level Data
2020 | MA | AIS Solar Project | 60986 | SO212 | PV | OP | NA | SUN
2020 | MA | Ajax Solar, LLC (MA) | 62827 | AJAXS | PV | OP | NA | SUN |  | 35933 |  |  | EIA Prime Mover-level Data
2020 | MA | Alicea Solar Project Hybrid CSG | 63469 | ALICA | PV | OP | NA | SUN
2020 | MA | Alicea Solar Project Hybrid CSG | 63469 | BATT | BA | OP | NA | MWH
2020 | MA | Amaterasu LLC | 64000 | BESS | BA | V | NA | MWH
2020 | MA | Amaterasu LLC | 64000 | DRC | PV | V | NA | SUN
2020 | MA | Ameresco Chicopee Energy | 56426 | Unit1 | IC | OP | NA | LFG |  | 86120.9141 | 0.63299 | 0.0147 | EIA Prime Mover-level Data | Estimated using an emission factor
2020 | MA | Ameresco Chicopee Energy | 56426 | Unit2 | IC | OP | NA | LFG |  | 86120.9141 | 0.63299 | 0.0147 | EIA Prime Mover-level Data | Estimated using an emission factor
2020 | MA | Ameresco Chicopee Energy | 56426 | Unit3 | IC | OP | NA | LFG |  | 86120.9141 | 0.63299 | 0.0147 | EIA Prime Mover-level Data | Estimated using an emission factor
2020 | MA | Ameresco Chicopee Energy | 56426 | UNIT4 | IC | OP | NA | LFG |  | 95186.2656 | 0.69962 | 0.0147 | EIA Prime Mover-level Data | Estimated using an emission factor
2020 | MA | Amherst College Co Gen | 58185 | CTG | GT | OP | NA | NG |  | 141636 | 0.070409 | 0.00099423 | EIA Prime Mover-level Data | NEI avg EF - PM, fuel type, firing type
2020 | MA | Amherst College Co Gen | 58185 | STG | ST | OP | NA | NG
2020 | MA | Anderson Power Products Division | 10553 | 3622 | IC | OS | NA | DFO |  | 17.7 | 0.0027435 | 0.31 | EIA Prime Mover-level Data | Estimated using an emission factor
2020 | MA | Anderson Power Products Division | 10553 | 6033 | IC | SB | NA | DFO |  | 53.1 | 0.0082305 | 0.31 | EIA Prime Mover-level Data | Estimated using an emission factor
2020 | MA | Anderson Power Products Division | 10553 | 6035 | IC | SB | NA | DFO |  | 53.1 | 0.0082305 | 0.31 | EIA Prime Mover-level Data | Estimated using an emission factor
2020 | MA | Anderson Power Products Division | 10553 | 6046 | IC | SB | NA | DFO |  | 53.1 | 0.0082305 | 0.31 | EIA Prime Mover-level Data | Estimated using an emission factor
2020 | MA | Annese Solar Project Hybrid CSG | 63474 | ANNES | PV | OP | NA | SUN
2020 | MA | Annese Solar Project Hybrid CSG | 63474 | BATT | BA | OP | NA | MWH
2020 | MA | Antanavica Solar | 61526 | GEN1 | PV | OP | NA | SUN |  | 13098 |  |  | EIA Prime Mover-level Data
2020 | MA | Ashburnham Energy Storage Project | 62219 | AMLPB | BA | OP | NA | MWH |  | 0 |  |  | EIA Prime Mover-level Data
2020 | MA | Ashby Duffy CSG Solar Farm | 61399 | DU183 | PV | OP | NA | SUN |  | 29265 |  |  | EIA Prime Mover-level Data
2020 | MA | Ashby Solar, LLC CSG | 62199 | 4472 | PV | OP | NA | SUN |  | 24072 |  |  | EIA Prime Mover-level Data
2020 | MA | Auburn Solar Project | 64213 | AUB | PV | V | NA | SUN
2020 | MA | Auburn Solar Project | 64213 | BEAUB | BA | V | NA | MWH
2020 | MA | Axio Green LLC | 58702 | 1 | PV | OP | NA | SUN |  | 3507 |  |  | EIA Prime Mover-level Data
2020 | MA | Ayers Village Solar | 59463 | 1 | PV | OP | NA | SUN |  | 27768 |  |  | EIA Prime Mover-level Data
2020 | MA | Barnstable Landfill | 59081 | HAR1 | PV | OP | NA | SUN |  | 43654 |  |  | EIA Prime Mover-level Data
2020 | MA | Barre | 55776 | BA1 | IC | RE | NA | LFG
2020 | MA | Barre | 55776 | BA2 | IC | RE | NA | LFG
2020 | MA | Barre II Solar Project | 59766 | BII | PV | OP | NA | SUN |  | 20713 |  |  | EIA Prime Mover-level Data
2020 | MA | Barre Solar III LLC | 62363 | BSPV | PV | OP | NA | SUN |  | 14135 |  |  | EIA Prime Mover-level Data
2020 | MA | Barrett PV | 61342 | MSBW2 | PV | OP | NA | SUN |  | 171678 |  |  | EIA Prime Mover-level Data
2020 | MA | Barton Acres Solar, LLC CSG | 63558 | BARAC | PV | OP | NA | SUN |  | 14957 |  |  | EIA Prime Mover-level Data
2020 | MA | Bashaw Solar CSG 1, LLC | 60866 | 4MID | PV | OP | NA | SUN |  | 44171 |  |  | EIA Prime Mover-level Data
2020 | MA | Bear Swamp | 8005 | GEN1 | PS | OP | NA | WAT |  | 0 |  |  | EIA Prime Mover-level Data
2020 | MA | Bear Swamp | 8005 | GEN2 | PS | OP | NA | WAT |  | 0 |  |  | EIA Prime Mover-level Data
2020 | MA | Beebe Substation Battery Storage | 62585 | WAKFD | BA | OP | NA | MWH |  | 0 |  |  | EIA Prime Mover-level Data
2020 | MA | Belchertown | 60653 | PV1 | PV | OP | NA | SUN |  | 13449 |  |  | EIA Prime Mover-level Data
2020 | MA | Belchertown Renewables Community Solar | 61295 | 2675 | PV | OP | NA | SUN |  | 57735 |  |  | EIA Prime Mover-level Data
2020 | MA | Bellingham | 10307 | 1 | CT | OP | CC | NG | 205 | 193828.75 | 0.72283 | 0.0074584 | EPA/CAMD | EPA/NEI | 1991
2020 | MA | Bellingham | 10307 | 2 | CT | OP | CC | NG | 293 | 287826.1562 | 0.72283 | 0.0050227 | EPA/CAMD | EPA/NEI | 1991
2020 | MA | Bellingham Power Generation LLC | 55211 | 1 | CT | OP | CC | NG | 4048 | 5395598.5 | 1.1806 | 0.00043763 | EPA/CAMD | EPA/NEI | 2002
2020 | MA | Bellingham Power Generation LLC | 55211 | 2 | CT | OP | CC | NG | 4210 | 5529798.5 | 0.94508 | 0.00034181 | EPA/CAMD | EPA/NEI | 2002
2020 | MA | Bellingham PV | 58403 | SO032 | PV | OP | NA | SUN |  | 40962 |  |  | EIA Prime Mover-level Data
2020 | MA | Berkley | 64112 | CPMA3 | PV | OP | NA | SUN |  | 37793 |  |  | EIA Prime Mover-level Data
2020 | MA | Berkley East Solar LLC | 58871 | 1 | PV | OP | NA | SUN |  | 42451 |  |  | EIA Prime Mover-level Data
2020 | MA | Berkshire 1 | 58624 | BER1 | PV | OP | NA | SUN |  | 21423 |  |  | EIA Prime Mover-level Data
2020 | MA | Berkshire Power | 55041 | 1 | CT | OP | CC | NG | 3104 | 4525904.5 | 16 | 0.0070704 | EPA/CAMD | EPA/NEI | 1999
2020 | MA | Berkshire Wind Power Project | 57721 | BWP | WT | OP | NA | WND |  | 376993.625 |  |  | EIA Prime Mover-level Data
2020 | MA | Berkshire Wind Power Project | 57721 | HN-8 | WT | OP | NA | WND |  | 57805.6875 |  |  | EIA Prime Mover-level Data
2020 | MA | Berkshire Wind Power Project | 57721 | HN-9 | WT | OP | NA | WND |  | 57805.6875 |  |  | EIA Prime Mover-level Data
2020 | MA | Beverly | 59242 | BVRLY | PV | OP | NA | SUN |  | 42724 |  |  | EIA Prime Mover-level Data
2020 | MA | Big George PV CSG | 61429 | 12344 | PV | OP | NA | SUN |  | 12932 |  |  | EIA Prime Mover-level Data
2020 | MA | Bird Machine Solar Farm | 60854 | BRDMA | PV | OP | NA | SUN |  | 51394 |  |  | EIA Prime Mover-level Data
2020 | MA | BJ's Wholesale Club, Inc- Uxbridge | 60116 | PV1 | PV | OP | NA | SUN |  | 8105 |  |  | EIA Prime Mover-level Data
2020 | MA | Blackstone Power Generation LLC | 55212 | 1 | CT | OP | CC | NG | 4060 | 5413721.5 | 1.1846 | 0.00043762 | EPA/CAMD | EPA/NEI | 2001
2020 | MA | Blackstone Power Generation LLC | 55212 | 2 | CT | OP | CC | NG | 3701 | 5104210.5 | 1.1168 | 0.00043758 | EPA/CAMD | EPA/NEI | 2001
2020 | MA | Blair Wire Village Solar, LLC CSG | 63557 | BLAWV | PV | OP | NA | SUN |  | 15300 |  |  | EIA Prime Mover-level Data
2020 | MA | Blodgett Solar | 64627 | BLD | PV | V | NA | SUN
2020 | MA | Blodgett Solar | 64627 | BLO | BA | V | NA | MWH
2020 | MA | BlueWave Capital - Grafton (SREC II) | 59752 | 1 | PV | OP | NA | SUN |  | 15142 |  |  | EIA Prime Mover-level Data
2020 | MA | Boatlock | 1603 | 1 | HY | OP | NA | WAT |  | 28758.4844 |  |  | EIA Prime Mover-level Data
2020 | MA | Boatlock | 1603 | 2 | HY | OP | NA | WAT |  | 49300.2578 |  |  | EIA Prime Mover-level Data
2020 | MA | Boatlock | 1603 | 3 | HY | OP | NA | WAT |  | 49300.2578 |  |  | EIA Prime Mover-level Data
2020 | MA | Bolton PV | 59014 | BLT | PV | OP | NA | SUN |  | 63103 |  |  | EIA Prime Mover-level Data
2020 | MA | Boott Hydropower | 10556 | GEN1 | HY | OP | NA | WAT |  | 191981.9844 |  |  | EIA Prime Mover-level Data
2020 | MA | Boott Hydropower | 10556 | GEN2 | HY | OP | NA | WAT |  | 191981.9844 |  |  | EIA Prime Mover-level Data
2020 | MA | Boott Hydropower | 10556 | GEN3 | HY | OP | NA | WAT |  | 202221.0312 |  |  | EIA Prime Mover-level Data
2020 | MA | Boston Medical Center CHP Plant | 61186 | BATT | BA | OT | NA | MWH
2020 | MA | Boston Medical Center CHP Plant | 61186 | COGEN | IC | OP | NA | NG |  | 173046 | 0.036513 | 0.000422 | EIA Prime Mover-level Data | Estimated using an emission factor
2020 | MA | Boston Scientific Solar | 57992 | BSMA | PV | OP | NA | SUN |  | 13693 |  |  | EIA Prime Mover-level Data
2020 | MA | Bourne (MA) - Holliston I | 59750 | 1 | PV | OP | NA | SUN |  | 29836 |  |  | EIA Prime Mover-level Data
2020 | MA | Boutillier Solar, LLC CSG | 63556 | BOUTI | PV | OP | NA | SUN |  | 42461 |  |  | EIA Prime Mover-level Data
2020 | MA | Bowden Solar LLC | 63659 | BOWDN | PV | OP | NA | SUN |  | 30434 |  |  | EIA Prime Mover-level Data
2020 | MA | Braintree Landfill Solar | 61538 | BRAIN | PV | OP | NA | SUN |  | 13923 |  |  | EIA Prime Mover-level Data
2020 | MA | Braley Road 2 | 58680 | PV1 | PV | OP | NA | SUN |  | 39917 |  |  | EIA Prime Mover-level Data
2020 | MA | Breckenridge Solar | 64432 | BBA | BA | OP | NA | MWH
2020 | MA | Breckenridge Solar | 64432 | BKS | PV | OP | NA | SUN |  | 6562 |  |  | EIA Prime Mover-level Data
2020 | MA | Brewster Landfill | 59075 | BRE1 | PV | OP | NA | SUN |  | 12713 |  |  | EIA Prime Mover-level Data
2020 | MA | Bridgewater Complex Co-Generation Plant | 62757 | CG1 | GT | OP | NA | NG |  | 202763 | 0.1008 | 0.00099423 | EIA Prime Mover-level Data | NEI avg EF - PM, fuel type, firing type
2020 | MA | Bridgewater Solar CSG | 60730 | PV1 | PV | OP | NA | SUN |  | 15372.2178 |  |  | EIA Prime Mover-level Data
2020 | MA | Bridgewater Solar CSG | 60730 | PV2 | PV | OP | NA | SUN |  | 11824.7822 |  |  | EIA Prime Mover-level Data
2020 | MA | Brockelman | 59241 | BROCK | PV | OP | NA | SUN |  | 35953 |  |  | EIA Prime Mover-level Data
2020 | MA | Brook Street Solar 1 CSG | 61008 | BROOK | PV | OP | NA | SUN |  | 74166 |  |  | EIA Prime Mover-level Data
2020 | MA | Brookfield Solar 2013 LLC | 60613 | NBKFD | PV | OP | NA | SUN |  | 24003 |  |  | EIA Prime Mover-level Data
2020 | MA | Brookfield Wire Company | 63232 | BROOK | PV | OP | NA | SUN |  | 21214 |  |  | EIA Prime Mover-level Data
2020 | MA | Brookwood Drive | 64727 | BESS | BA | U | NA | MWH
2020 | MA | Brookwood Drive | 64727 | BRKWD | PV | U | NA | SUN
2020 | MA | Browne Solar LLC | 59361 | PV1 | PV | OP | NA | SUN |  | 13975 |  |  | EIA Prime Mover-level Data
2020 | MA | Bullock Road Solar 1 | 61010 | BULLO | PV | OP | NA | SUN |  | 65965 |  |  | EIA Prime Mover-level Data
2020 | MA | BWC Gibbs Brook | 62369 | 62595 | PV | OP | NA | SUN |  | 59876 |  |  | EIA Prime Mover-level Data
2020 | MA | BWC Harlow Brook | 62371 | 62592 | PV | OP | NA | SUN |  | 20442 |  |  | EIA Prime Mover-level Data
2020 | MA | BWC Lake Lashaway, LLC Hybrid | 64182 | DRAES | BA | U | NA | MWH
2020 | MA | BWC Lake Lashaway, LLC Hybrid | 64182 | DRAPV | PV | U | NA | SUN
2020 | MA | BWC Muddy Brook, LLC Hybrid | 64170 | MBES | BA | U | NA | MWH
2020 | MA | BWC Muddy Brook, LLC Hybrid | 64170 | MBPV | PV | U | NA | SUN
2020 | MA | BWC Origination 18 | 62368 | 62591 | PV | OP | NA | SUN |  | 64245 |  |  | EIA Prime Mover-level Data
2020 | MA | BWC Pocasset River | 62372 | 62594 | PV | OP | NA | SUN |  | 21197 |  |  | EIA Prime Mover-level Data
2020 | MA | BWC Stony Brook, LLC Hybrid | 64140 | BESS | BA | U | NA | MWH
2020 | MA | BWC Stony Brook, LLC Hybrid | 64140 | BSBPV | PV | U | NA | SUN
2020 | MA | BWC Swan Pond River CSG | 60067 | SPRMA | PV | OP | NA | SUN |  | 17966 |  |  | EIA Prime Mover-level Data
2020 | MA | BWC Wading River One, Two, Three CSG | 61069 | 62381 | PV | OP | NA | SUN |  | 44979 |  |  | EIA Prime Mover-level Data
2020 | MA | BWC Wareham River | 62370 | 62593 | PV | OP | NA | SUN |  | 15766 |  |  | EIA Prime Mover-level Data
2020 | MA | Cabot | 1629 | 1 | HY | OP | NA | WAT |  | 403443.8438 |  |  | EIA Prime Mover-level Data
2020 | MA | Cabot | 1629 | 2 | HY | OP | NA | WAT |  | 403443.8438 |  |  | EIA Prime Mover-level Data
2020 | MA | Cabot | 1629 | 3 | HY | OP | NA | WAT |  | 403443.8438 |  |  | EIA Prime Mover-level Data
2020 | MA | Cabot | 1629 | 4 | HY | OP | NA | WAT |  | 403443.8438 |  |  | EIA Prime Mover-level Data
2020 | MA | Cabot | 1629 | 5 | HY | OP | NA | WAT |  | 403443.8438 |  |  | EIA Prime Mover-level Data
2020 | MA | Cabot | 1629 | 6 | HY | OP | NA | WAT |  | 403443.8438 |  |  | EIA Prime Mover-level Data
2020 | MA | Cabot Holyoke | 9864 | 1 | HY | OP | NA | WAT |  | 8553.8457 |  |  | EIA Prime Mover-level Data
2020 | MA | Cabot Holyoke | 9864 | 2 | HY | OP | NA | WAT |  | 8553.8457 |  |  | EIA Prime Mover-level Data
2020 | MA | Cabot Holyoke | 9864 | 3 | HY | OP | NA | WAT |  | 4276.9229 |  |  | EIA Prime Mover-level Data
2020 | MA | Cabot Holyoke | 9864 | 4 | HY | OP | NA | WAT |  | 6415.3848 |  |  | EIA Prime Mover-level Data
2020 | MA | Cabot Holyoke | 9864 | 6 | ST | RE | NA | NG
2020 | MA | Cabot Holyoke | 9864 | 8 | ST | RE | NA | NG
2020 | MA | Cabot Holyoke | 9864 | 9 | ST | RE | NA | NG
2020 | MA | Camelot Wind LLC | 58958 | CMLTW | WT | OP | NA | WND |  | 23801 |  |  | EIA Prime Mover-level Data
2020 | MA | Canal Station | 1599 | 1 | ST | OP | WALL | RFO | 26 | 41806.6289 | 0.031974 | 0.0015296 | EPA/CAMD | EPA/NEI | 1968
2020 | MA | Canal Station | 1599 | 2 | ST | OP | WALL | NG | 59 | 127094.5391 | 1.6209 | 0.025507 | EPA/CAMD | EPA/NEI | 1976
2020 | MA | Canal Station | 1599 | 3 | GT | OP | CT | NG | 1252 | 3003111.25 | 11.6515 | 0.0077596 | EPA/CAMD | NEI avg EF - PM, fuel type, firing type | 2019
2020 | MA | Canton | 64107 | CPMA1 | PV | OP | NA | SUN |  | 59535 |  |  | EIA Prime Mover-level Data
2020 | MA | Cape Cod Air Force Station - 6 SWS | 58661 | GE-3 | WT | OP | NA | WND |  | 37843 |  |  | EIA Prime Mover-level Data
2020 | MA | Cape Cod Air Force Station - 6 SWS | 58661 | GE-4 | WT | OP | NA | WND |  | 37843 |  |  | EIA Prime Mover-level Data
2020 | MA | Carver | 64115 | CPMA4 | PV | OP | NA | SUN |  | 17712 |  |  | EIA Prime Mover-level Data
2020 | MA | Carver CSG | 62763 | CR | PV | OP | NA | SUN |  | 26636 |  |  | EIA Prime Mover-level Data
2020 | MA | Carver MA 1 Community Solar | 60442 | CMA1 | PV | OP | NA | SUN |  | 26969 |  |  | EIA Prime Mover-level Data
2020 | MA | CED Chicopee Solar | 61602 | CSMA | PV | OP | NA | SUN |  | 46953 |  |  | EIA Prime Mover-level Data
2020 | MA | CED Northampton Solar LLC Hybrid | 62695 | NSES | BA | OP | NA | MWH |  | 0 |  |  | EIA Prime Mover-level Data
2020 | MA | CED Northampton Solar LLC Hybrid | 62695 | NSMA | PV | OP | NA | SUN |  | 49629 |  |  | EIA Prime Mover-level Data
2020 | MA | CED Westfield Solar, LLC | 60274 | WFMA | PV | OP | NA | SUN |  | 29380 |  |  | EIA Prime Mover-level Data
2020 | MA | Cedarville CSG | 60757 | PV1 | PV | OP | NA | SUN |  | 1612.4 |  |  | EIA Prime Mover-level Data
2020 | MA | Cedarville CSG | 60757 | PV2 | PV | OP | NA | SUN |  | 3224.8 |  |  | EIA Prime Mover-level Data
2020 | MA | Cedarville CSG | 60757 | PV3 | PV | OP | NA | SUN |  | 3224.8 |  |  | EIA Prime Mover-level Data
2020 | MA | Centaurus Solar - MA | 61371 | ASH24 | PV | OP | NA | SUN |  | 31083 |  |  | EIA Prime Mover-level Data
2020 | MA | CES Agawam Tuckahoe Solar Hybrid | 63763 | ATES | BA | T | NA | MWH
2020 | MA | CES Agawam Tuckahoe Solar Hybrid | 63763 | ATPV | PV | T | NA | SUN
2020 | MA | CES Sterling LLC | 58387 | 1 | PV | OP | NA | SUN |  | 30575 |  |  | EIA Prime Mover-level Data
2020 | MA | Charlestown Wind Turbine | 58065 | CWT1 | WT | OP | NA | WND |  | 14590 |  |  | EIA Prime Mover-level Data
2020 | MA | Charlton Solar I CSG | 59636 | 37021 | PV | OP | NA | SUN |  | 48270 |  |  | EIA Prime Mover-level Data
2020 | MA | Chatham Landfill | 59077 | CHA | PV | OP | NA | SUN |  | 17555 |  |  | EIA Prime Mover-level Data
2020 | MA | Chemical | 1604 | 1 | HY | OP | NA | WAT
2020 | MA | Chemical | 1604 | 2 | HY | OP | NA | WAT
2020 | MA | Cherry Street | 9038 | 10 | IC | OP | NA | DFO |  | 307.746 | 0.047701 | 0.31 | EIA Prime Mover-level Data | Estimated using an emission factor
2020 | MA | Cherry Street | 9038 | 11 | IC | OP | NA | DFO |  | 307.746 | 0.047701 | 0.31 | EIA Prime Mover-level Data | Estimated using an emission factor
2020 | MA | Cherry Street | 9038 | 12 | IC | OP | NA | DFO |  | 783.353 | 0.12142 | 0.31 | EIA Prime Mover-level Data | Estimated using an emission factor
2020 | MA | Cherry Street | 9038 | 7 | IC | OP | NA | DFO |  | 461.618 | 0.071551 | 0.31 | EIA Prime Mover-level Data | Estimated using an emission factor
2020 | MA | Cherry Street | 9038 | 8 | IC | OP | NA | DFO |  | 559.538 | 0.086728 | 0.31 | EIA Prime Mover-level Data | Estimated using an emission factor
2020 | MA | Cherry Street | 9038 | 9 | IC | RE | NA | DFO
2020 | MA | Cherry Valley Solar, LLC CSG | 63561 | CHERV | PV | OP | NA | SUN |  | 14580 |  |  | EIA Prime Mover-level Data
2020 | MA | Chester Solar Farm | 59767 | CHSTR | PV | OP | NA | SUN |  | 62551 |  |  | EIA Prime Mover-level Data
2020 | MA | Chicopee | 64120 | CPMA5 | PV | OP | NA | SUN |  | 24776 |  |  | EIA Prime Mover-level Data
2020 | MA | Chicopee Electric | 55590 | 1 | IC | RE | NA | LFG
2020 | MA | Chicopee Electric | 55590 | 2 | IC | RE | NA | LFG
2020 | MA | Chicopee Granby Road Solar | 59626 | PV1 | PV | OP | NA | SUN |  | 22346 |  |  | EIA Prime Mover-level Data
2020 | MA | Chicopee Hydroelectric Station | 50832 | 1 | HY | OP | NA | WAT |  | 5110 |  |  | EIA Prime Mover-level Data
2020 | MA | Chicopee Hydroelectric Station | 50832 | 2 | HY | OP | NA | WAT |  | 5110 |  |  | EIA Prime Mover-level Data
2020 | MA | Chicopee River Solar | 59625 | PV1 | PV | OP | NA | SUN |  | 27083 |  |  | EIA Prime Mover-level Data
2020 | MA | Chicopee Solar | 59030 | 36 | PV | OP | NA | SUN |  | 38583 |  |  | EIA Prime Mover-level Data
2020 | MA | Chocksett Rd Energy Storage Project | 60959 | BA1 | BA | OP | NA | MWH |  | 0 |  |  | EIA Prime Mover-level Data
2020 | MA | Citizens Agawam Landfill Solar | 61596 | PV1 | PV | OP | NA | SUN |  | 24275 |  |  | EIA Prime Mover-level Data
2020 | MA | Clark Road Solar 1, LLC | 64664 | 10604 | PV | OP | NA | SUN
2020 | MA | Clark University | 10408 | GEN1 | IC | RE | NA | NG
2020 | MA | Clark University | 10408 | GEN2 | IC | OP | NA | NG |  | 102194 | 0.021563 | 0.000422 | EIA Prime Mover-level Data | Estimated using an emission factor
2020 | MA | Cleary Flood | 1682 | 8 | ST | OP | WALL | RFO | 0 |  | 0 |  |  | EPA/NEI | 1966
2020 | MA | Cleary Flood | 1682 | 9 | ST | OP | WALL | NG | 952 | 560039.625 | 1.3204 | 0.0047154 | EPA/CAMD | EPA/NEI | 1975
2020 | MA | Cobble Mountain | 1630 | 1 | HY | OP | NA | WAT |  | 41841.8789 |  |  | EIA Prime Mover-level Data
2020 | MA | Cobble Mountain | 1630 | 2 | HY | OP | NA | WAT |  | 22530.2422 |  |  | EIA Prime Mover-level Data
2020 | MA | Cobble Mountain | 1630 | 3 | HY | OP | NA | WAT |  | 41841.8789 |  |  | EIA Prime Mover-level Data
2020 | MA | Cohasse Solar, LLC CSG | 63573 | COHAS | PV | OP | NA | SUN |  | 14036 |  |  | EIA Prime Mover-level Data
2020 | MA | Collins Facility | 52166 | 1 | HY | OP | NA | WAT |  | 16020.5 |  |  | EIA Prime Mover-level Data
2020 | MA | Collins Facility | 52166 | 2 | HY | OP | NA | WAT |  | 16020.5 |  |  | EIA Prime Mover-level Data
2020 | MA | Commercial Street | 6585 | 2 | IC | RE | NA | DFO
2020 | MA | Concord Solar Farm | 59768 | CMLP | PV | OP | NA | SUN |  | 18775 |  |  | EIA Prime Mover-level Data
2020 | MA | Cosgrove Intake and Power Station | 10825 | UNI1 | HY | OP | NA | WAT |  | 20230.5 |  |  | EIA Prime Mover-level Data
2020 | MA | Cosgrove Intake and Power Station | 10825 | UNI2 | HY | OP | NA | WAT |  | 20230.5 |  |  | EIA Prime Mover-level Data
2020 | MA | Cottage Street Solar Facility | 58568 | PV-3 | PV | OP | NA | SUN |  | 41032 |  |  | EIA Prime Mover-level Data
2020 | MA | Covanta Haverhill | 50661 | A | ST | OP | NA | MSW |  | 2758960.75 |  |  | EIA Unit-level Data
2020 | MA | Covanta Haverhill | 50661 | B | ST | OP | NA | MSW |  | 2654411.25 |  |  | EIA Unit-level Data
2020 | MA | Cranberry Point Energy Storage | 62844 | NA | BA | P | NA | MWH
2020 | MA | Cranberry Solar | 63697 | 13440 | PV | OP | NA | SUN |  | 15441 |  |  | EIA Prime Mover-level Data
2020 | MA | Cronin Road Solar 1, LLC CSG Hybrid | 63011 | BESS | BA | OP | NA | MWH
2020 | MA | Cronin Road Solar 1, LLC CSG Hybrid | 63011 | CRONI | PV | OP | NA | SUN |  | 6843 |  |  | EIA Prime Mover-level Data
2020 | MA | Curtis Hill Solar CSG | 60851 | PV1 | PV | OP | NA | SUN |  | 29944 |  |  | EIA Prime Mover-level Data
2020 | MA | Cycz Solar Project CSG Hybrid | 63472 | BATT | BA | OP | NA | MWH |  | 0 |  |  | EIA Prime Mover-level Data
2020 | MA | Cycz Solar Project CSG Hybrid | 63472 | CYCZ | PV | OP | NA | SUN |  | 6361 |  |  | EIA Prime Mover-level Data
2020 | MA | Dartmouth | 58682 | PV1 | PV | OP | NA | SUN |  | 80975 |  |  | EIA Prime Mover-level Data
2020 | MA | Dartmouth II Solar | 57838 | D2MA | PV | OP | NA | SUN |  | 29303 |  |  | EIA Prime Mover-level Data
2020 | MA | Dartmouth Landfill | 59131 | 57449 | PV | OP | NA | SUN |  | 14459 |  |  | EIA Prime Mover-level Data
2020 | MA | Dartmouth Power | 52026 | 1 | CT | OP | CC | NG | 886 | 320573.5938 | 1.1943 | 0.007451 | EPA/CAMD | EPA/NEI | 1992
2020 | MA | Dartmouth Power | 52026 | 2 | GT | OP | CT | NG | 542 | 98265.1016 | 1.0792 | 0.021965 | EPA/CAMD | EPA/NEI | 2009
2020 | MA | Dartmouth Solar | 57473 | DSMA | PV | OP | NA | SUN |  | 20485 |  |  | EIA Prime Mover-level Data
2020 | MA | DDR Shoppers World | 60754 | PV1 | PV | OP | NA | SUN |  | 18115 |  |  | EIA Prime Mover-level Data
2020 | MA | Deer Island Treatment | 10823 | S42 | GT | OP | CT | DFO | 149 | 15126.2842 | 0.43544 | 0.057574 | EPA/CAMD | NEI avg EF - PM, fuel type, firing type | 1995
2020 | MA | Deer Island Treatment | 10823 | S43 | GT | OP | CT | DFO | 144 | 16513.5137 | 0.47538 | 0.057574 | EPA/CAMD | NEI avg EF - PM, fuel type, firing type | 1995
2020 | MA | Deer Island Treatment | 10823 | H101 | HY | OP | NA | WAT |  | 20441.5 |  |  | EIA Prime Mover-level Data
2020 | MA | Deer Island Treatment | 10823 | H201 | HY | OP | NA | WAT |  | 20441.5 |  |  | EIA Prime Mover-level Data
2020 | MA | Deer Island Treatment | 10823 | PV101 | PV | OP | NA | SUN |  | 9848 |  |  | EIA Prime Mover-level Data
2020 | MA | Deer Island Treatment | 10823 | WT101 | WT | OP | NA | WND |  | 8263.5 |  |  | EIA Prime Mover-level Data
2020 | MA | Deer Island Treatment | 10823 | WT102 | WT | OP | NA | WND |  | 8263.5 |  |  | EIA Prime Mover-level Data
2020 | MA | Deer Island Treatment | 10823 | B101 | ST | OP | NA | OBG |  | 478105.0625 | 0.69325 | 0.0029 | EIA Unit-level Data | Estimated using an emission factor
2020 | MA | Deer Island Treatment | 10823 | B201 | ST | OP | NA | OBG |  | 453849.5 | 0.65808 | 0.0029 | EIA Unit-level Data | Estimated using an emission factor
2020 | MA | Deerfield 2 | 6047 | GEN1 | HY | OP | NA | WAT |  | 91534.6641 |  |  | EIA Prime Mover-level Data
2020 | MA | Deerfield 2 | 6047 | GEN2 | HY | OP | NA | WAT |  | 91534.6641 |  |  | EIA Prime Mover-level Data
2020 | MA | Deerfield 2 | 6047 | GEN3 | HY | OP | NA | WAT |  | 91534.6641 |  |  | EIA Prime Mover-level Data
2020 | MA | Deerfield 3 | 6083 | GEN1 | HY | OP | NA | WAT |  | 79235 |  |  | EIA Prime Mover-level Data
2020 | MA | Deerfield 3 | 6083 | GEN2 | HY | OP | NA | WAT |  | 79235 |  |  | EIA Prime Mover-level Data
2020 | MA | Deerfield 3 | 6083 | GEN3 | HY | OP | NA | WAT |  | 79235 |  |  | EIA Prime Mover-level Data
2020 | MA | Deerfield 4 | 6119 | GEN1 | HY | OP | NA | WAT |  | 66697.6641 |  |  | EIA Prime Mover-level Data
2020 | MA | Deerfield 4 | 6119 | GEN2 | HY | OP | NA | WAT |  | 66697.6641 |  |  | EIA Prime Mover-level Data
2020 | MA | Deerfield 4 | 6119 | GEN3 | HY | OP | NA | WAT |  | 66697.6641 |  |  | EIA Prime Mover-level Data
2020 | MA | Deerfield 5 | 1620 | GEN1 | HY | OP | NA | WAT |  | 425728 |  |  | EIA Prime Mover-level Data
2020 | MA | Deerfield CSG Solar | 60775 | PV1 | PV | OP | NA | SUN |  | 53516 |  |  | EIA Prime Mover-level Data
2020 | MA | Dennis Landfill | 59082 | DEN1 | PV | OP | NA | SUN |  | 59094 |  |  | EIA Prime Mover-level Data
2020 | MA | Depot Hill Solar CSG | 60852 | PV1 | PV | OP | NA | SUN |  | 31380 |  |  | EIA Prime Mover-level Data
2020 | MA | Dept of Corrections NCCI Wind | 58992 | WND-1 | WT | OP | NA | WND |  | 18853 |  |  | EIA Prime Mover-level Data
2020 | MA | Dept of Corrections NCCI Wind | 58992 | WND-2 | WT | OP | NA | WND |  | 18853 |  |  | EIA Prime Mover-level Data
2020 | MA | Devens | 59358 | MA2 | PV | OP | NA | SUN |  | 43706 |  |  | EIA Prime Mover-level Data
2020 | MA | DG Crystal Spring CSG | 61555 | SPRIN | PV | OP | NA | SUN |  | 67420 |  |  | EIA Prime Mover-level Data
2020 | MA | DG Dighton LLC CSG | 61634 | DIGHT | PV | OP | NA | SUN |  | 46101 |  |  | EIA Prime Mover-level Data
2020 | MA | DG Foxborough Elm CSG | 61590 | FOXEL | PV | OP | NA | SUN |  | 26564 |  |  | EIA Prime Mover-level Data
2020 | MA | DG Haverhill CSG | 61550 | HAVER | PV | OP | NA | SUN |  | 47340 |  |  | EIA Prime Mover-level Data
2020 | MA | DG Tufts Knoll LLC CSG | 61635 | KNOLL | PV | OP | NA | SUN |  | 26791 |  |  | EIA Prime Mover-level Data
2020 | MA | DG Tufts Science LLC CSG | 61633 | SCIEN | PV | OP | NA | SUN |  | 13073 |  |  | EIA Prime Mover-level Data
2020 | MA | DG Webster LLC CSG | 61636 | WEBST | PV | OP | NA | SUN |  | 67201 |  |  | EIA Prime Mover-level Data
2020 | MA | Dighton | 55026 | 1 | CT | OP | CC | NG | 1594 | 1689282.375 | 3.5113 | 0.0041571 | EPA/CAMD | EPA/NEI | 1999
2020 | MA | Dorchester Solar Site | 57265 | 1 | PV | OP | NA | SUN |  | 14326 |  |  | EIA Prime Mover-level Data
2020 | MA | Doreen | 1631 | 10 | GT | OP | CT | DFO | 10 | 2391.8999 | 0.0225 | 0.018813 | EIA non-ozone season distributed and EPA/CAMD ozone season | EPA/NEI | 1969
2020 | MA | Douglas Solar | 57934 | DOMA | PV | OP | NA | SUN |  | 27871 |  |  | EIA Prime Mover-level Data
2020 | MA | Dover | 64587 | 1 | PV | OP | NA | SUN |  | 15625 |  |  | EIA Prime Mover-level Data
2020 | MA | Dresser Hill CSG | 64437 | DRH | PV | TS | NA | SUN
2020 | MA | Dudley | 64572 | 1 | PV | OP | NA | SUN |  | 42348 |  |  | EIA Prime Mover-level Data
2020 | MA | Dudley River 2 Solar, LLC CSG | 63570 | DUD2 | PV | OP | NA | SUN |  | 14967 |  |  | EIA Prime Mover-level Data
2020 | MA | Dudley River 3 Solar, LLC CSG | 63569 | DUD3 | PV | OP | NA | SUN |  | 15292 |  |  | EIA Prime Mover-level Data
2020 | MA | Dudley River Solar, LLC CSG | 63571 | DUD1 | PV | OP | NA | SUN |  | 15159 |  |  | EIA Prime Mover-level Data
2020 | MA | Dudley Solar CSG | 62201 | 2419 | PV | OP | NA | SUN |  | 25819 |  |  | EIA Prime Mover-level Data
2020 | MA | Dunstable Solar 1, LLC | 64696 | DUNST | PV | V | NA | SUN
2020 | MA | Dwight | 6378 | DW2 | HY | OP | NA | WAT |  | 12487.333 |  |  | EIA Prime Mover-level Data
2020 | MA | Dwight | 6378 | DW3 | HY | OP | NA | WAT |  | 12487.333 |  |  | EIA Prime Mover-level Data
2020 | MA | Dwight | 6378 | DW4 | HY | OP | NA | WAT |  | 12487.333 |  |  | EIA Prime Mover-level Data
2020 | MA | Dynamic - Walpole | 62324 | WAL01 | PV | OP | NA | SUN |  | 27871 |  |  | EIA Prime Mover-level Data
2020 | MA | East Acres Solar NG, LLC | 61755 | EA | PV | OP | NA | SUN |  | 45892 |  |  | EIA Prime Mover-level Data
2020 | MA | East Bridgewater | 55584 | 1 | IC | RE | NA | LFG
2020 | MA | East Bridgewater | 55584 | 2 | IC | RE | NA | LFG
2020 | MA | East Bridgewater | 55584 | 3 | IC | RE | NA | LFG
2020 | MA | East Bridgewater | 55584 | 4 | IC | RE | NA | LFG
2020 | MA | East Bridgewater | 55584 | 5 | IC | RE | NA | LFG
2020 | MA | East Bridgewater | 55584 | 6 | IC | RE | NA | LFG
2020 | MA | East Bridgewater Solar | 62197 | EBRID | PV | OP | NA | SUN |  | 31582 |  |  | EIA Prime Mover-level Data
2020 | MA | East Brookfield Adams Road Solar LLC CSG | 64129 | EBARB | BA | U | NA | MWH
2020 | MA | East Brookfield Adams Road Solar LLC CSG | 64129 | EBARS | PV | U | NA | SUN
2020 | MA | East Brookfield Main Street Solar LLC CSG | 63887 | EBMSS | PV | OP | NA | SUN
2020 | MA | East Longmeadow Solar PV | 62059 | LG400 | PV | OP | NA | SUN |  | 77528 |  |  | EIA Prime Mover-level Data
2020 | MA | East Springfield Solar PV | 62093 | REC34 | PV | OP | NA | SUN |  | 18379 |  |  | EIA Prime Mover-level Data
2020 | MA | Easthampton CSG | 63953 | EASTP | PV | OP | NA | SUN |  | 4176 |  |  | EIA Prime Mover-level Data
2020 | MA | Easthampton Landfill-City of Easthampton | 58272 | 1 | PV | OP | NA | SUN |  | 26048 |  |  | EIA Prime Mover-level Data
2020 | MA | Easton Landfill | 59134 | 57449 | PV | OP | NA | SUN |  | 22161 |  |  | EIA Prime Mover-level Data
2020 | MA | EBZ Solar | 59032 | 31 | PV | OP | NA | SUN |  | 33697 |  |  | EIA Prime Mover-level Data
2020 | MA | EDF Lancaster | 59140 | INV-1 | PV | OP | NA | SUN |  | 57936 |  |  | EIA Prime Mover-level Data
2020 | MA | Elm Street | 64419 | ELM | PV | OP | NA | SUN |  | 68105 |  |  | EIA Prime Mover-level Data
2020 | MA | Equity Industrial Turbines | 60865 | WT1 | WT | OP | NA | WND |  | 77245 |  |  | EIA Prime Mover-level Data
2020 | MA | Erving CSG | 63950 | ERVIN | PV | OP | NA | SUN |  | 2886 |  |  | EIA Prime Mover-level Data
2020 | MA | Erving Paper Mills | 54228 | 2 | ST | OP | NA | NG |  | 0 | 0 |  | EIA Unit-level Data | NEI avg EF - PM, fuel type
2020 | MA | Erving Paper Mills | 54228 | 1 | ST | RE | NA | RFO
2020 | MA | Erving Paper Mills | 54228 | 3 | GT | OP | NA | NG |  | 512476 | 0.25476 | 0.00099423 | EIA Prime Mover-level Data | NEI avg EF - PM, fuel type, firing type
2020 | MA | Exelon Edgar LLC | 1585 | GT1 | GT | RE | NA | DFO
2020 | MA | Exelon Edgar LLC | 1585 | GT2 | GT | RE | NA | DFO
2020 | MA | Exelon L Street | 1587 | GT1 | GT | RE | NA | DFO
2020 | MA | Exelon West Medway II | 59882 | J4 | GT | OP | CT | NG | 2158 | 965162.625 | 3.7447 | 0.0077596 | EPA/CAMD | NEI avg EF - PM, fuel type, firing type | 2019
2020 | MA | Exelon West Medway II | 59882 | J5 | GT | OP | CT | NG | 2143 | 974885.625 | 3.7824 | 0.0077596 | EPA/CAMD | NEI avg EF - PM, fuel type, firing type | 2019
2020 | MA | Fairhaven C CSG | 60423 | FCPV | PV | OP | NA | SUN |  | 27274 |  |  | EIA Prime Mover-level Data
2020 | MA | Fairhaven MA 2 | 64705 | FHAF | PV | T | NA | SUN
2020 | MA | Fairhaven Wind | 59725 | FHWTG | WT | OP | NA | WND |  | 50919 |  |  | EIA Prime Mover-level Data
2020 | MA | Fairview Farms Solar | 58974 | PV1 | PV | OP | NA | SUN |  | 25468 |  |  | EIA Prime Mover-level Data
2020 | MA | Fall River Solar CSG | 60738 | PV1 | PV | OP | NA | SUN |  | 25003 |  |  | EIA Prime Mover-level Data
2020 | MA | Falmouth Landfill Solar | 61562 | FAL1 | PV | OP | NA | SUN |  | 45639 |  |  | EIA Prime Mover-level Data
2020 | MA | Farley Road Community Solar | 61294 | 2419 | PV | OP | NA | SUN |  | 15036 |  |  | EIA Prime Mover-level Data
2020 | MA | Federal Road Solar 1, LLC CSG | 60065 | FEDRD | PV | OP | NA | SUN |  | 68850 |  |  | EIA Prime Mover-level Data
2020 | MA | Fife Brook | 8004 | GEN1 | HY | OP | NA | WAT |  | 255232 |  |  | EIA Prime Mover-level Data
2020 | MA | Fisher Road Solar | 60075 | SYFRS | PV | OP | NA | SUN |  | 64798 |  |  | EIA Prime Mover-level Data
2020 | MA | Fitchburg Gas Recovery | 56527 | GEN1 | IC | OP | NA | LFG |  | 137933 | 1.0138 | 0.0147 | EIA Prime Mover-level Data | Estimated using an emission factor
2020 | MA | Fitchburg Gas Recovery | 56527 | GEN2 | IC | OP | NA | LFG |  | 137933 | 1.0138 | 0.0147 | EIA Prime Mover-level Data | Estimated using an emission factor
2020 | MA | Fitchburg Gas Recovery | 56527 | GEN3 | IC | OP | NA | LFG |  | 137933 | 1.0138 | 0.0147 | EIA Prime Mover-level Data | Estimated using an emission factor
2020 | MA | Fitchburg Renewables | 64045 | 4648 | PV | OP | NA | SUN |  | 39654 |  |  | EIA Prime Mover-level Data
2020 | MA | Fore River Energy Center | 55317 | 11 | CT | OP | CC | NG | 4853 | 10988852 | 14.3663 | 0.0026147 | EPA/CAMD | EPA/NEI | 2003
2020 | MA | Fore River Energy Center | 55317 | 12 | CT | OP | CC | NG | 5472 | 13827040 | 15.662 | 0.0022654 | EPA/CAMD | EPA/NEI | 2003
2020 | MA | Framingham State University Plant | 59717 | ACPV | PV | OP | NA | SUN |  | 380.1 |  |  | EIA Prime Mover-level Data
2020 | MA | Framingham State University Plant | 59717 | CCPV | PV | OP | NA | SUN |  | 162.9 |  |  | EIA Prime Mover-level Data
2020 | MA | Framingham State University Plant | 59717 | HA | IC | SB | NA | DFO |  | 36.667 | 0.0056834 | 0.31 | EIA Prime Mover-level Data | Estimated using an emission factor
2020 | MA | Framingham State University Plant | 59717 | LIB | IC | SB | NA | DFO |  | 27.5 | 0.0042625 | 0.31 | EIA Prime Mover-level Data | Estimated using an emission factor
2020 | MA | Framingham State University Plant | 59717 | MSC | IC | RE | NA | NG
2020 | MA | Framingham State University Plant | 59717 | MSC2 | IC | SB | NA | DFO |  | 18.333 | 0.0028416 | 0.31 | EIA Prime Mover-level Data | Estimated using an emission factor
2020 | MA | Framingham State University Plant | 59717 | NORTH | IC | SB | NA | DFO |  | 18.333 | 0.0028416 | 0.31 | EIA Prime Mover-level Data | Estimated using an emission factor
2020 | MA | Framingham State University Plant | 59717 | OC | IC | SB | NA | DFO |  | 9.167 | 0.0014209 | 0.31 | EIA Prime Mover-level Data | Estimated using an emission factor
2020 | MA | Framingham State University Plant | 59717 | PP | IC | SB | NA | DFO |  | 36.667 | 0.0056834 | 0.31 | EIA Prime Mover-level Data | Estimated using an emission factor
2020 | MA | Framingham State University Plant | 59717 | TOW1 | IC | SB | NA | DFO |  | 18.333 | 0.0028416 | 0.31 | EIA Prime Mover-level Data | Estimated using an emission factor
2020 | MA | Framingham State University Plant | 59717 | TOW2 | IC | SB | NA | DFO |  | 36.667 | 0.0056834 | 0.31 | EIA Prime Mover-level Data | Estimated using an emission factor
2020 | MA | Framingham State University Plant | 59717 | WEST | IC | SB | NA | DFO |  | 18.333 | 0.0028416 | 0.31 | EIA Prime Mover-level Data | Estimated using an emission factor
2020 | MA | Framingham Station | 1586 | FJ-1 | GT | OP | CT | DFO | 42 | 9221.5713 | 0.012981 | 0.0028154 | EIA non-ozone season distributed and EPA/CAMD ozone season | EPA/NEI | 1969
2020 | MA | Framingham Station | 1586 | FJ-2 | GT | OP | CT | DFO | 44 | 9273.5352 | 0.013396 | 0.002889 | EIA non-ozone season distributed and EPA/CAMD ozone season | EPA/NEI | 1969
2020 | MA | Framingham Station | 1586 | FJ-3 | GT | OP | CT | DFO | 48 | 9415.1934 | 0.014915 | 0.0031682 | EIA non-ozone season distributed and EPA/CAMD ozone season | EPA/NEI | 1969
2020 | MA | Franklin 1 | 59178 | KRS04 | PV | OP | NA | SUN |  | 28576 |  |  | EIA Prime Mover-level Data
2020 | MA | Franklin 2 | 59179 | KRS05 | PV | OP | NA | SUN |  | 37222 |  |  | EIA Prime Mover-level Data
2020 | MA | Freetown Solar | 58283 | 1 | PV | OP | NA | SUN |  | 65622 |  |  | EIA Prime Mover-level Data
2020 | MA | Front Street | 7396 | 1 | IC | OP | NA | DFO |  | 1074 | 0.16647 | 0.31 | EIA Prime Mover-level Data | Estimated using an emission factor
2020 | MA | Front Street | 7396 | 2 | IC | OP | NA | DFO |  | 1074 | 0.16647 | 0.31 | EIA Prime Mover-level Data | Estimated using an emission factor
2020 | MA | Front Street | 7396 | 3 | IC | OP | NA | DFO |  | 1074 | 0.16647 | 0.31 | EIA Prime Mover-level Data | Estimated using an emission factor
2020 | MA | Future Generation Wind | 59622 | FGMA | WT | OP | NA | WND |  | 112917 |  |  | EIA Prime Mover-level Data
2020 | MA | Gardner - Otter River Road | 62870 | 79711 | PV | OP | NA | SUN |  | 35627 |  |  | EIA Prime Mover-level Data
2020 | MA | Gardner Solar 1 | 58937 | GRDN1 | PV | OP | NA | SUN |  | 28793 |  |  | EIA Prime Mover-level Data
2020 | MA | Gardners Falls | 1634 | GF2 | HY | OA | NA | WAT |  | 10698.9717 |  |  | EIA Prime Mover-level Data
2020 | MA | Gardners Falls | 1634 | GF3 | HY | OP | NA | WAT |  | 24072.6855 |  |  | EIA Prime Mover-level Data
2020 | MA | Gardners Falls | 1634 | GF4 | HY | OP | NA | WAT |  | 24072.6855 |  |  | EIA Prime Mover-level Data
2020 | MA | Gardners Falls | 1634 | GF5 | HY | OP | NA | WAT |  | 34771.6562 |  |  | EIA Prime Mover-level Data
2020 | MA | GELD Solar Farm | 61539 | GELD | PV | OP | NA | SUN |  | 31906 |  |  | EIA Prime Mover-level Data
2020 | MA | General Electric Aircraft | 10029 | 3 | ST | OP | WALL | NG | 1514 | 319089.5 | 1.1717 | 0.0073439 | EPA/CAMD | NEI avg EF - PM, fuel type, firing type | 1968
2020 | MA | General Electric Aircraft | 10029 | PV | PV | OP | NA | SUN |  | 21758 |  |  | EIA Prime Mover-level Data
2020 | MA | Gillette SBMC | 54225 | 2 | ST | OP | NA | DFO |  | 0 | 0 |  | EIA Unit-level Data | NEI avg EF - PM, fuel type
2020 | MA | Gillette SBMC | 54225 | 3 | ST | OP | NA | DFO |  | 0 | 0 |  | EIA Unit-level Data | NEI avg EF - PM, fuel type
2020 | MA | Gillette SBMC | 54225 | CTG3 | GT | OP | NA | NG |  | 853611 | 0.42434 | 0.00099423 | EIA Prime Mover-level Data | NEI avg EF - PM, fuel type, firing type
2020 | MA | Gillette SBMC | 54225 | DG | IC | SB | NA | DFO
2020 | MA | Gillette SBMC | 54225 | DG2 | IC | SB | NA | DFO
2020 | MA | Gillette SBMC | 54225 | DG3 | IC | SB | NA | DFO
2020 | MA | Golden Hills Solar | 61315 | 2196 | PV | OP | NA | SUN |  | 69657 |  |  | EIA Prime Mover-level Data
2020 | MA | Goose Pond Solar | 62992 | GPNOR | PV | OP | NA | SUN |  | 32645 |  |  | EIA Prime Mover-level Data
2020 | MA | Goose Pond Solar | 62992 | GPSOU | PV | OP | NA | SUN |  | 32645 |  |  | EIA Prime Mover-level Data
2020 | MA | Grafton PV | 61341 | MSBW1 | PV | OP | NA | SUN |  | 41549 |  |  | EIA Prime Mover-level Data
2020 | MA | Grafton Solar | 59394 | KRS03 | PV | OP | NA | SUN |  | 17344 |  |  | EIA Prime Mover-level Data
2020 | MA | Granby LFG | 59815 | GLFG1 | IC | OP | NA | LFG |  | 135793 | 0.99808 | 0.0147 | EIA Prime Mover-level Data | Estimated using an emission factor
2020 | MA | Granby Solar, LLC CSG | 63338 | 4787 | PV | V | NA | SUN
2020 | MA | Greater New Bedford LFG Utiliz. Facility | 61702 | 11052 | IC | OP | NA | LFG |  | 218590 | 1.6066 | 0.0147 | EIA Prime Mover-level Data | Estimated using an emission factor
2020 | MA | Green Meadows | 58097 | 1 | PV | OP | NA | SUN |  | 46075 |  |  | EIA Prime Mover-level Data
2020 | MA | Greenfield Solar PV | 62063 | LG400 | PV | OP | NA | SUN |  | 28364 |  |  | EIA Prime Mover-level Data
2020 | MA | Griffin Road Solar, LLC CSG | 62198 | 2639 | PV | OP | NA | SUN |  | 27414 |  |  | EIA Prime Mover-level Data
2020 | MA | Groveland Solar | 57989 | GSMA | PV | OP | NA | SUN |  | 40558 |  |  | EIA Prime Mover-level Data
2020 | MA | GRS Fall River | 55589 | 1 | IC | RE | NA | LFG
2020 | MA | GRS Fall River | 55589 | 2 | IC | RE | NA | LFG
2020 | MA | GRS Fall River | 55589 | 3 | GT | OP | NA | LFG |  | 381891 | 4.1244 | 0.0216 | EIA Prime Mover-level Data | Estimated using an emission factor
2020 | MA | GSPP Raynham TMLP, LLC CSG | 62826 | RAYN | PV | OP | NA | SUN |  | 31986 |  |  | EIA Prime Mover-level Data
2020 | MA | GSPP Boxborough Littleton (MA) | 62890 | BOXBR | PV | OP | NA | SUN |  | 50762 |  |  | EIA Prime Mover-level Data
2020 | MA | GSPP Devens, LLC | 62824 | DEVEN | PV | OP | NA | SUN |  | 27372 |  |  | EIA Prime Mover-level Data
2020 | MA | GSPP Terrawatt Westfield LLC CSG | 62825 | WESTF | PV | OP | NA | SUN |  | 52770 |  |  | EIA Prime Mover-level Data
2020 | MA | Hadley 2 Solar, LLC CSG | 62196 | 2368 | PV | OP | NA | SUN |  | 26784 |  |  | EIA Prime Mover-level Data
2020 | MA | Hadley 3 Solar (North) | 64231 | 1925-02-07 | BA | P | NA | MWH
2020 | MA | Hadley 3 Solar (North) | 64231 | 1908-06-19 | PV | OP | NA | SUN |  | 22049 |  |  | EIA Prime Mover-level Data
2020 | MA | Hadley 3 Solar (South) | 64232 | 6554 | PV | OP | NA | SUN |  | 28397 |  |  | EIA Prime Mover-level Data
2020 | MA | Hadley Falls | 1605 | 1 | HY | OP | NA | WAT |  | 435990.4688 |  |  | EIA Prime Mover-level Data
2020 | MA | Hadley Falls | 1605 | 2 | HY | OP | NA | WAT |  | 391400.5312 |  |  | EIA Prime Mover-level Data
2020 | MA | Hadley Falls | 1605 | 3 | HY | CN | NA | WAT
2020 | MA | Hadley Solar NG, LLC | 59484 | PV1 | PV | OP | NA | SUN |  | 29880 |  |  | EIA Prime Mover-level Data
2020 | MA | Halifax Electric | 55586 | 1 | IC | RE | NA | LFG
2020 | MA | Halifax Electric | 55586 | 2 | IC | RE | NA | LFG
2020 | MA | Halifax Electric | 55586 | 3 | IC | RE | NA | LFG
2020 | MA | Hampden | 60494 | 1 | PV | OP | NA | SUN |  | 44296 |  |  | EIA Prime Mover-level Data
2020 | MA | Hampden Solar PV | 62073 | LG390 | PV | OP | NA | SUN |  | 52693 |  |  | EIA Prime Mover-level Data
2020 | MA | Hampshire College Hybrid | 60815 | BA1 | BA | OP | NA | MWH
2020 | MA | Hampshire College Hybrid | 60815 | BA2 | BA | OP | NA | MWH
2020 | MA | Hampshire College Hybrid | 60815 | PV1 | PV | OP | NA | SUN |  | 23862.5 |  |  | EIA Prime Mover-level Data
2020 | MA | Hampshire College Hybrid | 60815 | PV2 | PV | OP | NA | SUN |  | 23862.5 |  |  | EIA Prime Mover-level Data
2020 | MA | Happy Hollow CSG Hybrid | 62652 | HHESS | BA | OP | NA | MWH
2020 | MA | Happy Hollow CSG Hybrid | 62652 | HHPV | PV | OP | NA | SUN |  | 72431 |  |  | EIA Prime Mover-level Data
2020 | MA | Hardwick-Athol & Eagle Hill | 60458 | HAEH | PV | OP | NA | SUN |  | 35837 |  |  | EIA Prime Mover-level Data
2020 | MA | Harris Energy Realty | 54981 | ALBA | HY | RE | NA | WAT
2020 | MA | Harris Energy Realty | 54981 | ALBD | HY | RE | NA | WAT
2020 | MA | Harris Energy Realty | 54981 | C-AB | HY | RE | NA | WAT
2020 | MA | Harris Energy Realty | 54981 | C-C | HY | RE | NA | WAT
2020 | MA | Harris Energy Realty | 54981 | GILA | HY | RE | NA | WAT
2020 | MA | Harris Energy Realty | 54981 | GILD | HY | RE | NA | WAT
2020 | MA | Harris Energy Realty | 54981 | NONO | HY | OP | NA | WAT
2020 | MA | Harris Energy Realty | 54981 | TOM | HY | RE | NA | WAT
2020 | MA | Harwich Landfill | 59078 | HAR1 | PV | OP | NA | SUN |  | 48786 |  |  | EIA Prime Mover-level Data
2020 | MA | Hatfield Renewables Community Solar | 61299 | 2599 | PV | OP | NA | SUN |  | 26320 |  |  | EIA Prime Mover-level Data
2020 | MA | Hatfield Solar PV | 62091 | LG395 | PV | OP | NA | SUN |  | 49998 |  |  | EIA Prime Mover-level Data
2020 | MA | Haverhill Solar Power Project | 57269 | 1 | PV | OP | NA | SUN |  | 10596 |  |  | EIA Prime Mover-level Data
2020 | MA | Hewlett-Packard (HP) - Andover, MA | 60099 | PV1 | PV | OP | NA | SUN |  | 19180 |  |  | EIA Prime Mover-level Data
2020 | MA | High Street Station | 1670 | 1 | IC | OP | NA | NG |  | 518.862 | 0.00010948 | 0.000422 | EIA Prime Mover-level Data | Estimated using an emission factor
2020 | MA | High Street Station | 1670 | 10 | IC | OP | NA | NG |  | 518.862 | 0.00010948 | 0.000422 | EIA Prime Mover-level Data | Estimated using an emission factor
2020 | MA | High Street Station | 1670 | 11 | IC | OP | NA | NG |  | 518.862 | 0.00010948 | 0.000422 | EIA Prime Mover-level Data | Estimated using an emission factor
2020 | MA | High Street Station | 1670 | 12 | IC | OP | NA | NG |  | 518.862 | 0.00010948 | 0.000422 | EIA Prime Mover-level Data | Estimated using an emission factor
2020 | MA | High Street Station | 1670 | 2 | IC | OP | NA | NG |  | 562.101 | 0.0001186 | 0.000422 | EIA Prime Mover-level Data | Estimated using an emission factor
2020 | MA | High Street Station | 1670 | 3 | IC | RE | NA | DFO
2020 | MA | High Street Station | 1670 | 4 | IC | RE | NA | DFO
2020 | MA | High Street Station | 1670 | 6 | IC | OP | NA | NG |  | 475.624 | 0.00010036 | 0.000422 | EIA Prime Mover-level Data | Estimated using an emission factor
2020 | MA | High Street Station | 1670 | 7 | IC | OP | NA | DFO |  | 562.101 | 0.087126 | 0.31 | EIA Prime Mover-level Data | Estimated using an emission factor
2020 | MA | High Street Station | 1670 | 8 | IC | SB | NA | DFO |  | 475.624 | 0.073722 | 0.31 | EIA Prime Mover-level Data | Estimated using an emission factor
2020 | MA | High Street Station | 1670 | 9 | IC | OP | NA | NG |  | 562.101 | 0.0001186 | 0.000422 | EIA Prime Mover-level Data | Estimated using an emission factor
2020 | MA | Hinsdale Solar PV | 62064 | LG400 | PV | OP | NA | SUN |  | 24879 |  |  | EIA Prime Mover-level Data
2020 | MA | Holiday Hill Community Wind | 62897 | HHCW1 | WT | OP | NA | WND |  | 90835 |  |  | EIA Prime Mover-level Data
2020 | MA | Holliston Solar CSG | 60731 | PV1 | PV | OP | NA | SUN |  | 14614 |  |  | EIA Prime Mover-level Data
2020 | MA | Holyoke Solar Cooperative at Mueller | 57931 | PV1 | PV | OP | NA | SUN |  | 35960 |  |  | EIA Prime Mover-level Data
2020 | MA | Hopkinton CSG | 62760 | WT | PV | OP | NA | SUN |  | 25485 |  |  | EIA Prime Mover-level Data
2020 | MA | Hudson | 64110 | CPMA6 | PV | OP | NA | SUN |  | 56338 |  |  | EIA Prime Mover-level Data
2020 | MA | Hull Wind II | 56800 | HW2 | WT | OP | NA | WND |  | 28065 |  |  | EIA Prime Mover-level Data
2020 | MA | Hunt Farm Solar | 59820 | HUNTF | PV | OP | NA | SUN |  | 33853 |  |  | EIA Prime Mover-level Data
2020 | MA | Hunt Road Solar | 59927 | PV1 | PV | OP | NA | SUN |  | 68789 |  |  | EIA Prime Mover-level Data
2020 | MA | Hurteau Solar Project Hybrid | 63468 | BATT | BA | OP | NA | MWH |  | 0 |  |  | EIA Prime Mover-level Data
2020 | MA | Hurteau Solar Project Hybrid | 63468 | HURTU | PV | OP | NA | SUN |  | 18661 |  |  | EIA Prime Mover-level Data
2020 | MA | Incom Solar, LLC CSG | 63563 | INCOM | PV | OP | NA | SUN |  | 32223 |  |  | EIA Prime Mover-level Data
2020 | MA | Indian Hill Solar LLC | 59362 | PV1 | PV | OP | NA | SUN |  | 14570 |  |  | EIA Prime Mover-level Data
2020 | MA | Indian Orchard | 6379 | IO3 | HY | OP | NA | WAT |  | 24676.6211 |  |  | EIA Prime Mover-level Data
2020 | MA | Indian Orchard | 6379 | IO4 | HY | OP | NA | WAT |  | 36192.3789 |  |  | EIA Prime Mover-level Data
2020 | MA | Indian Orchard Plant 1 | 10417 | TG | ST | OP | NA | NG |  | 1429062 | 5.3052 | 0.0074247 | EIA Prime Mover-level Data | NEI avg EF - PM, fuel type
2020 | MA | Indian Orchard PV Facility | 57674 | 1 | PV | OP | NA | SUN |  | 23196 |  |  | EIA Prime Mover-level Data
2020 | MA | Integrys MA Solar, LLC - Ashburnham Site | 58934 | ASH10 | PV | OP | NA | SUN |  | 3403.241 |  |  | EIA Prime Mover-level Data
2020 | MA | Integrys MA Solar, LLC - Ashburnham Site | 58934 | ASH-R | PV | OP | NA | SUN |  | 29494.7578 |  |  | EIA Prime Mover-level Data
2020 | MA | International Paper Woronoco Mill | 50166 | GEN1 | HY | OP | NA | WAT |  | 13435.3574 |  |  | EIA Prime Mover-level Data
2020 | MA | International Paper Woronoco Mill | 50166 | GEN2 | HY | OP | NA | WAT |  | 48367.2852 |  |  | EIA Prime Mover-level Data
2020 | MA | International Paper Woronoco Mill | 50166 | GEN2A | HY | OP | NA | WAT |  | 13435.3574 |  |  | EIA Prime Mover-level Data
2020 | MA | Ipswich Wind Independence | 59023 | GEN 1 | WT | OS | NA | WND
2020 | MA | Ipswich Wind Turbine | 57855 | 1 | WT | OP | NA | WND |  | 33107 |  |  | EIA Prime Mover-level Data
2020 | MA | Iron Horse Solar 4, LLC | 60799 | PV1 | PV | OP | NA | SUN |  | 67816 |  |  | EIA Prime Mover-level Data
2020 | MA | Iron Horse Solar I CSG | 60855 | DOW | PV | OP | NA | SUN |  | 39548 |  |  | EIA Prime Mover-level Data
2020 | MA | ISM Solar Dighton 2, LLC CSG | 63562 | DIGHT | PV | OP | NA | SUN |  | 33565 |  |  | EIA Prime Mover-level Data
2020 | MA | IXYS - Beverly | 64382 | EG1 | IC | OP | NA | DFO |  | 80.667 | 0.012503 | 0.31 | EIA Prime Mover-level Data | Estimated using an emission factor
2020 | MA | IXYS - Beverly | 64382 | NG1 | IC | OP | NA | NG |  | 94.111 | 1.9857e-05 | 0.000422 | EIA Prime Mover-level Data | Estimated using an emission factor
2020 | MA | IXYS - Beverly | 64382 | NG2 | IC | OP | NA | NG |  | 94.111 | 1.9857e-05 | 0.000422 | EIA Prime Mover-level Data | Estimated using an emission factor
2020 | MA | IXYS - Beverly | 64382 | NG3 | IC | OP | NA | NG |  | 94.111 | 1.9857e-05 | 0.000422 | EIA Prime Mover-level Data | Estimated using an emission factor
2020 | MA | JH Solar, LLC CSG | 63564 | JHSOL | PV | OP | NA | SUN |  | 14161 |  |  | EIA Prime Mover-level Data
2020 | MA | Jiminy Peak Wind QF | 62570 | 32651 | WT | OP | NA | WND |  | 17 |  |  | EIA Prime Mover-level Data
2020 | MA | Joe Jenny | 64573 | 1 | PV | OP | NA | SUN |  | 22538 |  |  | EIA Prime Mover-level Data
2020 | MA | Katama Farm | 59079 | KAT1 | PV | OP | NA | SUN |  | 12072 |  |  | EIA Prime Mover-level Data
2020 | MA | Kearsarge Amesbury Hybrid | 63398 | AMBAT | BA | OP | NA | MWH |  | 0 |  |  | EIA Prime Mover-level Data
2020 | MA | Kearsarge Amesbury Hybrid | 63398 | AMES | PV | OP | NA | SUN |  | 47531 |  |  | EIA Prime Mover-level Data
2020 | MA | Kearsarge Bellingham PV | 61373 | BELL | PV | OP | NA | SUN |  | 44374 |  |  | EIA Prime Mover-level Data
2020 | MA | Kearsarge Concord II | 61814 | CII | PV | OP | NA | SUN |  | 61534 |  |  | EIA Prime Mover-level Data
2020 | MA | Kearsarge GB | 62550 | GB123 | PV | OP | NA | SUN |  | 28397 |  |  | EIA Prime Mover-level Data
2020 | MA | Kearsarge Gill | 62911 | GILL | PV | OP | NA | SUN |  | 28670 |  |  | EIA Prime Mover-level Data
2020 | MA | Kearsarge Granby | 61815 | KSG1 | PV | OP | NA | SUN |  | 6849.7998 |  |  | EIA Prime Mover-level Data
2020 | MA | Kearsarge Granby | 61815 | KSG2 | PV | OP | NA | SUN |  | 6849.7998 |  |  | EIA Prime Mover-level Data
2020 | MA | Kearsarge Granby | 61815 | KSG5 | PV | OP | NA | SUN |  | 6849.7998 |  |  | EIA Prime Mover-level Data
2020 | MA | Kearsarge Granby | 61815 | KSG6 | PV | OP | NA | SUN |  | 6849.7998 |  |  | EIA Prime Mover-level Data
2020 | MA | Kearsarge Granby | 61815 | KSG7 | PV | OP | NA | SUN |  | 6849.7998 |  |  | EIA Prime Mover-level Data
2020 | MA | Kearsarge Haverhill | 64618 | HABAT | BA | P | NA | MWH
2020 | MA | Kearsarge Haverhill | 64618 | HAV | PV | P | NA | SUN
2020 | MA | Kearsarge Montague | 62557 | MONTA | PV | OP | NA | SUN |  | 63717 |  |  | EIA Prime Mover-level Data
2020 | MA | Kearsarge Montague BD | 64620 | MBBAT | BA | T | NA | MWH
2020 | MA | Kearsarge Montague BD | 64620 | MBD | PV | T | NA | SUN
2020 | MA | Kearsarge Southwick LLC | 60867 | SOU | PV | OP | NA | SUN |  | 52586 |  |  | EIA Prime Mover-level Data
2020 | MA | Kearsarge Upper Union | 64619 | FUU | PV | U | NA | SUN
2020 | MA | Kearsarge Upper Union | 64619 | UUBAT | BA | U | NA | MWH
2020 | MA | Kearsarge Uxbridge | 62552 | UX680 | PV | OP | NA | SUN |  | 29793 |  |  | EIA Prime Mover-level Data
2020 | MA | Kearsarge William Way | 64617 | BWBAT | BA | P | NA | MWH
2020 | MA | Kearsarge William Way | 64617 | BWW | PV | P | NA | SUN
2020 | MA | Kearsarge Wilmington | 62559 | WILM1 | PV | OP | NA | SUN |  | 21607 |  |  | EIA Prime Mover-level Data
2020 | MA | Kendall Green Energy LLC | 1595 | 2 | ST | OP | WALL | NG | 1561 | 56627.3477 | 0.13514 | 0.0047731 | EPA/CAMD | EPA/NEI | 2049
2020 | MA | Kendall Green Energy LLC | 1595 | 3 | ST | OP | WALL | NG | 1994 | 180688.9375 | 0.43153 | 0.0047765 | EPA/CAMD | EPA/NEI | 1954
2020 | MA | Kendall Green Energy LLC | 1595 | 4 | CT | OP | CC | NG | 7657 | 13043978 | 27.1145 | 0.0041574 | EPA/CAMD | EPA/NEI | 2002
2020 | MA | Kendall Green Energy LLC | 1595 | S6 | GT | OP | CT | DFO | 55 | 10866.4004 | 0.22494 | 0.0414 | EPA/CAMD | EPA/NEI | 1970
2020 | MA | Kenmare - Mansfield Branch Street | 64137 | GEN1 | PV | OP | NA | SUN |  | 15502 |  |  | EIA Prime Mover-level Data
2020 | MA | Kingston Wind Independence | 59022 | 1 | WT | OS | NA | WND
2020 | MA | KS Solar Six LLC | 59468 | HUBB | PV | OP | NA | SUN |  | 26722 |  |  | EIA Prime Mover-level Data
2020 | MA | Lakeville Solar | 63672 | LV | PV | OP | NA | SUN |  | 32722 |  |  | EIA Prime Mover-level Data
2020 | MA | Lane Ave Solar LLC | 63041 | HANRA | PV | TS | NA | SUN
2020 | MA | Lawrence Hydroelectric Associates | 50545 | GEN1 | HY | OP | NA | WAT |  | 215925 |  |  | EIA Prime Mover-level Data
2020 | MA | Lawrence Hydroelectric Associates | 50545 | GEN2 | HY | OP | NA | WAT |  | 215925 |  |  | EIA Prime Mover-level Data
2020 | MA | Ledeaux Solar, LLC CSG | 63572 | LEDEA | PV | OP | NA | SUN |  | 12685 |  |  | EIA Prime Mover-level Data
2020 | MA | Lee Site 31 Solar | 62265 | LG370 | PV | OP | NA | SUN |  | 23250 |  |  | EIA Prime Mover-level Data
2020 | MA | Leicester One MA Solar LLC | 58282 | 1 | PV | OP | NA | SUN |  | 59604 |  |  | EIA Prime Mover-level Data
2020 | MA | Leominster | 60073 | SNLEO | PV | OP | NA | SUN |  | 27881 |  |  | EIA Prime Mover-level Data
2020 | MA | Leominster (MA)-South Street-R&D | 59745 | 1 | PV | OP | NA | SUN |  | 32874 |  |  | EIA Prime Mover-level Data
2020 | MA | Lepomis PV Energy LLC | 59085 | INV-1 | PV | OP | NA | SUN |  | 67895 |  |  | EIA Prime Mover-level Data
2020 | MA | Lowell Solar Landfill | 59873 | PV | PV | OP | NA | SUN |  | 14537 |  |  | EIA Prime Mover-level Data
2020 | MA | Ludlow Landfill | 59135 | 57449 | PV | OP | NA | SUN |  | 29530 |  |  | EIA Prime Mover-level Data
2020 | MA | Ludlow Site 72 - Conti | 62097 | LG390 | PV | OP | NA | SUN |  | 23037 |  |  | EIA Prime Mover-level Data
2020 | MA | MA Military Reservation Wind Project | 57253 | 1 | WT | OP | NA | WND |  | 26912.666 |  |  | EIA Prime Mover-level Data
2020 | MA | MA Military Reservation Wind Project | 57253 | 2 | WT | OP | NA | WND |  | 26912.666 |  |  | EIA Prime Mover-level Data
2020 | MA | MA Military Reservation Wind Project | 57253 | 3 | WT | OP | NA | WND |  | 26912.666 |  |  | EIA Prime Mover-level Data
2020 | MA | MA Solar Storage 1 Hybrid | 61730 | 61730 | BA | OP | NA | MWH |  | 0 |  |  | EIA Prime Mover-level Data
2020 | MA | MA Solar Storage 1 Hybrid | 61730 | SCSS1 | PV | OP | NA | SUN |  | 12307 |  |  | EIA Prime Mover-level Data
2020 | MA | Mansfield | 55046 | GEN1 | IC | RE | NA | NG
2020 | MA | Mansfield | 55046 | GEN2 | IC | RE | NA | NG
2020 | MA | Mansfield | 55046 | GEN3 | IC | RE | NA | NG
2020 | MA | Maple | 64731 | M2 | BA | U | NA | MWH
2020 | MA | Maple | 64731 | MAPLE | PV | U | NA | SUN
2020 | MA | Marshfield PV | 58410 | SO032 | PV | OP | NA | SUN |  | 43593 |  |  | EIA Prime Mover-level Data
2020 | MA | Martha's Vineyard Community Battery | 62605 | MVESS | BA | L | NA | MWH
2020 | MA | Mashpee Landfill Solar | 59980 | MASH | PV | OP | NA | SUN |  | 20136 |  |  | EIA Prime Mover-level Data
2020 | MA | Mass Midstate Solar 1 | 58279 | 1 | PV | OP | NA | SUN |  | 64991 |  |  | EIA Prime Mover-level Data
2020 | MA | Mass Midstate Solar 2 | 58276 | 1 | PV | OP | NA | SUN |  | 57437 |  |  | EIA Prime Mover-level Data
2020 | MA | Mass Midstate Solar 3 | 58275 | 1 | PV | OP | NA | SUN |  | 53296 |  |  | EIA Prime Mover-level Data
2020 | MA | MASSPOWER | 10726 | 1 | CT | OP | CC | NG | 2008 | 1583096.125 | 3.1175 | 0.0039384 | EPA/CAMD | EPA/NEI | 1993
2020 | MA | MASSPOWER | 10726 | 2 | CT | OP | CC | NG | 1769 | 1412457.75 | 2.7814 | 0.0039384 | EPA/CAMD | EPA/NEI | 1993
2020 | MA | Maynard PV | 58412 | SO026 | PV | OP | NA | SUN |  | 13704 |  |  | EIA Prime Mover-level Data
2020 | MA | MBTA South Boston Power Facility | 10176 | A | GT | OP | CT | KER | 19 | 4264.8999 | 0.05334 | 0.025013 | EPA/CAMD | EPA/NEI | 1979
2020 | MA | MBTA South Boston Power Facility | 10176 | B | GT | OP | CT | KER | 9 | 1651.3 | 0.01038 | 0.012572 | EPA/CAMD | EPA/NEI | 1979
2020 | MA | McDougle-Mitchell Solar Project Hybrid CSG | 63470 | BATT | BA | OP | NA | MWH |  | 0 |  |  | EIA Prime Mover-level Data
2020 | MA | McDougle-Mitchell Solar Project Hybrid CSG | 63470 | MCDMT | PV | OP | NA | SUN |  | 5457 |  |  | EIA Prime Mover-level Data
2020 | MA | MDFA Devens-Saratoga | 61350 | SO145 | PV | OP | NA | SUN |  | 32599 |  |  | EIA Prime Mover-level Data
2020 | MA | Meadow Solar | 60756 | PV1 | PV | OP | NA | SUN |  | 40979 |  |  | EIA Prime Mover-level Data
2020 | MA | Medical Area Total Energy Plant | 10883 | GTHSG1 | ST | OP | NA | NG |  | 1070311.625 | 3.9734 | 0.0074247 | EIA Unit-level Data | NEI avg EF - PM, fuel type
2020 | MA | Medical Area Total Energy Plant | 10883 | GTHSG2 | ST | OP | NA | NG |  | 1091958.75 | 4.0537 | 0.0074247 | EIA Unit-level Data | NEI avg EF - PM, fuel type
2020 | MA | Medical Area Total Energy Plant | 10883 | GTHSG3 | ST | OP | NA | NG |  | 1083135.875 | 4.021 | 0.0074247 | EIA Unit-level Data | NEI avg EF - PM, fuel type
2020 | MA | Medical Area Total Energy Plant | 10883 | HSG1 | ST | OP | NA | NG |  | 131753.8281 | 0.48912 | 0.0074247 | EIA Unit-level Data | NEI avg EF - PM, fuel type
2020 | MA | Medical Area Total Energy Plant | 10883 | HSG2 | ST | OP | NA | NG |  | 319791.375 | 1.1872 | 0.0074247 | EIA Unit-level Data | NEI avg EF - PM, fuel type
2020 | MA | Medical Area Total Energy Plant | 10883 | PSG1 | ST | OP | NA | NG |  | 460737.875 | 1.7104 | 0.0074247 | EIA Unit-level Data | NEI avg EF - PM, fuel type
2020 | MA | Medical Area Total Energy Plant | 10883 | PSG2 | ST | OP | NA | NG |  | 163037.2812 | 0.60525 | 0.0074247 | EIA Unit-level Data | NEI avg EF - PM, fuel type
2020 | MA | Medical Area Total Energy Plant | 10883 | PSG3 | ST | OP | NA | NG |  | 363195.4688 | 1.3483 | 0.0074247 | EIA Unit-level Data | NEI avg EF - PM, fuel type
2020 | MA | Medical Area Total Energy Plant | 10883 | CT1 | GT | OP | NA | NG |  | 1479840.25 | 0.73565 | 0.00099423 | EIA Prime Mover-level Data | NEI avg EF - PM, fuel type, firing type
2020 | MA | Medical Area Total Energy Plant | 10883 | CT2 | GT | OP | NA | NG |  | 1479840.25 | 0.73565 | 0.00099423 | EIA Prime Mover-level Data | NEI avg EF - PM, fuel type, firing type
2020 | MA | Medical Area Total Energy Plant | 10883 | CT3 | GT | OP | NA | NG |  | 1633743.625 | 0.81216 | 0.00099423 | EIA Prime Mover-level Data | NEI avg EF - PM, fuel type, firing type
2020 | MA | Medical Area Total Energy Plant | 10883 | DEG1 | IC | SB | NA | DFO |  | 2101.167 | 0.32568 | 0.31 | EIA Prime Mover-level Data | Estimated using an emission factor
2020 | MA | Medical Area Total Energy Plant | 10883 | DEG2 | IC | SB | NA | DFO |  | 2101.167 | 0.32568 | 0.31 | EIA Prime Mover-level Data | Estimated using an emission factor
2020 | MA | Medical Area Total Energy Plant | 10883 | DEG3 | IC | SB | NA | DFO |  | 2101.167 | 0.32568 | 0.31 | EIA Prime Mover-level Data | Estimated using an emission factor
2020 | MA | Medical Area Total Energy Plant | 10883 | DEG4 | IC | SB | NA | DFO |  | 2101.167 | 0.32568 | 0.31 | EIA Prime Mover-level Data | Estimated using an emission factor
2020 | MA | Medical Area Total Energy Plant | 10883 | DEG5 | IC | SB | NA | DFO |  | 2101.167 | 0.32568 | 0.31 | EIA Prime Mover-level Data | Estimated using an emission factor
2020 | MA | Medical Area Total Energy Plant | 10883 | DEG6 | IC | SB | NA | DFO |  | 2101.167 | 0.32568 | 0.31 | EIA Prime Mover-level Data | Estimated using an emission factor
2020 | MA | Medway Station | 1592 | J1T1 | GT | OP | CT | DFO | 23 | 5476.5 | 0.011048 | 0.0040347 | EPA/CAMD | EPA/NEI | 1970
2020 | MA | Medway Station | 1592 | J1T2 | GT | OP | CT | DFO | 24 | 5327.3999 | 0.010219 | 0.0038365 | EPA/CAMD | EPA/NEI | 1970
2020 | MA | Medway Station | 1592 | J2T1 | GT | OP | CT | DFO | 29 | 7900.8999 | 0.013948 | 0.0035308 | EPA/CAMD | EPA/NEI | 1970
2020 | MA | Medway Station | 1592 | J2T2 | GT | OP | CT | DFO | 29 | 7528.5 | 0.012843 | 0.0034119 | EPA/CAMD | EPA/NEI | 1970
2020 | MA | Medway Station | 1592 | J3T1 | GT | OP | CT | DFO | 18 | 3675.8999 | 0.0077336 | 0.0042077 | EPA/CAMD | EPA/NEI | 1970
2020 | MA | Medway Station | 1592 | J3T2 | GT | OP | CT | DFO | 23 | 3711.3 | 0.006905 | 0.0037211 | EPA/CAMD | EPA/NEI | 1970
2020 | MA | Mendon | 64575 | 1 | PV | OP | NA | SUN |  | 35540 |  |  | EIA Prime Mover-level Data
2020 | MA | Merrimac Solar | 58561 | MSMA | PV | OP | NA | SUN |  | 20756 |  |  | EIA Prime Mover-level Data
2020 | MA | Methuen Landfill | 59136 | 57449 | PV | OP | NA | SUN |  | 12264 |  |  | EIA Prime Mover-level Data
2020 | MA | Middleton Solar Park | 63214 | MDB02 | BA | OP | NA | MWH |  | 0 |  |  | EIA Prime Mover-level Data
2020 | MA | Middleton Solar Park | 63214 | MDL01 | PV | OP | NA | SUN |  | 68762 |  |  | EIA Prime Mover-level Data
2020 | MA | Milford Power, LLC | 54805 | 1 | CT | OP | CC | NG | 1549 | 1756061.625 | 11.5308 | 0.013133 | EPA/CAMD | EPA/NEI | 1993
2020 | MA | Millbury Solar | 58280 | 1 | PV | OP | NA | SUN |  | 34294 |  |  | EIA Prime Mover-level Data
2020 | MA | Millennium Power | 55079 | 1 | CT | OP | CC | NG | 3792 | 7559875.5 | 12.5372 | 0.0033168 | EPA/CAMD | EPA/NEI | 2000
2020 | MA | Minuteman Energy Storage | 62644 | MMES | BA | OP | NA | MWH |  | 0 |  |  | EIA Prime Mover-level Data
2020 | MA | MIT Central Utility Plant | 54907 | 1 | GT | OP | CT | NG | 5415 | 1230432.75 | 4.7739 | 0.0077596 | EPA/CAMD | NEI avg EF - PM, fuel type, firing type | 1995
2020 | MA | MM Taunton Energy | 55093 | UNT1 | IC | OP | NA | LFG |  | 35980.25 | 0.26445 | 0.0147 | EIA Prime Mover-level Data | Estimated using an emission factor
2020 | MA | MM Taunton Energy | 55093 | UNT2 | IC | OP | NA | LFG |  | 35980.25 | 0.26445 | 0.0147 | EIA Prime Mover-level Data | Estimated using an emission factor
2020 | MA | MM Taunton Energy | 55093 | UNT3 | IC | OP | NA | LFG |  | 35980.25 | 0.26445 | 0.0147 | EIA Prime Mover-level Data | Estimated using an emission factor
2020 | MA | MM Taunton Energy | 55093 | UNT4 | IC | OP | NA | LFG |  | 35980.25 | 0.26445 | 0.0147 | EIA Prime Mover-level Data | Estimated using an emission factor
2020 | MA | MMWEC Simple Cycle Gas Turbine | 63559 | 1 | GT | L | NA | NG
2020 | MA | MMWEC Simple Cycle Gas Turbine | 63559 | GT1 | GT | L | NA | NG
2020 | MA | Monson Solar | 59464 | 2 | PV | OP | NA | SUN |  | 37038 |  |  | EIA Prime Mover-level Data
2020 | MA | Monson Solar, LLC | 62203 | 2701 | PV | OP | NA | SUN |  | 28776 |  |  | EIA Prime Mover-level Data
2020 | MA | Montague Road Solar | 64042 | 3958 | PV | OP | NA | SUN |  | 44102 |  |  | EIA Prime Mover-level Data
2020 | MA | Montague Site 36-Grosolar | 62092 | REC34 | PV | OP | NA | SUN |  | 51480 |  |  | EIA Prime Mover-level Data
2020 | MA | Morin Solar 2013 LLC | 60612 | MORIN | PV | OP | NA | SUN |  | 50610 |  |  | EIA Prime Mover-level Data
2020 | MA | Mount Tom | 1606 | 1 | ST | RE | WALL | BIT
2020 | MA | Mt Wachusett Community College | 58025 | WTG1 | WT | OP | NA | WND |  | 21248.5 |  |  | EIA Prime Mover-level Data
2020 | MA | Mt Wachusett Community College | 58025 | WTG2 | WT | OP | NA | WND |  | 21248.5 |  |  | EIA Prime Mover-level Data
2020 | MA | Mt. Tom Solar Project Hybrid | 60906 | BA1 | BA | OP | NA | MWH |  | 0 |  |  | EIA Prime Mover-level Data
2020 | MA | Mt. Tom Solar Project Hybrid | 60906 | PV1 | PV | OP | NA | SUN |  | 60876 |  |  | EIA Prime Mover-level Data
2020 | MA | Mystic | 1588 | 7 | ST | OP | TANGENTIAL | NG | 186 | 97741.8438 | 0.16586 | 0.0033938 | EPA/CAMD | EPA/NEI | 1975
2020 | MA | Mystic | 1588 | 81 | CT | OP | CC | NG | 1542 | 3147074 | 3.8178 | 0.0024263 | EPA/CAMD | EPA/NEI | 2002
2020 | MA | Mystic | 1588 | 82 | CT | OP | CC | NG | 1648 | 3354782.25 | 4.1814 | 0.0024928 | EPA/CAMD | EPA/NEI | 2002
2020 | MA | Mystic | 1588 | 93 | CT | OP | CC | NG | 1760 | 3521123.5 | 4.545 | 0.0025816 | EPA/CAMD | EPA/NEI | 2003
2020 | MA | Mystic | 1588 | 94 | CT | OP | CC | NG | 1999 | 4067459.75 | 5.8176 | 0.0028606 | EPA/CAMD | EPA/NEI | 2003
2020 | MA | Mystic | 1588 | MJ-1 | GT | OP | CT | DFO | 71 | 9566.4004 | 0.019334 | 0.0040421 | EPA/CAMD | EPA/NEI | 1969
2020 | MA | Nantucket Hybrid | 1615 | 10 | IC | RE | NA | DFO
2020 | MA | Nantucket Hybrid | 1615 | 11 | IC | RE | NA | DFO
2020 | MA | Nantucket Hybrid | 1615 | 12 | GT | RE | NA | DFO
2020 | MA | Nantucket Hybrid | 1615 | 13 | GT | RE | NA | DFO
2020 | MA | Nantucket Hybrid | 1615 | 14 | IC | RE | NA | DFO
2020 | MA | Nantucket Hybrid | 1615 | 15 | IC | RE | NA | DFO
2020 | MA | Nantucket Hybrid | 1615 | 16 | IC | RE | NA | DFO
2020 | MA | Nantucket Hybrid | 1615 | 17 | IC | RE | NA | DFO
2020 | MA | Nantucket Hybrid | 1615 | 18 | GT | OP | NA | DFO |  | 3544 | 0.031973 | 0.018044 | EIA Prime Mover-level Data | NEI avg EF - PM, fuel type, firing type
2020 | MA | Nantucket Hybrid | 1615 | 19 | IC | OP | NA | DFO |  | 35 | 0.005425 | 0.31 | EIA Prime Mover-level Data | Estimated using an emission factor
2020 | MA | Nantucket Hybrid | 1615 | 20 | BA | OP | NA | MWH |  | 0 |  |  | EIA Prime Mover-level Data
2020 | MA | Natick Mall | 63290 | NM | PV | OP | NA | SUN |  | 29371 |  |  | EIA Prime Mover-level Data
2020 | MA | NECCO Co-Generation | 55999 | GEN1 | IC | RE | NA | NG
2020 | MA | NECCO Co-Generation | 55999 | GEN2 | IC | RE | NA | NG
2020 | MA | NEDC Solar Site | 57270 | 1 | PV | OP | NA | SUN |  | 9599 |  |  | EIA Prime Mover-level Data
2020 | MA | New Bedford (MA) Plymouth | 59780 | 1 | PV | OP | NA | SUN |  | 57893 |  |  | EIA Prime Mover-level Data
2020 | MA | New Boston Generating Station | 1589 | 1 | ST | RE | NA | NG
2020 | MA | New Boston Generating Station | 1589 | 2 | ST | RE | NA | NG
2020 | MA | New England Wind LLC | 57380 | 1 | WT | OP | NA | WND |  | 764977 |  |  | EIA Prime Mover-level Data
2020 | MA | Newark America Mill | 57103 | 2 | ST | OP | NA | DFO |  | 0 | 0 |  | EIA Unit-level Data | NEI avg EF - PM, fuel type
2020 | MA | Newton Rumford Landfill | 64162 | 7759A | PV | OP | NA | SUN |  | 24879 |  |  | EIA Prime Mover-level Data
2020 | MA | Nexamp Peak CSG | 60879 | 2731 | PV | OP | NA | SUN |  | 20925 |  |  | EIA Prime Mover-level Data
2020 | MA | Nextsun Energy Littleton | 62842 | 1-003 | PV | OP | NA | SUN |  | 52314 |  |  | EIA Prime Mover-level Data
2020 | MA | NFM Solar Power LLC | 58210 | 1 | PV | OP | NA | SUN |  | 18063 |  |  | EIA Prime Mover-level Data
2020 | MA | North Adams Landfill | 60074 | SNNOA | PV | OP | NA | SUN |  | 32286 |  |  | EIA Prime Mover-level Data
2020 | MA | North Brookfield | 58650 | PV1 | PV | OP | NA | SUN |  | 39479 |  |  | EIA Prime Mover-level Data
2020 | MA | Northampton Landfill Solar PV | 60908 | 62380 | PV | OP | NA | SUN |  | 32986 |  |  | EIA Prime Mover-level Data
2020 | MA | Northbridge Solar | 58385 | NSMA | PV | OP | NA | SUN |  | 29282 |  |  | EIA Prime Mover-level Data
2020 | MA | Northfield Mountain | 547 | 1 | PS | OP | NA | WAT |  | 0 |  |  | EIA Prime Mover-level Data
2020 | MA | Northfield Mountain | 547 | 2 | PS | OP | NA | WAT |  | 0 |  |  | EIA Prime Mover-level Data
2020 | MA | Northfield Mountain | 547 | 3 | PS | OP | NA | WAT |  | 0 |  |  | EIA Prime Mover-level Data
2020 | MA | Northfield Mountain | 547 | 4 | PS | OP | NA | WAT |  | 0 |  |  | EIA Prime Mover-level Data
2020 | MA | Norton | 64532 | NORTN | PV | V | NA | SUN
2020 | MA | Norton Landfill Solar | 61597 | PV1 | PV | OP | NA | SUN |  | 21073 |  |  | EIA Prime Mover-level Data
2020 | MA | Norton Powerhouse | 50041 | GEN1 | ST | OP | NA | NG |  | 436825 | 1.6217 | 0.0074247 | EIA Prime Mover-level Data | NEI avg EF - PM, fuel type
2020 | MA | Norton Powerhouse | 50041 | GEN2 | ST | OP | NA | NG |  | 541663 | 2.0108 | 0.0074247 | EIA Prime Mover-level Data | NEI avg EF - PM, fuel type
2020 | MA | Notus Wind 1 | 57414 | 1 | WT | OP | NA | WND |  | 43585 |  |  | EIA Prime Mover-level Data
2020 | MA | Nunnepog | 59080 | NUN1 | PV | OP | NA | SUN |  | 9589 |  |  | EIA Prime Mover-level Data
2020 | MA | Oak Bluffs Diesel Generating Facility | 1597 | UN1 | IC | OP | NA | DFO |  | 3426 | 0.53103 | 0.31 | EIA Prime Mover-level Data | Estimated using an emission factor
2020 | MA | Oak Bluffs Diesel Generating Facility | 1597 | UN2 | IC | OP | NA | DFO |  | 3426 | 0.53103 | 0.31 | EIA Prime Mover-level Data | Estimated using an emission factor
2020 | MA | Oak Bluffs Diesel Generating Facility | 1597 | UN3 | IC | OP | NA | DFO |  | 3426 | 0.53103 | 0.31 | EIA Prime Mover-level Data | Estimated using an emission factor
2020 | MA | Oak Street Solar | 63690 | PV1 | PV | OP | NA | SUN |  | 42451 |  |  | EIA Prime Mover-level Data
2020 | MA | Oakdale Power Station | 10824 | OAKD | HY | OP | NA | WAT |  | 87870 |  |  | EIA Prime Mover-level Data
2020 | MA | Old Middleboro Road Solar | 64759 | OLD | PV | U | NA | SUN
2020 | MA | Old Middleboro Road Solar | 64759 | OLDBA | BA | U | NA | MWH
2020 | MA | Old Wardour Solar | 61243 | 5406 | PV | OP | NA | SUN |  | 62693 |  |  | EIA Prime Mover-level Data
2020 | MA | One Patriot | 63637 | TKG00 | FC | OP | NA | NG |  | 112094 | 0 | 0 | EIA Prime Mover-level Data | Estimated using an emission factor
2020 | MA | Onset East Community Solar Facility | 61163 | ONSE | PV | OP | NA | SUN |  | 16091 |  |  | EIA Prime Mover-level Data
2020 | MA | Onset West Community Solar Facility | 61164 | ONSW | PV | OP | NA | SUN |  | 16221 |  |  | EIA Prime Mover-level Data
2020 | MA | Onyx - Brockton Thatcher Landfill Solar CSG | 61727 | 10238 | PV | OP | NA | SUN |  | 47153 |  |  | EIA Prime Mover-level Data
2020 | MA | Onyx - Pembroke Landfill Solar | 61726 | 10244 | PV | OP | NA | SUN |  | 32373 |  |  | EIA Prime Mover-level Data
2020 | MA | Orange PV | 58411 | SO023 | PV | OP | NA | SUN |  | 25933 |  |  | EIA Prime Mover-level Data
2020 | MA | Outer Cape Community Battery | 62604 | OCESS | BA | U | NA | MWH
2020 | MA | Oxford | 60022 | OXFRD | PV | OP | NA | SUN |  | 32373 |  |  | EIA Prime Mover-level Data
2020 | MA | Padelford Solar | 58032 | PSMA | PV | OP | NA | SUN |  | 30854 |  |  | EIA Prime Mover-level Data
2020 | MA | Palmer | 62135 | PAL01 | PV | OP | NA | SUN |  | 51585 |  |  | EIA Prime Mover-level Data
2020 | MA | Palmer Landfill | 60076 | SYNPL | PV | OP | NA | SUN |  | 56464 |  |  | EIA Prime Mover-level Data
2020 | MA | Palmer Renewable Energy | 59336 | PRE | ST | CN | NA | WDS
2020 | MA | Palmer Solar LLC | 59866 | 11111 | PV | OP | NA | SUN
2020 | MA | Palombo B Solar, LLC CSG | 63589 | PALOB | PV | OP | NA | SUN |  | 14669 |  |  | EIA Prime Mover-level Data
2020 | MA | Palombo Solar, LLC CSG | 63588 | PALOA | PV | OP | NA | SUN |  | 29845 |  |  | EIA Prime Mover-level Data
2020 | MA | Partridge Hill Solar Hybrid | 63264 | BATT | BA | OP | NA | MWH
2020 | MA | Partridge Hill Solar Hybrid | 63264 | PART3 | PV | OP | NA | SUN |  | 13247 |  |  | EIA Prime Mover-level Data
2020 | MA | Partridge Solar Project CSG Hybrid | 63435 | BATT | BA | OP | NA | MWH
2020 | MA | Partridge Solar Project CSG Hybrid | 63435 | PRTDG | PV | OP | NA | SUN |  | 13247 |  |  | EIA Prime Mover-level Data
2020 | MA | Partridgeville Hybrid CSG | 63804 | PAR | PV | OP | NA | SUN |  | 38258 |  |  | EIA Prime Mover-level Data
2020 | MA | Partridgeville Hybrid CSG | 63804 | PBESS | BA | OP | NA | MWH |  | 0 |  |  | EIA Prime Mover-level Data
2020 | MA | Pepperell Hydro Power Plant | 10694 | 2121 | HY | OP | NA | WAT |  | 15561.8184 |  |  | EIA Prime Mover-level Data
2020 | MA | Pepperell Hydro Power Plant | 10694 | 8281 | HY | OP | NA | WAT |  | 15561.8184 |  |  | EIA Prime Mover-level Data
2020 | MA | Pepperell Hydro Power Plant | 10694 | G3 | HY | OP | NA | WAT |  | 11671.3633 |  |  | EIA Prime Mover-level Data
2020 | MA | Peterson Road Solar | 61307 | 2076 | PV | OP | NA | SUN |  | 39654 |  |  | EIA Prime Mover-level Data
2020 | MA | Pioneer Valley Resource Recovery | 50273 | DLV1 | ST | OP | NA | MSW |  | 1032096 | 80.5035 | 0.156 | EIA Prime Mover-level Data | Estimated using an emission factor
2020 | MA | Pittsfield 44 - M&W PV | 62264 | LG400 | PV | OP | NA | SUN |  | 15335 |  |  | EIA Prime Mover-level Data
2020 | MA | Pittsfield Generating | 50002 | 1 | CT | OP | CC | NG | 265 | 88018.8672 | 0.15862 | 0.0036042 | EPA/CAMD | EPA/NEI | 1990
2020 | MA | Pittsfield Generating | 50002 | 2 | CT | OP | CC | NG | 314 | 107186.9766 | 0.19176 | 0.0035781 | EPA/CAMD | EPA/NEI | 1990
2020 | MA | Pittsfield Generating | 50002 | 3 | CT | OP | CC | NG | 373 | 126247.4922 | 0.22736 | 0.0036018 | EPA/CAMD | EPA/NEI | 1990
2020 | MA | Plainfield Community Solar LLC | 62579 | 2999 | PV | OP | NA | SUN |  | 27802 |  |  | EIA Prime Mover-level Data
2020 | MA | Pleasantdale Road Community Solar | 61298 | 2112 | PV | OP | NA | SUN |  | 13116 |  |  | EIA Prime Mover-level Data
2020 | MA | Plymouth Site 1 | 59137 | 57449 | PV | OP | NA | SUN |  | 60059 |  |  | EIA Prime Mover-level Data
2020 | MA | Plymouth Solar | 62266 | LG400 | PV | OP | NA | SUN |  | 14117 |  |  | EIA Prime Mover-level Data
2020 | MA | Potter | 1660 | 3 | CT | OP | CC | NG | 3 | 772.391 | 0.0025 | 0.0064734 | EPA/CAMD | EPA/NEI | 1977
2020 | MA | Potter | 1660 | 4 | GT | OP | CT | NG | 298 | 99424.1875 | 0.27035 | 0.0054383 | EPA/CAMD | EPA/NEI | 2009
2020 | MA | Potter | 1660 | 5 | GT | OP | CT | NG | 307 | 102133.6719 | 0.27404 | 0.0053663 | EPA/CAMD | EPA/NEI | 2009
2020 | MA | Princeton Wind Farm | 7501 | 1 | WT | RE | NA | WND
2020 | MA | Princeton Wind Farm | 7501 | 2 | WT | OP | NA | WND |  | 36258 |  |  | EIA Prime Mover-level Data
2020 | MA | Putts Bridge | 1637 | PB2 | HY | OP | NA | WAT |  | 35715 |  |  | EIA Prime Mover-level Data
2020 | MA | Putts Bridge | 1637 | PB3 | HY | OA | NA | WAT |  | 35715 |  |  | EIA Prime Mover-level Data
2020 | MA | Quittacas Pond Solar | 58362 | QPMA | PV | OP | NA | SUN |  | 47787 |  |  | EIA Prime Mover-level Data
2020 | MA | Raboth - Marion Drive | 64526 | RABTH | PV | V | NA | SUN
2020 | MA | Rail Trail | 60492 | PV1 | PV | OP | NA | SUN |  | 29371 |  |  | EIA Prime Mover-level Data
2020 | MA | Randall Solar Project Hybrid | 63475 | BATT | BA | TS | NA | MWH
2020 | MA | Randall Solar Project Hybrid | 63475 | RAND | PV | TS | NA | SUN
2020 | MA | Randolph | 61732 | RAND | PV | OP | NA | SUN |  | 56464 |  |  | EIA Prime Mover-level Data
2020 | MA | Randolph Electric | 55585 | 1 | IC | RE | NA | LFG
2020 | MA | Randolph Electric | 55585 | 2 | IC | RE | NA | LFG
2020 | MA | Randolph Electric | 55585 | 3 | IC | RE | NA | LFG
2020 | MA | Ravenbrook | 64109 | CPMA2 | PV | OP | NA | SUN |  | 63280 |  |  | EIA Prime Mover-level Data
2020 | MA | Redbridge | 1638 | RB3 | HY | OP | NA | WAT |  | 61757.5 |  |  | EIA Prime Mover-level Data
2020 | MA | Redbridge | 1638 | RB4 | HY | OP | NA | WAT |  | 61757.5 |  |  | EIA Prime Mover-level Data
2020 | MA | Redbrook Community Solar 1 | 61007 | REDBR | PV | OP | NA | SUN |  | 60955 |  |  | EIA Prime Mover-level Data
2020 | MA | Rehoboth Solar | 59029 | 40 | PV | OP | NA | SUN |  | 28204 |  |  | EIA Prime Mover-level Data
2020 | MA | Renew Canal 1 CSG LLC | 60625 | CANAL | PV | OP | NA | SUN |  | 16720 |  |  | EIA Prime Mover-level Data
2020 | MA | RGS-Rutland VNM SREC II Project (MA) | 59777 | 1 | PV | OP | NA | SUN |  | 20008 |  |  | EIA Prime Mover-level Data
2020 | MA | Rising Paper | 60493 | 1 | PV | OP | NA | SUN |  | 33485 |  |  | EIA Prime Mover-level Data
2020 | MA | Riverside Holyoke | 1607 | 4 | HY | OP | NA | WAT |  | 32019.2461 |  |  | EIA Prime Mover-level Data
2020 | MA | Riverside Holyoke | 1607 | 5 | HY | OP | NA | WAT |  | 24014.4355 |  |  | EIA Prime Mover-level Data
2020 | MA | Riverside Holyoke | 1607 | 6 | HY | IP | NA | WAT
2020 | MA | Riverside Holyoke | 1607 | 7 | HY | OP | NA | WAT |  | 60036.0859 |  |  | EIA Prime Mover-level Data
2020 | MA | Riverside Holyoke | 1607 | 8 | HY | OP | NA | WAT |  | 160096.2344 |  |  | EIA Prime Mover-level Data
2020 | MA | Rockland Solar CSG | 59090 | GEN1 | PV | OP | NA | SUN |  | 25660 |  |  | EIA Prime Mover-level Data
2020 | MA | Rounseville Solar | 64434 | ROU | PV | OP | NA | SUN |  | 59086 |  |  | EIA Prime Mover-level Data
2020 | MA | Rousselot Inc | 50955 | GEN1 | ST | SB | NA | NG
2020 | MA | Rousselot Inc | 50955 | GEN2 | ST | SB | NA | NG
2020 | MA | Rousselot Inc | 50955 | GEN3 | ST | OP | NA | NG |  | 748577 | 2.779 | 0.0074247 | EIA Prime Mover-level Data | NEI avg EF - PM, fuel type
2020 | MA | Route 57 Solar | 59031 | 27 | PV | OP | NA | SUN |  | 20008 |  |  | EIA Prime Mover-level Data
2020 | MA | Ryan Road Solar LLC Hybrid | 63044 | BESS | BA | TS | NA | MWH
2020 | MA | Ryan Road Solar LLC Hybrid | 63044 | ORCHA | PV | TS | NA | SUN
2020 | MA | Salem Harbor | 1626 | 1 | ST | RE | WALL | BIT
2020 | MA | Salem Harbor | 1626 | 2 | ST | RE | WALL | BIT
2020 | MA | Salem Harbor | 1626 | 3 | ST | RE | WALL | BIT
2020 | MA | Salem Harbor | 1626 | 4 | ST | RE | WALL | RFO
2020 | MA | Salem Harbor Station NGCC | 60903 | 1 | CT | OP | CC | NG | 1757 | 2808594.5 | 3.0748 | 0.0021896 | EPA/CAMD | EPA/NEI | 2017
2020 | MA | Salem Harbor Station NGCC | 60903 | 2 | CT | OP | CC | NG | 2168 | 3381770 | 3.6833 | 0.0021783 | EPA/CAMD | EPA/NEI | 2018
2020 | MA | Sampson Road Community Solar | 61308 | 2696 | PV | OP | NA | SUN |  | 28636 |  |  | EIA Prime Mover-level Data
2020 | MA | Savoy Solar PV | 62065 | LG400 | PV | OP | NA | SUN |  | 26905 |  |  | EIA Prime Mover-level Data
2020 | MA | Scituate PV | 59013 | SCT | PV | OP | NA | SUN |  | 33126 |  |  | EIA Prime Mover-level Data
2020 | MA | Scituate Wind | 59724 | SCIWT | WT | OP | NA | WND |  | 29609 |  |  | EIA Prime Mover-level Data
2020 | MA | SELCO Communitiy Solar | 64060 | SELCO | PV | OP | NA | SUN |  | 34 |  |  | EIA Prime Mover-level Data
2020 | MA | SEMASS Resource Recovery | 50290 | 1 | ST | OP | NA | MSW |  | 3418210 | 266.6204 | 0.156 | EIA Unit-level Data | Estimated using an emission factor
2020 | MA | SEMASS Resource Recovery | 50290 | 2 | ST | OP | NA | MSW |  | 3294039.75 | 256.9351 | 0.156 | EIA Unit-level Data | Estimated using an emission factor
2020 | MA | SEMASS Resource Recovery | 50290 | 3 | ST | OP | NA | MSW |  | 3583857.5 | 279.5409 | 0.156 | EIA Unit-level Data | Estimated using an emission factor
2020 | MA | Shaffer | 59396 | SHF01 | PV | OP | NA | SUN |  | 63885 |  |  | EIA Prime Mover-level Data
2020 | MA | Sherman | 6012 | GEN1 | HY | OP | NA | WAT |  | 242591 |  |  | EIA Prime Mover-level Data
2020 | MA | Shirley Landfill | 60753 | PV1 | PV | OP | NA | SUN |  | 13913 |  |  | EIA Prime Mover-level Data
2020 | MA | Shirley Water | 60498 | 1 | PV | OP | NA | SUN |  | 27863 |  |  | EIA Prime Mover-level Data
2020 | MA | Shrewsbury | 6125 | 1 | IC | OP | NA | DFO |  | 563.733 | 0.087379 | 0.31 | EIA Prime Mover-level Data | Estimated using an emission factor
2020 | MA | Shrewsbury | 6125 | 2 | IC | OP | NA | DFO |  | 563.733 | 0.087379 | 0.31 | EIA Prime Mover-level Data | Estimated using an emission factor
2020 | MA | Shrewsbury | 6125 | 3 | IC | OP | NA | DFO |  | 563.733 | 0.087379 | 0.31 | EIA Prime Mover-level Data | Estimated using an emission factor
2020 | MA | Shrewsbury | 6125 | 4 | IC | OP | NA | DFO |  | 563.733 | 0.087379 | 0.31 | EIA Prime Mover-level Data | Estimated using an emission factor
2020 | MA | Shrewsbury | 6125 | 5 | IC | OP | NA | DFO |  | 563.733 | 0.087379 | 0.31 | EIA Prime Mover-level Data | Estimated using an emission factor
2020 | MA | Shrewsbury | 6125 | G1 | IC | OP | NA | NG |  | 503.333 | 0.0001062 | 0.000422 | EIA Prime Mover-level Data | Estimated using an emission factor
2020 | MA | Shrewsbury | 6125 | S1 | PV | OP | NA | SUN |  | 45058 |  |  | EIA Prime Mover-level Data
2020 | MA | Shrewsbury Solar | 57990 | SSMA | PV | OP | NA | SUN |  | 38068 |  |  | EIA Prime Mover-level Data
2020 | MA | Shuman Solar | 61244 | 5404 | PV | OP | NA | SUN |  | 20844 |  |  | EIA Prime Mover-level Data
2020 | MA | Signature Breads Chelsea | 64378 | EG1 | IC | OP | NA | DFO |  | 590 | 0.09145 | 0.31 | EIA Prime Mover-level Data | Estimated using an emission factor
2020 | MA | Silver Lake Solar Photovoltaic Facility | 57676 | 1 | PV | OP | NA | SUN |  | 17792 |  |  | EIA Prime Mover-level Data
2020 | MA | Simonds | 58945 | GEN 1 | IC | RE | NA | NG
2020 | MA | Simonds | 58945 | GEN 2 | IC | RE | NA | NG
2020 | MA | Simonds | 58945 | GEN 3 | IC | RE | NA | NG
2020 | MA | SJA Solar LLC-Solterra Monastery CSG | 60391 | SJAPV | PV | OP | NA | SUN |  | 221439 |  |  | EIA Prime Mover-level Data
2020 | MA | Smith & Wesson at Springfield MA PV | 61367 | PV1 | PV | OP | NA | SUN |  | 24082 |  |  | EIA Prime Mover-level Data
2020 | MA | Smith College Central Heating Plant | 58166 | GT-1 | GT | OP | NA | NG |  | 198988 | 0.09892 | 0.00099423 | EIA Prime Mover-level Data | NEI avg EF - PM, fuel type, firing type
2020 | MA | Solar Carver 1 Hybrid | 63541 | BCRV1 | BA | T | NA | MWH
2020 | MA | Solar Carver 1 Hybrid | 63541 | SCRV1 | PV | L | NA | SUN
2020 | MA | Solar Carver 3 Hybrid | 63506 | BCRV3 | BA | T | NA | MWH
2020 | MA | Solar Carver 3 Hybrid | 63506 | SCRV3 | PV | L | NA | SUN
2020 | MA | Solten Plainville 6000, LLC | 61731 | PLAIN | PV | OP | NA | SUN |  | 42031 |  |  | EIA Prime Mover-level Data
2020 | MA | Southampton Solar PV | 62066 | LG400 | PV | OP | NA | SUN |  | 29187 |  |  | EIA Prime Mover-level Data
2020 | MA | Southbridge Landfill Gas-to-Energy | 59011 | CAT | IC | OP | NA | LFG |  | 121860 | 0.89567 | 0.0147 | EIA Prime Mover-level Data | Estimated using an emission factor
2020 | MA | Southbridge Landfill Gas-to-Energy | 59011 | CAT2 | IC | CN | NA | LFG
2020 | MA | Southbridge PV | 58423 | SO022 | PV | OP | NA | SUN |  | 34629 |  |  | EIA Prime Mover-level Data
2020 | MA | Southbridge Solar | 60278 | SBRDG | PV | OP | NA | SUN |  | 25872 |  |  | EIA Prime Mover-level Data
2020 | MA | Southern Sky Renew Energy Berkley LLC | 60615 | BRKLY | PV | OP | NA | SUN |  | 36542 |  |  | EIA Prime Mover-level Data
2020 | MA | Southwick Solar PV | 62082 | REC34 | PV | OP | NA | SUN |  | 73123 |  |  | EIA Prime Mover-level Data
2020 | MA | Spencer Solar | 63676 | SPENC | PV | U | NA | SUN
2020 | MA | Spring Hill Road | 59839 | SHRD1 | PV | OP | NA | SUN |  | 23311 |  |  | EIA Prime Mover-level Data
2020 | MA | Spring Street Solar 1 CSG | 61009 | SPRIN | PV | OP | NA | SUN |  | 28503 |  |  | EIA Prime Mover-level Data
2020 | MA | Springfield Solar PV | 62072 | LG395 | PV | OP | NA | SUN |  | 58383 |  |  | EIA Prime Mover-level Data
2020 | MA | St. Joseph's Solar, LLC CSG | 63555 | STJOE | PV | OP | NA | SUN |  | 14570 |  |  | EIA Prime Mover-level Data
2020 | MA | Stafford St 2 Community Solar | 61017 | STAF2 | PV | OP | NA | SUN |  | 30636 |  |  | EIA Prime Mover-level Data
2020 | MA | Stafford St Solar 1 CSG | 61016 | STAF1 | PV | OP | NA | SUN |  | 29540 |  |  | EIA Prime Mover-level Data
2020 | MA | Stafford St Solar 3 CSG | 61018 | STAF3 | PV | OP | NA | SUN |  | 14915 |  |  | EIA Prime Mover-level Data
2020 | MA | State Street Solar LLC | 59363 | PV1 | PV | OP | NA | SUN |  | 14239 |  |  | EIA Prime Mover-level Data
2020 | MA | Station 9 Energy Storage System | 62257 | ESS1 | BA | OP | NA | MWH |  | 0 |  |  | EIA Prime Mover-level Data
2020 | MA | Stetson Road Solar - Barre I | 59765 | BI | PV | OP | NA | SUN |  | 25878 |  |  | EIA Prime Mover-level Data
2020 | MA | Stone Hill Solar CSG | 60710 | PV1 | PV | OP | NA | SUN |  | 28013 |  |  | EIA Prime Mover-level Data
2020 | MA | Stony Brook Energy Center | 6081 | 1 | CT | OP | CC | NG | 622 | 466844.7188 | 0.11586 | 0.00049637 | EPA/CAMD | EPA/NEI | 1981
2020 | MA | Stony Brook Energy Center | 6081 | 2 | CT | OP | CC | NG | 101 | 66345.8281 | 0.58323 | 0.017582 | EPA/CAMD | EPA/NEI | 1981
2020 | MA | Stony Brook Energy Center | 6081 | 3 | CT | OP | CC | NG | 502 | 354504.625 | 0.11238 | 0.00063402 | EPA/CAMD | EPA/NEI | 1981
2020 | MA | Stony Brook Energy Center | 6081 | 4 | GT | OP | CT | DFO | 27 | 14771.9004 | 0.75154 | 0.10175 | EPA/CAMD | EPA/NEI | 1982
2020 | MA | Stony Brook Energy Center | 6081 | 5 | GT | OP | CT | DFO | 26 | 14152 | 0.7166 | 0.10127 | EPA/CAMD | EPA/NEI | 1982
2020 | MA | Stored Solar Fitchburg, LLC | 54620 | B1 | ST | OP | NA | WDS |  | 2090354 | 19.5437 | 0.018699 | EIA Unit-level Data | NEI avg EF - PM, fuel type
2020 | MA | Stow PV | 59015 | STW | PV | OP | NA | SUN |  | 25942 |  |  | EIA Prime Mover-level Data
2020 | MA | Sturbridge Road Solar | 63677 | STURB | PV | U | NA | SUN
2020 | MA | Sudbury Landfill | 58839 | INV1 | PV | OP | NA | SUN |  | 6053.0771 |  |  | EIA Prime Mover-level Data
2020 | MA | Sudbury Landfill | 58839 | INV2 | PV | OP | NA | SUN |  | 3631.8459 |  |  | EIA Prime Mover-level Data
2020 | MA | Sudbury Landfill | 58839 | INV3 | PV | OP | NA | SUN |  | 6053.0771 |  |  | EIA Prime Mover-level Data
2020 | MA | Sullivan Solar | 59465 | 1 | PV | OP | NA | SUN |  | 20179 |  |  | EIA Prime Mover-level Data
2020 | MA | Sunderland Solar PV | 62090 | REC34 | PV | OP | NA | SUN |  | 14712 |  |  | EIA Prime Mover-level Data
2020 | MA | Sunpin Blandford | 63942 | SUNBI | PV | OP | NA | SUN |  | 20530 |  |  | EIA Prime Mover-level Data
2020 | MA | Sutton Solar 2, LLC CSG | 63336 | 6004 | PV | OP | NA | SUN |  | 2290 |  |  | EIA Prime Mover-level Data
2020 | MA | Sutton Solar CSG | 60878 | 54508 | PV | OP | NA | SUN |  | 28485 |  |  | EIA Prime Mover-level Data
2020 | MA | Syncarpha Blandford Hybrid CSG | 62975 | SYBLB | BA | OP | NA | MWH |  | 0 |  |  | EIA Prime Mover-level Data
2020 | MA | Syncarpha Blandford Hybrid CSG | 62975 | SYBLS | PV | OP | NA | SUN |  | 65120 |  |  | EIA Prime Mover-level Data
2020 | MA | Syncarpha Freetown | 61097 | SYNFR | PV | OP | NA | SUN |  | 59201 |  |  | EIA Prime Mover-level Data
2020 | MA | Syncarpha Halifax Hybrid CSG | 62973 | SYHAB | BA | OP | NA | MWH
2020 | MA | Syncarpha Halifax Hybrid CSG | 62973 | SYHAS | PV | OP | NA | SUN
2020 | MA | Syncarpha Hancock I CSG | 61769 | SYNH1 | PV | OP | NA | SUN |  | 27970 |  |  | EIA Prime Mover-level Data
2020 | MA | Syncarpha Hancock II CSG | 61770 | SYNH2 | PV | OP | NA | SUN |  | 28397 |  |  | EIA Prime Mover-level Data
2020 | MA | Syncarpha Hancock III CSG | 61771 | SYNH3 | PV | OP | NA | SUN |  | 14396 |  |  | EIA Prime Mover-level Data
2020 | MA | Syncarpha Leicester Hybrid CSG | 62972 | SYLEB | BA | U | NA | MWH
2020 | MA | Syncarpha Leicester Hybrid CSG | 62972 | SYLES | PV | U | NA | SUN
2020 | MA | Syncarpha Millbury Hybrid | 62974 | SYMIB | BA | U | NA | MWH
2020 | MA | Syncarpha Millbury Hybrid | 62974 | SYMIS | PV | V | NA | SUN
2020 | MA | Syncarpha Northampton Hybrid CSG | 62976 | SYNOB | BA | OP | NA | MWH
2020 | MA | Syncarpha Northampton Hybrid CSG | 62976 | SYNOS | PV | OP | NA | SUN
2020 | MA | Syncarpha Northbridge I Hybrid | 62977 | SYN1B | BA | U | NA | MWH
2020 | MA | Syncarpha Northbridge I Hybrid | 62977 | SYN1S | PV | V | NA | SUN
2020 | MA | Syncarpha Northbridge II Hybrid CSG | 62978 | SYN2B | BA | U | NA | MWH
2020 | MA | Syncarpha Northbridge II Hybrid CSG | 62978 | SYN2S | PV | V | NA | SUN
2020 | MA | Syncarpha Palmer, LLC | 60056 | SYNPA | PV | OP | NA | SUN |  | 68685 |  |  | EIA Prime Mover-level Data
2020 | MA | Syncarpha Puddon I Hybrid CSG | 62969 | SYP1B | BA | U | NA | MWH
2020 | MA | Syncarpha Puddon I Hybrid CSG | 62969 | SYP1S | PV | V | NA | SUN
2020 | MA | Syncarpha Puddon II Hybrid CSG | 62970 | SYP2B | BA | U | NA | MWH
2020 | MA | Syncarpha Puddon II Hybrid CSG | 62970 | SYP2S | PV | V | NA | SUN
2020 | MA | Syncarpha Still River, LLC CSG | 61774 | SYNBO | PV | OP | NA | SUN |  | 32163 |  |  | EIA Prime Mover-level Data
2020 | MA | Syncarpha Tewksbury Hybrid | 62968 | SYTKB | BA | T | NA | MWH
2020 | MA | Syncarpha Tewksbury Hybrid | 62968 | SYTKS | PV | T | NA | SUN
2020 | MA | Syncarpha Westminster Hybrid | 62971 | SYWEB | BA | U | NA | MWH
2020 | MA | Syncarpha Westminster Hybrid | 62971 | SYWES | PV | V | NA | SUN
2020 | MA | Tanglewood Circle Solar 1 LLC | 62583 | 5823 | PV | OP | NA | SUN |  | 66008 |  |  | EIA Prime Mover-level Data
2020 | MA | Tanner Street Generation, LLC | 54586 | 2 | CT | OP | CC | NG | 437 | 187712.4062 | 0.51318 | 0.0054678 | EPA/CAMD | EPA/NEI | 2008
2020 | MA | Templeton | 59731 | TEMPL | PV | OP | NA | SUN |  | 36205 |  |  | EIA Prime Mover-level Data
2020 | MA | Texon Hydroelectric Project | 61640 | 1 | HY | OP | NA | WAT |  | 36960 |  |  | EIA Prime Mover-level Data
2020 | MA | Theodore Drive Community Solar | 61296 | 2529 | PV | OP | NA | SUN |  | 21565 |  |  | EIA Prime Mover-level Data
2020 | MA | Three Rivers Solar LLC | 64844 | TRB | BA | U | NA | MWH
2020 | MA | Three Rivers Solar LLC | 64844 | TRS | PV | U | NA | SUN
2020 | MA | Tihonet Solar | 58749 | TSMA | PV | OP | NA | SUN |  | 15914 |  |  | EIA Prime Mover-level Data
2020 | MA | Tisbury Landfill Solar | 59573 | TIS1 | PV | OP | NA | SUN |  | 11607 |  |  | EIA Prime Mover-level Data
2020 | MA | Tolland Solar NG LLC | 62581 | 3011 | PV | OP | NA | SUN |  | 44979 |  |  | EIA Prime Mover-level Data
2020 | MA | Town of East Bridgewater CSG | 58586 | 1 | PV | OP | NA | SUN |  | 8317 |  |  | EIA Prime Mover-level Data
2020 | MA | Town of Foxborough - Landfill (SREC II) CSG | 61591 | FOXLA | PV | OP | NA | SUN |  | 17827 |  |  | EIA Prime Mover-level Data
2020 | MA | Town of Lexington Solar | 60816 | PV1 | PV | OP | NA | SUN |  | 23591 |  |  | EIA Prime Mover-level Data
2020 | MA | Town of Needham VNEM CSG | 60110 | PV1 | PV | OP | NA | SUN |  | 29337 |  |  | EIA Prime Mover-level Data
2020 | MA | Town of Norfolk MA at Medway Branch | 57942 | PV1 | PV | OP | NA | SUN |  | 17555 |  |  | EIA Prime Mover-level Data
2020 | MA | Town of Otis Wind Energy Project | 61775 | OT196 | WT | OP | NA | WND |  | 28074 |  |  | EIA Prime Mover-level Data
2020 | MA | Town of Uxbridge MA at Commerce Dr | 57941 | PV1 | PV | OP | NA | SUN |  | 24914 |  |  | EIA Prime Mover-level Data
2020 | MA | Town of Ware - Canadian Tree | 64435 | TOW | PV | TS | NA | SUN
2020 | MA | True North | 59390 | TNE1 | PV | OP | NA | SUN |  | 57788 |  |  | EIA Prime Mover-level Data
2020 | MA | Turners Falls | 6388 | 1 | HY | OP | NA | WAT |  | 51244.9141 |  |  | EIA Prime Mover-level Data
2020 | MA | Turners Falls | 6388 | 2 | HY | OP | NA | WAT |  | 14641.4033 |  |  | EIA Prime Mover-level Data
2020 | MA | Turners Falls | 6388 | 3 | HY | OP | NA | WAT |  | 47584.5625 |  |  | EIA Prime Mover-level Data
2020 | MA | Turners Falls | 6388 | 5 | HY | OP | NA | WAT |  | 47584.5625 |  |  | EIA Prime Mover-level Data
2020 | MA | Turners Falls | 6388 | 7 | HY | OP | NA | WAT |  | 47584.5625 |  |  | EIA Prime Mover-level Data
2020 | MA | Twiss Street Solar | 59624 | PV1 | PV | OP | NA | SUN |  | 21984 |  |  | EIA Prime Mover-level Data
2020 | MA | Tyngsborough Solar | 61598 | PV1 | PV | OP | NA | SUN |  | 35495 |  |  | EIA Prime Mover-level Data
2020 | MA | UMASS | 61603 | UMASS | PV | OP | NA | SUN |  | 50981 |  |  | EIA Prime Mover-level Data
2020 | MA | Univ of Massachusetts Medical Center | 50087 | 1 | ST | OP | NA | NG |  | 16416.8008 | 0.060945 | 0.0074247 | EIA Unit-level Data | NEI avg EF - PM, fuel type
2020 | MA | Univ of Massachusetts Medical Center | 50087 | 2 | ST | OP | NA | NG |  | 15717.5996 | 0.058349 | 0.0074247 | EIA Unit-level Data | NEI avg EF - PM, fuel type
2020 | MA | Univ of Massachusetts Medical Center | 50087 | 3 | ST | OP | NA | NG |  | 232841.5938 | 0.86439 | 0.0074247 | EIA Unit-level Data | NEI avg EF - PM, fuel type
2020 | MA | Univ of Massachusetts Medical Center | 50087 | 4 | ST | OP | NA | NG |  | 252982.4062 | 0.93916 | 0.0074247 | EIA Unit-level Data | NEI avg EF - PM, fuel type
2020 | MA | Univ of Massachusetts Medical Center | 50087 | HRSG | ST | OP | NA | NG |  | 309168.8125 | 1.1477 | 0.0074247 | EIA Unit-level Data | NEI avg EF - PM, fuel type
2020 | MA | Univ of Massachusetts Medical Center | 50087 | GEN4 | GT | OP | NA | NG |  | 459651 | 0.2285 | 0.00099423 | EIA Prime Mover-level Data | NEI avg EF - PM, fuel type, firing type
2020 | MA | Upper Blackstone (MA) Treasure Valley | 59781 | 1 | PV | OP | NA | SUN |  | 60323 |  |  | EIA Prime Mover-level Data
2020 | MA | Upton Community Solar | 61297 | 2567 | PV | OP | NA | SUN |  | 19950 |  |  | EIA Prime Mover-level Data
2020 | MA | Vineyard Wind 1 | 63093 | VW01 | WS | L | NA | WND
2020 | MA | Vuelta Solar | 61245 | 5405 | PV | OP | NA | SUN |  | 62693 |  |  | EIA Prime Mover-level Data
2020 | MA | W. Orange Rd Solar LLC | 63047 | HEYES | PV | TS | NA | SUN
2020 | MA | Walpole Solar 2 | 58936 | WLPL1 | PV | OP | NA | SUN |  | 33048 |  |  | EIA Prime Mover-level Data
2020 | MA | Ware Palmer Road Solar LLC CSG | 64128 | WPRB | BA | U | NA | MWH
2020 | MA | Ware Palmer Road Solar LLC CSG | 64128 | WPRS | PV | U | NA | SUN
2020 | MA | Wareham MA 1 Community Solar | 60443 | WMA1 | PV | OP | NA | SUN |  | 24565 |  |  | EIA Prime Mover-level Data
2020 | MA | Wareham Solar PV | 62055 | LG395 | PV | OP | NA | SUN |  | 45375 |  |  | EIA Prime Mover-level Data
2020 | MA | Washburn Road Solar | 62646 | WASHB | PV | OP | NA | SUN |  | 30889 |  |  | EIA Prime Mover-level Data
2020 | MA | Waste Water Treatment Plant | 59060 | WWPV | PV | OP | NA | SUN |  | 10141 |  |  | EIA Prime Mover-level Data
2020 | MA | Waters River | 1678 | 1 | GT | OP | CT | NG | 83 | 10091.9004 | 0.024953 | 0.0049451 | EPA/CAMD | EPA/NEI | 1971
2020 | MA | Waters River | 1678 | 2 | GT | OP | CT | NG | 130 | 33260.3984 | 0.067871 | 0.0040812 | EPA/CAMD | EPA/NEI | 1990
2020 | MA | Wellesley College Central Utility Plant | 54937 | 1118 | IC | OS | NA | NG
2020 | MA | Wellesley College Central Utility Plant | 54937 | 1119 | IC | OS | NA | NG
2020 | MA | Wellesley College Central Utility Plant | 54937 | 1120 | IC | OS | NA | NG
2020 | MA | Wellesley College Central Utility Plant | 54937 | 1121 | IC | OS | NA | NG
2020 | MA | Wellesley College Central Utility Plant | 54937 | 8187 | IC | OS | NA | NG
2020 | MA | Wellesley College Central Utility Plant | 54937 | SB1 | IC | SB | NA | DFO
2020 | MA | West A&B Solar Project Hybrid CSG | 63473 | BATT | BA | OP | NA | MWH
2020 | MA | West A&B Solar Project Hybrid CSG | 63473 | WEST | PV | OP | NA | SUN
2020 | MA | West Boylston Community Shared Solar | 61415 | CS1 | PV | OP | NA | SUN |  | 22152 |  |  | EIA Prime Mover-level Data
2020 | MA | West Bridgewater AB CSG | 60424 | WBAB | PV | OP | NA | SUN |  | 24021 |  |  | EIA Prime Mover-level Data
2020 | MA | West Brookfield Solar - Gilbertsville Rd CSG | 61629 | WB | PV | OP | NA | SUN |  | 56781 |  |  | EIA Prime Mover-level Data
2020 | MA | West Brookfield Solar, LLC | 60644 | WBRK | PV | OP | NA | SUN |  | 14526 |  |  | EIA Prime Mover-level Data
2020 | MA | West Groton CHP | 60276 | G1 | GT | OP | NA | NG |  | 337528 | 0.16779 | 0.00099423 | EIA Prime Mover-level Data | NEI avg EF - PM, fuel type, firing type
2020 | MA | West Haydenville PJ | 64726 | BESS | BA | U | NA | MWH
2020 | MA | West Haydenville PJ | 64726 | WHAYD | PV | U | NA | SUN
2020 | MA | West Springfield | 1642 | 10 | GT | OP | CT | DFO | 17 | 3546.6279 | 0.1021 | 0.057574 | EIA non-ozone season distributed and EPA/CAMD ozone season | NEI avg EF - PM, fuel type, firing type | 1968
2020 | MA | West Springfield | 1642 | 3 | ST | OP | TANGENTIAL | RFO | 47 | 13066.7236 | 0.027061 | 0.0041419 | EPA/CAMD | EPA/NEI | 1957
2020 | MA | West Springfield | 1642 | CTG1 | GT | OP | CT | NG | 35 | 6483.5732 | 0.057469 | 0.017728 | EPA/CAMD | EPA/NEI | 2002
2020 | MA | West Springfield | 1642 | CTG2 | GT | OP | CT | NG | 25 | 5830.208 | 0.083258 | 0.028561 | EPA/CAMD | EPA/NEI | 2002
2020 | MA | West Street Solar 1 LLC | 63131 | GRDNR | PV | OP | NA | SUN
2020 | MA | West Tisbury Generating Facility | 6049 | UN1 | IC | OP | NA | DFO |  | 5370.5 | 0.83243 | 0.31 | EIA Prime Mover-level Data | Estimated using an emission factor
2020 | MA | West Tisbury Generating Facility | 6049 | UN2 | IC | OP | NA | DFO |  | 5370.5 | 0.83243 | 0.31 | EIA Prime Mover-level Data | Estimated using an emission factor
2020 | MA | West Water Street | 62625 | G1 | IC | OP | NA | DFO |  | 3771 | 0.58451 | 0.31 | EIA Prime Mover-level Data | Estimated using an emission factor
2020 | MA | West Water Street | 62625 | G2 | IC | OP | NA | DFO |  | 3771 | 0.58451 | 0.31 | EIA Prime Mover-level Data | Estimated using an emission factor
2020 | MA | West Water Street | 62625 | G3 | IC | OP | NA | DFO |  | 3771 | 0.58451 | 0.31 | EIA Prime Mover-level Data | Estimated using an emission factor
2020 | MA | West Water Street | 62625 | G4 | IC | OP | NA | DFO |  | 3771 | 0.58451 | 0.31 | EIA Prime Mover-level Data | Estimated using an emission factor
2020 | MA | Westborough Solar LLC | 59368 | PV1 | PV | OP | NA | SUN |  | 22545 |  |  | EIA Prime Mover-level Data
2020 | MA | Westford Solar Park | 58534 | 1 | PV | OP | NA | SUN |  | 46910 |  |  | EIA Prime Mover-level Data
2020 | MA | Westminster Renewables, LLC CSG | 62226 | 1906-10-14 | PV | OP | NA | SUN |  | 23302 |  |  | EIA Prime Mover-level Data
2020 | MA | Weston Landfill Solar | 61537 | WESTO | PV | OP | NA | SUN |  | 25741 |  |  | EIA Prime Mover-level Data
2020 | MA | Westport B Community Solar Garden | 64589 | 1899-12-31 | PV | OP | NA | SUN |  | 71552 |  |  | EIA Prime Mover-level Data
2020 | MA | Westport Community Solar Garden | 64574 | 1899-12-31 | PV | OP | NA | SUN |  | 32488 |  |  | EIA Prime Mover-level Data
2020 | MA | Westport MA 1 Community Solar | 60473 | WPMA1 | PV | OP | NA | SUN |  | 18132 |  |  | EIA Prime Mover-level Data
2020 | MA | Westport MA 2 Community Solar | 60476 | WPMA2 | PV | OP | NA | SUN |  | 16434 |  |  | EIA Prime Mover-level Data
2020 | MA | Whately Solar | 59033 | 24 | PV | OP | NA | SUN |  | 20626 |  |  | EIA Prime Mover-level Data
2020 | MA | Wheelabrator Millbury Facility | 50878 | UNIT1 | ST | OP | NA | MSW |  | 2479648.75 |  |  | EIA Unit-level Data
2020 | MA | Wheelabrator Millbury Facility | 50878 | UNIT2 | ST | OP | NA | MSW |  | 2476159.25 |  |  | EIA Unit-level Data
2020 | MA | Wheelabrator North Andover | 50877 | B1 | ST | OP | NA | MSW |  | 2228666 |  |  | EIA Unit-level Data
2020 | MA | Wheelabrator North Andover | 50877 | B2 | ST | OP | NA | MSW |  | 2257854.5 |  |  | EIA Unit-level Data
2020 | MA | Wheelabrator Saugus | 50880 | UNIT1 | ST | OP | NA | MSW |  | 1917084.25 |  |  | EIA Unit-level Data
2020 | MA | Wheelabrator Saugus | 50880 | UNIT2 | ST | OP | NA | MSW |  | 2017030 |  |  | EIA Unit-level Data
2020 | MA | Wilbraham | 64417 | WILBR | PV | OP | NA | SUN |  | 570 |  |  | EIA Prime Mover-level Data
2020 | MA | Wilbur Woods Solar LLC | 63048 | DESMO | PV | V | NA | SUN
2020 | MA | Wilkins Station | 6586 | 1 | IC | OP | NA | DFO |  | 151 | 0.023405 | 0.31 | EIA Prime Mover-level Data | Estimated using an emission factor
2020 | MA | Wilkins Station | 6586 | 2 | IC | OP | NA | DFO |  | 151 | 0.023405 | 0.31 | EIA Prime Mover-level Data | Estimated using an emission factor
2020 | MA | Williams College - Campus CHP | 58160 | GEN2 | ST | OP | NA | NG |  | 82925 | 0.30785 | 0.0074247 | EIA Prime Mover-level Data | NEI avg EF - PM, fuel type
2020 | MA | Williams College - Campus CHP | 58160 | GEN3 | IC | CN | NA | NG
2020 | MA | Williams College - Campus CHP | 58160 | GEN4 | IC | OP | NA | DFO |  | 23.5 | 0.0036425 | 0.31 | EIA Prime Mover-level Data | Estimated using an emission factor
2020 | MA | Williams College - Campus CHP | 58160 | GEN5 | IC | OP | NA | DFO |  | 23.5 | 0.0036425 | 0.31 | EIA Prime Mover-level Data | Estimated using an emission factor
2020 | MA | Williams College - Campus CHP | 58160 | GEN6 | IC | CN | NA | DFO
2020 | MA | Williamsburg | 62202 | WIL01 | PV | OP | NA | SUN |  | 46709 |  |  | EIA Prime Mover-level Data
2020 | MA | Williamsburg Solar LLC VNEM CSG | 60111 | PV1 | PV | OP | NA | SUN |  | 22618 |  |  | EIA Prime Mover-level Data
2020 | MA | Williamsville Hybrid | 63805 | WBESS | BA | V | NA | MWH
2020 | MA | Williamsville Hybrid | 63805 | WIL | PV | V | NA | SUN
2020 | MA | Wilmarth Solar | 64436 | WIL | PV | OP | NA | SUN |  | 55754 |  |  | EIA Prime Mover-level Data
2020 | MA | Wilmarth Solar | 64436 | WILB | BA | OP | NA | MWH
2020 | MA | Wilmington Solar | 60736 | PV1 | PV | OP | NA | SUN |  | 20475 |  |  | EIA Prime Mover-level Data
2020 | MA | Wilson Solar | 58174 | WSMA | PV | OP | NA | SUN |  | 25757 |  |  | EIA Prime Mover-level Data
2020 | MA | Winchendon Landfill Solar | 62503 | 10237 | PV | OP | NA | SUN |  | 26212 |  |  | EIA Prime Mover-level Data
2020 | MA | Winchendon Solar | 59466 | 3 | PV | OP | NA | SUN |  | 27347 |  |  | EIA Prime Mover-level Data
2020 | MA | Winsor Dam Power Station | 10826 | WINS | HY | RE | NA | WAT
2020 | MA | Woodchuck Solar, LLC CSG | 63565 | WOODC | PV | OP | NA | SUN |  | 14570 |  |  | EIA Prime Mover-level Data
2020 | MA | Woodland Road | 1643 | 10 | GT | OP | CT | DFO | 11 | 3226.8999 | 0.025 | 0.015495 | EIA non-ozone season distributed and EPA/CAMD ozone season | EPA/NEI | 1969
2020 | MA | Worcester Landfill | 60621 | WL | PV | OP | NA | SUN |  | 49357 |  |  | EIA Prime Mover-level Data
2020 | MA | WYM 1250 Palmer LLC | 60614 | PALMR | PV | OP | NA | SUN |  | 11713 |  |  | EIA Prime Mover-level Data
2020 | MA | ZPD-PT Solar Project 2017-006 LLC Hybrid | 64395 | DRAES | BA | U | NA | MWH
2020 | MA | ZPD-PT Solar Project 2017-006 LLC Hybrid | 64395 | DRAPV | PV | U | NA | SUN
2020 | MA | ZPD-PT Solar Project 2017-021 LLC Hybrid CSG | 64187 | DRAES | BA | U | NA | MWH
2020 | MA | ZPD-PT Solar Project 2017-021 LLC Hybrid CSG | 64187 | DRAPV | PV | U | NA | SUN
2020 | MA | ZPD-PT Solar Project 2017-023 LLC Hybrid CSG | 64185 | DRAES | BA | U | NA | MWH
2020 | MA | ZPD-PT Solar Project 2017-023 LLC Hybrid CSG | 64185 | DRAPV | PV | U | NA | SUN
2020 | MA | ZPD-PT Solar Project 2017-038 Hybrid LLC | 64147 | DRAES | BA | U | NA | MWH
2020 | MA | ZPD-PT Solar Project 2017-038 Hybrid LLC | 64147 | DRAPV | PV | U | NA | SUN
2020 | MA | ZPD-PT Solar Project 2017-044 LLC | 64184 | DRAPV | PV | U | NA | SUN
2020 | MD | 6685 Santa Barbara Ct | 64343 | SBAR | PV | OP | NA | SUN |  | 202 |  |  | EIA Prime Mover-level Data
2020 | MD | 7448 Candlewood Road | 64502 | 1 | PV | OP | NA | SUN |  | 13766 |  |  | EIA Prime Mover-level Data
2020 | MD | AES Warrior Run | 10678 | 1 | ST | OP | FLUIDIZED | BIT | 8389 | 11908738 | 16.6099 | 0.0027895 | EPA/CAMD | EPA/NEI | 2000
2020 | MD | AES Warrior Run Energy Storage Project | 59949 | BESS1 | BA | OP | NA | MWH |  | 0 |  |  | EIA Prime Mover-level Data
2020 | MD | Alpha Ridge LFG | 58252 | JEN1 | IC | OP | NA | LFG |  | 10338 | 0.075984 | 0.0147 | EIA Prime Mover-level Data | Estimated using an emission factor
2020 | MD | Amazon Maryland DCA1 | 62876 | DCA1 | PV | OP | NA | SUN |  | 21888 |  |  | EIA Prime Mover-level Data
2020 | MD | American Sugar Refining, Inc. | 54795 | C6 | ST | OP | WALL | NG | 5294 | 944415.9375 | 3.4679 | 0.0073439 | EPA/CAMD | NEI avg EF - PM, fuel type, firing type | 2000
2020 | MD | Annapolis Solar Park, LLC | 60681 | ASP12 | PV | OP | NA | SUN |  | 194165 |  |  | EIA Prime Mover-level Data
2020 | MD | Anne Arundel County Public Schools | 62407 | X0001 | PV | OP | NA | SUN |  | 16334 |  |  | EIA Prime Mover-level Data
2020 | MD | APG Combined Heat and Power Plant | 61282 | GEN1 | GT | OP | NA | NG |  | 505184 | 0.25113 | 0.00099423 | EIA Prime Mover-level Data | NEI avg EF - PM, fuel type, firing type
2020 | MD | APG New Chesapeake | 62629 | 10115 | PV | OP | NA | SUN |  | 36225 |  |  | EIA Prime Mover-level Data
2020 | MD | APG Old Bayside | 62628 | 10115 | PV | OP | NA | SUN |  | 27284 |  |  | EIA Prime Mover-level Data
2020 | MD | Archdiocese of Baltimore J | 60662 | PV1 | PV | OP | NA | SUN |  | 30319 |  |  | EIA Prime Mover-level Data
2020 | MD | Archdiocese of Baltimore L | 60663 | PV1 | PV | OP | NA | SUN |  | 30812 |  |  | EIA Prime Mover-level Data
2020 | MD | Back River Waste Water Treatment | 59026 | CHP 1 | IC | OP | NA | OBG |  | 11500 | 0.084525 | 0.0147 | EIA Prime Mover-level Data | Estimated using an emission factor
2020 | MD | Back River Waste Water Treatment | 59026 | CHP 2 | IC | OP | NA | OBG |  | 11500 | 0.084525 | 0.0147 | EIA Prime Mover-level Data | Estimated using an emission factor
2020 | MD | Back River Waste Water Treatment | 59026 | SOLAR | PV | OP | NA | SUN |  | 5088 |  |  | EIA Prime Mover-level Data
2020 | MD | Baker Point | 61519 | GEN1 | PV | OP | NA | SUN |  | 115890 |  |  | EIA Prime Mover-level Data
2020 | MD | Baltimore City B | 60664 | PV1 | PV | OP | NA | SUN |  | 27608 |  |  | EIA Prime Mover-level Data
2020 | MD | Baltimore City D | 60665 | PV1 | PV | OP | NA | SUN |  | 26275 |  |  | EIA Prime Mover-level Data
2020 | MD | Baltimore City F | 60666 | PV1 | PV | OP | NA | SUN |  | 25741 |  |  | EIA Prime Mover-level Data
2020 | MD | Baltimore City G | 60667 | PV1 | PV | OP | NA | SUN |  | 27845 |  |  | EIA Prime Mover-level Data
2020 | MD | Bd of Educ of Queen Anne's Cnty, Cnty HS | 62074 | PV1 | PV | OP | NA | SUN |  | 25302 |  |  | EIA Prime Mover-level Data
2020 | MD | Berlin | 6565 | 1A | IC | OP | NA | DFO |  | 580.919 | 0.090042 | 0.31 | EIA Prime Mover-level Data | Estimated using an emission factor
2020 | MD | Berlin | 6565 | 2A | IC | RE | NA | DFO
2020 | MD | Berlin | 6565 | 3A | IC | RE | NA | DFO
2020 | MD | Berlin | 6565 | 4A | IC | RE | NA | DFO |  | 950.595 | 0.14734 | 0.31 | EIA Prime Mover-level Data | Estimated using an emission factor
2020 | MD | Berlin | 6565 | 5A | IC | OP | NA | DFO |  | 1320.27 | 0.20464 | 0.31 | EIA Prime Mover-level Data | Estimated using an emission factor
2020 | MD | Berlin | 6565 | 6A | IC | CN | NA | DFO
2020 | MD | Berlin | 6565 | 7A | IC | CN | NA | DFO
2020 | MD | Berlin | 6565 | 8A | IC | OP | NA | NG |  | 1056.2159 | 0.00022286 | 0.000422 | EIA Prime Mover-level Data | Estimated using an emission factor
2020 | MD | Biggs Ford Solar Center | 61321 | BFSC | PV | P | NA | SUN
2020 | MD | Blue Star | 62332 | BLUES | PV | OP | NA | SUN |  | 82879 |  |  | EIA Prime Mover-level Data
2020 | MD | Bluefin Origination 1 | 63323 | SIMBA | PV | OP | NA | SUN |  | 34759 |  |  | EIA Prime Mover-level Data
2020 | MD | Bluegrass Solar | 63910 | BGS | PV | L | NA | SUN
2020 | MD | Bowie State Solar | 61915 | SO285 | PV | OP | NA | SUN
2020 | MD | Brandon Shores | 602 | 1 | ST | OP | WALL | BIT | 2076 | 7336592.5 | 8.1559 | 0.0022234 | EPA/CAMD | EPA/NEI | 1984
2020 | MD | Brandon Shores | 602 | 2 | ST | OP | WALL | BIT | 1605 | 4850518 | 0.20316 | 8.377e-05 | EPA/CAMD | EPA/NEI | 1991
2020 | MD | Brandywine Power Facility | 54832 | 1 | CT | OP | CC | NG | 3492 | 2432168.75 | 5.969 | 0.0049084 | EPA/CAMD | EPA/NEI | 1996
2020 | MD | Brandywine Power Facility | 54832 | 2 | CT | OP | CC | NG | 3735 | 2445342.25 | 5.9905 | 0.0048995 | EPA/CAMD | EPA/NEI | 1996
2020 | MD | Brown Station Road Plant I | 50060 | 3972 | IC | OS | NA | LFG
2020 | MD | Brown Station Road Plant I | 50060 | 9314 | IC | OS | NA | LFG
2020 | MD | Brown Station Road Plant I | 50060 | 9340 | IC | OS | NA | LFG
2020 | MD | Brown Station Road Plant II | 55964 | 1 | IC | OP | NA | LFG |  | 93609.75 | 0.68803 | 0.0147 | EIA Prime Mover-level Data | Estimated using an emission factor
2020 | MD | Brown Station Road Plant II | 55964 | 2 | IC | OP | NA | LFG |  | 93609.75 | 0.68803 | 0.0147 | EIA Prime Mover-level Data | Estimated using an emission factor
2020 | MD | Brown Station Road Plant II | 55964 | 3 | IC | OP | NA | LFG |  | 93609.75 | 0.68803 | 0.0147 | EIA Prime Mover-level Data | Estimated using an emission factor
2020 | MD | Brown Station Road Plant II | 55964 | 4 | IC | OP | NA | LFG |  | 93609.75 | 0.68803 | 0.0147 | EIA Prime Mover-level Data | Estimated using an emission factor
2020 | MD | Bulldog Solar One, LLC | 64647 | QAB | PV | OP | NA | SUN
2020 | MD | Burns Solar One LLC | 64606 | 64606 | PV | OP | NA | SUN |  | 869 |  |  | EIA Prime Mover-level Data
2020 | MD | Calvert Cliffs Nuclear Power Plant | 6011 | 1 | ST | OP | NA | NUC |  | 77000944 |  |  | EIA Prime Mover-level Data
2020 | MD | Calvert Cliffs Nuclear Power Plant | 6011 | 2 | ST | OP | NA | NUC |  | 80530232 |  |  | EIA Prime Mover-level Data
2020 | MD | CCBC-Catonsville | 60036 | PV1 | PV | OP | NA | SUN |  | 23985 |  |  | EIA Prime Mover-level Data
2020 | MD | Cecil County CCVT HS | 60353 | CCVT | PV | OP | NA | SUN |  | 22668 |  |  | EIA Prime Mover-level Data
2020 | MD | Central Utility Plant at White Oak | 58207 | G7 | CT |  | NA | NG |  | 203215.4062 | 0.62807 | 0.0061813 | EIA Unit-level Data | NEI avg EF - PM, fuel type
2020 | MD | Central Utility Plant at White Oak | 58207 | G8 | CT |  | NA | NG |  | 321722.6562 | 0.99433 | 0.0061813 | EIA Unit-level Data | NEI avg EF - PM, fuel type
2020 | MD | Central Utility Plant at White Oak | 58207 | G1 | IC | OP | NA | NG |  | 32391.3809 | 0.0068346 | 0.000422 | EIA Prime Mover-level Data | Estimated using an emission factor
2020 | MD | Central Utility Plant at White Oak | 58207 | G10 | IC | OP | NA | DFO |  | 13070.2061 | 2.0259 | 0.31 | EIA Prime Mover-level Data | Estimated using an emission factor
2020 | MD | Central Utility Plant at White Oak | 58207 | G11 | IC | OP | NA | DFO |  | 13070.2061 | 2.0259 | 0.31 | EIA Prime Mover-level Data | Estimated using an emission factor
2020 | MD | Central Utility Plant at White Oak | 58207 | G12 | CA | OP | NA | NG |  | 13710 | 0.0028928 | 0.000422 | EIA Prime Mover-level Data | Estimated using an emission factor
2020 | MD | Central Utility Plant at White Oak | 58207 | G2 | IC | SB | NA | DFO |  | 13070.2061 | 2.0259 | 0.31 | EIA Prime Mover-level Data | Estimated using an emission factor
2020 | MD | Central Utility Plant at White Oak | 58207 | G3 | GT | OP | NA | NG |  | 170149.25 | 0.084584 | 0.00099423 | EIA Prime Mover-level Data | NEI avg EF - PM, fuel type, firing type
2020 | MD | Central Utility Plant at White Oak | 58207 | G4 | GT | OP | NA | NG |  | 170149.25 | 0.084584 | 0.00099423 | EIA Prime Mover-level Data | NEI avg EF - PM, fuel type, firing type
2020 | MD | Central Utility Plant at White Oak | 58207 | G5 | GT | OP | NA | NG |  | 170149.25 | 0.084584 | 0.00099423 | EIA Prime Mover-level Data | NEI avg EF - PM, fuel type, firing type
2020 | MD | Central Utility Plant at White Oak | 58207 | G6 | GT | OP | NA | NG |  | 170149.25 | 0.084584 | 0.00099423 | EIA Prime Mover-level Data | NEI avg EF - PM, fuel type, firing type
2020 | MD | Central Utility Plant at White Oak | 58207 | G9 | CT | OP | NA | NG
2020 | MD | CES VMT Solar | 60029 | VMMD | PV | OP | NA | SUN |  | 13510 |  |  | EIA Prime Mover-level Data
2020 | MD | Chalk Point | 1571 | **GT3 | GT | OP | CT | NG | 45 | 29126.5 | 0.08752 | 0.0060096 | EPA/CAMD | EPA/NEI | 1991
2020 | MD | Chalk Point | 1571 | **GT4 | GT | OP | CT | NG | 54 | 25895.9004 | 0.06564 | 0.0050695 | EPA/CAMD | EPA/NEI | 1991
2020 | MD | Chalk Point | 1571 | **GT5 | GT | OP | CT | NG | 49 | 31575.1992 | 0.10721 | 0.0067909 | EPA/CAMD | EPA/NEI | 1991
2020 | MD | Chalk Point | 1571 | **GT6 | GT | OP | CT | NG | 41 | 37550.1016 | 0.13566 | 0.0072253 | EPA/CAMD | EPA/NEI | 1991
2020 | MD | Chalk Point | 1571 | 1 | ST | OP | WALL | BIT | 883 | 2395598 | 6.6611 | 0.0055611 | EPA/CAMD | EPA/NEI | 1964
2020 | MD | Chalk Point | 1571 | 2 | ST | OP | WALL | BIT | 165 | 321020.2812 | 1.2698 | 0.0079108 | EPA/CAMD | EPA/NEI | 1965
2020 | MD | Chalk Point | 1571 | 3 | ST | OP | TANGENTIAL | NG | 342 | 1009620.5625 | 2.4303 | 0.0048142 | EPA/CAMD | EPA/NEI | 1975
2020 | MD | Chalk Point | 1571 | 4 | ST | OP | TANGENTIAL | NG | 519 | 1687601.125 | 4.1318 | 0.0048967 | EPA/CAMD | EPA/NEI | 1981
2020 | MD | Chalk Point | 1571 | GT2 | GT | OP | CT | DFO | 14 | 2460.2 | 0.011592 | 0.0094236 | EPA/CAMD | EPA/NEI | 1974
2020 | MD | Chalk Point | 1571 | SMECO | GT | OP | CT | NG | 8 | 5583.7998 | 0.01976 | 0.0070776 | EPA/CAMD | EPA/NEI | 1990
2020 | MD | Chesapeake College | 60465 | PV1 | PV | OP | NA | SUN |  | 20659 |  |  | EIA Prime Mover-level Data
2020 | MD | Chester Woods Point Solar, LLC CSG | 62720 | 5540 | PV | OP | NA | SUN |  | 36531 |  |  | EIA Prime Mover-level Data
2020 | MD | Chimes West Friendship (Nixon Farms) | 59743 | 1 | PV | OP | NA | SUN |  | 15467 |  |  | EIA Prime Mover-level Data
2020 | MD | Church Hill | 60737 | PV1 | PV | OP | NA | SUN |  | 82395 |  |  | EIA Prime Mover-level Data
2020 | MD | City of Havre De Grace C | 60668 | PV1 | PV | OP | NA | SUN |  | 29485 |  |  | EIA Prime Mover-level Data
2020 | MD | CNE at Cambridge MD | 59842 | PV1 | PV | OP | NA | SUN |  | 50567 |  |  | EIA Prime Mover-level Data
2020 | MD | Conowingo | 1574 | 1 | HY | OP | NA | WAT |  | 1244427.25 |  |  | EIA Prime Mover-level Data
2020 | MD | Conowingo | 1574 | 10 | HY | OP | NA | WAT |  | 1537559 |  |  | EIA Prime Mover-level Data
2020 | MD | Conowingo | 1574 | 11 | HY | OP | NA | WAT |  | 1537559 |  |  | EIA Prime Mover-level Data
2020 | MD | Conowingo | 1574 | 2 | HY | OP | NA | WAT |  | 995541.8125 |  |  | EIA Prime Mover-level Data
2020 | MD | Conowingo | 1574 | 3 | HY | OP | NA | WAT |  | 1327389.125 |  |  | EIA Prime Mover-level Data
2020 | MD | Conowingo | 1574 | 4 | HY | OP | NA | WAT |  | 1319092.875 |  |  | EIA Prime Mover-level Data
2020 | MD | Conowingo | 1574 | 5 | HY | OP | NA | WAT |  | 995541.8125 |  |  | EIA Prime Mover-level Data
2020 | MD | Conowingo | 1574 | 6 | HY | OP | NA | WAT |  | 1319092.875 |  |  | EIA Prime Mover-level Data
2020 | MD | Conowingo | 1574 | 7 | HY | OP | NA | WAT |  | 1327389.125 |  |  | EIA Prime Mover-level Data
2020 | MD | Conowingo | 1574 | 8 | HY | OP | NA | WAT |  | 1537559 |  |  | EIA Prime Mover-level Data
2020 | MD | Conowingo | 1574 | 9 | HY | OP | NA | WAT |  | 1537559 |  |  | EIA Prime Mover-level Data
2020 | MD | Cove Point LNG Terminal | 59073 | 214JA | GT | OP | CT | NG | 4655 | 997595 | 3.8705 | 0.0077596 | EPA/CAMD | NEI avg EF - PM, fuel type, firing type | 2009
2020 | MD | Cove Point LNG Terminal | 59073 | 214JB | GT | OP | CT | NG | 4552 | 939501.5625 | 3.6451 | 0.0077596 | EPA/CAMD | NEI avg EF - PM, fuel type, firing type | 2009
2020 | MD | Cove Point LNG Terminal | 59073 | B921A | ST | OP | OTHER BOILER | NG | 8405 | 1212188.5 | 5.5814 | 0.0092088 | EPA/CAMD | NEI avg EF - PM, fuel type, firing type | 2018
2020 | MD | Cove Point LNG Terminal | 59073 | B921B | ST | OP | OTHER BOILER | NG | 8526 | 1250301.5 | 5.7569 | 0.0092088 | EPA/CAMD | NEI avg EF - PM, fuel type, firing type | 2018
2020 | MD | Cove Point LNG Terminal | 59073 | GT501A | GT | OP | CT | NG | 8257 | 7315426 | 28.3825 | 0.0077596 | EPA/CAMD | NEI avg EF - PM, fuel type, firing type | 2018
2020 | MD | Cove Point LNG Terminal | 59073 | GT501B | GT | OP | CT | NG | 8196 | 7263558 | 28.1813 | 0.0077596 | EPA/CAMD | NEI avg EF - PM, fuel type, firing type | 2018
2020 | MD | CPV St. Charles Energy Center | 56846 | GT1 | CT | OP | CC | NG | 6755 | 13974364 | 45.4873 | 0.0065101 | EPA/CAMD | EPA/NEI | 2016
2020 | MD | CPV St. Charles Energy Center | 56846 | GT2 | CT | OP | CC | NG | 6189 | 12752978 | 25.4282 | 0.0039878 | EPA/CAMD | EPA/NEI | 2016
2020 | MD | Crisfield | 1563 | CRIS | IC | SB | NA | DFO |  | 867.5 | 0.13446 | 0.31 | EIA Prime Mover-level Data | Estimated using an emission factor
2020 | MD | Crisfield | 1563 | CRS2 | IC | SB | NA | DFO |  | 867.5 | 0.13446 | 0.31 | EIA Prime Mover-level Data | Estimated using an emission factor
2020 | MD | Crisfield | 1563 | CRS3 | IC | SB | NA | DFO |  | 867.5 | 0.13446 | 0.31 | EIA Prime Mover-level Data | Estimated using an emission factor
2020 | MD | Crisfield | 1563 | CRS4 | IC | SB | NA | DFO |  | 867.5 | 0.13446 | 0.31 | EIA Prime Mover-level Data | Estimated using an emission factor
2020 | MD | Criterion | 57300 | 1 | WT | OP | NA | WND |  | 1669211 |  |  | EIA Prime Mover-level Data
2020 | MD | Deep Creek | 1567 | 1 | HY | OP | NA | WAT |  | 103670.5 |  |  | EIA Prime Mover-level Data
2020 | MD | Deep Creek | 1567 | 2 | HY | OP | NA | WAT |  | 103670.5 |  |  | EIA Prime Mover-level Data
2020 | MD | Dickerson | 1572 | 1 | ST | OP | TANGENTIAL | BIT | 1145 | 1225579.375 | 2.2666 | 0.0036988 | EPA/CAMD | EPA/NEI | 1959
2020 | MD | Dickerson | 1572 | 2 | ST | OP | TANGENTIAL | BIT | 882 | 852123.5 | 1.6567 | 0.0038884 | EPA/CAMD | EPA/NEI | 1960
2020 | MD | Dickerson | 1572 | 3 | ST | OP | TANGENTIAL | BIT | 222 | 187309.2344 | 0.35864 | 0.0038294 | EPA/CAMD | EPA/NEI | 1962
2020 | MD | Dickerson | 1572 | GT2 | GT | OP | CT | NG | 303 | 345691.3438 | 4.1719 | 0.024137 | EPA/CAMD | EPA/NEI | 1992
2020 | MD | Dickerson | 1572 | GT3 | GT | OP | CT | NG | 238 | 243956.8281 | 0.40104 | 0.0032878 | EPA/CAMD | EPA/NEI | 1993
2020 | MD | Eastern Correctional Institute | 10693 | 1147 | ST | OP | NA | WDS |  | 287475 | 2.6877 | 0.018699 | EIA Prime Mover-level Data | NEI avg EF - PM, fuel type
2020 | MD | Eastern Correctional Institute | 10693 | 1148 | ST | OP | NA | WDS |  | 287475 | 2.6877 | 0.018699 | EIA Prime Mover-level Data | NEI avg EF - PM, fuel type
2020 | MD | Eastern Correctional Institute | 10693 | DG1 | IC | SB | NA | DFO |  | 432 | 0.06696 | 0.31 | EIA Prime Mover-level Data | Estimated using an emission factor
2020 | MD | Eastern Correctional Institute | 10693 | DG2 | IC | SB | NA | DFO |  | 432 | 0.06696 | 0.31 | EIA Prime Mover-level Data | Estimated using an emission factor
2020 | MD | Eastern Landfill Gas LLC | 56571 | 1 | IC | OP | NA | LFG |  | 24647.666 | 0.18116 | 0.0147 | EIA Prime Mover-level Data | Estimated using an emission factor
2020 | MD | Eastern Landfill Gas LLC | 56571 | 2 | IC | OP | NA | LFG |  | 24647.666 | 0.18116 | 0.0147 | EIA Prime Mover-level Data | Estimated using an emission factor
2020 | MD | Eastern Landfill Gas LLC | 56571 | 3 | IC | OP | NA | LFG |  | 24647.666 | 0.18116 | 0.0147 | EIA Prime Mover-level Data | Estimated using an emission factor
2020 | MD | Easton | 1580 | 10 | IC | OP | NA | DFO |  | 899.792 | 0.13947 | 0.31 | EIA Prime Mover-level Data | Estimated using an emission factor
2020 | MD | Easton | 1580 | 101 | IC | OP | NA | DFO |  | 385.625 | 0.059772 | 0.31 | EIA Prime Mover-level Data | Estimated using an emission factor
2020 | MD | Easton | 1580 | 102 | IC | OP | NA | DFO |  | 385.625 | 0.059772 | 0.31 | EIA Prime Mover-level Data | Estimated using an emission factor
2020 | MD | Easton | 1580 | 11 | IC | OP | NA | DFO |  | 976.917 | 0.15142 | 0.31 | EIA Prime Mover-level Data | Estimated using an emission factor
2020 | MD | Easton | 1580 | 12 | IC | OP | NA | DFO |  | 1054.042 | 0.16338 | 0.31 | EIA Prime Mover-level Data | Estimated using an emission factor
2020 | MD | Easton | 1580 | 13 | IC | OP | NA | DFO |  | 1439.667 | 0.22315 | 0.31 | EIA Prime Mover-level Data | Estimated using an emission factor
2020 | MD | Easton | 1580 | 14 | IC | OP | NA | DFO |  | 1439.667 | 0.22315 | 0.31 | EIA Prime Mover-level Data | Estimated using an emission factor
2020 | MD | Easton | 1580 | 7 | IC | OP | NA | DFO |  | 642.708 | 0.09962 | 0.31 | EIA Prime Mover-level Data | Estimated using an emission factor
2020 | MD | Easton | 1580 | 8 | IC | OP | NA | DFO |  | 642.708 | 0.09962 | 0.31 | EIA Prime Mover-level Data | Estimated using an emission factor
2020 | MD | Easton | 1580 | 9 | IC | OP | NA | DFO |  | 771.25 | 0.11954 | 0.31 | EIA Prime Mover-level Data | Estimated using an emission factor
2020 | MD | Easton 2 | 4257 | 201 | IC | OP | NA | DFO |  | 391.661 | 0.060707 | 0.31 | EIA Prime Mover-level Data | Estimated using an emission factor
2020 | MD | Easton 2 | 4257 | 202 | IC | OP | NA | DFO |  | 391.661 | 0.060707 | 0.31 | EIA Prime Mover-level Data | Estimated using an emission factor
2020 | MD | Easton 2 | 4257 | 203 | GT | OP | NA | DFO |  | 1575 | 0.014209 | 0.018044 | EIA Prime Mover-level Data | NEI avg EF - PM, fuel type, firing type
2020 | MD | Easton 2 | 4257 | 204 | GT | OP | NA | DFO |  | 1575 | 0.014209 | 0.018044 | EIA Prime Mover-level Data | NEI avg EF - PM, fuel type, firing type
2020 | MD | Easton 2 | 4257 | 21 | IC | OP | NA | DFO |  | 1618.864 | 0.25092 | 0.31 | EIA Prime Mover-level Data | Estimated using an emission factor
2020 | MD | Easton 2 | 4257 | 22 | IC | OP | NA | DFO |  | 1618.864 | 0.25092 | 0.31 | EIA Prime Mover-level Data | Estimated using an emission factor
2020 | MD | Easton 2 | 4257 | 23 | IC | OP | NA | RFO |  | 1644.975 | 0.25497 | 0.31 | EIA Prime Mover-level Data | Estimated using an emission factor
2020 | MD | Easton 2 | 4257 | 24 | IC | OP | NA | RFO |  | 1644.975 | 0.25497 | 0.31 | EIA Prime Mover-level Data | Estimated using an emission factor
2020 | MD | Elkton Solar | 60089 | ELKTN | PV | OP | NA | SUN |  | 22371 |  |  | EIA Prime Mover-level Data
2020 | MD | Emmitsburg Solar Arrays | 60849 | 87353 | PV | OP | NA | SUN |  | 26153 |  |  | EIA Prime Mover-level Data
2020 | MD | ESS Fairgrounds | 60215 | ESSFG | BA | CN | NA | MWH
2020 | MD | ESS Wesel | 60214 | ESSWL | BA | CN | NA | MWH
2020 | MD | Fair Wind | 59147 | 1 | WT | OP | NA | WND |  | 793558 |  |  | EIA Prime Mover-level Data
2020 | MD | FedEx Field Solar Facility | 57747 | 1 | PV | OP | NA | SUN |  | 19696 |  |  | EIA Prime Mover-level Data
2020 | MD | First Baptist Church of Glenarden | 62043 | FBCG1 | PV | OP | NA | SUN |  | 24663 |  |  | EIA Prime Mover-level Data
2020 | MD | FirstEnergy R Paul Smith Power Station | 1570 | 11 | ST | RE | TANGENTIAL | BIT
2020 | MD | FirstEnergy R Paul Smith Power Station | 1570 | 9 | ST | RE | WALL | BIT
2020 | MD | Fort Detrick Solar PV | 61552 | FDSPV | PV | OP | NA | SUN |  | 192077 |  |  | EIA Prime Mover-level Data
2020 | MD | Fourmile Ridge | 58904 | 1 | WT | OP | NA | WND |  | 1109013 |  |  | EIA Prime Mover-level Data
2020 | MD | Francis Scott Key Mall | 63253 | FSK | PV | OP | NA | SUN |  | 10524 |  |  | EIA Prime Mover-level Data
2020 | MD | Frederick County - Landfill | 63496 | PV1 | PV | OP | NA | SUN |  | 31967 |  |  | EIA Prime Mover-level Data
2020 | MD | Garrett County - DPU Treatment Plant | 60847 | PV1 | PV | OP | NA | SUN |  | 14635 |  |  | EIA Prime Mover-level Data
2020 | MD | Gateway Solar | 61794 | GTWYN | PV | OP | NA | SUN |  | 44609.8672 |  |  | EIA Prime Mover-level Data
2020 | MD | Gateway Solar | 61794 | GTWYS | PV | OP | NA | SUN |  | 23197.1309 |  |  | EIA Prime Mover-level Data
2020 | MD | General Motors Corp at White Marsh MD | 59841 | PV1 | PV | OP | NA | SUN |  | 13292 |  |  | EIA Prime Mover-level Data
2020 | MD | Gibbons CSG | 63089 | 15122 | PV | OP | NA | SUN |  | 21556 |  |  | EIA Prime Mover-level Data
2020 | MD | Gould Street | 1553 | 3 | ST | RE | WALL | NG |  |  | 0 |  |  | EPA/NEI | 1952
2020 | MD | Great Bay Solar 1 | 59851 | GBS01 | PV | OP | NA | SUN |  | 1147165 |  |  | EIA Prime Mover-level Data
2020 | MD | Green Machine | 59282 | BBX00 | FC | RE | NA | NG
2020 | MD | GWCC PV Solar Farm | 61738 | SOLAR | PV | OP | NA | SUN |  | 23653 |  |  | EIA Prime Mover-level Data
2020 | MD | Havre de Grace II - E at Perryman | 60708 | PV1 | PV | OP | NA | SUN |  | 17572 |  |  | EIA Prime Mover-level Data
2020 | MD | Herbert A Wagner | 1554 | 1 | ST | OP | WALL | NG | 1638 | 241003.3281 | 0.51725 | 0.0042925 | EPA/CAMD | EPA/NEI | 1955
2020 | MD | Herbert A Wagner | 1554 | 2 | ST | OP | WALL | RC | 408 | 18050.8672 | 0.07817 | 0.0086611 | EPA/CAMD | EPA/NEI | 1958
2020 | MD | Herbert A Wagner | 1554 | 3 | ST | OP | WALL | RC | 673 | 946862.125 | 5.8789 | 0.012418 | EPA/CAMD | EPA/NEI | 1966
2020 | MD | Herbert A Wagner | 1554 | 4 | ST | OP | WALL | RFO | 237 | 135523.1406 | 0.84826 | 0.012518 | EPA/CAMD | EPA/NEI | 1972
2020 | MD | Herbert Farm Solar | 58463 | 1 | PV | OP | NA | SUN |  | 67070 |  |  | EIA Prime Mover-level Data
2020 | MD | Hostetter Solar One, LLC | 64608 | 64608 | PV | OP | NA | SUN |  | 491 |  |  | EIA Prime Mover-level Data
2020 | MD | IGS Solar I - BWI2 | 61465 | BWI2 | PV | OP | NA | SUN |  | 22802 |  |  | EIA Prime Mover-level Data
2020 | MD | IGS Solar I - BWI5 | 61358 | BWI5 | PV | OP | NA | SUN |  | 18143 |  |  | EIA Prime Mover-level Data
2020 | MD | IKEA College Park 411 | 58015 | IKEA | PV | T | NA | SUN
2020 | MD | IKEA College Park 411 | 58015 | PV | PV | OP | NA | SUN |  | 11862 |  |  | EIA Prime Mover-level Data
2020 | MD | IKEA Perryville 460 | 58014 | PV | PV | OP | NA | SUN |  | 26459 |  |  | EIA Prime Mover-level Data
2020 | MD | Inner Harbor East Heating | 56050 | 1 | IC | SB | NA | NG
2020 | MD | Kent County - Worton Complex | 58243 | WRTN | PV | OP | NA | SUN |  | 13284 |  |  | EIA Prime Mover-level Data
2020 | MD | Kent County-Kennedyville | 58239 | PVKV | PV | OP | NA | SUN |  | 14063 |  |  | EIA Prime Mover-level Data
2020 | MD | Keys Energy Center | 60302 | 11 | CT | OP | CC | NG | 7765 | 17353902 | 5.2998 | 0.00061079 | EPA/CAMD | EPA/NEI | 2018
2020 | MD | Keys Energy Center | 60302 | 12 | CT | OP | CC | NG | 8325 | 18791122 | 12.6166 | 0.0013428 | EPA/CAMD | EPA/NEI | 2018
2020 | MD | Kingsville CSG | 63072 | 18 | PV | OP | NA | SUN |  | 18756 |  |  | EIA Prime Mover-level Data
2020 | MD | Kirby Road Solar, LLC | 64602 | KBR | PV | V | NA | SUN
2020 | MD | LeGore Bridge Solar Center | 61796 | LGBSC | PV | P | NA | SUN
2020 | MD | Longview Solar | 60735 | PV1 | PV | OP | NA | SUN |  | 207331 |  |  | EIA Prime Mover-level Data
2020 | MD | Macy's MD Joppa Solar Project | 62323 | MMDJ | PV | OP | NA | SUN |  | 25179 |  |  | EIA Prime Mover-level Data
2020 | MD | Maryland Food Center Authority AD | 64241 | CHP1 | GT | U | NA | NG
2020 | MD | Maryland Solar | 58408 | MSH1 | PV | OP | NA | SUN |  | 286139 |  |  | EIA Prime Mover-level Data
2020 | MD | Mason Dixon Solar Center | 61797 | PV | PV | P | NA | SUN
2020 | MD | Mason Solar One LLC | 64645 | MAS | PV | OP | NA | SUN
2020 | MD | Mattawoman Energy Center | 59662 | CGT11 | CC | CN | NA | NG
2020 | MD | Mattawoman Energy Center | 59662 | CGT12 | CC | CN | NA | NG
2020 | MD | Mattawoman Energy Center | 59662 | STG11 | CC | CN | NA | NG
2020 | MD | McCormick & Co. Inc. at Belcamp | 57646 | PV1 | PV | OP | NA | SUN |  | 20538 |  |  | EIA Prime Mover-level Data
2020 | MD | MD - CS - Potomac Edison Co - GA29 TPE | 64180 | 19002 | PV | P | NA | SUN
2020 | MD | MD - PR97 | 64689 | 90029 | PV | U | NA | SUN
2020 | MD | MEBA | 60496 | 1 | PV | OP | NA | SUN |  | 21678 |  |  | EIA Prime Mover-level Data
2020 | MD | Millersville LFG | 58246 | CAT1 | IC | OP | NA | LFG |  | 136414 | 1.0026 | 0.0147 | EIA Prime Mover-level Data | Estimated using an emission factor
2020 | MD | Millersville LFG | 58246 | CAT2 | IC | OP | NA | LFG |  | 136414 | 1.0026 | 0.0147 | EIA Prime Mover-level Data | Estimated using an emission factor
2020 | MD | MNCPPC Germantown Solar | 62910 | X0008 | PV | OP | NA | SUN |  | 13149 |  |  | EIA Prime Mover-level Data
2020 | MD | MNCPPC Randall Farm | 64604 | X0009 | PV | OP | NA | SUN |  | 15186 |  |  | EIA Prime Mover-level Data
2020 | MD | Montgomery County Correctional Facility | 60820 | PV1 | PV | OP | NA | SUN |  | 14292 |  |  | EIA Prime Mover-level Data
2020 | MD | Montgomery County Oaks LFGE Plant | 55885 | CAT35 | IC | OP | NA | LFG |  | 141656 | 1.0412 | 0.0147 | EIA Prime Mover-level Data | Estimated using an emission factor
2020 | MD | Montgomery County Oaks LFGE Plant | 55885 | GEJGC | IC | OP | NA | LFG |  | 70828 | 0.52059 | 0.0147 | EIA Prime Mover-level Data | Estimated using an emission factor
2020 | MD | Montgomery County Oaks LFGE Plant | 55885 | N01 | GT | CN | NA | LFG
2020 | MD | Montgomery County Oaks LFGE Plant | 55885 | N02 | GT | CN | NA | LFG
2020 | MD | Montgomery County Resource Recovery | 50657 | 1 | ST | OP | NA | MSW |  | 1865967.125 |  |  | EIA Unit-level Data
2020 | MD | Montgomery County Resource Recovery | 50657 | 2 | ST | OP | NA | MSW |  | 1879356 |  |  | EIA Unit-level Data
2020 | MD | Montgomery County Resource Recovery | 50657 | 3 | ST | OP | NA | MSW |  | 1823485.375 |  |  | EIA Unit-level Data
2020 | MD | Montgomery County Solar | 61608 | 1 | PV | OP | NA | SUN |  | 25082 |  |  | EIA Prime Mover-level Data
2020 | MD | Morgantown | 1573 | 1 | ST | OP | TANGENTIAL | BIT | 1740 | 6253535 | 38.6082 | 0.012348 | EPA/CAMD | EPA/NEI | 1970
2020 | MD | Morgantown | 1573 | 2 | ST | OP | TANGENTIAL | BIT | 1859 | 6227577.5 | 41.6645 | 0.013381 | EPA/CAMD | EPA/NEI | 1971
2020 | MD | Morgantown | 1573 | GT3 | GT | OP | CT | DFO | 30 | 11487.0996 | 0.054405 | 0.0094724 | EPA/CAMD | EPA/NEI | 1973
2020 | MD | Morgantown | 1573 | GT4 | GT | OP | CT | DFO | 24 | 9928.2002 | 0.046986 | 0.0094652 | EPA/CAMD | EPA/NEI | 1973
2020 | MD | Morgantown | 1573 | GT5 | GT | OP | CT | DFO | 19 | 9351.0996 | 3.2458e-06 | 6.942e-07 | EPA/CAMD | EPA/NEI | 1973
2020 | MD | Morgantown | 1573 | GT6 | GT | OP | CT | DFO | 63 | 19624.8008 | 0.093001 | 0.0094779 | EPA/CAMD | EPA/NEI | 1973
2020 | MD | Mount Saint Mary's | 57758 | PV1 | PV | OP | NA | SUN |  | 181935 |  |  | EIA Prime Mover-level Data
2020 | MD | NA 1(Hagerstown) | 60213 | MPSHG | BA | RE | NA | MWH |  | 0 |  |  | EIA Prime Mover-level Data
2020 | MD | NIH Cogeneration Facility | 56668 | CGTC | GT | OP | CT | NG | 7243 | 1899933.125 | 7.3714 | 0.0077596 | EPA/CAMD | NEI avg EF - PM, fuel type, firing type | 2004
2020 | MD | NIST Solar | 62208 | PV1 | PV | OP | NA | SUN |  | 47332 |  |  | EIA Prime Mover-level Data
2020 | MD | Notch Cliff | 1555 | GT1 | GT | RE | NA | NG |  | 6187.375 | 0.0030758 | 0.00099423 | EIA Prime Mover-level Data | NEI avg EF - PM, fuel type, firing type
2020 | MD | Notch Cliff | 1555 | GT2 | GT | RE | NA | NG |  | 6187.375 | 0.0030758 | 0.00099423 | EIA Prime Mover-level Data | NEI avg EF - PM, fuel type, firing type
2020 | MD | Notch Cliff | 1555 | GT3 | GT | RE | NA | NG |  | 6187.375 | 0.0030758 | 0.00099423 | EIA Prime Mover-level Data | NEI avg EF - PM, fuel type, firing type
2020 | MD | Notch Cliff | 1555 | GT4 | GT | RE | NA | NG |  | 6187.375 | 0.0030758 | 0.00099423 | EIA Prime Mover-level Data | NEI avg EF - PM, fuel type, firing type
2020 | MD | Notch Cliff | 1555 | GT5 | GT | RE | NA | NG |  | 6187.375 | 0.0030758 | 0.00099423 | EIA Prime Mover-level Data | NEI avg EF - PM, fuel type, firing type
2020 | MD | Notch Cliff | 1555 | GT6 | GT | RE | NA | NG |  | 6187.375 | 0.0030758 | 0.00099423 | EIA Prime Mover-level Data | NEI avg EF - PM, fuel type, firing type
2020 | MD | Notch Cliff | 1555 | GT7 | GT | RE | NA | NG |  | 6187.375 | 0.0030758 | 0.00099423 | EIA Prime Mover-level Data | NEI avg EF - PM, fuel type, firing type
2020 | MD | Notch Cliff | 1555 | GT8 | GT | RE | NA | NG |  | 6187.375 | 0.0030758 | 0.00099423 | EIA Prime Mover-level Data | NEI avg EF - PM, fuel type, firing type
2020 | MD | NRG Chalk Point CT | 61890 | SGT1 | GT | OP | NA | NG |  | 5579 | 0.0027734 | 0.00099423 | EIA Prime Mover-level Data | NEI avg EF - PM, fuel type, firing type
2020 | MD | OER Checkerspot | 64790 | CHECK | PV | T | NA | SUN
2020 | MD | Old Court Rd Solar | 63237 | OLDCT | PV | OP | NA | SUN |  | 29742 |  |  | EIA Prime Mover-level Data
2020 | MD | P52ES 1755 Henryton Rd Phase 1 LLC CSG | 64642 | HCSG | PV | V | NA | SUN
2020 | MD | P52ES 1755 Henryton Rd Phase 2 LLC | 64643 | HVNM | PV | V | NA | SUN
2020 | MD | P52ES Raphel Rd Community Solar LLC | 64644 | WM | PV | OP | NA | SUN
2020 | MD | Perdue Salisbury Photovoltaic | 57879 | SALI | PV | OP | NA | SUN
2020 | MD | Perryman | 1556 | **51 | GT | OP | CT | NG | 764 | 1018313.375 | 2.9768 | 0.0058465 | EPA/CAMD | EPA/NEI | 1995
2020 | MD | Perryman | 1556 | 2022-06-01 | GT | OP | CT | NG | 1093 | 497002.5312 | 4.087 | 0.016447 | EPA/CAMD | EPA/NEI | 2015
2020 | MD | Perryman | 1556 | 2022-06-02 | GT | OP | CT | NG | 1206 | 556376.4375 | 4.7115 | 0.016936 | EPA/CAMD | EPA/NEI | 2015
2020 | MD | Perryman | 1556 | CT1 | GT | OP | CT | DFO | 163 | 73939.6016 | 0.40804 | 0.011037 | EPA/CAMD | EPA/NEI | 1972
2020 | MD | Perryman | 1556 | CT3 | GT | OP | CT | DFO | 141 | 61781.3516 | 0.35251 | 0.011411 | EPA/CAMD | EPA/NEI | 1972
2020 | MD | Perryman | 1556 | CT4 | GT | OP | CT | DFO | 137 | 57988.8203 | 0.3312 | 0.011423 | EPA/CAMD | EPA/NEI | 1970
2020 | MD | Pfeffers | 61185 | SO147 | PV | OP | NA | SUN |  | 18035 |  |  | EIA Prime Mover-level Data
2020 | MD | Philadelphia | 1557 | GT1 | GT | OP | NA | DFO |  | 17259.5 | 0.15571 | 0.018044 | EIA Prime Mover-level Data | NEI avg EF - PM, fuel type, firing type
2020 | MD | Philadelphia | 1557 | GT2 | GT | OP | NA | DFO |  | 17259.5 | 0.15571 | 0.018044 | EIA Prime Mover-level Data | NEI avg EF - PM, fuel type, firing type
2020 | MD | Philadelphia | 1557 | GT3 | GT | OP | NA | DFO |  | 17259.5 | 0.15571 | 0.018044 | EIA Prime Mover-level Data | NEI avg EF - PM, fuel type, firing type
2020 | MD | Philadelphia | 1557 | GT4 | GT | OP | NA | DFO |  | 17259.5 | 0.15571 | 0.018044 | EIA Prime Mover-level Data | NEI avg EF - PM, fuel type, firing type
2020 | MD | Pinesburg Solar LLC | 63903 | PINE1 | PV | OP | NA | SUN |  | 40611 |  |  | EIA Prime Mover-level Data
2020 | MD | Pittman Solar One LLC | 64646 | PITT | PV | OP | NA | SUN
2020 | MD | Presbyterian Senior Living Service | 60447 | PSLS | PV | OP | NA | SUN |  | 11825 |  |  | EIA Prime Mover-level Data
2020 | MD | Queen Anne's County | 58631 | 1899-12-31 | PV | OP | NA | SUN |  | 9281 |  |  | EIA Prime Mover-level Data
2020 | MD | Riverside (MD) | 1559 | 1900-01-03 | ST | RE | NA | NG
2020 | MD | Riverside (MD) | 1559 | GT6 | GT | RE | NA | NG
2020 | MD | Riverside (MD) | 1559 | GT7 | GT | RE | NA | DFO
2020 | MD | Riverside (MD) | 1559 | GT8 | GT | RE | NA | DFO
2020 | MD | Rock Hall | 58241 | RCKHL | PV | OP | NA | SUN |  | 13670 |  |  | EIA Prime Mover-level Data
2020 | MD | Rock Springs Generating Facility | 7835 | 1 | GT | OP | CT | NG | 420 | 662083.375 | 1.1888 | 0.0035911 | EPA/CAMD | EPA/NEI | 2003
2020 | MD | Rock Springs Generating Facility | 7835 | 2 | GT | OP | CT | NG | 378 | 578867.5 | 1.0367 | 0.0035819 | EPA/CAMD | EPA/NEI | 2003
2020 | MD | Rock Springs Generating Facility | 7835 | 3 | GT | OP | CT | NG | 512 | 803645.5 | 1.4402 | 0.0035841 | EPA/CAMD | EPA/NEI | 2002
2020 | MD | Rock Springs Generating Facility | 7835 | 4 | GT | OP | CT | NG | 487 | 757520.125 | 1.3569 | 0.0035826 | EPA/CAMD | EPA/NEI | 2002
2020 | MD | Rockfish Solar LLC | 59811 | GEN1 | PV | OP | NA | SUN |  | 161195 |  |  | EIA Prime Mover-level Data
2020 | MD | Roth Rock North Wind Farm, LLC | 57240 | SRRNW | WT | OP | NA | WND |  | 227835 |  |  | EIA Prime Mover-level Data
2020 | MD | Roth Rock Wind Farm LLC | 57239 | SRRW1 | WT | OP | NA | WND |  | 911499 |  |  | EIA Prime Mover-level Data
2020 | MD | Sheriff Road | 63654 | SHRFF | PV | OP | NA | SUN |  | 12826 |  |  | EIA Prime Mover-level Data
2020 | MD | Skipjack Wind Farm | 64083 | SJW01 | WS | L | NA | WND
2020 | MD | Smith Island | 6391 | 2 | IC | OP | NA | DFO |  | 267.647 | 0.041485 | 0.31 | EIA Prime Mover-level Data | Estimated using an emission factor
2020 | MD | Smith Island | 6391 | 1900-01-02 | IC | OS | NA | DFO |  | 642.353 | 0.099565 | 0.31 | EIA Prime Mover-level Data | Estimated using an emission factor
2020 | MD | Smith Island | 6391 | 1900-01-03 | IC | P | NA | DFO
2020 | MD | Sod Run WTP A | 60669 | PV1 | PV | OP | NA | SUN |  | 30073 |  |  | EIA Prime Mover-level Data
2020 | MD | Sol Phoenix | 62331 | SOLPH | PV | OP | NA | SUN |  | 30671 |  |  | EIA Prime Mover-level Data
2020 | MD | Solar Hagerstown | 62912 | 1900-05-16 | PV | OP | NA | SUN |  | 13151 |  |  | EIA Prime Mover-level Data
2020 | MD | Spruce - WCMD - Creek | 63525 | GEN1 | PV | OP | NA | SUN |  | 21976 |  |  | EIA Prime Mover-level Data
2020 | MD | Spruce - WCMD - Resh I | 63526 | GEN1 | PV | OP | NA | SUN |  | 23758 |  |  | EIA Prime Mover-level Data
2020 | MD | Spruce - WCMD - Rubble I | 63524 | GEN1 | PV | OP | NA | SUN |  | 24725 |  |  | EIA Prime Mover-level Data
2020 | MD | Spruce - WCMD - Rubble II | 63523 | GEN1 | PV | OP | NA | SUN |  | 24669 |  |  | EIA Prime Mover-level Data
2020 | MD | Synergen Panorama, LLC CSG | 62327 | SP | PV | OP | NA | SUN |  | 80510 |  |  | EIA Prime Mover-level Data
2020 | MD | Terrapin Hills Wind Farm | 60211 | 1 | WT | CN | NA | WND
2020 | MD | The Clorox Company | 60461 | PV1 | PV | OP | NA | SUN |  | 21573 |  |  | EIA Prime Mover-level Data
2020 | MD | Timonium Fairgrounds | 63904 | FAIR1 | PV | OP | NA | SUN |  | 2447 |  |  | EIA Prime Mover-level Data
2020 | MD | Todd Solar | 64690 | 65004 | PV | V | NA | SUN
2020 | MD | Town of Chestertown- Chestertown WWTP | 60096 | PV1 | PV | OP | NA | SUN |  | 13961 |  |  | EIA Prime Mover-level Data
2020 | MD | UMCES Ground Mount | 62405 | X0009 | PV | OP | NA | SUN |  | 25546 |  |  | EIA Prime Mover-level Data
2020 | MD | UMCP CHP Plant | 56038 | 1 | GT | OP | NA | NG |  | 658755.5 | 0.32748 | 0.00099423 | EIA Prime Mover-level Data | NEI avg EF - PM, fuel type, firing type
2020 | MD | UMCP CHP Plant | 56038 | 2 | GT | OP | NA | NG |  | 658755.5 | 0.32748 | 0.00099423 | EIA Prime Mover-level Data | NEI avg EF - PM, fuel type, firing type
2020 | MD | UMCP CHP Plant | 56038 | 3 | ST | OP | NA | NG |  | 0 | 0 |  | EIA Prime Mover-level Data | NEI avg EF - PM, fuel type
2020 | MD | UMES (MD) - Princess Anne | 59749 | 1 | PV | OP | NA | SUN |  | 27863 |  |  | EIA Prime Mover-level Data
2020 | MD | UMMS at Pocomoke | 58329 | PV1 | PV | OP | NA | SUN |  | 42996 |  |  | EIA Prime Mover-level Data
2020 | MD | Upper Marlboro 1 CSG | 63075 | 20 | PV | OP | NA | SUN |  | 13843 |  |  | EIA Prime Mover-level Data
2020 | MD | Vienna | 1564 | 8 | ST | OP | TANGENTIAL | RFO | 36 | 24066.25 | 0.31326 | 0.026033 | EPA/CAMD | EPA/NEI | 1971
2020 | MD | Westport | 1560 | CT5 | GT | OP | CT | NG | 46 | 53688.1133 | 0.15271 | 0.0056889 | EPA/CAMD | EPA/NEI | 1969
2020 | MD | Wheelabrator Baltimore Refuse | 10629 | BLR1 | ST | OP | NA | MSW |  | 2308533 |  |  | EIA Unit-level Data
2020 | MD | Wheelabrator Baltimore Refuse | 10629 | BLR2 | ST | OP | NA | MSW |  | 2319360.75 |  |  | EIA Unit-level Data
2020 | MD | Wheelabrator Baltimore Refuse | 10629 | BLR3 | ST | OP | NA | MSW |  | 2254532.75 |  |  | EIA Unit-level Data
2020 | MD | White CSG | 63085 | 15124 | PV | OP | NA | SUN |  | 25257 |  |  | EIA Prime Mover-level Data
2020 | MD | White Marsh Mall | 63289 | WMM | PV | OP | NA | SUN |  | 10404 |  |  | EIA Prime Mover-level Data
2020 | MD | Wicomico | 56680 | 1 | IC | OP | NA | LFG |  | 10552.4443 | 0.07756 | 0.0147 | EIA Prime Mover-level Data | Estimated using an emission factor
2020 | MD | Wicomico | 56680 | 10 | IC | OP | NA | LFG |  | 10552.4443 | 0.07756 | 0.0147 | EIA Prime Mover-level Data | Estimated using an emission factor
2020 | MD | Wicomico | 56680 | 11 | IC | OP | NA | LFG |  | 10552.4443 | 0.07756 | 0.0147 | EIA Prime Mover-level Data | Estimated using an emission factor
2020 | MD | Wicomico | 56680 | 12 | IC | OP | NA | LFG |  | 10552.4443 | 0.07756 | 0.0147 | EIA Prime Mover-level Data | Estimated using an emission factor
2020 | MD | Wicomico | 56680 | 13 | IC | OP | NA | LFG |  | 10552.4443 | 0.07756 | 0.0147 | EIA Prime Mover-level Data | Estimated using an emission factor
2020 | MD | Wicomico | 56680 | 14 | IC | OP | NA | LFG |  | 10552.4443 | 0.07756 | 0.0147 | EIA Prime Mover-level Data | Estimated using an emission factor
2020 | MD | Wicomico | 56680 | 15 | IC | OP | NA | LFG |  | 10552.4443 | 0.07756 | 0.0147 | EIA Prime Mover-level Data | Estimated using an emission factor
2020 | MD | Wicomico | 56680 | 16 | IC | OP | NA | LFG |  | 10552.4443 | 0.07756 | 0.0147 | EIA Prime Mover-level Data | Estimated using an emission factor
2020 | MD | Wicomico | 56680 | 17 | IC | OP | NA | LFG |  | 10552.4443 | 0.07756 | 0.0147 | EIA Prime Mover-level Data | Estimated using an emission factor
2020 | MD | Wicomico | 56680 | 18 | IC | OP | NA | LFG |  | 10552.4443 | 0.07756 | 0.0147 | EIA Prime Mover-level Data | Estimated using an emission factor
2020 | MD | Wicomico | 56680 | 2 | IC | OP | NA | LFG |  | 10552.4443 | 0.07756 | 0.0147 | EIA Prime Mover-level Data | Estimated using an emission factor
2020 | MD | Wicomico | 56680 | 3 | IC | OP | NA | LFG |  | 10552.4443 | 0.07756 | 0.0147 | EIA Prime Mover-level Data | Estimated using an emission factor
2020 | MD | Wicomico | 56680 | 4 | IC | OP | NA | LFG |  | 10552.4443 | 0.07756 | 0.0147 | EIA Prime Mover-level Data | Estimated using an emission factor
2020 | MD | Wicomico | 56680 | 5 | IC | OP | NA | LFG |  | 10552.4443 | 0.07756 | 0.0147 | EIA Prime Mover-level Data | Estimated using an emission factor
2020 | MD | Wicomico | 56680 | 6 | IC | OP | NA | LFG |  | 10552.4443 | 0.07756 | 0.0147 | EIA Prime Mover-level Data | Estimated using an emission factor
2020 | MD | Wicomico | 56680 | 7 | IC | OP | NA | LFG |  | 10552.4443 | 0.07756 | 0.0147 | EIA Prime Mover-level Data | Estimated using an emission factor
2020 | MD | Wicomico | 56680 | 8 | IC | OP | NA | LFG |  | 10552.4443 | 0.07756 | 0.0147 | EIA Prime Mover-level Data | Estimated using an emission factor
2020 | MD | Wicomico | 56680 | 9 | IC | OP | NA | LFG |  | 10552.4443 | 0.07756 | 0.0147 | EIA Prime Mover-level Data | Estimated using an emission factor
2020 | MD | Wildcat Point Generation Facility | 59220 | CT1 | CT | OP | CC | NG | 3713 | 10085732 | 102.31 | 0.020288 | EPA/CAMD | EPA/NEI | 2017
2020 | MD | Wildcat Point Generation Facility | 59220 | CT2 | CT | OP | CC | NG | 3920 | 10684554 | 93.9734 | 0.017591 | EPA/CAMD | EPA/NEI | 2017
2020 | MD | Wor-Wic Community College - Offsite | 63512 | PV1 | PV | OP | NA | SUN |  | 31820 |  |  | EIA Prime Mover-level Data
2020 | MD | Wye Mills VNEM CSG | 60604 | PV1 | PV | OP | NA | SUN |  | 131175 |  |  | EIA Prime Mover-level Data
2020 | ME | Acton | 64673 | ACT | PV | T | NA | SUN
2020 | ME | Alfred Solar | 64501 | 1 | PV | P | NA | SUN
2020 | ME | Androscoggin 3 | 1480 | 328 | HY | RE | NA | WAT |  | 52603 |  |  | EIA Prime Mover-level Data
2020 | ME | Androscoggin Energy | 55031 | CT01 | GT | OP | CT | NG | 3343 | 1660115.125 | 2.9151 | 0.0035119 | EPA/CAMD | EPA/NEI | 1999
2020 | ME | Androscoggin Energy | 55031 | CT02 | GT | OP | CT | NG | 5020 | 2674569.5 | 4.7314 | 0.0035381 | EPA/CAMD | EPA/NEI | 1999
2020 | ME | Androscoggin Energy | 55031 | CT03 | GT | OP | CT | NG | 696 | 333994.0312 | 0.62461 | 0.0037403 | EPA/CAMD | EPA/NEI | 2000
2020 | ME | Androscoggin Mill | 54085 | PB1 | ST | RE | NA | BLQ |  | 0 | 0 |  | EIA Unit-level Data | NEI avg EF - PM, fuel type
2020 | ME | Androscoggin Mill | 54085 | PB2 | ST | RE | NA | NG |  | 0 | 0 |  | EIA Unit-level Data | NEI avg EF - PM, fuel type
2020 | ME | Androscoggin Mill | 54085 | RB1 | ST | OP | NA | BLQ |  | 1108111 | 3.7002 | 0.0066784 | EIA Unit-level Data | NEI avg EF - PM, fuel type
2020 | ME | Androscoggin Mill | 54085 | RB2 | ST | OP | NA | BLQ |  | 1685903 | 5.6295 | 0.0066784 | EIA Unit-level Data | NEI avg EF - PM, fuel type
2020 | ME | Androscoggin Mill | 54085 | WFI | ST | OP | NA | WDS |  | 923457 | 8.6338 | 0.018699 | EIA Unit-level Data | NEI avg EF - PM, fuel type
2020 | ME | Anson Abenaki Hydros | 10186 | AB1 | HY | OP | NA | WAT |  | 106771.6562 |  |  | EIA Prime Mover-level Data
2020 | ME | Anson Abenaki Hydros | 10186 | AB2 | HY | OP | NA | WAT |  | 96094.4922 |  |  | EIA Prime Mover-level Data
2020 | ME | Anson Abenaki Hydros | 10186 | AB3 | HY | OP | NA | WAT |  | 106771.6562 |  |  | EIA Prime Mover-level Data
2020 | ME | Anson Abenaki Hydros | 10186 | AB4 | HY | OP | NA | WAT |  | 106771.6562 |  |  | EIA Prime Mover-level Data
2020 | ME | Anson Abenaki Hydros | 10186 | AB5 | HY | OP | NA | WAT |  | 88976.3828 |  |  | EIA Prime Mover-level Data
2020 | ME | Anson Abenaki Hydros | 10186 | AB6 | HY | OP | NA | WAT |  | 106771.6562 |  |  | EIA Prime Mover-level Data
2020 | ME | Anson Abenaki Hydros | 10186 | AB7 | HY | OP | NA | WAT |  | 88976.3828 |  |  | EIA Prime Mover-level Data
2020 | ME | Anson Abenaki Hydros | 10186 | AB8 | HY | OP | NA | WAT |  | 10677.165 |  |  | EIA Prime Mover-level Data
2020 | ME | Anson Abenaki Hydros | 10186 | AN1 | HY | OP | NA | WAT |  | 64062.9922 |  |  | EIA Prime Mover-level Data
2020 | ME | Anson Abenaki Hydros | 10186 | AN2 | HY | OP | NA | WAT |  | 64062.9922 |  |  | EIA Prime Mover-level Data
2020 | ME | Anson Abenaki Hydros | 10186 | AN3 | HY | OP | NA | WAT |  | 64062.9922 |  |  | EIA Prime Mover-level Data
2020 | ME | Anson Abenaki Hydros | 10186 | AN4 | HY | OP | NA | WAT |  | 64062.9922 |  |  | EIA Prime Mover-level Data
2020 | ME | Anson Abenaki Hydros | 10186 | AN5 | HY | OP | NA | WAT |  | 64062.9922 |  |  | EIA Prime Mover-level Data
2020 | ME | Anson Abenaki Hydros | 10186 | STG1 | ST | RE | NA | NG
2020 | ME | Athens Energy | 60457 | 1 | OT | OP | NA | WDS |  | 977827 | 86.5377 | 0.177 | EIA Prime Mover-level Data | Estimated using an emission factor
2020 | ME | Auburn PV - BD Solar Auburn LLC | 64067 | AUBPV | PV | L | NA | SUN
2020 | ME | Augusta PV - BD Solar Augusta LLC | 63895 | AUGPV | PV | TS | NA | SUN
2020 | ME | Aziscohos Hydroelectric Project | 50999 | GEN1 | HY | OP | NA | WAT |  | 268734 |  |  | EIA Prime Mover-level Data
2020 | ME | Bar Mills | 1481 | 1 | HY | OP | NA | WAT
2020 | ME | Bar Mills | 1481 | 2 | HY | OP | NA | WAT
2020 | ME | Barker Lower | 10728 | GEN1 | HY | OP | NA | WAT |  | 45418 |  |  | EIA Prime Mover-level Data
2020 | ME | Bates Mill Upper | 7044 | BU1 | HY | RE | NA | WAT
2020 | ME | Bates Mill Upper | 7044 | BU2 | HY | RE | NA | WAT
2020 | ME | Bates Mill Upper | 7044 | BU3 | HY | RE | NA | WAT
2020 | ME | BD Solar Ellsworth LLC | 64070 | ELLPV | PV | T | NA | SUN
2020 | ME | BD Solar Hancock LLC | 64068 | HANPV | PV | T | NA | SUN
2020 | ME | Beaver Ridge Wind | 57130 | BR1 | WT | OP | NA | WND |  | 98255 |  |  | EIA Prime Mover-level Data
2020 | ME | Benton Falls Associates | 10523 | GEN1 | HY | OP | NA | WAT |  | 98602.5 |  |  | EIA Prime Mover-level Data
2020 | ME | Benton Falls Associates | 10523 | GEN2 | HY | OP | NA | WAT |  | 19720.5 |  |  | EIA Prime Mover-level Data
2020 | ME | Bingham Wind | 57531 | 1 | WT | OP | NA | WND |  | 4303219 |  |  | EIA Prime Mover-level Data
2020 | ME | Bonny Eagle | 1482 | 1 | HY | OP | NA | WAT |  | 52812 |  |  | EIA Prime Mover-level Data
2020 | ME | Bonny Eagle | 1482 | 2 | HY | OP | NA | WAT |  | 52812 |  |  | EIA Prime Mover-level Data
2020 | ME | Bonny Eagle | 1482 | 3 | HY | OP | NA | WAT |  | 52812 |  |  | EIA Prime Mover-level Data
2020 | ME | Bonny Eagle | 1482 | 4 | HY | OP | NA | WAT |  | 52812 |  |  | EIA Prime Mover-level Data
2020 | ME | Bonny Eagle | 1482 | 5 | HY | OP | NA | WAT |  | 52812 |  |  | EIA Prime Mover-level Data
2020 | ME | Bonny Eagle | 1482 | 6 | HY | OP | NA | WAT |  | 52812 |  |  | EIA Prime Mover-level Data
2020 | ME | Bowers Wind Project | 57088 | 1 | WT | IP | NA | WND
2020 | ME | Brassua Hydroelectric Project | 10555 | 1 | HY | OP | NA | WAT |  | 109057 |  |  | EIA Prime Mover-level Data
2020 | ME | Brunswick Hydro | 1483 | B1 | HY | OP | NA | WAT |  | 427293.6562 |  |  | EIA Prime Mover-level Data
2020 | ME | Brunswick Hydro | 1483 | B2 | HY | OP | NA | WAT |  | 118692.6797 |  |  | EIA Prime Mover-level Data
2020 | ME | Brunswick Hydro | 1483 | B3 | HY | OP | NA | WAT |  | 118692.6797 |  |  | EIA Prime Mover-level Data
2020 | ME | Bucksport Generation LLC | 50243 | GEN4 | CT | OP | CC | NG | 50 | 49396.8828 | 0.09573 | 0.0038759 | EPA/CAMD | EPA/NEI | 2000
2020 | ME | Bull Hill Wind Project | 57083 | 1 | WT | OP | NA | WND |  | 889511 |  |  | EIA Prime Mover-level Data
2020 | ME | Canton Mountain Wind | 58620 | 1 | WT | OP | NA | WND |  | 508842 |  |  | EIA Prime Mover-level Data
2020 | ME | Cape Gas Turbine | 1484 | GT4 | GT | OP | NA | DFO |  | 19079 | 0.17213 | 0.018044 | EIA Prime Mover-level Data | NEI avg EF - PM, fuel type, firing type
2020 | ME | Cape Gas Turbine | 1484 | GT5 | GT | OP | NA | DFO |  | 19079 | 0.17213 | 0.018044 | EIA Prime Mover-level Data | NEI avg EF - PM, fuel type, firing type
2020 | ME | Caribou Generation Station | 1513 | 1 | ST | RE | NA | RFO
2020 | ME | Caribou Generation Station | 1513 | CD2 | IC | RE | NA | DFO
2020 | ME | Caribou Generation Station | 1513 | CD3 | IC | RE | NA | DFO
2020 | ME | Caribou Generation Station | 1513 | CD4 | IC | RE | NA | DFO
2020 | ME | Caribou Generation Station | 1513 | CD5 | IC | RE | NA | DFO
2020 | ME | Caribou Generation Station | 1513 | CH1 | HY | RE | NA | WAT
2020 | ME | Caribou Generation Station | 1513 | CH2 | HY | RE | NA | WAT
2020 | ME | Caribou Generation Station | 1513 | ST2 | ST | RE | NA | RFO
2020 | ME | Cataract Hydro | 1486 | 1 | HY | OP | NA | WAT |  | 148774 |  |  | EIA Prime Mover-level Data
2020 | ME | CED Denmark Solar Hybrid | 63898 | DSBS | BA | L | NA | MWH
2020 | ME | CED Denmark Solar Hybrid | 63898 | DSPV | PV | L | NA | SUN
2020 | ME | Charles E Monty | 805 | M-1 | HY | OP | NA | WAT |  | 630691 |  |  | EIA Prime Mover-level Data
2020 | ME | Charles E Monty | 805 | M2 | HY | OP | NA | WAT |  | 630691 |  |  | EIA Prime Mover-level Data
2020 | ME | Continental Mills | 1487 | CM1 | HY | RE | NA | WAT
2020 | ME | Continental Mills | 1487 | CM2 | HY | RE | NA | WAT
2020 | ME | Continental Mills | 1487 | CM3 | HY | RE | NA | WAT
2020 | ME | Continental Mills | 1487 | CM5 | HY | RE | NA | WAT
2020 | ME | Continental Mills | 1487 | CM6 | HY | RE | NA | WAT
2020 | ME | Deer Rips | 1488 | DR1 | HY | OP | NA | WAT |  | 29085.1387 |  |  | EIA Prime Mover-level Data
2020 | ME | Deer Rips | 1488 | DR2 | HY | OP | NA | WAT |  | 29085.1387 |  |  | EIA Prime Mover-level Data
2020 | ME | Deer Rips | 1488 | DR3 | HY | OP | NA | WAT |  | 43627.707 |  |  | EIA Prime Mover-level Data
2020 | ME | Deer Rips | 1488 | DR4 | HY | OP | NA | WAT |  | 38780.1836 |  |  | EIA Prime Mover-level Data
2020 | ME | Deer Rips | 1488 | DR5 | HY | OP | NA | WAT |  | 38780.1836 |  |  | EIA Prime Mover-level Data
2020 | ME | Deer Rips | 1488 | DR6 | HY | OP | NA | WAT |  | 87255.4141 |  |  | EIA Prime Mover-level Data
2020 | ME | Deer Rips | 1488 | DR7 | HY | OP | NA | WAT |  | 48475.2305 |  |  | EIA Prime Mover-level Data
2020 | ME | Eastern Maine Medical Center | 58153 | COGE | GT | OP | NA | NG |  | 438368 | 0.21792 | 0.00099423 | EIA Prime Mover-level Data | NEI avg EF - PM, fuel type, firing type
2020 | ME | Ellsworth Hydro Station | 1469 | EL01 | HY | OP | NA | WAT |  | 54086.7969 |  |  | EIA Prime Mover-level Data
2020 | ME | Ellsworth Hydro Station | 1469 | EL02 | HY | OP | NA | WAT |  | 43269.4375 |  |  | EIA Prime Mover-level Data
2020 | ME | Ellsworth Hydro Station | 1469 | EL03 | HY | OP | NA | WAT |  | 43269.4375 |  |  | EIA Prime Mover-level Data
2020 | ME | Ellsworth Hydro Station | 1469 | EL04 | HY | OP | NA | WAT |  | 51923.3242 |  |  | EIA Prime Mover-level Data
2020 | ME | Fairfield PV - BD Solar Fairfield LLC | 63896 | FAIPV | PV | TS | NA | SUN
2020 | ME | Farmington Solar | 64337 | FNS | PV | U | NA | SUN
2020 | ME | Flos Inn Diesel | 1514 | FID1 | IC | RE | NA | DFO
2020 | ME | Flos Inn Diesel | 1514 | FID2 | IC | RE | NA | DFO
2020 | ME | Flos Inn Diesel | 1514 | FID3 | IC | RE | NA | DFO
2020 | ME | Fort Halifax | 1490 | FH1 | HY | RE | NA | WAT
2020 | ME | Fort Halifax | 1490 | FH2 | HY | RE | NA | WAT
2020 | ME | Fox Island Wind LLC | 57354 | 1 | WT | OP | NA | WND |  | 86248 |  |  | EIA Prime Mover-level Data
2020 | ME | Gardiner | 50688 | GEN1 | HY | OP | NA | WAT |  | 37688 |  |  | EIA Prime Mover-level Data
2020 | ME | Georges River Energy | 64408 | WEG | ST |  | NA | WDS |  | 971116.5 | 9.0794 | 0.018699 | EIA Unit-level Data | NEI avg EF - PM, fuel type
2020 | ME | Gorham ME 1 | 64703 | GOR1 | PV | T | NA | SUN
2020 | ME | Great Lakes Hydro America - ME | 54134 | BES1 | BA | OP | NA | MWH
2020 | ME | Great Lakes Hydro America - ME | 54134 | BES2 | BA | OP | NA | MWH
2020 | ME | Great Lakes Hydro America - ME | 54134 | DOH2 | HY | OP | NA | WAT |  | 54751.875 |  |  | EIA Prime Mover-level Data
2020 | ME | Great Lakes Hydro America - ME | 54134 | DOH3 | HY | OS | NA | WAT |  | 54751.875 |  |  | EIA Prime Mover-level Data
2020 | ME | Great Lakes Hydro America - ME | 54134 | DOH4 | HY | OS | NA | WAT |  | 75810.2891 |  |  | EIA Prime Mover-level Data
2020 | ME | Great Lakes Hydro America - ME | 54134 | DOH5 | HY | OP | NA | WAT |  | 223219.1719 |  |  | EIA Prime Mover-level Data
2020 | ME | Great Lakes Hydro America - ME | 54134 | DOH6 | HY | OP | NA | WAT |  | 172678.9844 |  |  | EIA Prime Mover-level Data
2020 | ME | Great Lakes Hydro America - ME | 54134 | DOH7 | HY | OP | NA | WAT |  | 172678.9844 |  |  | EIA Prime Mover-level Data
2020 | ME | Great Lakes Hydro America - ME | 54134 | DOH8 | HY | OP | NA | WAT |  | 126350.4766 |  |  | EIA Prime Mover-level Data
2020 | ME | Great Lakes Hydro America - ME | 54134 | EMH1 | HY | OP | NA | WAT |  | 67386.9219 |  |  | EIA Prime Mover-level Data
2020 | ME | Great Lakes Hydro America - ME | 54134 | EMH2 | HY | OP | NA | WAT |  | 67386.9219 |  |  | EIA Prime Mover-level Data
2020 | ME | Great Lakes Hydro America - ME | 54134 | EMH3 | HY | OP | NA | WAT |  | 67386.9219 |  |  | EIA Prime Mover-level Data
2020 | ME | Great Lakes Hydro America - ME | 54134 | EMH4 | HY | OP | NA | WAT |  | 67386.9219 |  |  | EIA Prime Mover-level Data
2020 | ME | Great Lakes Hydro America - ME | 54134 | EMH5 | HY | OP | NA | WAT |  | 67386.9219 |  |  | EIA Prime Mover-level Data
2020 | ME | Great Lakes Hydro America - ME | 54134 | EMH6 | HY | OP | NA | WAT |  | 67386.9219 |  |  | EIA Prime Mover-level Data
2020 | ME | Great Lakes Hydro America - ME | 54134 | MCH1 | HY | OP | NA | WAT |  | 513825.2812 |  |  | EIA Prime Mover-level Data
2020 | ME | Great Lakes Hydro America - ME | 54134 | MCH2 | HY | OP | NA | WAT |  | 513825.2812 |  |  | EIA Prime Mover-level Data
2020 | ME | Great Lakes Hydro America - ME | 54134 | MCH3 | HY | OP | NA | WAT |  | 555942.125 |  |  | EIA Prime Mover-level Data
2020 | ME | Great Lakes Hydro America - ME | 54134 | MIH2 | HY | OP | NA | WAT |  | 231642.5469 |  |  | EIA Prime Mover-level Data
2020 | ME | Great Lakes Hydro America - ME | 54134 | MIH3 | HY | OP | NA | WAT |  | 231642.5469 |  |  | EIA Prime Mover-level Data
2020 | ME | Great Lakes Hydro America - ME | 54134 | MIH4 | HY | OP | NA | WAT |  | 214795.8125 |  |  | EIA Prime Mover-level Data
2020 | ME | Great Lakes Hydro America - ME | 54134 | MIH5 | HY | OP | NA | WAT |  | 214795.8125 |  |  | EIA Prime Mover-level Data
2020 | ME | Great Lakes Hydro America - ME | 54134 | MIH6 | HY | OP | NA | WAT |  | 214795.8125 |  |  | EIA Prime Mover-level Data
2020 | ME | Great Lakes Hydro America - ME | 54134 | MIH7 | HY | OP | NA | WAT |  | 168467.2969 |  |  | EIA Prime Mover-level Data
2020 | ME | Great Lakes Hydro America - ME | 54134 | MIH8 | HY | OP | NA | WAT |  | 227430.8594 |  |  | EIA Prime Mover-level Data
2020 | ME | Great Lakes Hydro America - ME | 54134 | MIHI | HY | OP | NA | WAT |  | 227430.8594 |  |  | EIA Prime Mover-level Data
2020 | ME | Great Lakes Hydro America - ME | 54134 | NOH1 | HY | OP | NA | WAT |  | 134773.8438 |  |  | EIA Prime Mover-level Data
2020 | ME | Great Lakes Hydro America - ME | 54134 | NOH2 | HY | OP | NA | WAT |  | 134773.8438 |  |  | EIA Prime Mover-level Data
2020 | ME | Great Lakes Hydro America - ME | 54134 | NOH3 | HY | OP | NA | WAT |  | 134773.8438 |  |  | EIA Prime Mover-level Data
2020 | ME | Great Lakes Hydro America - ME | 54134 | WEH1 | HY | OP | NA | WAT |  | 202160.7656 |  |  | EIA Prime Mover-level Data
2020 | ME | Great Lakes Hydro America - ME | 54134 | WEH2 | HY | OP | NA | WAT |  | 202160.7656 |  |  | EIA Prime Mover-level Data
2020 | ME | Great Lakes Hydro America - ME | 54134 | WEH3 | HY | OP | NA | WAT |  | 202160.7656 |  |  | EIA Prime Mover-level Data
2020 | ME | Great Lakes Hydro America - ME | 54134 | WEH4 | HY | OP | NA | WAT |  | 202160.7656 |  |  | EIA Prime Mover-level Data
2020 | ME | Gulf Island | 1491 | GI1 | HY | OP | NA | WAT |  | 404698.6562 |  |  | EIA Prime Mover-level Data
2020 | ME | Gulf Island | 1491 | GI2 | HY | OP | NA | WAT |  | 404698.6562 |  |  | EIA Prime Mover-level Data
2020 | ME | Gulf Island | 1491 | GI3 | HY | OP | NA | WAT |  | 404698.6562 |  |  | EIA Prime Mover-level Data
2020 | ME | Hancock Wind Plant | 58686 | HANC1 | WT | OP | NA | WND |  | 1162958 |  |  | EIA Prime Mover-level Data
2020 | ME | Harris Hydro | 1492 | HA1 | HY | OP | NA | WAT |  | 287958.5625 |  |  | EIA Prime Mover-level Data
2020 | ME | Harris Hydro | 1492 | HA2 | HY | OP | NA | WAT |  | 575917.125 |  |  | EIA Prime Mover-level Data
2020 | ME | Harris Hydro | 1492 | HA3 | HY | OP | NA | WAT |  | 575917.125 |  |  | EIA Prime Mover-level Data
2020 | ME | Harris Hydro | 1492 | HA4 | HY | OP | NA | WAT |  | 26876.1328 |  |  | EIA Prime Mover-level Data
2020 | ME | Hill Mill | 7048 | HM1 | HY | RE | NA | WAT
2020 | ME | Hill Mill | 7048 | HM2 | HY | RE | NA | WAT
2020 | ME | Hill Mill | 7048 | HM3 | HY | RE | NA | WAT
2020 | ME | Hill Mill | 7048 | HM4 | HY | RE | NA | WAT
2020 | ME | Hill Mill | 7048 | HM5 | HY | RE | NA | WAT
2020 | ME | Hill Mill | 7048 | HM6 | HY | RE | NA | WAT
2020 | ME | Hiram | 1493 | 1 | HY | OP | NA | WAT |  | 93525.0312 |  |  | EIA Prime Mover-level Data
2020 | ME | Hiram | 1493 | 2 | HY | OP | NA | WAT |  | 315646.9688 |  |  | EIA Prime Mover-level Data
2020 | ME | Howland Hydro Station | 1472 | HL01 | HY | RE | NA | WAT
2020 | ME | Howland Hydro Station | 1472 | HL02 | HY | RE | NA | WAT
2020 | ME | Howland Hydro Station | 1472 | HL03 | HY | RE | NA | WAT
2020 | ME | Hydro Kennebec Project | 54148 | GEN1 | HY | OP | NA | WAT |  | 281788.5 |  |  | EIA Prime Mover-level Data
2020 | ME | Hydro Kennebec Project | 54148 | GEN2 | HY | OP | NA | WAT |  | 281788.5 |  |  | EIA Prime Mover-level Data
2020 | ME | Indeck Jonesboro Energy Center | 10765 | CFB002 | ST | SB | NA | WDS |  | 268618.8125 | 2.5114 | 0.018699 | EIA Unit-level Data | NEI avg EF - PM, fuel type
2020 | ME | Indeck West Enfield Energy Center | 10766 | CFB001 | ST | OP | NA | WDS |  | 164271.5938 | 1.5359 | 0.018699 | EIA Unit-level Data | NEI avg EF - PM, fuel type
2020 | ME | International Paper Jay Hydro | 50047 | GEN1 | HY | OP | NA | WAT |  | 19702.4199 |  |  | EIA Prime Mover-level Data
2020 | ME | International Paper Jay Hydro | 50047 | GEN2 | HY | OP | NA | WAT |  | 19702.4199 |  |  | EIA Prime Mover-level Data
2020 | ME | International Paper Jay Hydro | 50047 | GEN3 | HY | OP | NA | WAT |  | 19702.4199 |  |  | EIA Prime Mover-level Data
2020 | ME | International Paper Jay Hydro | 50047 | GEN4 | HY | OP | NA | WAT |  | 19702.4199 |  |  | EIA Prime Mover-level Data
2020 | ME | International Paper Jay Hydro | 50047 | GEN5 | HY | OP | NA | WAT |  | 19702.4199 |  |  | EIA Prime Mover-level Data
2020 | ME | International Paper Jay Hydro | 50047 | GEN6 | HY | OP | NA | WAT |  | 23642.9023 |  |  | EIA Prime Mover-level Data
2020 | ME | International Paper Livermore Hydro | 50082 | GEN1 | HY | OP | NA | WAT |  | 35033.8047 |  |  | EIA Prime Mover-level Data
2020 | ME | International Paper Livermore Hydro | 50082 | GEN2 | HY | OP | NA | WAT |  | 35033.8047 |  |  | EIA Prime Mover-level Data
2020 | ME | International Paper Livermore Hydro | 50082 | GEN3 | HY | OP | NA | WAT |  | 35033.8047 |  |  | EIA Prime Mover-level Data
2020 | ME | International Paper Livermore Hydro | 50082 | GEN4 | HY | OP | NA | WAT |  | 38218.6953 |  |  | EIA Prime Mover-level Data
2020 | ME | International Paper Livermore Hydro | 50082 | GEN5 | HY | OP | NA | WAT |  | 35033.8047 |  |  | EIA Prime Mover-level Data
2020 | ME | International Paper Livermore Hydro | 50082 | GEN6 | HY | OP | NA | WAT |  | 22294.2383 |  |  | EIA Prime Mover-level Data
2020 | ME | International Paper Livermore Hydro | 50082 | GEN7 | HY | OP | NA | WAT |  | 28664.0215 |  |  | EIA Prime Mover-level Data
2020 | ME | International Paper Livermore Hydro | 50082 | GEN8 | HY | OP | NA | WAT |  | 31848.9121 |  |  | EIA Prime Mover-level Data
2020 | ME | International Paper Livermore Hydro | 50082 | GEN9 | HY | OP | NA | WAT |  | 31848.9121 |  |  | EIA Prime Mover-level Data
2020 | ME | International Paper Riley Hydro | 50081 | GEN1 | HY | OP | NA | WAT |  | 39967 |  |  | EIA Prime Mover-level Data
2020 | ME | International Paper Riley Hydro | 50081 | GEN2 | HY | OP | NA | WAT |  | 39967 |  |  | EIA Prime Mover-level Data
2020 | ME | International Paper Riley Hydro | 50081 | GEN3 | HY | OP | NA | WAT |  | 39967 |  |  | EIA Prime Mover-level Data
2020 | ME | International Paper Riley Hydro | 50081 | GEN4 | HY | OP | NA | WAT |  | 39967 |  |  | EIA Prime Mover-level Data
2020 | ME | International Paper Riley Hydro | 50081 | GEN5 | HY | OP | NA | WAT |  | 39967 |  |  | EIA Prime Mover-level Data
2020 | ME | International Paper Riley Hydro | 50081 | GEN6 | HY | OP | NA | WAT |  | 39967 |  |  | EIA Prime Mover-level Data
2020 | ME | IOS - MEW Phase 1 | 61460 | MEW1 | PV | OP | NA | SUN |  | 32706 |  |  | EIA Prime Mover-level Data
2020 | ME | Kibby Wind Facility | 56829 | 1 | WT | OP | NA | WND |  | 1253873 |  |  | EIA Prime Mover-level Data
2020 | ME | Kibby Wind Facility | 56829 | 2 | WT | OP | NA | WND |  | 1253873 |  |  | EIA Prime Mover-level Data
2020 | ME | Lewiston Jn PV - BD Solar Lewiston Jn LLC | 64071 | LJNPV | PV | L | NA | SUN
2020 | ME | Lincoln ME 1 | 64704 | LIN1 | PV | T | NA | SUN
2020 | ME | Lockwood Hydroelectric Facility | 10066 | GEN1 | HY | OP | NA | WAT |  | 26552.1113 |  |  | EIA Prime Mover-level Data
2020 | ME | Lockwood Hydroelectric Facility | 10066 | GEN2 | HY | OP | NA | WAT |  | 26552.1113 |  |  | EIA Prime Mover-level Data
2020 | ME | Lockwood Hydroelectric Facility | 10066 | GEN3 | HY | OP | NA | WAT |  | 26552.1113 |  |  | EIA Prime Mover-level Data
2020 | ME | Lockwood Hydroelectric Facility | 10066 | GEN4 | HY | OP | NA | WAT |  | 26552.1113 |  |  | EIA Prime Mover-level Data
2020 | ME | Lockwood Hydroelectric Facility | 10066 | GEN5 | HY | OP | NA | WAT |  | 26552.1113 |  |  | EIA Prime Mover-level Data
2020 | ME | Lockwood Hydroelectric Facility | 10066 | GEN6 | HY | OP | NA | WAT |  | 26552.1113 |  |  | EIA Prime Mover-level Data
2020 | ME | Lockwood Hydroelectric Facility | 10066 | GEN7 | HY | OP | NA | WAT |  | 79656.3359 |  |  | EIA Prime Mover-level Data
2020 | ME | Madison BTM | 64764 | MBTM | BA | OP | NA | MWH
2020 | ME | Madison ESS | 64765 | MESS | BA | OP | NA | MWH
2020 | ME | Maine Independence Station | 55068 | 1 | CT | OP | CC | NG | 391 | 431408.7812 | 0.89708 | 0.0041588 | EPA/CAMD | EPA/NEI | 2000
2020 | ME | Maine Independence Station | 55068 | 2 | CT | OP | CC | NG | 853 | 947636.125 | 1.9692 | 0.004156 | EPA/CAMD | EPA/NEI | 2000
2020 | ME | Mars Hill Wind Farm Project | 56448 | 1 | WT | OP | NA | WND |  | 1161633 |  |  | EIA Prime Mover-level Data
2020 | ME | Mead Rumford Cogen | 10491 | 3 | ST | SB | NA | NG |  | 998919 | 3.7083 | 0.0074247 | EIA Unit-level Data | NEI avg EF - PM, fuel type
2020 | ME | Mead Rumford Cogen | 10491 | 5 | ST | re | NA | NG |  | 0 | 0 |  | EIA Unit-level Data | NEI avg EF - PM, fuel type
2020 | ME | Mechanic Falls | 54123 | GEN1 | HY | OA | NA | WAT |  | 2325.7141 |  |  | EIA Prime Mover-level Data
2020 | ME | Mechanic Falls | 54123 | GEN2 | HY | OA | NA | WAT |  | 930.286 |  |  | EIA Prime Mover-level Data
2020 | ME | Medway Hydro | 55288 | MW01 | HY | OP | NA | WAT |  | 52743 |  |  | EIA Prime Mover-level Data
2020 | ME | Medway Hydro | 55288 | MW02 | HY | OP | NA | WAT |  | 52743 |  |  | EIA Prime Mover-level Data
2020 | ME | Medway Hydro | 55288 | MW03 | HY | OP | NA | WAT |  | 52743 |  |  | EIA Prime Mover-level Data
2020 | ME | Medway Hydro | 55288 | MW04 | HY | OP | NA | WAT |  | 52743 |  |  | EIA Prime Mover-level Data
2020 | ME | Medway Hydro | 55288 | MW05 | HY | OP | NA | WAT |  | 52743 |  |  | EIA Prime Mover-level Data
2020 | ME | Messalonskee 2 (Oakland) | 1497 | 1 | HY | OP | NA | WAT |  | 75447 |  |  | EIA Prime Mover-level Data
2020 | ME | Messalonskee 3 | 1498 | 1 | HY | OP | NA | WAT |  | 43577 |  |  | EIA Prime Mover-level Data
2020 | ME | Messalonskee 5 | 1500 | 1 | HY | OP | NA | WAT |  | 25926 |  |  | EIA Prime Mover-level Data
2020 | ME | Milford Hydro Station | 1475 | MF01 | HY | OP | NA | WAT |  | 31565.2441 |  |  | EIA Prime Mover-level Data
2020 | ME | Milford Hydro Station | 1475 | MF02 | HY | OP | NA | WAT |  | 31565.2441 |  |  | EIA Prime Mover-level Data
2020 | ME | Milford Hydro Station | 1475 | MF03 | HY | OP | NA | WAT |  | 72149.125 |  |  | EIA Prime Mover-level Data
2020 | ME | Milford Hydro Station | 1475 | MF04 | HY | OP | NA | WAT |  | 72149.125 |  |  | EIA Prime Mover-level Data
2020 | ME | Milford Hydro Station | 1475 | MF05 | HY | OP | NA | WAT |  | 72149.125 |  |  | EIA Prime Mover-level Data
2020 | ME | Milford Hydro Station | 1475 | MF06 | HY | OP | NA | WAT |  | 72149.125 |  |  | EIA Prime Mover-level Data
2020 | ME | Milo PV - BD Solar 1 LLC | 63894 | MILPV | PV | TS | NA | SUN
2020 | ME | MMWAC Resource Recovery Facility | 50035 | ST1 | ST | OP | NA | MSW |  | 715468 | 55.8065 | 0.156 | EIA Prime Mover-level Data | Estimated using an emission factor
2020 | ME | Naples | 64675 | NAP | PV | T | NA | SUN
2020 | ME | North Gorham | 1501 | 1 | HY | OP | NA | WAT |  | 43927 |  |  | EIA Prime Mover-level Data
2020 | ME | North Gorham | 1501 | 2 | HY | OP | NA | WAT |  | 43927 |  |  | EIA Prime Mover-level Data
2020 | ME | Number Nine Wind Farm | 57612 | GEN1 | WT | CN | NA | WND
2020 | ME | Oakfield Wind Project | 57002 | 1 | WT | OP | NA | WND |  | 3277915 |  |  | EIA Prime Mover-level Data
2020 | ME | Orono B | 59438 | ORB-1 | HY | OP | NA | WAT |  | 53877.668 |  |  | EIA Prime Mover-level Data
2020 | ME | Orono B | 59438 | ORB-2 | HY | OP | NA | WAT |  | 53877.668 |  |  | EIA Prime Mover-level Data
2020 | ME | Orono B | 59438 | ORB-3 | HY | OP | NA | WAT |  | 53877.668 |  |  | EIA Prime Mover-level Data
2020 | ME | Orono Hydro Station | 57184 | 1 | HY | OP | NA | WAT |  | 15031.2959 |  |  | EIA Prime Mover-level Data
2020 | ME | Orono Hydro Station | 57184 | 2 | HY | OP | NA | WAT |  | 18037.5547 |  |  | EIA Prime Mover-level Data
2020 | ME | Orono Hydro Station | 57184 | 3 | HY | OP | NA | WAT |  | 24050.0742 |  |  | EIA Prime Mover-level Data
2020 | ME | Orono Hydro Station | 57184 | 4 | HY | OP | NA | WAT |  | 24050.0742 |  |  | EIA Prime Mover-level Data
2020 | ME | Otis Hydro | 50080 | GEN1 | HY | OP | NA | WAT |  | 234453.5 |  |  | EIA Prime Mover-level Data
2020 | ME | Otis Hydro | 50080 | GEN2 | HY | OP | NA | WAT |  | 234453.5 |  |  | EIA Prime Mover-level Data
2020 | ME | Oxford PV - BD Solar Oxford LLC | 63897 | OXFPV | PV | TS | NA | SUN
2020 | ME | Palmyra PV - BD Solar Palmyra LLC | 64062 | PALPV | PV | T | NA | SUN
2020 | ME | Passadumkeag Windpark LLC | 59222 | Q357 | WT | OP | NA | WND |  | 1257453 |  |  | EIA Prime Mover-level Data
2020 | ME | Pejepscot Hydroelectric Project | 50758 | GEN1 | HY | OP | NA | WAT |  | 514943.5938 |  |  | EIA Prime Mover-level Data
2020 | ME | Pejepscot Hydroelectric Project | 50758 | GEN2 | HY | OP | NA | WAT |  | 16746.1328 |  |  | EIA Prime Mover-level Data
2020 | ME | Pejepscot Hydroelectric Project | 50758 | GEN3 | HY | OP | NA | WAT |  | 12559.5996 |  |  | EIA Prime Mover-level Data
2020 | ME | Pejepscot Hydroelectric Project | 50758 | GEN4 | HY | OP | NA | WAT |  | 20932.666 |  |  | EIA Prime Mover-level Data
2020 | ME | Penobscot Energy Recovery | 50051 | BLR A | ST | OP | NA | MSW |  | 842519.5 |  |  | EIA Unit-level Data
2020 | ME | Penobscot Energy Recovery | 50051 | BLR B | ST | OP | NA | MSW |  | 574562.3125 |  |  | EIA Unit-level Data
2020 | ME | Pine Tree Landfill Gas to Energy | 58993 | 3201 | IC | RE | NA | LFG |  | 19366.666 | 0.14234 | 0.0147 | EIA Prime Mover-level Data | Estimated using an emission factor
2020 | ME | Pine Tree Landfill Gas to Energy | 58993 | 3202 | IC | OP | NA | LFG |  | 19366.666 | 0.14234 | 0.0147 | EIA Prime Mover-level Data | Estimated using an emission factor
2020 | ME | Pine Tree Landfill Gas to Energy | 58993 | 3203 | IC | OP | NA | LFG |  | 19366.666 | 0.14234 | 0.0147 | EIA Prime Mover-level Data | Estimated using an emission factor
2020 | ME | Pisgah Mountain Wind | 60404 | PISGA | WT | OP | NA | WND |  | 265087 |  |  | EIA Prime Mover-level Data
2020 | ME | Pittsfield Hydro | 54124 | GEN1 | HY | OP | NA | WAT |  | 10591.2725 |  |  | EIA Prime Mover-level Data
2020 | ME | Pittsfield Hydro | 54124 | GEN2 | HY | OP | NA | WAT |  | 7943.4551 |  |  | EIA Prime Mover-level Data
2020 | ME | Pittsfield Hydro | 54124 | GEN3 | HY | OP | NA | WAT |  | 10591.2725 |  |  | EIA Prime Mover-level Data
2020 | ME | Pittsfield Solar LLC | 64078 | PSLLC | PV | OP | NA | SUN |  | 138639 |  |  | EIA Prime Mover-level Data
2020 | ME | Pumpkin Hill | 50699 | GEN1 | HY | OP | NA | WAT |  | 30705 |  |  | EIA Prime Mover-level Data
2020 | ME | Record Hill Wind | 57568 | RHW | WT | OP | NA | WND |  | 1096783 |  |  | EIA Prime Mover-level Data
2020 | ME | Red Shield Envir Old Town Facility | 10700 | RB4 | ST | OP | NA | BLQ |  | 1470781.75 | 4.9112 | 0.0066784 | EIA Unit-level Data | NEI avg EF - PM, fuel type
2020 | ME | Red Shield Envir Old Town Facility | 10700 | TG1 | ST | RE | NA | RFO
2020 | ME | Red Shield Envir Old Town Facility | 10700 | TG2 | ST | RE | NA | RFO
2020 | ME | Red Shield Envir Old Town Facility | 10700 | TG5 | GT | RE | NA | NG
2020 | ME | Red Shield Envir Old Town Facility | 10700 | TG6 | ST | OS | NA | WDS
2020 | ME | ReEnergy Livermore Falls | 10354 | 1 | ST | OP | NA | WDS |  | 4306084 | 40.2596 | 0.018699 | EIA Unit-level Data | NEI avg EF - PM, fuel type
2020 | ME | ReEnergy Stratton LLC | 50650 | BLR1 | ST | OP | NA | WDS |  | 3924872 | 36.6955 | 0.018699 | EIA Unit-level Data | NEI avg EF - PM, fuel type
2020 | ME | Regional Waste Systems | 50225 | 1SG1A | ST | OP | NA | MSW |  | 913348.1875 | 71.2412 | 0.156 | EIA Unit-level Data | Estimated using an emission factor
2020 | ME | Regional Waste Systems | 50225 | 1SG1B | ST | OP | NA | MSW |  | 895320.375 | 69.835 | 0.156 | EIA Unit-level Data | Estimated using an emission factor
2020 | ME | Robbins Lumber | 50230 | CAT | IC | OP | NA | DFO |  | 1190 | 0.18445 | 0.31 | EIA Prime Mover-level Data | Estimated using an emission factor
2020 | ME | Robbins Lumber | 50230 | WEST | ST | OS | NA | WDS
2020 | ME | Rollins Wind Project | 56990 | 1 | WT | OP | NA | WND |  | 1332750 |  |  | EIA Prime Mover-level Data
2020 | ME | Roxbury Solar, LLC | 64834 | ROX | PV | P | NA | SUN
2020 | ME | RoxWind | 62857 | WIND1 | WT | U | NA | WND
2020 | ME | Rumford Cogeneration | 10495 | 6 | ST | OP | FLUIDIZED | TDF |  | 3786322.5 |  |  | EIA Unit-level Data
2020 | ME | Rumford Cogeneration | 10495 | 7 | ST | OP | FLUIDIZED | TDF |  | 3120602 |  |  | EIA Unit-level Data
2020 | ME | Rumford Cogeneration | 10495 | CRECV | ST | OP | FLUIDIZED | BLQ |  | 8337198 | 27.8395 | 0.0066784 | EIA Unit-level Data | NEI avg EF - PM, fuel type
2020 | ME | Rumford ESS | 64763 | RUM | BA | T | NA | MWH
2020 | ME | Rumford Falls Hydro Facility | 10493 | GEN1 | HY | OP | NA | WAT |  | 413771.3125 |  |  | EIA Prime Mover-level Data
2020 | ME | Rumford Falls Hydro Facility | 10493 | GEN2 | HY | OP | NA | WAT |  | 413771.3125 |  |  | EIA Prime Mover-level Data
2020 | ME | Rumford Falls Hydro Facility | 10493 | GEN3 | HY | OP | NA | WAT |  | 449529.3125 |  |  | EIA Prime Mover-level Data
2020 | ME | Rumford Falls Hydro Facility | 10493 | GEN4 | HY | SB | NA | WAT |  | 219656.375 |  |  | EIA Prime Mover-level Data
2020 | ME | Rumford Falls Hydro Facility | 10493 | GEN5 | HY | OP | NA | WAT |  | 388229.875 |  |  | EIA Prime Mover-level Data
2020 | ME | Rumford Falls Hydro Facility | 10493 | GEN6 | HY | OP | NA | WAT |  | 388229.875 |  |  | EIA Prime Mover-level Data
2020 | ME | Rumford Power | 55100 | 1 | CT | OP | CC | NG | 1020 | 1253848.75 | 0.51147 | 0.00081584 | EPA/CAMD | EPA/NEI | 2000
2020 | ME | S D Warren Westbrook | 50447 | 17 | ST | SB | NA | RFO |  | 14187.5996 | 0.062511 | 0.008812 | EIA Unit-level Data | NEI avg EF - PM, fuel type
2020 | ME | S D Warren Westbrook | 50447 | 18 | ST | SB | NA | RFO |  | 5821.2002 | 0.025648 | 0.008812 | EIA Unit-level Data | NEI avg EF - PM, fuel type
2020 | ME | S D Warren Westbrook | 50447 | 20 | ST | RE | NA | BIT |  | 0 | 0 |  | EIA Unit-level Data | NEI avg EF - PM, fuel type
2020 | ME | S D Warren Westbrook | 50447 | 21 | ST | OP | NA | WDS |  | 2728180 | 25.5071 | 0.018699 | EIA Unit-level Data | NEI avg EF - PM, fuel type
2020 | ME | S D Warren Westbrook | 50447 | GEN1 | HY | OP | NA | WAT |  | 20986.584 |  |  | EIA Prime Mover-level Data
2020 | ME | S D Warren Westbrook | 50447 | GEN2 | HY | OS | NA | WAT |  | 20986.584 |  |  | EIA Prime Mover-level Data
2020 | ME | S D Warren Westbrook | 50447 | GEN3 | HY | OP | NA | WAT |  | 20986.584 |  |  | EIA Prime Mover-level Data
2020 | ME | S D Warren Westbrook | 50447 | GEN4 | HY | OP | NA | WAT |  | 27982.1113 |  |  | EIA Prime Mover-level Data
2020 | ME | S D Warren Westbrook | 50447 | GEN5 | HY | OP | NA | WAT |  | 27982.1113 |  |  | EIA Prime Mover-level Data
2020 | ME | S D Warren Westbrook | 50447 | GEN6 | HY | OP | NA | WAT |  | 27982.1113 |  |  | EIA Prime Mover-level Data
2020 | ME | S D Warren Westbrook | 50447 | GEN7 | HY | OP | NA | WAT |  | 20986.584 |  |  | EIA Prime Mover-level Data
2020 | ME | S D Warren Westbrook | 50447 | GEN8 | ST | RE | NA | WDS
2020 | ME | S D Warren Westbrook | 50447 | GN11 | HY | OP | NA | WAT |  | 20986.584 |  |  | EIA Prime Mover-level Data
2020 | ME | S D Warren Westbrook | 50447 | GN12 | HY | OP | NA | WAT |  | 6995.5278 |  |  | EIA Prime Mover-level Data
2020 | ME | S D Warren Westbrook | 50447 | GN13 | HY | OP | NA | WAT |  | 6995.5278 |  |  | EIA Prime Mover-level Data
2020 | ME | S D Warren Westbrook | 50447 | GN14 | HY | OP | NA | WAT |  | 6995.5278 |  |  | EIA Prime Mover-level Data
2020 | ME | S D Warren Westbrook | 50447 | GN15 | HY | OP | NA | WAT |  | 6995.5278 |  |  | EIA Prime Mover-level Data
2020 | ME | S D Warren Westbrook | 50447 | GN16 | HY | OP | NA | WAT |  | 17488.8203 |  |  | EIA Prime Mover-level Data
2020 | ME | S D Warren Westbrook | 50447 | GN17 | HY | OP | NA | WAT |  | 17488.8203 |  |  | EIA Prime Mover-level Data
2020 | ME | S D Warren Westbrook | 50447 | GN18 | HY | RE | NA | WAT
2020 | ME | S D Warren Westbrook | 50447 | GN19 | HY | RE | NA | WAT
2020 | ME | S D Warren Westbrook | 50447 | GN20 | HY | RE | NA | WAT
2020 | ME | Saddleback Ridge Wind Farm | 58608 | SRW1 | WT | OP | NA | WND |  | 209218.0625 |  |  | EIA Prime Mover-level Data
2020 | ME | Saddleback Ridge Wind Farm | 58608 | SRW2 | WT | OP | NA | WND |  | 632576.9375 |  |  | EIA Prime Mover-level Data
2020 | ME | Salmon Falls | 50702 | GEN1 | HY | OP | NA | WAT |  | 8521.667 |  |  | EIA Prime Mover-level Data
2020 | ME | Salmon Falls | 50702 | GEN2 | HY | OP | NA | WAT |  | 8521.667 |  |  | EIA Prime Mover-level Data
2020 | ME | Salmon Falls | 50702 | GEN3 | HY | OP | NA | WAT |  | 8521.667 |  |  | EIA Prime Mover-level Data
2020 | ME | Samoset Solar | 63551 | PGR21 | PV | L | NA | SUN
2020 | ME | Sanford ESS, LLC | 64615 | 1 | BA | T | NA | MWH
2020 | ME | Sanford Solar | 63667 | SAS | PV | OP | NA | SUN |  | 52910 |  |  | EIA Prime Mover-level Data
2020 | ME | Shawmut | 1504 | SH1 | HY | OP | NA | WAT |  | 29812.2832 |  |  | EIA Prime Mover-level Data
2020 | ME | Shawmut | 1504 | SH2 | HY | OP | NA | WAT |  | 29812.2832 |  |  | EIA Prime Mover-level Data
2020 | ME | Shawmut | 1504 | SH3 | HY | OP | NA | WAT |  | 29812.2832 |  |  | EIA Prime Mover-level Data
2020 | ME | Shawmut | 1504 | SH4 | HY | OP | NA | WAT |  | 29812.2832 |  |  | EIA Prime Mover-level Data
2020 | ME | Shawmut | 1504 | SH5 | HY | OP | NA | WAT |  | 29812.2832 |  |  | EIA Prime Mover-level Data
2020 | ME | Shawmut | 1504 | SH6 | HY | OP | NA | WAT |  | 38330.0781 |  |  | EIA Prime Mover-level Data
2020 | ME | Shawmut | 1504 | SH7 | HY | OP | NA | WAT |  | 93695.75 |  |  | EIA Prime Mover-level Data
2020 | ME | Shawmut | 1504 | SH8 | HY | OP | NA | WAT |  | 93695.75 |  |  | EIA Prime Mover-level Data
2020 | ME | Skelton | 1505 | 1 | HY | OP | NA | WAT |  | 458858 |  |  | EIA Prime Mover-level Data
2020 | ME | Skelton | 1505 | 2 | HY | OP | NA | WAT |  | 458858 |  |  | EIA Prime Mover-level Data
2020 | ME | Solar Mule, LLC | 60640 | COLBY | PV | OP | NA | SUN |  | 18748 |  |  | EIA Prime Mover-level Data
2020 | ME | Somerset Plant | 50406 | 1HFB | ST | OP | WALL | WDS |  | 4517490.5 | 42.2362 | 0.018699 | EIA Unit-level Data | NEI avg EF - PM, fuel type
2020 | ME | Somerset Plant | 50406 | 2HFB | ST | OP | TANGENTIAL | WDS |  | 4332122 | 40.5031 | 0.018699 | EIA Unit-level Data | NEI avg EF - PM, fuel type
2020 | ME | Somerset Plant | 50406 | REC | ST | OP | OTHER BOILER | BLQ |  | 10396226 | 42.9636 | 0.0082652 | EIA Unit-level Data | NEI avg EF - PM, fuel type, firing type
2020 | ME | South Portland ESS, LLC | 64616 | 1 | BA | T | NA | MWH
2020 | ME | Spruce Mountain WInd | 58026 | 1 | WT | OP | NA | WND |  | 490069 |  |  | EIA Prime Mover-level Data
2020 | ME | Squa Pan Hydro Station | 1516 | SP1 | HY | SB | NA | WAT |  | 8386 |  |  | EIA Prime Mover-level Data
2020 | ME | Stetson Wind I | 56989 | 1 | WT | OP | NA | WND |  | 1111880 |  |  | EIA Prime Mover-level Data
2020 | ME | Stetson Wind II | 56991 | 1 | WT | OP | NA | WND |  | 500984 |  |  | EIA Prime Mover-level Data
2020 | ME | Stillwater B | 59437 | SWB-1 | HY | OP | NA | WAT |  | 32343.334 |  |  | EIA Prime Mover-level Data
2020 | ME | Stillwater B | 59437 | SWB-2 | HY | OP | NA | WAT |  | 32343.334 |  |  | EIA Prime Mover-level Data
2020 | ME | Stillwater B | 59437 | SWB-3 | HY | OP | NA | WAT |  | 32343.334 |  |  | EIA Prime Mover-level Data
2020 | ME | Stillwater Hydro Station | 1478 | SW01 | HY | OP | NA | WAT |  | 14806.8887 |  |  | EIA Prime Mover-level Data
2020 | ME | Stillwater Hydro Station | 1478 | SW02 | HY | OP | NA | WAT |  | 14806.8887 |  |  | EIA Prime Mover-level Data
2020 | ME | Stillwater Hydro Station | 1478 | SW03 | HY | OP | NA | WAT |  | 14806.8887 |  |  | EIA Prime Mover-level Data
2020 | ME | Stillwater Hydro Station | 1478 | SW04 | HY | OP | NA | WAT |  | 22210.334 |  |  | EIA Prime Mover-level Data
2020 | ME | Three Rivers Solar Power, LLC | 63386 | 3RIVS | PV | U | NA | SUN
2020 | ME | Twin Rivers Paper Co LLC | 58146 | GEN5 | ST | OP | NA | PUR |  | 898890 |  |  | EIA Prime Mover-level Data
2020 | ME | Upper Androscoggin | 54202 | 1 | HY | OS | NA | WAT
2020 | ME | Upper Androscoggin | 54202 | 2 | HY | OS | NA | WAT
2020 | ME | Upper Androscoggin | 54202 | 3 | HY | OS | NA | WAT
2020 | ME | Upper Barker | 52171 | GEN1 | HY | OP | NA | WAT |  | 41803 |  |  | EIA Prime Mover-level Data
2020 | ME | Waste Management Crossroads LFGTE | 57016 | GEN1 | IC | OP | NA | LFG |  | 128530.5 | 0.9447 | 0.0147 | EIA Prime Mover-level Data | Estimated using an emission factor
2020 | ME | Waste Management Crossroads LFGTE | 57016 | GEN2 | IC | OP | NA | LFG |  | 128530.5 | 0.9447 | 0.0147 | EIA Prime Mover-level Data | Estimated using an emission factor
2020 | ME | Weaver Wind | 63132 | WEAVR | WT | OP | NA | WND |  | 119444 |  |  | EIA Prime Mover-level Data
2020 | ME | West Buxton | 1508 | WB1 | HY | OP | NA | WAT |  | 17982.4668 |  |  | EIA Prime Mover-level Data
2020 | ME | West Buxton | 1508 | WB2 | HY | OP | NA | WAT |  | 17982.4668 |  |  | EIA Prime Mover-level Data
2020 | ME | West Buxton | 1508 | WB3 | HY | OP | NA | WAT |  | 32967.8555 |  |  | EIA Prime Mover-level Data
2020 | ME | West Buxton | 1508 | WB4 | HY | OP | NA | WAT |  | 20979.5449 |  |  | EIA Prime Mover-level Data
2020 | ME | West Buxton | 1508 | WB5 | HY | OP | NA | WAT |  | 20979.5449 |  |  | EIA Prime Mover-level Data
2020 | ME | West Buxton | 1508 | WB6 | HY | OP | NA | WAT |  | 119883.1172 |  |  | EIA Prime Mover-level Data
2020 | ME | West Enfield Hydro | 10255 | GEN1 | HY | OP | NA | WAT |  | 354241 |  |  | EIA Prime Mover-level Data
2020 | ME | West Enfield Hydro | 10255 | GEN2 | HY | OP | NA | WAT |  | 354241 |  |  | EIA Prime Mover-level Data
2020 | ME | Westbrook Energy Center | 55294 | 1 | CT | OP | CC | NG | 2479 | 3416575.5 | 6.8266 | 0.0039961 | EPA/CAMD | EPA/NEI | 2001
2020 | ME | Westbrook Energy Center | 55294 | 2 | CT | OP | CC | NG | 2605 | 3544601.5 | 2.8882 | 0.0016296 | EPA/CAMD | EPA/NEI | 2001
2020 | ME | Weston Hydro | 1509 | WE1 | HY | OP | NA | WAT |  | 158596 |  |  | EIA Prime Mover-level Data
2020 | ME | Weston Hydro | 1509 | WE2 | HY | OP | NA | WAT |  | 158596 |  |  | EIA Prime Mover-level Data
2020 | ME | Weston Hydro | 1509 | WE3 | HY | OP | NA | WAT |  | 158596 |  |  | EIA Prime Mover-level Data
2020 | ME | Weston Hydro | 1509 | WE4 | HY | OP | NA | WAT |  | 158596 |  |  | EIA Prime Mover-level Data
2020 | ME | William F Wyman | 1507 | 3 | ST | OP | TANGENTIAL | RFO | 114 | 34974.5938 | 0.18763 | 0.01073 | EPA/CAMD | EPA/NEI | 1965
2020 | ME | William F Wyman | 1507 | 4 | ST | OP | WALL | RFO | 160 | 158759.2969 | 0.03413 | 0.00042996 | EPA/CAMD | EPA/NEI | 1978
2020 | ME | Williams Hydro | 1510 | WI1 | HY | OP | NA | WAT |  | 368568.8438 |  |  | EIA Prime Mover-level Data
2020 | ME | Williams Hydro | 1510 | WI2 | HY | OP | NA | WAT |  | 315916.1562 |  |  | EIA Prime Mover-level Data
2020 | ME | Winslow PV - BD Solar 2 LLC | 64069 | WINPV | PV | T | NA | SUN
2020 | ME | Woodland Pulp, LLC | 10613 | 3RB | ST | OP | NA | BLQ |  | 6020251 | 20.1027 | 0.0066784 | EIA Unit-level Data | NEI avg EF - PM, fuel type
2020 | ME | Woodland Pulp, LLC | 10613 | 9PB | ST | OP | NA | NG |  | 3178178 | 11.7985 | 0.0074247 | EIA Unit-level Data | NEI avg EF - PM, fuel type
2020 | ME | Woodland Pulp, LLC | 10613 | HG1 | HY | OP | NA | WAT |  | 77787.4062 |  |  | EIA Prime Mover-level Data
2020 | ME | Woodland Pulp, LLC | 10613 | HG10 | HY | SB | NA | WAT |  | 31114.9629 |  |  | EIA Prime Mover-level Data
2020 | ME | Woodland Pulp, LLC | 10613 | HG2 | HY | SB | NA | WAT |  | 77787.4062 |  |  | EIA Prime Mover-level Data
2020 | ME | Woodland Pulp, LLC | 10613 | HG3 | HY | OP | NA | WAT |  | 85566.1484 |  |  | EIA Prime Mover-level Data
2020 | ME | Woodland Pulp, LLC | 10613 | HG4 | HY | SB | NA | WAT |  | 20743.3086 |  |  | EIA Prime Mover-level Data
2020 | ME | Woodland Pulp, LLC | 10613 | HG5 | HY | SB | NA | WAT |  | 20743.3086 |  |  | EIA Prime Mover-level Data
2020 | ME | Woodland Pulp, LLC | 10613 | HG6 | HY | SB | NA | WAT |  | 20743.3086 |  |  | EIA Prime Mover-level Data
2020 | ME | Woodland Pulp, LLC | 10613 | HG7 | HY | OP | NA | WAT |  | 41486.6172 |  |  | EIA Prime Mover-level Data
2020 | ME | Woodland Pulp, LLC | 10613 | HG8 | HY | OP | NA | WAT |  | 51858.2695 |  |  | EIA Prime Mover-level Data
2020 | ME | Woodland Pulp, LLC | 10613 | HG9 | HY | OP | NA | WAT |  | 51858.2695 |  |  | EIA Prime Mover-level Data
2020 | ME | Worumbo Hydro Station | 50278 | GEN1 | HY | OP | NA | WAT |  | 392390.5 |  |  | EIA Prime Mover-level Data
2020 | ME | Worumbo Hydro Station | 50278 | GEN2 | HY | OP | NA | WAT |  | 392390.5 |  |  | EIA Prime Mover-level Data
2020 | ME | Wyman Hydro | 1511 | WY1 | HY | OP | NA | WAT |  | 1005406 |  |  | EIA Prime Mover-level Data
2020 | ME | Wyman Hydro | 1511 | WY2 | HY | OP | NA | WAT |  | 1005406 |  |  | EIA Prime Mover-level Data
2020 | ME | Wyman Hydro | 1511 | WY3 | HY | OP | NA | WAT |  | 1005406 |  |  | EIA Prime Mover-level Data
2020 | MI | 13 Mile Solar, LLC | 64456 | FAC13 | PV | OP | NA | SUN |  | 18 |  |  | EIA Prime Mover-level Data
2020 | MI | 48th Street Peaking Station | 7258 | **7 | GT | OP | CT | NG | 350 | 88036.5938 | 0.32705 | 0.0074299 | EPA/CAMD | EPA/NEI | 1992
2020 | MI | 48th Street Peaking Station | 7258 | **8 | GT | OP | CT | NG | 111 | 27782.6992 | 0.10555 | 0.0075983 | EPA/CAMD | EPA/NEI | 1992
2020 | MI | 48th Street Peaking Station | 7258 | 9 | GT | OP | CT | NG | 1212 | 793175.4375 | 4.154 | 0.010474 | EPA/CAMD | EPA/NEI | 2000
2020 | MI | A.J. Mihm Generating Station | 61391 | M1 | IC | OP | NA | NG |  | 681275.3125 | 0.14375 | 0.000422 | EIA Prime Mover-level Data | Estimated using an emission factor
2020 | MI | A.J. Mihm Generating Station | 61391 | M2 | IC | OP | NA | NG |  | 681275.3125 | 0.14375 | 0.000422 | EIA Prime Mover-level Data | Estimated using an emission factor
2020 | MI | A.J. Mihm Generating Station | 61391 | M3 | IC | OP | NA | NG |  | 681275.3125 | 0.14375 | 0.000422 | EIA Prime Mover-level Data | Estimated using an emission factor
2020 | MI | Ada Cogeneration LP | 10819 | GEN1 | CT |  | NA | NG |  | 1467267.125 | 4.5348 | 0.0061813 | EIA Unit-level Data | NEI avg EF - PM, fuel type
2020 | MI | Ada Cogeneration LP | 10819 | HRSG1 | CA | OP | NA | NG |  | 145244.3125 | 0.030647 | 0.000422 | EIA Unit-level Data | Estimated using an emission factor
2020 | MI | Ada Dam | 50433 | ADA1 | HY | OP | NA | WAT |  | 31451 |  |  | EIA Prime Mover-level Data
2020 | MI | Adrian Energy Associates LLC | 54903 | UNT1 | IC | OP | NA | LFG |  | 56806 | 0.41752 | 0.0147 | EIA Prime Mover-level Data | Estimated using an emission factor
2020 | MI | Adrian Energy Associates LLC | 54903 | UNT2 | IC | OP | NA | LFG |  | 56806 | 0.41752 | 0.0147 | EIA Prime Mover-level Data | Estimated using an emission factor
2020 | MI | Adrian Energy Associates LLC | 54903 | UNT3 | IC | OP | NA | LFG |  | 56806 | 0.41752 | 0.0147 | EIA Prime Mover-level Data | Estimated using an emission factor
2020 | MI | Alcona | 1693 | 1 | HY | OP | NA | WAT |  | 146240.5 |  |  | EIA Prime Mover-level Data
2020 | MI | Alcona | 1693 | 2 | HY | OP | NA | WAT |  | 146240.5 |  |  | EIA Prime Mover-level Data
2020 | MI | Allegan Dam | 1694 | 1 | HY | OP | NA | WAT |  | 18980 |  |  | EIA Prime Mover-level Data
2020 | MI | Allegan Dam | 1694 | 2 | HY | OP | NA | WAT |  | 34164 |  |  | EIA Prime Mover-level Data
2020 | MI | Allegan Dam | 1694 | 3 | HY | OP | NA | WAT |  | 45552 |  |  | EIA Prime Mover-level Data
2020 | MI | Alpena Cement Plant | 50305 | K19 | ST | OP | NA | PC |  | 1550112 | 7.154 | 0.0092303 | EIA Unit-level Data | NEI avg EF - PM, fuel type
2020 | MI | Alpena Cement Plant | 50305 | K20 | ST | OP | NA | PC |  | 1498423.25 | 6.9154 | 0.0092303 | EIA Unit-level Data | NEI avg EF - PM, fuel type
2020 | MI | Alpena Cement Plant | 50305 | K21 | ST | OP | NA | PC |  | 1679115.5 | 7.7494 | 0.0092303 | EIA Unit-level Data | NEI avg EF - PM, fuel type
2020 | MI | Alpena Cement Plant | 50305 | K22 | ST | OP | NA | PC |  | 2224801 | 10.2678 | 0.0092303 | EIA Unit-level Data | NEI avg EF - PM, fuel type
2020 | MI | Alpena Cement Plant | 50305 | K23 | ST | OP | NA | PC |  | 2287626.25 | 10.5577 | 0.0092303 | EIA Unit-level Data | NEI avg EF - PM, fuel type
2020 | MI | Alpine Power Plant | 59926 | AL1 | GT | OP | CT | NG | 3239 | 5944278 | 5.455 | 0.0018354 | EPA/CAMD | EPA/NEI | 2016
2020 | MI | Alpine Power Plant | 59926 | AL2 | GT | OP | CT | NG | 1401 | 2408354 | 2.2615 | 0.001878 | EPA/CAMD | EPA/NEI | 2016
2020 | MI | Angola Solar, LLC | 64500 | FACAN | PV | TS | NA | SUN
2020 | MI | Apple Blossom Wind Farm | 58690 | APLB1 | WT | OP | NA | WND |  | 2359901 |  |  | EIA Prime Mover-level Data
2020 | MI | Assembly Solar II LLC | 63538 | AS2 | PV | U | NA | SUN
2020 | MI | Assembly Solar III | 64196 | AS3 | PV | P | NA | SUN
2020 | MI | Assembly Solar Project | 62422 | ASP01 | PV | OP | NA | SUN |  | 14028 |  |  | EIA Prime Mover-level Data
2020 | MI | Autumn Hills Generating Facility | 63709 | 1 | IC | OP | NA | LFG |  | 57933.1992 | 0.42581 | 0.0147 | EIA Prime Mover-level Data | Estimated using an emission factor
2020 | MI | Autumn Hills Generating Facility | 63709 | 2 | IC | OP | NA | LFG |  | 115866.3984 | 0.85162 | 0.0147 | EIA Prime Mover-level Data | Estimated using an emission factor
2020 | MI | Autumn Hills Generating Facility | 63709 | 3 | IC | OP | NA | LFG |  | 115866.3984 | 0.85162 | 0.0147 | EIA Prime Mover-level Data | Estimated using an emission factor
2020 | MI | B C Cobb | 1695 | 1 | ST | RE | TANGENTIAL | NG
2020 | MI | B C Cobb | 1695 | 2 | ST | RE | TANGENTIAL | NG
2020 | MI | B C Cobb | 1695 | 3 | ST | RE | TANGENTIAL | NG
2020 | MI | B C Cobb | 1695 | 4 | ST | RE | TANGENTIAL | SUB
2020 | MI | B C Cobb | 1695 | 5 | ST | RE | TANGENTIAL | SUB
2020 | MI | B E Morrow | 1696 | A | GT | RE | NA | NG
2020 | MI | B E Morrow | 1696 | B | GT | RE | NA | NG
2020 | MI | Battle Creek Mill | 58052 | 1TG | ST | OP | NA | NG
2020 | MI | Battle Creek Mill | 58052 | 2TG | ST | OS | NA | NG |  | 2753 | 0.01022 | 0.0074247 | EIA Prime Mover-level Data | NEI avg EF - PM, fuel type
2020 | MI | Bay Windpower I | 55944 | BAY | WT | OP | NA | WND |  | 21739 |  |  | EIA Prime Mover-level Data
2020 | MI | Beaumont Hospital Dearborn Campus | 50260 | 1 2M | IC | SB | NA | DFO |  | 190.667 | 0.029553 | 0.31 | EIA Prime Mover-level Data | Estimated using an emission factor
2020 | MI | Beaumont Hospital Dearborn Campus | 50260 | 2 2M | IC | SB | NA | DFO |  | 190.667 | 0.029553 | 0.31 | EIA Prime Mover-level Data | Estimated using an emission factor
2020 | MI | Beaumont Hospital Dearborn Campus | 50260 | 300KW | IC | RE | NA | DFO
2020 | MI | Beaumont Hospital Dearborn Campus | 50260 | 500A | IC | SB | NA | DFO |  | 47.667 | 0.0073884 | 0.31 | EIA Prime Mover-level Data | Estimated using an emission factor
2020 | MI | Beaumont Hospital Dearborn Campus | 50260 | 500KW | IC | RE | NA | DFO
2020 | MI | Beaumont Hospital Dearborn Campus | 50260 | EG#1 | IC | RE | NA | NG
2020 | MI | Beaumont Hospital Dearborn Campus | 50260 | EG#2 | IC | RE | NA | NG
2020 | MI | Beaumont Hospital Dearborn Campus | 50260 | EG#3 | IC | RE | NA | NG
2020 | MI | Beaver Island | 7831 | 1 | IC | SB | NA | DFO |  | 919.636 | 0.14254 | 0.31 | EIA Prime Mover-level Data | Estimated using an emission factor
2020 | MI | Beaver Island | 7831 | 2 | IC | SB | NA | DFO |  | 919.636 | 0.14254 | 0.31 | EIA Prime Mover-level Data | Estimated using an emission factor
2020 | MI | Beaver Island | 7831 | 3 | IC | SB | NA | DFO |  | 689.727 | 0.10691 | 0.31 | EIA Prime Mover-level Data | Estimated using an emission factor
2020 | MI | Beebe 1A | 58020 | 1 | WT | OP | NA | WND |  | 1938710 |  |  | EIA Prime Mover-level Data
2020 | MI | Beebe 1B | 58908 | 1 | WT | OP | NA | WND |  | 1258197 |  |  | EIA Prime Mover-level Data
2020 | MI | Belle River | 6034 | 1 | ST | OP | WALL | RC | 6547 | 26978352 | 6.5425 | 0.00048502 | EPA/CAMD | EPA/NEI | 1984
2020 | MI | Belle River | 6034 | 2 | ST | OP | WALL | RC | 3833 | 18386014 | 1.9717 | 0.00021448 | EPA/CAMD | EPA/NEI | 1985
2020 | MI | Belle River | 6034 | CTG121 | GT | OP | CT | NG | 1994 | 1847255.375 | 1.4745 | 0.0015964 | EPA/CAMD | EPA/NEI | 1999
2020 | MI | Belle River | 6034 | CTG122 | GT | OP | CT | NG | 1888 | 1731534 | 1.143 | 0.0013202 | EPA/CAMD | EPA/NEI | 1999
2020 | MI | Belle River | 6034 | CTG131 | GT | OP | CT | NG | 980 | 804649.9375 | 0.9525 | 0.0023675 | EPA/CAMD | EPA/NEI | 1999
2020 | MI | Berrien Springs | 1753 | 10 | HY | OP | NA | WAT |  | 23880.916 |  |  | EIA Prime Mover-level Data
2020 | MI | Berrien Springs | 1753 | 11 | HY | OP | NA | WAT |  | 23880.916 |  |  | EIA Prime Mover-level Data
2020 | MI | Berrien Springs | 1753 | 12 | HY | OP | NA | WAT |  | 23880.916 |  |  | EIA Prime Mover-level Data
2020 | MI | Berrien Springs | 1753 | 1A | HY | OP | NA | WAT |  | 23880.916 |  |  | EIA Prime Mover-level Data
2020 | MI | Berrien Springs | 1753 | 2A | HY | OP | NA | WAT |  | 23880.916 |  |  | EIA Prime Mover-level Data
2020 | MI | Berrien Springs | 1753 | 3A | HY | OP | NA | WAT |  | 23880.916 |  |  | EIA Prime Mover-level Data
2020 | MI | Berrien Springs | 1753 | 4A | HY | OP | NA | WAT |  | 23880.916 |  |  | EIA Prime Mover-level Data
2020 | MI | Berrien Springs | 1753 | 5 | HY | OP | NA | WAT |  | 23880.916 |  |  | EIA Prime Mover-level Data
2020 | MI | Berrien Springs | 1753 | 6 | HY | OP | NA | WAT |  | 23880.916 |  |  | EIA Prime Mover-level Data
2020 | MI | Berrien Springs | 1753 | 7 | HY | OP | NA | WAT |  | 23880.916 |  |  | EIA Prime Mover-level Data
2020 | MI | Berrien Springs | 1753 | 8 | HY | OP | NA | WAT |  | 23880.916 |  |  | EIA Prime Mover-level Data
2020 | MI | Berrien Springs | 1753 | 9 | HY | OP | NA | WAT |  | 23880.916 |  |  | EIA Prime Mover-level Data
2020 | MI | Big Quinnesec 61 | 7821 | 4 | HY | OP | NA | WAT |  | 78048.5 |  |  | EIA Prime Mover-level Data
2020 | MI | Big Quinnesec 61 | 7821 | 5 | HY | OP | NA | WAT |  | 78048.5 |  |  | EIA Prime Mover-level Data
2020 | MI | Big Quinnesec 92 | 7820 | 1 | HY | OP | NA | WAT |  | 599244 |  |  | EIA Prime Mover-level Data
2020 | MI | Big Quinnesec 92 | 7820 | 2 | HY | OP | NA | WAT |  | 599244 |  |  | EIA Prime Mover-level Data
2020 | MI | Big Turtle Wind Farm, LLC | 58891 | BTWF1 | WT | OP | NA | WND |  | 236117.4062 |  |  | EIA Prime Mover-level Data
2020 | MI | Big Turtle Wind Farm, LLC | 58891 | BTWF2 | WT | OP | NA | WND |  | 347092.5938 |  |  | EIA Prime Mover-level Data
2020 | MI | Bingham Solar, LLC | 63321 | BINGH | PV | OP | NA | SUN |  | 7387 |  |  | EIA Prime Mover-level Data
2020 | MI | Blue Water Energy Center | 62192 | 11 | CT | U | NA | NG
2020 | MI | Blue Water Energy Center | 62192 | 12 | CT | U | NA | NG
2020 | MI | Blue Water Energy Center | 62192 | 1S | CA | U | NA | NG
2020 | MI | Blue Water Renewables Inc | 57706 | 1899-12-31 | IC | OP | NA | LFG |  | 130236.5 | 0.95724 | 0.0147 | EIA Prime Mover-level Data | Estimated using an emission factor
2020 | MI | Blue Water Renewables Inc | 57706 | 1900-01-01 | IC | OP | NA | LFG |  | 130236.5 | 0.95724 | 0.0147 | EIA Prime Mover-level Data | Estimated using an emission factor
2020 | MI | Brent Run Generating Station | 54910 | 2022-07-01 | IC | OP | NA | LFG |  | 134228.1094 | 0.98658 | 0.0147 | EIA Prime Mover-level Data | Estimated using an emission factor
2020 | MI | Brent Run Generating Station | 54910 | 2022-07-02 | IC | OP | NA | LFG |  | 134228.1094 | 0.98658 | 0.0147 | EIA Prime Mover-level Data | Estimated using an emission factor
2020 | MI | Brent Run Generating Station | 54910 | 2022-07-03 | IC | OP | NA | LFG |  | 50335.543 | 0.36997 | 0.0147 | EIA Prime Mover-level Data | Estimated using an emission factor
2020 | MI | Brent Run Generating Station | 54910 | 2022-07-04 | IC | OP | NA | LFG |  | 134228.1094 | 0.98658 | 0.0147 | EIA Prime Mover-level Data | Estimated using an emission factor
2020 | MI | Brent Run Generating Station | 54910 | 2022-07-05 | IC | OP | NA | LFG |  | 134228.1094 | 0.98658 | 0.0147 | EIA Prime Mover-level Data | Estimated using an emission factor
2020 | MI | Brookfield | 58719 | WPH2 | WT | OP | NA | WND |  | 2232305 |  |  | EIA Prime Mover-level Data
2020 | MI | Bryon Center | 56851 | 1 | IC | OP | NA | LFG |  | 118369 | 0.87001 | 0.0147 | EIA Prime Mover-level Data | Estimated using an emission factor
2020 | MI | Bryon Center | 56851 | 2 | IC | OP | NA | LFG |  | 118369 | 0.87001 | 0.0147 | EIA Prime Mover-level Data | Estimated using an emission factor
2020 | MI | Buchanan (MI) | 1754 | 1 | HY | OP | NA | WAT |  | 11233.5459 |  |  | EIA Prime Mover-level Data
2020 | MI | Buchanan (MI) | 1754 | 10 | HY | OP | NA | WAT |  | 14041.9316 |  |  | EIA Prime Mover-level Data
2020 | MI | Buchanan (MI) | 1754 | 2 | HY | OP | NA | WAT |  | 11233.5459 |  |  | EIA Prime Mover-level Data
2020 | MI | Buchanan (MI) | 1754 | 3 | HY | OP | NA | WAT |  | 11233.5459 |  |  | EIA Prime Mover-level Data
2020 | MI | Buchanan (MI) | 1754 | 4 | HY | OP | NA | WAT |  | 11233.5459 |  |  | EIA Prime Mover-level Data
2020 | MI | Buchanan (MI) | 1754 | 5 | HY | OP | NA | WAT |  | 11233.5459 |  |  | EIA Prime Mover-level Data
2020 | MI | Buchanan (MI) | 1754 | 6 | HY | OP | NA | WAT |  | 11233.5459 |  |  | EIA Prime Mover-level Data
2020 | MI | Buchanan (MI) | 1754 | 7 | HY | OP | NA | WAT |  | 14041.9316 |  |  | EIA Prime Mover-level Data
2020 | MI | Buchanan (MI) | 1754 | 8 | HY | OP | NA | WAT |  | 14041.9316 |  |  | EIA Prime Mover-level Data
2020 | MI | Buchanan (MI) | 1754 | 9 | HY | OP | NA | WAT |  | 14041.9316 |  |  | EIA Prime Mover-level Data
2020 | MI | Bullhead Solar, LLC | 64499 | FACBH | PV | TS | NA | SUN
2020 | MI | C W Tippy | 1698 | 1 | HY | OP | NA | WAT |  | 195790 |  |  | EIA Prime Mover-level Data
2020 | MI | C W Tippy | 1698 | 2 | HY | OP | NA | WAT |  | 195790 |  |  | EIA Prime Mover-level Data
2020 | MI | C W Tippy | 1698 | 3 | HY | OP | NA | WAT |  | 195790 |  |  | EIA Prime Mover-level Data
2020 | MI | Cadillac Renewable Energy | 54415 | EUBLR | ST | OP | STOKER | WDS | 3601 | 983377.625 | 3.5029 | 0.0071241 | EPA/CAMD | EPA/NEI | 1993
2020 | MI | Calhoun County Solar Project | 64452 | GEN1 | PV | P | NA | SUN
2020 | MI | Calhoun Solar | 64856 | 65009 | PV | V | NA | SUN
2020 | MI | Captain Solar, LLC | 64457 | FACCA | PV | OP | NA | SUN |  | 35 |  |  | EIA Prime Mover-level Data
2020 | MI | Cargill Salt | 54965 | ACTG | ST | OP | NA | NG |  | 960465 | 3.5656 | 0.0074247 | EIA Prime Mover-level Data | NEI avg EF - PM, fuel type
2020 | MI | Cargill Salt | 54965 | DCT | ST | RE | NA | BIT
2020 | MI | Cargill Salt | 54965 | DCTG | ST | RE | NA | BIT
2020 | MI | Cargill Salt | 54965 | EACTG | ST | OA | NA | NG
2020 | MI | Cargill Salt Hersey | 58196 | ST1 | ST | OP | NA | NG |  | 60025 | 0.22283 | 0.0074247 | EIA Prime Mover-level Data | NEI avg EF - PM, fuel type
2020 | MI | Caro | 1874 | 1 | IC | OP | NA | DFO
2020 | MI | Caro | 1874 | 2 | IC | OP | NA | DFO
2020 | MI | Caro | 1874 | 3 | IC | OP | NA | DFO
2020 | MI | Caro | 1874 | 4 | IC | OP | NA | DFO
2020 | MI | Caro | 1874 | 5 | IC | OP | NA | DFO
2020 | MI | Caro | 1874 | 6 | IC | OP | NA | DFO
2020 | MI | Cascade Dam | 50436 | CAS1 | HY | OP | NA | WAT |  | 56989 |  |  | EIA Prime Mover-level Data
2020 | MI | Cataract (MI) | 7118 | 1 | HY | OP | NA | WAT |  | 70983 |  |  | EIA Prime Mover-level Data
2020 | MI | Cement City Solar, LLC | 64567 | CMCTY | PV | P | NA | SUN
2020 | MI | Central Generating | 63977 | 1 | IC | OP | NA | LFG |  | 104926 | 0.77121 | 0.0147 | EIA Prime Mover-level Data | Estimated using an emission factor
2020 | MI | Central Generating | 63977 | 2 | IC | OP | NA | LFG |  | 52463 | 0.3856 | 0.0147 | EIA Prime Mover-level Data | Estimated using an emission factor
2020 | MI | Central Generating | 63977 | 3 | IC | OP | NA | LFG |  | 104926 | 0.77121 | 0.0147 | EIA Prime Mover-level Data | Estimated using an emission factor
2020 | MI | Central Michigan University | 56190 | GT1 | GT | OP | NA | NG |  | 358696 | 0.17831 | 0.00099423 | EIA Prime Mover-level Data | NEI avg EF - PM, fuel type, firing type
2020 | MI | Central Michigan University | 56190 | STM1 | ST | OP | NA | NG |  | 92559 | 0.34361 | 0.0074247 | EIA Prime Mover-level Data | NEI avg EF - PM, fuel type
2020 | MI | Chalk Hill | 1776 | 1 | HY | OP | NA | WAT |  | 120926.6641 |  |  | EIA Prime Mover-level Data
2020 | MI | Chalk Hill | 1776 | 2 | HY | OP | NA | WAT |  | 120926.6641 |  |  | EIA Prime Mover-level Data
2020 | MI | Chalk Hill | 1776 | 3 | HY | OP | NA | WAT |  | 120926.6641 |  |  | EIA Prime Mover-level Data
2020 | MI | Chatham | 58254 | CT02R | GT | OP | NA | NG |  | 431.014 | 0.00021426 | 0.00099423 | EIA Prime Mover-level Data | NEI avg EF - PM, fuel type, firing type
2020 | MI | Chatham | 58254 | CTOIS | GT | OP | NA | NG |  | 442.986 | 0.00022021 | 0.00099423 | EIA Prime Mover-level Data | NEI avg EF - PM, fuel type, firing type
2020 | MI | Cheboygan | 50461 | GEN1 | HY | OP | NA | WAT |  | 38172 |  |  | EIA Prime Mover-level Data
2020 | MI | Claude Vandyke | 1880 | 5 | IC | RE | NA | NG
2020 | MI | Claude Vandyke | 1880 | 6 | CS | RE | NA | NG
2020 | MI | Claude Vandyke | 1880 | 8 | GT | OP | NA | NG |  | 54115 | 0.026901 | 0.00099423 | EIA Prime Mover-level Data | NEI avg EF - PM, fuel type, firing type
2020 | MI | Coldwater Peaking Plant | 59467 | GEN1 | IC | OP | NA | NG |  | 7328 | 0.0015462 | 0.000422 | EIA Prime Mover-level Data | Estimated using an emission factor
2020 | MI | Coldwater Peaking Plant | 59467 | GEN2 | IC | OP | NA | NG |  | 7328 | 0.0015462 | 0.000422 | EIA Prime Mover-level Data | Estimated using an emission factor
2020 | MI | Coldwater Peaking Plant | 59467 | GEN3 | IC | OP | NA | NG |  | 7328 | 0.0015462 | 0.000422 | EIA Prime Mover-level Data | Estimated using an emission factor
2020 | MI | Coldwater Solar, LLC | 64458 | FAACW | PV | OP | NA | SUN |  | 44 |  |  | EIA Prime Mover-level Data
2020 | MI | Colfax | 1725 | 1 | IC | OP | NA | DFO |  | 690.2 | 0.10698 | 0.31 | EIA Prime Mover-level Data | Estimated using an emission factor
2020 | MI | Colfax | 1725 | 2 | IC | OP | NA | DFO |  | 690.2 | 0.10698 | 0.31 | EIA Prime Mover-level Data | Estimated using an emission factor
2020 | MI | Colfax | 1725 | 3 | IC | OP | NA | DFO |  | 690.2 | 0.10698 | 0.31 | EIA Prime Mover-level Data | Estimated using an emission factor
2020 | MI | Colfax | 1725 | 4 | IC | OP | NA | DFO |  | 690.2 | 0.10698 | 0.31 | EIA Prime Mover-level Data | Estimated using an emission factor
2020 | MI | Colfax | 1725 | 5 | IC | OP | NA | DFO |  | 690.2 | 0.10698 | 0.31 | EIA Prime Mover-level Data | Estimated using an emission factor
2020 | MI | Conners Creek | 1726 | 1 | IC | RE | NA | DFO
2020 | MI | Conners Creek | 1726 | 15 | ST | RE | WALL | NG
2020 | MI | Conners Creek | 1726 | 16 | ST | RE | WALL | NG
2020 | MI | Conners Creek | 1726 | 2 | IC | RE | NA | DFO
2020 | MI | Constantine | 1760 | 1 | HY | OP | NA | WAT |  | 10931.5 |  |  | EIA Prime Mover-level Data
2020 | MI | Constantine | 1760 | 2 | HY | OP | NA | WAT |  | 10931.5 |  |  | EIA Prime Mover-level Data
2020 | MI | Constantine | 1760 | 3 | HY | OP | NA | WAT |  | 10931.5 |  |  | EIA Prime Mover-level Data
2020 | MI | Constantine | 1760 | 4 | HY | OP | NA | WAT |  | 10931.5 |  |  | EIA Prime Mover-level Data
2020 | MI | Cooke | 1700 | 1 | HY | OP | NA | WAT |  | 90031.6641 |  |  | EIA Prime Mover-level Data
2020 | MI | Cooke | 1700 | 1900-01-01 | HY | OP | NA | WAT |  | 90031.6641 |  |  | EIA Prime Mover-level Data
2020 | MI | Cooke | 1700 | 1900-01-02 | HY | OP | NA | WAT |  | 90031.6641 |  |  | EIA Prime Mover-level Data
2020 | MI | Coopersville | 54756 | 2022-03-01 | IC | OP | NA | LFG |  | 60233.625 | 0.44272 | 0.0147 | EIA Prime Mover-level Data | Estimated using an emission factor
2020 | MI | Coopersville | 54756 | 2022-03-02 | IC | OP | NA | LFG |  | 60233.625 | 0.44272 | 0.0147 | EIA Prime Mover-level Data | Estimated using an emission factor
2020 | MI | Coopersville | 54756 | 2022-03-03 | IC | OP | NA | LFG |  | 60233.625 | 0.44272 | 0.0147 | EIA Prime Mover-level Data | Estimated using an emission factor
2020 | MI | Coopersville | 54756 | 2022-03-04 | IC | OP | NA | LFG |  | 60233.625 | 0.44272 | 0.0147 | EIA Prime Mover-level Data | Estimated using an emission factor
2020 | MI | Coopersville | 54756 | 2022-03-05 | IC | OP | NA | LFG |  | 60233.625 | 0.44272 | 0.0147 | EIA Prime Mover-level Data | Estimated using an emission factor
2020 | MI | Coopersville | 54756 | 2022-03-06 | IC | OP | NA | LFG |  | 60233.625 | 0.44272 | 0.0147 | EIA Prime Mover-level Data | Estimated using an emission factor
2020 | MI | Coopersville | 54756 | 2022-03-07 | IC | OP | NA | LFG |  | 120467.25 | 0.88543 | 0.0147 | EIA Prime Mover-level Data | Estimated using an emission factor
2020 | MI | Crescent Wind Park | 63686 | GFWP | WT | V | NA | WND
2020 | MI | Cross Winds Energy Park | 58830 | CWEP | WT | OP | NA | WND |  | 3044103.25 |  |  | EIA Prime Mover-level Data
2020 | MI | Cross Winds Energy Park | 58830 | CWEP2 | WT | OP | NA | WND |  | 1206671.5 |  |  | EIA Prime Mover-level Data
2020 | MI | Cross Winds Energy Park | 58830 | CWEP3 | WT | OP | NA | WND |  | 2081508.375 |  |  | EIA Prime Mover-level Data
2020 | MI | Croswell | 7497 | 1 | IC | SB | NA | DFO
2020 | MI | Croswell | 7497 | 2 | IC | SB | NA | DFO
2020 | MI | Croswell | 7497 | 3 | IC | SB | NA | DFO
2020 | MI | Croswell | 7497 | 4 | IC | SB | NA | DFO
2020 | MI | Croswell | 7497 | 5 | IC | SB | NA | DFO
2020 | MI | Croton | 1701 | 1 | HY | OP | NA | WAT |  | 77974.7188 |  |  | EIA Prime Mover-level Data
2020 | MI | Croton | 1701 | 2 | HY | OP | NA | WAT |  | 77974.7188 |  |  | EIA Prime Mover-level Data
2020 | MI | Croton | 1701 | 3 | HY | OP | NA | WAT |  | 36388.2031 |  |  | EIA Prime Mover-level Data
2020 | MI | Croton | 1701 | 4 | HY | OP | NA | WAT |  | 38987.3594 |  |  | EIA Prime Mover-level Data
2020 | MI | Crystal Falls | 1821 | 1 | HY | OP | NA | WAT |  | 20605.8008 |  |  | EIA Prime Mover-level Data
2020 | MI | Crystal Falls | 1821 | 2 | HY | OP | NA | WAT |  | 20605.8008 |  |  | EIA Prime Mover-level Data
2020 | MI | Crystal Falls | 1821 | 3 | HY | OP | NA | WAT |  | 27474.4004 |  |  | EIA Prime Mover-level Data
2020 | MI | Dafter | 1868 | 1 | IC | OP | NA | DFO |  | 438.75 | 0.068006 | 0.31 | EIA Prime Mover-level Data | Estimated using an emission factor
2020 | MI | Dafter | 1868 | 2 | IC | RE | NA | DFO
2020 | MI | Dafter | 1868 | 3 | IC | OP | NA | DFO |  | 438.75 | 0.068006 | 0.31 | EIA Prime Mover-level Data | Estimated using an emission factor
2020 | MI | Dafter | 1868 | 4 | IC | OP | NA | DFO |  | 1316.25 | 0.20402 | 0.31 | EIA Prime Mover-level Data | Estimated using an emission factor
2020 | MI | Dafter | 1868 | 5 | IC | OP | NA | DFO |  | 1316.25 | 0.20402 | 0.31 | EIA Prime Mover-level Data | Estimated using an emission factor
2020 | MI | Dan E Karn | 1702 | 1 | ST | OP | TANGENTIAL | SUB | 4906 | 10056316 | 51.9191 | 0.010326 | EPA/CAMD | NEI avg EF - PM, fuel type, firing type | 1956
2020 | MI | Dan E Karn | 1702 | 2 | ST | OP | WALL | SUB | 4790 | 9486048 | 31.7078 | 0.0066852 | EPA/CAMD | NEI avg EF - PM, fuel type, firing type | 1956
2020 | MI | Dan E Karn | 1702 | 3 | ST | OP | WALL | NG | 317 | 578064.0625 | 4.865 | 0.016832 | EPA/CAMD | EPA/NEI | 1974
2020 | MI | Dan E Karn | 1702 | 4 | ST | OP | WALL | NG | 254 | 345721.5938 | 4.865 | 0.028144 | EPA/CAMD | EPA/NEI | 1977
2020 | MI | Dan E Karn | 1702 | A | ST | OP | WALL | NG | 457 | 12328.2207 | 0.045269 | 0.0073439 | EPA/CAMD | NEI avg EF - PM, fuel type, firing type | 1975
2020 | MI | Dan E Karn | 1702 | B | ST | OP | WALL | NG | 696 | 26430.9082 | 0.097053 | 0.0073439 | EPA/CAMD | NEI avg EF - PM, fuel type, firing type | 1975
2020 | MI | Dayton (MI) | 1727 | 1 | IC | RE | NA | DFO
2020 | MI | Dayton (MI) | 1727 | 2 | IC | RE | NA | DFO
2020 | MI | Dayton (MI) | 1727 | 3 | IC | RE | NA | DFO
2020 | MI | Dayton (MI) | 1727 | 4 | IC | RE | NA | DFO
2020 | MI | Dayton (MI) | 1727 | 5 | IC | RE | NA | DFO
2020 | MI | Dean Peakers | 55718 | 1 | GT | OP | CT | NG | 2618 | 2251568.75 | 0.4625 | 0.00041082 | EPA/CAMD | EPA/NEI | 2002
2020 | MI | Dean Peakers | 55718 | 2 | GT | OP | CT | NG | 2628 | 2247437.5 | 0.406 | 0.0003613 | EPA/CAMD | EPA/NEI | 2002
2020 | MI | Dean Peakers | 55718 | 3 | GT | OP | CT | NG | 2367 | 2062220.625 | 0.968 | 0.00093879 | EPA/CAMD | EPA/NEI | 2002
2020 | MI | Dean Peakers | 55718 | 4 | GT | OP | CT | NG | 2422 | 2040212.375 | 0.325 | 0.00031859 | EPA/CAMD | EPA/NEI | 2002
2020 | MI | Dearborn Energy Center | 62289 | GTG-1 | CT |  | NA | NG |  | 1297951.625 | 4.0115 | 0.0061813 | EIA Unit-level Data | NEI avg EF - PM, fuel type
2020 | MI | Dearborn Energy Center | 62289 | GTG-2 | CT |  | NA | NG |  | 1312260.875 | 4.0557 | 0.0061813 | EIA Unit-level Data | NEI avg EF - PM, fuel type
2020 | MI | Dearborn Energy Center | 62289 | STG-1 | CA |  | NA | NG |  | 11057.2656 | 0.0023331 | 0.000422 | EIA Unit-level Data | Estimated using an emission factor
2020 | MI | Dearborn Industrial Generation | 55088 | BL1100 | ST | OP | OTHER BOILER | OG | 6159 | 2939121.75 | 17.9935 | 0.012244 | EPA/CAMD | EPA/NEI | 2001
2020 | MI | Dearborn Industrial Generation | 55088 | BL2100 | ST | OP | OTHER BOILER | OG | 5691 | 2597019 | 15.113 | 0.011639 | EPA/CAMD | EPA/NEI | 2001
2020 | MI | Dearborn Industrial Generation | 55088 | BL3100 | ST | OP | OTHER BOILER | OG | 4137 | 2047569.75 | 13.1915 | 0.012885 | EPA/CAMD | EPA/NEI | 2001
2020 | MI | Dearborn Industrial Generation | 55088 | GT2100 | CT | OP | CC | NG | 7386 | 12720216 | 15.415 | 0.0024237 | EPA/CAMD | EPA/NEI | 2001
2020 | MI | Dearborn Industrial Generation | 55088 | GT3100 | CT | OP | CC | NG | 7168 | 13218782 | 17.05 | 0.0025797 | EPA/CAMD | EPA/NEI | 2001
2020 | MI | Dearborn Industrial Generation | 55088 | GTP1 | GT | OP | CT | NG | 6376 | 9942892 | 9.59 | 0.001929 | EPA/CAMD | EPA/NEI | 1999
2020 | MI | Decorative Panels Intl | 10149 | GEN1 | ST | OP | NA | NG |  | 1696430 | 6.2978 | 0.0074247 | EIA Prime Mover-level Data | NEI avg EF - PM, fuel type
2020 | MI | Deerfield Wind Energy, LLC | 60883 | WT1 | WT | OP | NA | WND |  | 1327139.375 |  |  | EIA Prime Mover-level Data
2020 | MI | Deerfield Wind Energy, LLC | 60883 | WT2 | WT | OP | NA | WND |  | 2376728 |  |  | EIA Prime Mover-level Data
2020 | MI | Deerfield Wind Energy, LLC | 60883 | WT3 | WT | OP | NA | WND |  | 1049588.625 |  |  | EIA Prime Mover-level Data
2020 | MI | Delray | 1728 | CTG111 | GT | OP | CT | NG | 425 | 295958.125 | 0.953 | 0.0064401 | EPA/CAMD | EPA/NEI | 1999
2020 | MI | Delray | 1728 | CTG121 | GT | OP | CT | NG | 225 | 124120.8281 | 0.3994 | 0.0064357 | EPA/CAMD | EPA/NEI | 1999
2020 | MI | Delta Energy Park | 63259 | DEPC2 | CT | U | NA | NG
2020 | MI | Delta Energy Park | 63259 | DEPC3 | CT | U | NA | NG
2020 | MI | Delta Energy Park | 63259 | DEPS1 | GT | U | NA | NG
2020 | MI | Delta Energy Park | 63259 | DEPST | CA | U | NA | NG
2020 | MI | Delta Solar Power I | 61954 | DSPI | PV | OP | NA | SUN |  | 126604 |  |  | EIA Prime Mover-level Data
2020 | MI | Delta Solar Power II | 61955 | DSPII | PV | OP | NA | SUN |  | 243749 |  |  | EIA Prime Mover-level Data
2020 | MI | Demille Solar Farm | 60346 | 1 | PV | OP | NA | SUN |  | 380276 |  |  | EIA Prime Mover-level Data
2020 | MI | Detour | 6369 | 6 | IC | OP | NA | DFO |  | 2799.5 | 0.43392 | 0.31 | EIA Prime Mover-level Data | Estimated using an emission factor
2020 | MI | Detour | 6369 | 7 | IC | OP | NA | DFO |  | 2799.5 | 0.43392 | 0.31 | EIA Prime Mover-level Data | Estimated using an emission factor
2020 | MI | DG AMP Solar Coldwater | 61435 | AMPCW | PV | OP | NA | SUN |  | 18268 |  |  | EIA Prime Mover-level Data
2020 | MI | Domino Farms Solar | 60017 | 1 | PV | OP | NA | SUN |  | 10994 |  |  | EIA Prime Mover-level Data
2020 | MI | Donald C Cook | 6000 | 1 | ST | OP | NA | NUC |  | 86739856 |  |  | EIA Prime Mover-level Data
2020 | MI | Donald C Cook | 6000 | 2 | ST | OP | NA | NUC |  | 104073120 |  |  | EIA Prime Mover-level Data
2020 | MI | E.B. Eddy Paper Inc | 58222 | 3TU | ST | OP | NA | NG |  | 1279154 | 4.7487 | 0.0074247 | EIA Prime Mover-level Data | NEI avg EF - PM, fuel type
2020 | MI | Eagle Valley (MI) | 57405 | GEN1 | IC | OP | NA | LFG |  | 134519 | 0.98871 | 0.0147 | EIA Prime Mover-level Data | Estimated using an emission factor
2020 | MI | Eagle Valley (MI) | 57405 | GEN2 | IC | OP | NA | LFG |  | 134519 | 0.98871 | 0.0147 | EIA Prime Mover-level Data | Estimated using an emission factor
2020 | MI | East. Michigan Univ. Heating Plant | 59452 | COGEN | GT | RE | NA | NG
2020 | MI | East. Michigan Univ. Heating Plant | 59452 | COGN2 | GT | OP | NA | NG |  | 403076 | 0.20037 | 0.00099423 | EIA Prime Mover-level Data | NEI avg EF - PM, fuel type, firing type
2020 | MI | Echo Wind Park | 58121 | GEN1 | WT | OP | NA | WND |  | 1053599.5 |  |  | EIA Prime Mover-level Data
2020 | MI | Echo Wind Park | 58121 | GEN2 | WT | OP | NA | WND |  | 1325496.125 |  |  | EIA Prime Mover-level Data
2020 | MI | Echo Wind Park | 58121 | GEN3 | WT | OP | NA | WND |  | 1062096.25 |  |  | EIA Prime Mover-level Data
2020 | MI | Eckert Station | 1831 | 1 | ST | OP | WALL | SUB | 0 |  | 0 |  |  | EPA/NEI | 1954
2020 | MI | Eckert Station | 1831 | 3 | ST | OP | TANGENTIAL | SUB | 0 |  | 0 |  |  | EPA/NEI | 1961
2020 | MI | Eckert Station | 1831 | 4 | ST | OP | WALL | SUB | 194 | 89293.0312 | 0.21888 | 0.0049025 | EPA/CAMD | EPA/NEI | 1964
2020 | MI | Eckert Station | 1831 | 5 | ST | OP | WALL | SUB | 0 |  | 0.21888 |  |  | EPA/NEI | 1968
2020 | MI | Eckert Station | 1831 | 6 | ST | OP | WALL | SUB | 0 |  | 0.21888 |  |  | EPA/NEI | 1970
2020 | MI | Edenville | 50158 | 1 | HY | RE | NA | WAT
2020 | MI | Edenville | 50158 | 2 | HY | RE | NA | WAT
2020 | MI | Edison Sault | 1751 | 10 | HY | OP | NA | WAT |  | 28137.6465 |  |  | EIA Prime Mover-level Data
2020 | MI | Edison Sault | 1751 | 11 | HY | OP | NA | WAT |  | 28137.6465 |  |  | EIA Prime Mover-level Data
2020 | MI | Edison Sault | 1751 | 12 | HY | OP | NA | WAT |  | 28137.6465 |  |  | EIA Prime Mover-level Data
2020 | MI | Edison Sault | 1751 | 13 | HY | OP | NA | WAT |  | 28137.6465 |  |  | EIA Prime Mover-level Data
2020 | MI | Edison Sault | 1751 | 14 | HY | OP | NA | WAT |  | 28137.6465 |  |  | EIA Prime Mover-level Data
2020 | MI | Edison Sault | 1751 | 15 | HY | OP | NA | WAT |  | 28137.6465 |  |  | EIA Prime Mover-level Data
2020 | MI | Edison Sault | 1751 | 16 | HY | OP | NA | WAT |  | 28137.6465 |  |  | EIA Prime Mover-level Data
2020 | MI | Edison Sault | 1751 | 17 | HY | OP | NA | WAT |  | 28137.6465 |  |  | EIA Prime Mover-level Data
2020 | MI | Edison Sault | 1751 | 18 | HY | OP | NA | WAT |  | 28137.6465 |  |  | EIA Prime Mover-level Data
2020 | MI | Edison Sault | 1751 | 19 | HY | OP | NA | WAT |  | 28137.6465 |  |  | EIA Prime Mover-level Data
2020 | MI | Edison Sault | 1751 | 20 | HY | OP | NA | WAT |  | 28137.6465 |  |  | EIA Prime Mover-level Data
2020 | MI | Edison Sault | 1751 | 21 | HY | OP | NA | WAT |  | 28137.6465 |  |  | EIA Prime Mover-level Data
2020 | MI | Edison Sault | 1751 | 22 | HY | OP | NA | WAT |  | 28137.6465 |  |  | EIA Prime Mover-level Data
2020 | MI | Edison Sault | 1751 | 23 | HY | OP | NA | WAT |  | 28137.6465 |  |  | EIA Prime Mover-level Data
2020 | MI | Edison Sault | 1751 | 24 | HY | OP | NA | WAT |  | 28137.6465 |  |  | EIA Prime Mover-level Data
2020 | MI | Edison Sault | 1751 | 25 | HY | OP | NA | WAT |  | 28137.6465 |  |  | EIA Prime Mover-level Data
2020 | MI | Edison Sault | 1751 | 26 | HY | OP | NA | WAT |  | 28137.6465 |  |  | EIA Prime Mover-level Data
2020 | MI | Edison Sault | 1751 | 27 | HY | OP | NA | WAT |  | 28137.6465 |  |  | EIA Prime Mover-level Data
2020 | MI | Edison Sault | 1751 | 28 | HY | OP | NA | WAT |  | 28137.6465 |  |  | EIA Prime Mover-level Data
2020 | MI | Edison Sault | 1751 | 29 | HY | OP | NA | WAT |  | 28137.6465 |  |  | EIA Prime Mover-level Data
2020 | MI | Edison Sault | 1751 | 30 | HY | OP | NA | WAT |  | 28137.6465 |  |  | EIA Prime Mover-level Data
2020 | MI | Edison Sault | 1751 | 31 | HY | OP | NA | WAT |  | 28137.6465 |  |  | EIA Prime Mover-level Data
2020 | MI | Edison Sault | 1751 | 32 | HY | OP | NA | WAT |  | 28137.6465 |  |  | EIA Prime Mover-level Data
2020 | MI | Edison Sault | 1751 | 33 | HY | OP | NA | WAT |  | 28137.6465 |  |  | EIA Prime Mover-level Data
2020 | MI | Edison Sault | 1751 | 34 | HY | OP | NA | WAT |  | 28137.6465 |  |  | EIA Prime Mover-level Data
2020 | MI | Edison Sault | 1751 | 35 | HY | OP | NA | WAT |  | 28137.6465 |  |  | EIA Prime Mover-level Data
2020 | MI | Edison Sault | 1751 | 36 | HY | OP | NA | WAT |  | 28137.6465 |  |  | EIA Prime Mover-level Data
2020 | MI | Edison Sault | 1751 | 37 | HY | OP | NA | WAT |  | 28137.6465 |  |  | EIA Prime Mover-level Data
2020 | MI | Edison Sault | 1751 | 38 | HY | OP | NA | WAT |  | 28137.6465 |  |  | EIA Prime Mover-level Data
2020 | MI | Edison Sault | 1751 | 39 | HY | OP | NA | WAT |  | 28137.6465 |  |  | EIA Prime Mover-level Data
2020 | MI | Edison Sault | 1751 | 40 | HY | OP | NA | WAT |  | 28137.6465 |  |  | EIA Prime Mover-level Data
2020 | MI | Edison Sault | 1751 | 41 | HY | OP | NA | WAT |  | 28137.6465 |  |  | EIA Prime Mover-level Data
2020 | MI | Edison Sault | 1751 | 42 | HY | OP | NA | WAT |  | 23448.0391 |  |  | EIA Prime Mover-level Data
2020 | MI | Edison Sault | 1751 | 45 | HY | OP | NA | WAT |  | 28137.6465 |  |  | EIA Prime Mover-level Data
2020 | MI | Edison Sault | 1751 | 46 | HY | OP | NA | WAT |  | 28137.6465 |  |  | EIA Prime Mover-level Data
2020 | MI | Edison Sault | 1751 | 47 | HY | OP | NA | WAT |  | 28137.6465 |  |  | EIA Prime Mover-level Data
2020 | MI | Edison Sault | 1751 | 48 | HY | OP | NA | WAT |  | 28137.6465 |  |  | EIA Prime Mover-level Data
2020 | MI | Edison Sault | 1751 | 49 | HY | OP | NA | WAT |  | 28137.6465 |  |  | EIA Prime Mover-level Data
2020 | MI | Edison Sault | 1751 | 50 | HY | OP | NA | WAT |  | 28137.6465 |  |  | EIA Prime Mover-level Data
2020 | MI | Edison Sault | 1751 | 51 | HY | OP | NA | WAT |  | 28137.6465 |  |  | EIA Prime Mover-level Data
2020 | MI | Edison Sault | 1751 | 52 | HY | OP | NA | WAT |  | 28137.6465 |  |  | EIA Prime Mover-level Data
2020 | MI | Edison Sault | 1751 | 53 | HY | OP | NA | WAT |  | 28137.6465 |  |  | EIA Prime Mover-level Data
2020 | MI | Edison Sault | 1751 | 54 | HY | OP | NA | WAT |  | 28137.6465 |  |  | EIA Prime Mover-level Data
2020 | MI | Edison Sault | 1751 | 55 | HY | OP | NA | WAT |  | 28137.6465 |  |  | EIA Prime Mover-level Data
2020 | MI | Edison Sault | 1751 | 56 | HY | OP | NA | WAT |  | 28137.6465 |  |  | EIA Prime Mover-level Data
2020 | MI | Edison Sault | 1751 | 57 | HY | OP | NA | WAT |  | 28137.6465 |  |  | EIA Prime Mover-level Data
2020 | MI | Edison Sault | 1751 | 58 | HY | OP | NA | WAT |  | 28137.6465 |  |  | EIA Prime Mover-level Data
2020 | MI | Edison Sault | 1751 | 59 | HY | OP | NA | WAT |  | 28137.6465 |  |  | EIA Prime Mover-level Data
2020 | MI | Edison Sault | 1751 | 6 | HY | OP | NA | WAT |  | 28137.6465 |  |  | EIA Prime Mover-level Data
2020 | MI | Edison Sault | 1751 | 60 | HY | OP | NA | WAT |  | 28137.6465 |  |  | EIA Prime Mover-level Data
2020 | MI | Edison Sault | 1751 | 61 | HY | OP | NA | WAT |  | 28137.6465 |  |  | EIA Prime Mover-level Data
2020 | MI | Edison Sault | 1751 | 62 | HY | OP | NA | WAT |  | 23448.0391 |  |  | EIA Prime Mover-level Data
2020 | MI | Edison Sault | 1751 | 63 | HY | OP | NA | WAT |  | 23448.0391 |  |  | EIA Prime Mover-level Data
2020 | MI | Edison Sault | 1751 | 64 | HY | OP | NA | WAT |  | 23448.0391 |  |  | EIA Prime Mover-level Data
2020 | MI | Edison Sault | 1751 | 65 | HY | OP | NA | WAT |  | 23448.0391 |  |  | EIA Prime Mover-level Data
2020 | MI | Edison Sault | 1751 | 66 | HY | OP | NA | WAT |  | 23448.0391 |  |  | EIA Prime Mover-level Data
2020 | MI | Edison Sault | 1751 | 67 | HY | OP | NA | WAT |  | 23448.0391 |  |  | EIA Prime Mover-level Data
2020 | MI | Edison Sault | 1751 | 68 | HY | OP | NA | WAT |  | 23448.0391 |  |  | EIA Prime Mover-level Data
2020 | MI | Edison Sault | 1751 | 69 | HY | OP | NA | WAT |  | 23448.0391 |  |  | EIA Prime Mover-level Data
2020 | MI | Edison Sault | 1751 | 7 | HY | OP | NA | WAT |  | 28137.6465 |  |  | EIA Prime Mover-level Data
2020 | MI | Edison Sault | 1751 | 70 | HY | OP | NA | WAT |  | 23448.0391 |  |  | EIA Prime Mover-level Data
2020 | MI | Edison Sault | 1751 | 71 | HY | OP | NA | WAT |  | 23448.0391 |  |  | EIA Prime Mover-level Data
2020 | MI | Edison Sault | 1751 | 72 | HY | OP | NA | WAT |  | 23448.0391 |  |  | EIA Prime Mover-level Data
2020 | MI | Edison Sault | 1751 | 73 | HY | OP | NA | WAT |  | 23448.0391 |  |  | EIA Prime Mover-level Data
2020 | MI | Edison Sault | 1751 | 74 | HY | OP | NA | WAT |  | 23448.0391 |  |  | EIA Prime Mover-level Data
2020 | MI | Edison Sault | 1751 | 75 | HY | OP | NA | WAT |  | 23448.0391 |  |  | EIA Prime Mover-level Data
2020 | MI | Edison Sault | 1751 | 76 | HY | OP | NA | WAT |  | 23448.0391 |  |  | EIA Prime Mover-level Data
2020 | MI | Edison Sault | 1751 | 77 | HY | OP | NA | WAT |  | 23448.0391 |  |  | EIA Prime Mover-level Data
2020 | MI | Edison Sault | 1751 | 78 | HY | OP | NA | WAT |  | 23448.0391 |  |  | EIA Prime Mover-level Data
2020 | MI | Edison Sault | 1751 | 79 | HY | OP | NA | WAT |  | 23448.0391 |  |  | EIA Prime Mover-level Data
2020 | MI | Edison Sault | 1751 | 8 | HY | OP | NA | WAT |  | 28137.6465 |  |  | EIA Prime Mover-level Data
2020 | MI | Edison Sault | 1751 | 80 | HY | OP | NA | WAT |  | 23448.0391 |  |  | EIA Prime Mover-level Data
2020 | MI | Edison Sault | 1751 | 9 | HY | OP | NA | WAT |  | 28137.6465 |  |  | EIA Prime Mover-level Data
2020 | MI | Electric City Solar | 64097 | 232 | PV | OP | NA | SUN |  | 1369 |  |  | EIA Prime Mover-level Data
2020 | MI | Endicott Station | 4259 | 1 | ST | RE | NA | BIT
2020 | MI | Endicott Station | 4259 | 2 | IC | RE | NA | DFO
2020 | MI | Endicott Station | 4259 | 3 | IC | RE | NA | DFO
2020 | MI | Erickson | 1832 | 1 | ST | OP | WALL | SUB | 5723 | 7461886.5 | 5.0489 | 0.0013533 | EPA/CAMD | EPA/NEI | 1972
2020 | MI | Escanaba Mill | 10208 | 10 | ST | OP | WALL | BLQ |  | 7858043.5 | 22.5421 | 0.0057373 | EIA Unit-level Data | NEI avg EF - PM, fuel type, firing type
2020 | MI | Escanaba Mill | 10208 | 11 | ST | OP | TANGENTIAL | NG |  | 5423544 | 20.5418 | 0.0075751 | EIA Unit-level Data | NEI avg EF - PM, fuel type, firing type
2020 | MI | Escanaba Mill | 10208 | 7 | ST | OP | WALL | NG |  | 44574 | 0.16367 | 0.0073439 | EIA Unit-level Data | NEI avg EF - PM, fuel type, firing type
2020 | MI | Escanaba Mill | 10208 | 8 | ST | OP | WALL | NG |  | 2234168.25 | 8.2038 | 0.0073439 | EIA Unit-level Data | NEI avg EF - PM, fuel type, firing type
2020 | MI | Escanaba Mill | 10208 | 9 | ST | OP | STOKER | NG |  | 1001522.8125 | 4.9077 | 0.0098005 | EIA Unit-level Data | NEI avg EF - PM, fuel type, firing type
2020 | MI | F.D. Kuester Generating Station | 61392 | K1 | IC | OP | NA | NG |  | 616542.5625 | 0.13009 | 0.000422 | EIA Prime Mover-level Data | Estimated using an emission factor
2020 | MI | F.D. Kuester Generating Station | 61392 | K2 | IC | OP | NA | NG |  | 616542.5625 | 0.13009 | 0.000422 | EIA Prime Mover-level Data | Estimated using an emission factor
2020 | MI | F.D. Kuester Generating Station | 61392 | K3 | IC | OP | NA | NG |  | 616542.5625 | 0.13009 | 0.000422 | EIA Prime Mover-level Data | Estimated using an emission factor
2020 | MI | F.D. Kuester Generating Station | 61392 | K4 | IC | OP | NA | NG |  | 616542.5625 | 0.13009 | 0.000422 | EIA Prime Mover-level Data | Estimated using an emission factor
2020 | MI | F.D. Kuester Generating Station | 61392 | K5 | IC | OP | NA | NG |  | 616542.5625 | 0.13009 | 0.000422 | EIA Prime Mover-level Data | Estimated using an emission factor
2020 | MI | F.D. Kuester Generating Station | 61392 | K6 | IC | OP | NA | NG |  | 616542.5625 | 0.13009 | 0.000422 | EIA Prime Mover-level Data | Estimated using an emission factor
2020 | MI | F.D. Kuester Generating Station | 61392 | K7 | IC | OP | NA | NG |  | 616542.5625 | 0.13009 | 0.000422 | EIA Prime Mover-level Data | Estimated using an emission factor
2020 | MI | Fairbanks Wind Park | 62815 | GNWF1 | WT | V | NA | WND
2020 | MI | Fermi | 1729 | 2 | ST | OP | NA | NUC |  | 63748860 |  |  | EIA Prime Mover-level Data
2020 | MI | Fermi | 1729 | 3 | GT | OP | NA | DFO |  | 1085.75 | 0.0097955 | 0.018044 | EIA Prime Mover-level Data | NEI avg EF - PM, fuel type, firing type
2020 | MI | Fermi | 1729 | 4 | GT | OP | NA | DFO |  | 1085.75 | 0.0097955 | 0.018044 | EIA Prime Mover-level Data | NEI avg EF - PM, fuel type, firing type
2020 | MI | Fermi | 1729 | GT1 | GT | OP | NA | DFO |  | 1085.75 | 0.0097955 | 0.018044 | EIA Prime Mover-level Data | NEI avg EF - PM, fuel type, firing type
2020 | MI | Fermi | 1729 | GT2 | GT | OP | NA | DFO |  | 1085.75 | 0.0097955 | 0.018044 | EIA Prime Mover-level Data | NEI avg EF - PM, fuel type, firing type
2020 | MI | Five Channels | 1704 | 1 | HY | OP | NA | WAT |  | 101666.5 |  |  | EIA Prime Mover-level Data
2020 | MI | Five Channels | 1704 | 2 | HY | OP | NA | WAT |  | 101666.5 |  |  | EIA Prime Mover-level Data
2020 | MI | Foote | 1705 | 1 | HY | OP | NA | WAT |  | 103158.6641 |  |  | EIA Prime Mover-level Data
2020 | MI | Foote | 1705 | 2 | HY | OP | NA | WAT |  | 103158.6641 |  |  | EIA Prime Mover-level Data
2020 | MI | Foote | 1705 | 3 | HY | OP | NA | WAT |  | 103158.6641 |  |  | EIA Prime Mover-level Data
2020 | MI | Ford World Headquarters | 60018 | 1 | PV | OP | NA | SUN |  | 7107 |  |  | EIA Prime Mover-level Data
2020 | MI | Four Mile Hydropower Project | 54341 | 1 | HY | OP | NA | WAT |  | 25379.4004 |  |  | EIA Prime Mover-level Data
2020 | MI | Four Mile Hydropower Project | 54341 | 2 | HY | OP | NA | WAT |  | 25379.4004 |  |  | EIA Prime Mover-level Data
2020 | MI | Four Mile Hydropower Project | 54341 | 3 | HY | OP | NA | WAT |  | 25379.4004 |  |  | EIA Prime Mover-level Data
2020 | MI | Four Mile Hydropower Project | 54341 | 4 | HY | OP | NA | WAT |  | 8459.7998 |  |  | EIA Prime Mover-level Data
2020 | MI | Four Mile Hydropower Project | 54341 | 5 | HY | CN | NA | WAT
2020 | MI | Frank Jenkins | 1851 | 3 | IC | RE | NA | DFO
2020 | MI | Frank Jenkins | 1851 | 4 | IC | SB | NA | DFO
2020 | MI | Frank Jenkins | 1851 | 5 | IC | SB | NA | DFO
2020 | MI | Frank Jenkins | 1851 | 6 | IC | SB | NA | DFO
2020 | MI | Fremont Community Digester, LLC | 59785 | 19001 | IC | OP | NA | OBG |  | 53987 | 0.3968 | 0.0147 | EIA Prime Mover-level Data | Estimated using an emission factor
2020 | MI | Fremont Community Digester, LLC | 59785 | 19002 | IC | OP | NA | OBG |  | 53987 | 0.3968 | 0.0147 | EIA Prime Mover-level Data | Estimated using an emission factor
2020 | MI | French Landing Dam | 50437 | FRL1 | HY | OP | NA | WAT |  | 84194 |  |  | EIA Prime Mover-level Data
2020 | MI | French Paper Hydro | 10656 | 1 | HY | OP | NA | WAT |  | 9794.5381 |  |  | EIA Prime Mover-level Data
2020 | MI | French Paper Hydro | 10656 | 2 | HY | OP | NA | WAT |  | 13059.3848 |  |  | EIA Prime Mover-level Data
2020 | MI | French Paper Hydro | 10656 | 3 | HY | OP | NA | WAT |  | 13059.3848 |  |  | EIA Prime Mover-level Data
2020 | MI | French Paper Hydro | 10656 | 4 | HY | OP | NA | WAT |  | 6529.6919 |  |  | EIA Prime Mover-level Data
2020 | MI | Gaylord - Consumers | 1706 | 1 | GT | RE | NA | NG
2020 | MI | Gaylord - Consumers | 1706 | 2 | GT | RE | NA | NG
2020 | MI | Gaylord - Consumers | 1706 | 3 | GT | RE | NA | NG
2020 | MI | Gaylord - Consumers | 1706 | 4 | GT | RE | NA | NG
2020 | MI | Gaylord - Consumers | 1706 | 5 | GT | RE | NA | NG
2020 | MI | Gaylord - Wolverine | 7932 | 1 | GT | OP | NA | NG |  | 113982.3359 | 0.056662 | 0.00099423 | EIA Prime Mover-level Data | NEI avg EF - PM, fuel type, firing type
2020 | MI | Gaylord - Wolverine | 7932 | 2 | GT | OP | NA | NG |  | 113982.3359 | 0.056662 | 0.00099423 | EIA Prime Mover-level Data | NEI avg EF - PM, fuel type, firing type
2020 | MI | Gaylord - Wolverine | 7932 | 3 | GT | OP | NA | NG |  | 113982.3359 | 0.056662 | 0.00099423 | EIA Prime Mover-level Data | NEI avg EF - PM, fuel type, firing type
2020 | MI | Geddes 1 Solar, LLC | 64459 | FACG1 | PV | OP | NA | SUN |  | 9 |  |  | EIA Prime Mover-level Data
2020 | MI | Geddes 2 Solar, LLC | 64498 | FACG2 | PV | TS | NA | SUN
2020 | MI | Genesee Power Station | 54751 | 1 | ST | OP | STOKER | WDS | 8229 | 1692388.875 | 3.9808 | 0.0047044 | EPA/CAMD | EPA/NEI | 1995
2020 | MI | George Johnson | 1877 | 1 | IC | RE | NA | NG
2020 | MI | George Johnson | 1877 | 10 | GT | OP | NA | NG |  | 126329.5 | 0.0628 | 0.00099423 | EIA Prime Mover-level Data | NEI avg EF - PM, fuel type, firing type
2020 | MI | George Johnson | 1877 | 11 | IC | SB | NA | DFO
2020 | MI | George Johnson | 1877 | 2 | IC | RE | NA | NG
2020 | MI | George Johnson | 1877 | 3 | IC | RE | NA | NG
2020 | MI | George Johnson | 1877 | 4 | IC | RE | NA | NG
2020 | MI | George Johnson | 1877 | 5 | IC | RE | NA | NG
2020 | MI | George Johnson | 1877 | 6 | IC | RE | NA | NG
2020 | MI | George Johnson | 1877 | 7 | GT | RE | NA | NG
2020 | MI | George Johnson | 1877 | 8 | GT | RE | NA | NG
2020 | MI | George Johnson | 1877 | 1900-01-08 | GT | OP | NA | NG |  | 126329.5 | 0.0628 | 0.00099423 | EIA Prime Mover-level Data | NEI avg EF - PM, fuel type, firing type
2020 | MI | Gladstone | 7119 | 1899-12-31 | GT | OP | NA | DFO |  | 616 | 0.0055575 | 0.018044 | EIA Prime Mover-level Data | NEI avg EF - PM, fuel type, firing type
2020 | MI | Grand Blanc Generating Station | 54757 | 2022-04-01 | IC | OP | NA | LFG |  | 66680.8203 | 0.4901 | 0.0147 | EIA Prime Mover-level Data | Estimated using an emission factor
2020 | MI | Grand Blanc Generating Station | 54757 | 2022-04-02 | IC | OP | NA | LFG |  | 66680.8203 | 0.4901 | 0.0147 | EIA Prime Mover-level Data | Estimated using an emission factor
2020 | MI | Grand Blanc Generating Station | 54757 | 2022-04-03 | IC | OP | NA | LFG |  | 66680.8203 | 0.4901 | 0.0147 | EIA Prime Mover-level Data | Estimated using an emission factor
2020 | MI | Grand Blanc Generating Station | 54757 | 2022-04-04 | IC | OP | NA | LFG |  | 66680.8203 | 0.4901 | 0.0147 | EIA Prime Mover-level Data | Estimated using an emission factor
2020 | MI | Grand Blanc Generating Station | 54757 | 2022-04-05 | IC | OP | NA | LFG |  | 66680.8203 | 0.4901 | 0.0147 | EIA Prime Mover-level Data | Estimated using an emission factor
2020 | MI | Grand Blanc Generating Station | 54757 | 2022-04-07 | IC | OP | NA | LFG |  | 133361.6406 | 0.98021 | 0.0147 | EIA Prime Mover-level Data | Estimated using an emission factor
2020 | MI | Grand Blanc Generating Station | 54757 | 2022-04-08 | IC | OP | NA | LFG |  | 133361.6406 | 0.98021 | 0.0147 | EIA Prime Mover-level Data | Estimated using an emission factor
2020 | MI | Grand Blanc Generating Station | 54757 | CIB | IC | OP | NA | LFG |  | 50010.6172 | 0.36758 | 0.0147 | EIA Prime Mover-level Data | Estimated using an emission factor
2020 | MI | Grand Haven Diesel Plant | 1826 | 1 | IC | RE | NA | NG
2020 | MI | Grand Haven Diesel Plant | 1826 | 2 | IC | RE | NA | RFO
2020 | MI | Grand Haven Diesel Plant | 1826 | 5 | IC | RE | NA | DFO
2020 | MI | Grand Haven Diesel Plant | 1826 | 6 | IC | RE | NA | NG
2020 | MI | Grand Haven Diesel Plant | 1826 | 7 | IC | RE | NA | RFO
2020 | MI | Grand Rapids | 1787 | 1 | HY | OP | NA | WAT |  | 49108.3984 |  |  | EIA Prime Mover-level Data
2020 | MI | Grand Rapids | 1787 | 2 | HY | OP | NA | WAT |  | 49108.3984 |  |  | EIA Prime Mover-level Data
2020 | MI | Grand Rapids | 1787 | 3 | HY | OP | NA | WAT |  | 66966 |  |  | EIA Prime Mover-level Data
2020 | MI | Grand Rapids | 1787 | 1900-01-03 | HY | OP | NA | WAT |  | 84823.6016 |  |  | EIA Prime Mover-level Data
2020 | MI | Grand Rapids | 1787 | 1900-01-04 | HY | OP | NA | WAT |  | 84823.6016 |  |  | EIA Prime Mover-level Data
2020 | MI | Grand River | 10532 | 2022-02-01 | IC | OP | NA | LFG |  | 28531.75 | 0.20971 | 0.0147 | EIA Prime Mover-level Data | Estimated using an emission factor
2020 | MI | Grand River | 10532 | 2022-02-02 | IC | RE | NA | LFG
2020 | MI | Grand River | 10532 | 2022-02-03 | IC | OP | NA | LFG |  | 28531.75 | 0.20971 | 0.0147 | EIA Prime Mover-level Data | Estimated using an emission factor
2020 | MI | Grand River | 10532 | 2022-02-04 | IC | OP | NA | LFG |  | 28531.75 | 0.20971 | 0.0147 | EIA Prime Mover-level Data | Estimated using an emission factor
2020 | MI | Grand River | 10532 | 2022-02-05 | IC | OP | NA | LFG |  | 28531.75 | 0.20971 | 0.0147 | EIA Prime Mover-level Data | Estimated using an emission factor
2020 | MI | Grand Valley Solar Gardens | 60118 | 1 | PV | OP | NA | SUN |  | 36013 |  |  | EIA Prime Mover-level Data
2020 | MI | Graphic Packaging International, Inc. | 10698 | BLR08 | ST | OP | WALL | NG | 3549 | 1894716.25 | 4.6065 | 0.0048625 | EIA non-ozone season distributed and EPA/CAMD ozone season | EPA/NEI | 1959
2020 | MI | Gratiot County Wind LLC | 58677 | 1 | WT | OP | NA | WND |  | 2382923 |  |  | EIA Prime Mover-level Data
2020 | MI | Gratiot Farms Wind Project | 63687 | CWP | WT | OP | NA | WND |  | 333865 |  |  | EIA Prime Mover-level Data
2020 | MI | Gratiot Wind Park | 57421 | 1 | WT | OP | NA | WND |  | 2262820 |  |  | EIA Prime Mover-level Data
2020 | MI | Grayling Generating Station | 10822 | 1 | ST | OP | STOKER | WDS | 3229 | 1010746.5625 | 3.9071 | 0.007731 | EPA/CAMD | EPA/NEI | 1992
2020 | MI | Green Lake Solar | 63019 | GRN1 | PV | OP | NA | SUN |  | 12475 |  |  | EIA Prime Mover-level Data
2020 | MI | Greenwood | 6035 | 1 | ST | OP | WALL | NG | 3003 | 9461561 | 33.1066 | 0.0069981 | EPA/CAMD | EPA/NEI | 1978
2020 | MI | Greenwood | 6035 | CTG111 | GT | OP | CT | NG | 575 | 435034.75 | 0.6265 | 0.0028802 | EPA/CAMD | EPA/NEI | 1999
2020 | MI | Greenwood | 6035 | CTG112 | GT | OP | CT | NG | 575 | 437736.5938 | 0.91 | 0.0041578 | EPA/CAMD | EPA/NEI | 1999
2020 | MI | Greenwood | 6035 | CTG121 | GT | OP | CT | NG | 670 | 499215.9375 | 0.2872 | 0.0011506 | EPA/CAMD | EPA/NEI | 1999
2020 | MI | Greenwood Solar Farm | 60019 | 1 | PV | OP | NA | SUN |  | 23161 |  |  | EIA Prime Mover-level Data
2020 | MI | GRS Arbor Hills | 55596 | 1 | CT |  | NA | LFG |  | 408752.7812 | 4.4145 | 0.0216 | EIA Unit-level Data | Estimated using an emission factor
2020 | MI | GRS Arbor Hills | 55596 | 2 | CT |  | NA | LFG |  | 440605.0625 | 4.7585 | 0.0216 | EIA Unit-level Data | Estimated using an emission factor
2020 | MI | GRS Arbor Hills | 55596 | 3 | CT |  | NA | LFG |  | 453552.375 | 4.8984 | 0.0216 | EIA Unit-level Data | Estimated using an emission factor
2020 | MI | GRS Arbor Hills | 55596 | 5 | CT |  | NA | LFG |  | 486711.7812 | 5.2565 | 0.0216 | EIA Unit-level Data | Estimated using an emission factor
2020 | MI | GRS Arbor Hills | 55596 | HRSG 1 | CA | OP | NA | LFG |  | 104712.4453 | 0.15183 | 0.0029 | EIA Unit-level Data | Estimated using an emission factor
2020 | MI | GRS Arbor Hills | 55596 | HRSG 2 | CA | OP | NA | LFG |  | 111266.8984 | 0.16134 | 0.0029 | EIA Unit-level Data | Estimated using an emission factor
2020 | MI | GRS Arbor Hills | 55596 | HRSG 3 | CA | OP | NA | LFG |  | 114342.0469 | 0.1658 | 0.0029 | EIA Unit-level Data | Estimated using an emission factor
2020 | MI | GRS C&C | 55597 | 1 | IC | OP | NA | LFG |  | 60427.332 | 0.44414 | 0.0147 | EIA Prime Mover-level Data | Estimated using an emission factor
2020 | MI | GRS C&C | 55597 | 2 | IC | OS | NA | LFG |  | 60427.332 | 0.44414 | 0.0147 | EIA Prime Mover-level Data | Estimated using an emission factor
2020 | MI | GRS C&C | 55597 | 3 | IC | OP | NA | LFG |  | 60427.332 | 0.44414 | 0.0147 | EIA Prime Mover-level Data | Estimated using an emission factor
2020 | MI | GRS C&C | 55597 | 4 | GT | OP | NA | LFG |  | 335724 | 3.6258 | 0.0216 | EIA Prime Mover-level Data | Estimated using an emission factor
2020 | MI | GRS Lyon | 55595 | 1 | IC | RE | NA | LFG
2020 | MI | GRS Lyon | 55595 | 2 | IC | RE | NA | LFG
2020 | MI | GRS Lyon | 55595 | 3 | IC | RE | NA | LFG
2020 | MI | GRS Lyon | 55595 | 4 | IC | RE | NA | LFG
2020 | MI | GRS Lyon | 55595 | 5 | IC | RE | NA | LFG
2020 | MI | Hancock Peakers | 1730 | CTG121 | GT | OP | CT | NG | 82 | 34137.3984 | 0.1122 | 0.0065734 | EPA/CAMD | EPA/NEI | 1970
2020 | MI | Hancock Peakers | 1730 | CTG122 | GT | OP | CT | NG | 78 | 32974.5 | 0.1084 | 0.0065748 | EPA/CAMD | EPA/NEI | 1966
2020 | MI | Harbor Beach | 1731 | 1 | ST | RE | WALL | BIT
2020 | MI | Harbor Beach | 1731 | IC1 | IC | RE | NA | DFO
2020 | MI | Harbor Beach | 1731 | IC2 | IC | RE | NA | DFO
2020 | MI | Hardy | 1707 | 1 | HY | OP | NA | WAT |  | 321662.5312 |  |  | EIA Prime Mover-level Data
2020 | MI | Hardy | 1707 | 2 | HY | OP | NA | WAT |  | 321662.5312 |  |  | EIA Prime Mover-level Data
2020 | MI | Hardy | 1707 | 3 | HY | OP | NA | WAT |  | 369911.9062 |  |  | EIA Prime Mover-level Data
2020 | MI | Hart | 1827 | 2 | IC | RE | NA | DFO
2020 | MI | Hart | 1827 | 4 | IC | OP | NA | NG
2020 | MI | Hart | 1827 | IC1 | IC | OP | NA | DFO
2020 | MI | Hart | 1827 | IC3 | IC | OP | NA | DFO
2020 | MI | Harvest | 56635 | 1 | WT | OP | NA | WND |  | 1081537 |  |  | EIA Prime Mover-level Data
2020 | MI | Harvest 2 | 57888 | 1 | WT | OP | NA | WND |  | 1783938 |  |  | EIA Prime Mover-level Data
2020 | MI | Hazel Solar, LLC | 64497 | FACHA | PV | TS | NA | SUN
2020 | MI | Hemlock Falls | 1777 | 1 | HY | OP | NA | WAT |  | 89397 |  |  | EIA Prime Mover-level Data
2020 | MI | Hendershot Solar, LLC | 64496 | FACHE | PV | TS | NA | SUN
2020 | MI | Henry Station | 7399 | GEN3 | IC | OP | NA | NG |  | 3483.5 | 0.00073502 | 0.000422 | EIA Prime Mover-level Data | Estimated using an emission factor
2020 | MI | Henry Station | 7399 | GEN4 | IC | OP | NA | NG |  | 3483.5 | 0.00073502 | 0.000422 | EIA Prime Mover-level Data | Estimated using an emission factor
2020 | MI | Heritage Garden Wind Farm I LLC | 58103 | 1 | WT | OP | NA | WND |  | 628261 |  |  | EIA Prime Mover-level Data
2020 | MI | Hillman Power LLC | 10346 | BOIL01 | ST | OP | NA | WDS |  | 5509 | 0.051506 | 0.018699 | EIA Unit-level Data | NEI avg EF - PM, fuel type
2020 | MI | Hillsdale | 1829 | 10 | IC | RE | NA | DFO
2020 | MI | Hillsdale | 1829 | 2 | IC | RE | NA | DFO
2020 | MI | Hillsdale | 1829 | 3 | IC | RE | NA | NG
2020 | MI | Hillsdale | 1829 | 4 | IC | RE | NA | NG
2020 | MI | Hillsdale | 1829 | 5 | IC | OP | NA | NG |  | 1444.4139 | 0.00030477 | 0.000422 | EIA Prime Mover-level Data | Estimated using an emission factor
2020 | MI | Hillsdale | 1829 | 6 | IC | OP | NA | NG |  | 1547.5861 | 0.00032654 | 0.000422 | EIA Prime Mover-level Data | Estimated using an emission factor
2020 | MI | Hillsdale | 1829 | 7 | IC | RE | NA | DFO
2020 | MI | Hillsdale | 1829 | 8 | IC | RE | NA | DFO
2020 | MI | Hillsdale | 1829 | 9 | IC | RE | NA | DFO
2020 | MI | Hodenpyl | 1708 | 1 | HY | OP | NA | WAT |  | 239446.5 |  |  | EIA Prime Mover-level Data
2020 | MI | Hodenpyl | 1708 | 2 | HY | OP | NA | WAT |  | 239446.5 |  |  | EIA Prime Mover-level Data
2020 | MI | Hoist | 7115 | 1 | HY | RE | NA | WAT
2020 | MI | Hoist | 7115 | 2 | HY | OP | NA | WAT |  | 68950.4141 |  |  | EIA Prime Mover-level Data
2020 | MI | Hoist | 7115 | 3 | HY | OP | NA | WAT |  | 98500.5859 |  |  | EIA Prime Mover-level Data
2020 | MI | Holland Energy Park | 59093 | 10 | CT | OP | CC | NG | 6861 | 2852499.5 | 2.8525 | 0.002 | EPA/CAMD | EPA/NEI | 2017
2020 | MI | Holland Energy Park | 59093 | 11 | CT | OP | CC | NG | 7424 | 3132114.75 | 3.132 | 0.0019999 | EPA/CAMD | EPA/NEI | 2017
2020 | MI | Hydro Plant | 1856 | 1 | HY | OP | NA | WAT |  | 5123.2729 |  |  | EIA Prime Mover-level Data
2020 | MI | Hydro Plant | 1856 | 2 | HY | OP | NA | WAT |  | 5123.2729 |  |  | EIA Prime Mover-level Data
2020 | MI | Hydro Plant | 1856 | 3 | HY | OP | NA | WAT |  | 8965.7275 |  |  | EIA Prime Mover-level Data
2020 | MI | Hydro Plant | 1856 | 4 | HY | OP | NA | WAT |  | 8965.7275 |  |  | EIA Prime Mover-level Data
2020 | MI | IKEA Canton Rooftop PV System | 62677 | 26A | PV | OP | NA | SUN |  | 4890.3999 |  |  | EIA Prime Mover-level Data
2020 | MI | IKEA Canton Rooftop PV System | 62677 | 26B | PV | OP | NA | SUN |  | 1222.6 |  |  | EIA Prime Mover-level Data
2020 | MI | Indeck Niles Energy Center | 55460 | CT1 | CT | U | NA | NG
2020 | MI | Indeck Niles Energy Center | 55460 | CT2 | CT | U | NA | NG
2020 | MI | Indeck Niles Energy Center | 55460 | ST1 | CA | U | NA | NG
2020 | MI | Interchange Solar, LLC | 64470 | FACIC | PV | OP | NA | SUN |  | 44 |  |  | EIA Prime Mover-level Data
2020 | MI | Isabella Wind Park | 63601 | 1 | WT | V | NA | WND
2020 | MI | J B Sims | 1825 | 3 | ST | OP | WALL | BIT | 1048 | 356919.8438 | 5.9844 | 0.033534 | EPA/CAMD | EPA/NEI | 1983
2020 | MI | J C Weadock | 1720 | 7 | ST | RE | TANGENTIAL | SUB
2020 | MI | J C Weadock | 1720 | 8 | ST | RE | TANGENTIAL | SUB
2020 | MI | J C Weadock | 1720 | A | GT | RE | NA | NG
2020 | MI | J H Campbell | 1710 | 1 | ST | OP | TANGENTIAL | SUB | 4210 | 8184364 | 42.515 | 0.010389 | EPA/CAMD | EPA/NEI | 1962
2020 | MI | J H Campbell | 1710 | 2 | ST | OP | CELL | SUB | 4625 | 9526805 | 25.7 | 0.0053953 | EPA/CAMD | EPA/NEI | 1967
2020 | MI | J H Campbell | 1710 | 3 | ST | OP | WALL | SUB | 7882 | 53092156 | 93.9 | 0.0035372 | EPA/CAMD | EPA/NEI | 1980
2020 | MI | J R Whiting | 1723 | 1 | ST | RE | WALL | SUB
2020 | MI | J R Whiting | 1723 | 2 | ST | RE | WALL | SUB
2020 | MI | J R Whiting | 1723 | 3 | ST | RE | WALL | SUB
2020 | MI | J R Whiting | 1723 | A | GT | RE | NA | DFO
2020 | MI | Jack Francis Solar, LLC | 64460 | FACJF | PV | OP | NA | SUN
2020 | MI | Jackson Generating Station | 55270 | 7EA | CT | OP | CC | NG | 4754 | 4165656 | 12.8745 | 0.0061813 | EPA/CAMD | NEI avg EF - PM, fuel type, firing type | 2002
2020 | MI | Jackson Generating Station | 55270 | LM1 | CT | OP | CC | NG | 4768 | 1783108.875 | 24.325 | 0.027284 | EPA/CAMD | EPA/NEI | 2002
2020 | MI | Jackson Generating Station | 55270 | LM2 | CT | OP | CC | NG | 4692 | 1765377.125 | 24.325 | 0.027558 | EPA/CAMD | EPA/NEI | 2002
2020 | MI | Jackson Generating Station | 55270 | LM3 | CT | OP | CC | NG | 4453 | 1669839.25 | 24.325 | 0.029135 | EPA/CAMD | EPA/NEI | 2002
2020 | MI | Jackson Generating Station | 55270 | LM4 | CT | OP | CC | NG | 4380 | 1708060.75 | 24.325 | 0.028483 | EPA/CAMD | EPA/NEI | 2002
2020 | MI | Jackson Generating Station | 55270 | LM5 | CT | OP | CC | NG | 4820 | 1838976.875 | 24.325 | 0.026455 | EPA/CAMD | EPA/NEI | 2002
2020 | MI | Jackson Generating Station | 55270 | LM6 | CT | OP | CC | NG | 4560 | 1775637.25 | 24.325 | 0.027399 | EPA/CAMD | EPA/NEI | 2002
2020 | MI | James De Young | 1830 | 3 | ST | RE | NA | BIT
2020 | MI | James De Young | 1830 | 4 | ST | RE | NA | BIT
2020 | MI | James De Young | 1830 | 5 | ST | RE | NA | BIT
2020 | MI | James R Smith | 1842 | 1 | HY | OP | NA | WAT |  | 96849.5 |  |  | EIA Prime Mover-level Data
2020 | MI | James R Smith | 1842 | 2 | HY | OP | NA | WAT |  | 96849.5 |  |  | EIA Prime Mover-level Data
2020 | MI | John H Warden | 1772 | 1 | ST | OP | NA | WDS |  | 1554107.75 | 14.5301 | 0.018699 | EIA Unit-level Data | NEI avg EF - PM, fuel type
2020 | MI | Kalamazoo River Generating Station | 55101 | 1 | GT | OP | CT | NG | 1208 | 959163.625 | 3.0095 | 0.0062753 | EPA/CAMD | EPA/NEI | 1999
2020 | MI | Kalkaska CT Project #1 | 7984 | 1A | GT | OP | CT | NG | 581 | 116205.1484 | 0.748 | 0.012874 | EPA/CAMD | EPA/NEI | 2002
2020 | MI | Kalkaska CT Project #1 | 7984 | 1B | GT | OP | CT | NG | 569 | 119420.9219 | 0.748 | 0.012527 | EPA/CAMD | EPA/NEI | 2002
2020 | MI | Kent County Waste to Energy Facility | 50860 | BLR1 | ST | OP | NA | MSW |  | 1002831.6875 |  |  | EIA Unit-level Data
2020 | MI | Kent County Waste to Energy Facility | 50860 | BLR2 | ST | OP | NA | MSW |  | 1040739.75 |  |  | EIA Unit-level Data
2020 | MI | Kingsford | 1778 | 1 | HY | OP | NA | WAT |  | 79129.6641 |  |  | EIA Prime Mover-level Data
2020 | MI | Kingsford | 1778 | 2 | HY | OP | NA | WAT |  | 79129.6641 |  |  | EIA Prime Mover-level Data
2020 | MI | Kingsford | 1778 | 3 | HY | OP | NA | WAT |  | 79129.6641 |  |  | EIA Prime Mover-level Data
2020 | MI | Kleber | 1871 | K1 | HY | OP | NA | WAT |  | 18900.334 |  |  | EIA Prime Mover-level Data
2020 | MI | Kleber | 1871 | K2 | HY | OP | NA | WAT |  | 18900.334 |  |  | EIA Prime Mover-level Data
2020 | MI | Kleber | 1871 | T1 | HY | OP | NA | WAT |  | 9450.167 |  |  | EIA Prime Mover-level Data
2020 | MI | Kleber | 1871 | T2 | HY | OP | NA | WAT |  | 9450.167 |  |  | EIA Prime Mover-level Data
2020 | MI | Lake Winds Energy Park | 57984 | LWEP | WT | OP | NA | WND |  | 2398450 |  |  | EIA Prime Mover-level Data
2020 | MI | Lansing BWL REO Town Plant | 58427 | 100 | CT | OP | CC | NG | 7637 | 2568935 | 7.13 | 0.0055509 | EPA/CAMD | EPA/NEI | 2013
2020 | MI | Lansing BWL REO Town Plant | 58427 | 200 | CT | OP | CC | NG | 7680 | 2516545 | 5.89 | 0.004681 | EPA/CAMD | EPA/NEI | 2013
2020 | MI | Lennon Generating | 59436 | 10 | IC | OP | NA | LFG |  | 83204.8359 | 0.61156 | 0.0147 | EIA Prime Mover-level Data | Estimated using an emission factor
2020 | MI | Lennon Generating | 59436 | 3 | IC | OP | NA | LFG |  | 41602.418 | 0.30578 | 0.0147 | EIA Prime Mover-level Data | Estimated using an emission factor
2020 | MI | Lennon Generating | 59436 | 4 | IC | OP | NA | LFG |  | 41602.418 | 0.30578 | 0.0147 | EIA Prime Mover-level Data | Estimated using an emission factor
2020 | MI | Lennon Generating | 59436 | 5 | IC | OP | NA | LFG |  | 41602.418 | 0.30578 | 0.0147 | EIA Prime Mover-level Data | Estimated using an emission factor
2020 | MI | Lennon Generating | 59436 | 6 | IC | OP | NA | LFG |  | 41602.418 | 0.30578 | 0.0147 | EIA Prime Mover-level Data | Estimated using an emission factor
2020 | MI | Lennon Generating | 59436 | 7 | IC | OP | NA | LFG |  | 83204.8359 | 0.61156 | 0.0147 | EIA Prime Mover-level Data | Estimated using an emission factor
2020 | MI | Lennon Generating | 59436 | 8 | IC | OP | NA | LFG |  | 83204.8359 | 0.61156 | 0.0147 | EIA Prime Mover-level Data | Estimated using an emission factor
2020 | MI | Lennon Generating | 59436 | 9 | IC | OP | NA | LFG |  | 83204.8359 | 0.61156 | 0.0147 | EIA Prime Mover-level Data | Estimated using an emission factor
2020 | MI | Letts Creek Solar, LLC | 64568 | LETTS | PV | P | NA | SUN
2020 | MI | Livingston Generating Station | 55102 | 1 | GT | OP | CT | NG | 40 | 12173.6182 | 0.2173 | 0.0357 | EPA/CAMD | EPA/NEI | 1999
2020 | MI | Livingston Generating Station | 55102 | 2 | GT | OP | CT | NG | 59 | 20348.8008 | 0.2173 | 0.021358 | EPA/CAMD | EPA/NEI | 1999
2020 | MI | Livingston Generating Station | 55102 | 3 | GT | OP | CT | NG | 79 | 31405.4023 | 0.2173 | 0.013838 | EPA/CAMD | EPA/NEI | 1999
2020 | MI | Livingston Generating Station | 55102 | 4 | GT | OP | CT | NG | 10 | 1367.178 | 0.2173 | 0.31788 | EPA/CAMD | EPA/NEI | 1999
2020 | MI | Lorin Industries | 60102 | 1 | IC | OP | NA | NG |  | 20406.25 | 0.0043057 | 0.000422 | EIA Prime Mover-level Data | Estimated using an emission factor
2020 | MI | Lorin Industries | 60102 | 2 | IC | OP | NA | NG |  | 20406.25 | 0.0043057 | 0.000422 | EIA Prime Mover-level Data | Estimated using an emission factor
2020 | MI | Lorin Industries | 60102 | 3 | IC | OP | NA | NG |  | 20406.25 | 0.0043057 | 0.000422 | EIA Prime Mover-level Data | Estimated using an emission factor
2020 | MI | Lorin Industries | 60102 | 4 | IC | OP | NA | NG |  | 20406.25 | 0.0043057 | 0.000422 | EIA Prime Mover-level Data | Estimated using an emission factor
2020 | MI | Loud | 1712 | 1 | HY | OP | NA | WAT |  | 87493.5 |  |  | EIA Prime Mover-level Data
2020 | MI | Loud | 1712 | 2 | HY | OP | NA | WAT |  | 87493.5 |  |  | EIA Prime Mover-level Data
2020 | MI | Lowell | 1837 | 5 | IC | RE | NA | NG
2020 | MI | Lowell | 1837 | 6 | IC | RE | NA | NG
2020 | MI | Lowell | 1837 | 7 | IC | RE | NA | NG
2020 | MI | Ludington | 1713 | 1 | PS | OP | NA | WAT |  | 0 |  |  | EIA Prime Mover-level Data
2020 | MI | Ludington | 1713 | 2 | PS | OP | NA | WAT |  | 0 |  |  | EIA Prime Mover-level Data
2020 | MI | Ludington | 1713 | 3 | PS | OA | NA | WAT |  | 0 |  |  | EIA Prime Mover-level Data
2020 | MI | Ludington | 1713 | 4 | PS | OP | NA | WAT |  | 0 |  |  | EIA Prime Mover-level Data
2020 | MI | Ludington | 1713 | 5 | PS | OP | NA | WAT |  | 0 |  |  | EIA Prime Mover-level Data
2020 | MI | Ludington | 1713 | 6 | PS | OP | NA | WAT |  | 0 |  |  | EIA Prime Mover-level Data
2020 | MI | M72 West Solar | 63660 | M72W | PV | OP | NA | SUN |  | 16977 |  |  | EIA Prime Mover-level Data
2020 | MI | Main Street (MI) | 1853 | 1 | IC | SB | NA | DFO |  | 91 | 0.014105 | 0.31 | EIA Prime Mover-level Data | Estimated using an emission factor
2020 | MI | Main Street (MI) | 1853 | 2 | IC | SB | NA | DFO |  | 81.9 | 0.012695 | 0.31 | EIA Prime Mover-level Data | Estimated using an emission factor
2020 | MI | Main Street (MI) | 1853 | 3 | IC | SB | NA | DFO |  | 100.1 | 0.015515 | 0.31 | EIA Prime Mover-level Data | Estimated using an emission factor
2020 | MI | Main Street (MI) | 1853 | 4 | IC | SB | NA | DFO |  | 118.3 | 0.018337 | 0.31 | EIA Prime Mover-level Data | Estimated using an emission factor
2020 | MI | Main Street (MI) | 1853 | 5 | IC | SB | NA | DFO |  | 100.1 | 0.015515 | 0.31 | EIA Prime Mover-level Data | Estimated using an emission factor
2020 | MI | Main Street (MI) | 1853 | 6 | IC | SB | NA | DFO |  | 54.6 | 0.008463 | 0.31 | EIA Prime Mover-level Data | Estimated using an emission factor
2020 | MI | Manistique | 1750 | 1 | IC | OP | NA | DFO |  | 2872.5 | 0.44524 | 0.31 | EIA Prime Mover-level Data | Estimated using an emission factor
2020 | MI | Manistique | 1750 | 2 | IC | OP | NA | DFO |  | 4021.5 | 0.62333 | 0.31 | EIA Prime Mover-level Data | Estimated using an emission factor
2020 | MI | Marquette Energy Center | 60559 | MEC1 | IC | OP | NA | NG |  | 432060.3438 | 0.091165 | 0.000422 | EIA Prime Mover-level Data | Estimated using an emission factor
2020 | MI | Marquette Energy Center | 60559 | MEC2 | IC | OP | NA | NG |  | 432060.3438 | 0.091165 | 0.000422 | EIA Prime Mover-level Data | Estimated using an emission factor
2020 | MI | Marquette Energy Center | 60559 | MEC3 | IC | OP | NA | NG |  | 432060.3438 | 0.091165 | 0.000422 | EIA Prime Mover-level Data | Estimated using an emission factor
2020 | MI | Marshall (MI) | 1844 | 1 | HY | OP | NA | WAT |  | 1420.667 |  |  | EIA Prime Mover-level Data
2020 | MI | Marshall (MI) | 1844 | 3 | HY | OS | NA | WAT |  | 710.333 |  |  | EIA Prime Mover-level Data
2020 | MI | Marshall (MI) | 1844 | IC2 | IC | OS | NA | NG |  | 157.983 | 3.3334e-05 | 0.000422 | EIA Prime Mover-level Data | Estimated using an emission factor
2020 | MI | Marshall (MI) | 1844 | IC3 | IC | OP | NA | NG |  | 301.603 | 6.3638e-05 | 0.000422 | EIA Prime Mover-level Data | Estimated using an emission factor
2020 | MI | Marshall (MI) | 1844 | IC4 | IC | OS | NA | DFO |  | 143.621 | 0.022261 | 0.31 | EIA Prime Mover-level Data | Estimated using an emission factor
2020 | MI | Marshall (MI) | 1844 | IC5 | IC | OP | NA | NG |  | 244.155 | 5.1517e-05 | 0.000422 | EIA Prime Mover-level Data | Estimated using an emission factor
2020 | MI | Marshall (MI) | 1844 | IC6 | IC | OP | NA | NG |  | 818.638 | 0.00017273 | 0.000422 | EIA Prime Mover-level Data | Estimated using an emission factor
2020 | MI | Marysville | 1732 | 6 | ST | RE | NA | BIT
2020 | MI | Marysville | 1732 | 7 | ST | RE | NA | BIT
2020 | MI | Marysville | 1732 | 8 | ST | RE | NA | BIT
2020 | MI | May Shannon Solar, LLC | 64461 | FACMS | PV | OP | NA | SUN |  | 9 |  |  | EIA Prime Mover-level Data
2020 | MI | McClure Dam | 7116 | 1 | HY | OP | NA | WAT |  | 232768.5 |  |  | EIA Prime Mover-level Data
2020 | MI | McClure Dam | 7116 | 2 | HY | OP | NA | WAT |  | 232768.5 |  |  | EIA Prime Mover-level Data
2020 | MI | McKinley Wind Park | 57853 | 1 | WT | OP | NA | WND |  | 453521 |  |  | EIA Prime Mover-level Data
2020 | MI | MEC North | 63911 | MECN | CS | T | NA | NG
2020 | MI | MEC South | 63912 | MECS | CS | L | NA | NG
2020 | MI | Menominee Mill Marinette | 50409 | 4 | HY | OP | NA | WAT |  | 27048.4453 |  |  | EIA Prime Mover-level Data
2020 | MI | Menominee Mill Marinette | 50409 | 5 | HY | OP | NA | WAT |  | 27048.4453 |  |  | EIA Prime Mover-level Data
2020 | MI | Menominee Mill Marinette | 50409 | 8 | HY | OP | NA | WAT |  | 33810.5547 |  |  | EIA Prime Mover-level Data
2020 | MI | Menominee Mill Marinette | 50409 | 9 | HY | OP | NA | WAT |  | 33810.5547 |  |  | EIA Prime Mover-level Data
2020 | MI | Michigamme Falls | 1780 | 1 | HY | OP | NA | WAT |  | 241060.5 |  |  | EIA Prime Mover-level Data
2020 | MI | Michigamme Falls | 1780 | 2 | HY | OP | NA | WAT |  | 241060.5 |  |  | EIA Prime Mover-level Data
2020 | MI | Michigan Power Limited Partnership | 54915 | 1 | CT | OP | CC | NG | 8671 | 9449816 | 19.96 | 0.0042244 | EPA/CAMD | EPA/NEI | 1995
2020 | MI | Michigan Wind 1 | 56416 | 1 | WT | OP | NA | WND |  | 1484392 |  |  | EIA Prime Mover-level Data
2020 | MI | Michigan Wind 2 | 56659 | 1 | WT | OP | NA | WND |  | 2970891 |  |  | EIA Prime Mover-level Data
2020 | MI | Midland Cogeneration Venture | 10745 | 3 | CT | OP | CC | NG | 6460 | 6712547 | 238.85 | 0.071165 | EPA/CAMD | EPA/NEI | 1990
2020 | MI | Midland Cogeneration Venture | 10745 | 4 | CT | OP | CC | NG | 7652 | 7629705 | 238.85 | 0.062611 | EPA/CAMD | EPA/NEI | 1990
2020 | MI | Midland Cogeneration Venture | 10745 | 5 | CT | OP | CC | NG | 6982 | 6928529.5 | 238.85 | 0.068947 | EPA/CAMD | EPA/NEI | 1990
2020 | MI | Midland Cogeneration Venture | 10745 | 6 | CT | OP | CC | NG | 6339 | 6281513 | 238.85 | 0.076049 | EPA/CAMD | EPA/NEI | 1990
2020 | MI | Midland Cogeneration Venture | 10745 | 7 | CT | OP | CC | NG | 6867 | 6741437 | 238.85 | 0.07086 | EPA/CAMD | EPA/NEI | 1990
2020 | MI | Midland Cogeneration Venture | 10745 | 8 | CT | OP | CC | NG | 6954 | 7132308 | 238.85 | 0.066977 | EPA/CAMD | EPA/NEI | 1990
2020 | MI | Midland Cogeneration Venture | 10745 | 9 | CT | OP | CC | NG | 5995 | 6329078 | 238.85 | 0.075477 | EPA/CAMD | EPA/NEI | 1990
2020 | MI | Midland Cogeneration Venture | 10745 | 10 | CT | OP | CC | NG | 7129 | 7299527 | 238.85 | 0.065443 | EPA/CAMD | EPA/NEI | 1990
2020 | MI | Midland Cogeneration Venture | 10745 | 11 | CT | OP | CC | NG | 7077 | 7303190 | 238.85 | 0.06541 | EPA/CAMD | EPA/NEI | 1990
2020 | MI | Midland Cogeneration Venture | 10745 | 12 | CT | OP | CC | NG | 8299 | 8243873 | 25.415 | 0.0061658 | EPA/CAMD | EPA/NEI | 1990
2020 | MI | Midland Cogeneration Venture | 10745 | 13 | CT | OP | CC | NG | 6613 | 7055830.5 | 238.85 | 0.067703 | EPA/CAMD | EPA/NEI | 1990
2020 | MI | Midland Cogeneration Venture | 10745 | 14 | CT | OP | CC | NG | 6294 | 6434726 | 238.85 | 0.074238 | EPA/CAMD | EPA/NEI | 1990
2020 | MI | Midland Cogeneration Venture | 10745 | 16 | ST | OP | OTHER BOILER | NG | 1 | 6.96 | 0.3834 | 110.1724 | EPA/CAMD | EPA/NEI | 2008
2020 | MI | Midland Cogeneration Venture | 10745 | 17 | ST | OP | OTHER BOILER | NG | 2 | 9.55 | 0.3834 | 80.2932 | EPA/CAMD | EPA/NEI | 2008
2020 | MI | Midland Cogeneration Venture | 10745 | 18 | ST | OP | OTHER BOILER | NG | 449 | 66954.0547 | 0.3834 | 0.011453 | EPA/CAMD | EPA/NEI | 2008
2020 | MI | Midland Cogeneration Venture | 10745 | 19 | ST | OP | OTHER BOILER | NG | 329 | 39014.7852 | 0.3834 | 0.019654 | EPA/CAMD | EPA/NEI | 2008
2020 | MI | Midland Cogeneration Venture | 10745 | 20 | ST | OP | OTHER BOILER | NG | 0 |  | 0.3834 |  |  | EPA/NEI | 2009
2020 | MI | Midland Cogeneration Venture | 10745 | 21 | ST | OP | OTHER BOILER | NG | 0 |  | 0.3834 |  |  | EPA/NEI | 2009
2020 | MI | Minden Wind Park | 57852 | 1 | WT | OP | NA | WND |  | 999683 |  |  | EIA Prime Mover-level Data
2020 | MI | Mio | 1714 | 1 | HY | OP | NA | WAT |  | 79707 |  |  | EIA Prime Mover-level Data
2020 | MI | Mio | 1714 | 2 | HY | OP | NA | WAT |  | 79707 |  |  | EIA Prime Mover-level Data
2020 | MI | Modular Power LLC | 56183 | 1 | IC | RE | NA | DFO
2020 | MI | Modular Power LLC | 56183 | 2 | IC | RE | NA | DFO
2020 | MI | Modular Power LLC | 56183 | 3 | IC | RE | NA | DFO
2020 | MI | Modular Power LLC | 56183 | 4 | IC | RE | NA | DFO
2020 | MI | Modular Power LLC | 56183 | 5 | IC | RE | NA | DFO
2020 | MI | Modular Power LLC | 56183 | 6 | IC | RE | NA | DFO
2020 | MI | Modular Power LLC | 56183 | 7 | IC | RE | NA | DFO
2020 | MI | Modular Power LLC | 56183 | 8 | IC | RE | NA | DFO
2020 | MI | Modular Power LLC | 56183 | 9 | IC | RE | NA | DFO
2020 | MI | Monroe | 1733 | 1 | ST | OP | CELL | RC | 6584 | 33457822 | 12.5786 | 0.00075191 | EPA/CAMD | EPA/NEI | 1971
2020 | MI | Monroe | 1733 | 2 | ST | OP | CELL | RC | 5538 | 28605884 | 12.4836 | 0.0008728 | EPA/CAMD | EPA/NEI | 1972
2020 | MI | Monroe | 1733 | 3 | ST | OP | CELL | RC | 6899 | 36573012 | 16.3591 | 0.0008946 | EPA/CAMD | EPA/NEI | 1973
2020 | MI | Monroe | 1733 | 4 | ST | OP | CELL | RC | 6901 | 37447284 | 11.5993 | 0.0006195 | EPA/CAMD | EPA/NEI | 1974
2020 | MI | Mottville | 1761 | 1 | HY | OP | NA | WAT |  | 15969 |  |  | EIA Prime Mover-level Data
2020 | MI | Mottville | 1761 | 2 | HY | OP | NA | WAT |  | 15969 |  |  | EIA Prime Mover-level Data
2020 | MI | Mottville | 1761 | 3 | HY | OP | NA | WAT |  | 15969 |  |  | EIA Prime Mover-level Data
2020 | MI | Mottville | 1761 | 4 | HY | OP | NA | WAT |  | 15969 |  |  | EIA Prime Mover-level Data
2020 | MI | MSC Croswell | 57950 | 1 | ST | OP | NA | NG |  | 669760 | 2.4864 | 0.0074247 | EIA Prime Mover-level Data | NEI avg EF - PM, fuel type
2020 | MI | MSC Sebewaing | 57949 | 1 | ST | OP | NA | BIT |  | 4872282 | 34.0659 | 0.013984 | EIA Prime Mover-level Data | NEI avg EF - PM, fuel type
2020 | MI | MSC Sebewaing | 57949 | 2 | ST | OS | NA | BIT
2020 | MI | Municipal Power Plant | 56504 | 1 | IC | SB | NA | NG |  | 658 | 0.00013884 | 0.000422 | EIA Prime Mover-level Data | Estimated using an emission factor
2020 | MI | Municipal Power Plant | 56504 | 2 | IC | SB | NA | NG |  | 658 | 0.00013884 | 0.000422 | EIA Prime Mover-level Data | Estimated using an emission factor
2020 | MI | Neenah Paper Munising Mill | 54867 | M387 | ST | SB | NA | BIT
2020 | MI | New Covert Generating Project | 55297 | 1 | CT | OP | CC | NG | 6999 | 15457753 | 24.505 | 0.0031706 | EPA/CAMD | EPA/NEI | 2003
2020 | MI | New Covert Generating Project | 55297 | 2 | CT | OP | CC | NG | 8300 | 18110202 | 18.97 | 0.002095 | EPA/CAMD | EPA/NEI | 2003
2020 | MI | New Covert Generating Project | 55297 | 3 | CT | OP | CC | NG | 8098 | 18198884 | 21.065 | 0.002315 | EPA/CAMD | EPA/NEI | 2003
2020 | MI | Newberry | 1846 | 1 | IC | OP | NA | DFO |  | 125.455 | 0.019446 | 0.31 | EIA Prime Mover-level Data | Estimated using an emission factor
2020 | MI | Newberry | 1846 | 2 | IC | OP | NA | DFO |  | 29.273 | 0.0045373 | 0.31 | EIA Prime Mover-level Data | Estimated using an emission factor
2020 | MI | Newberry | 1846 | 4 | IC | OP | NA | DFO |  | 75.273 | 0.011667 | 0.31 | EIA Prime Mover-level Data | Estimated using an emission factor
2020 | MI | Ninth Street Hydropower Project | 54342 | 1 | HY | OP | NA | WAT |  | 19659.334 |  |  | EIA Prime Mover-level Data
2020 | MI | Ninth Street Hydropower Project | 54342 | 2 | HY | OP | NA | WAT |  | 19659.334 |  |  | EIA Prime Mover-level Data
2020 | MI | Ninth Street Hydropower Project | 54342 | 3 | HY | OP | NA | WAT |  | 19659.334 |  |  | EIA Prime Mover-level Data
2020 | MI | Ninth Street Hydropower Project | 54342 | 4 | HY | CN | NA | WAT
2020 | MI | Northeast (MI) | 1734 | 1 | GT | OP | NA | NG |  | 6100.9551 | 0.0030329 | 0.00099423 | EIA Prime Mover-level Data | NEI avg EF - PM, fuel type, firing type
2020 | MI | Northeast (MI) | 1734 | 2 | GT | OP | NA | NG |  | 6100.9551 | 0.0030329 | 0.00099423 | EIA Prime Mover-level Data | NEI avg EF - PM, fuel type, firing type
2020 | MI | Northeast (MI) | 1734 | 3 | GT | OP | NA | NG |  | 6100.9551 | 0.0030329 | 0.00099423 | EIA Prime Mover-level Data | NEI avg EF - PM, fuel type, firing type
2020 | MI | Northeast (MI) | 1734 | 4 | GT | OP | NA | NG |  | 6100.9551 | 0.0030329 | 0.00099423 | EIA Prime Mover-level Data | NEI avg EF - PM, fuel type, firing type
2020 | MI | Northeast (MI) | 1734 | 5 | GT | OP | NA | NG |  | 8922.6475 | 0.0044356 | 0.00099423 | EIA Prime Mover-level Data | NEI avg EF - PM, fuel type, firing type
2020 | MI | Northeast (MI) | 1734 | 6 | GT | OP | NA | DFO |  | 8083.7661 | 0.07293 | 0.018044 | EIA Prime Mover-level Data | NEI avg EF - PM, fuel type, firing type
2020 | MI | Northeast (MI) | 1734 | 7 | GT | OP | NA | DFO |  | 8083.7661 | 0.07293 | 0.018044 | EIA Prime Mover-level Data | NEI avg EF - PM, fuel type, firing type
2020 | MI | Norway (MI) | 1848 | 1 | HY | OP | NA | WAT |  | 144949.2812 |  |  | EIA Prime Mover-level Data
2020 | MI | Norway (MI) | 1848 | 2 | HY | OP | NA | WAT |  | 64421.9062 |  |  | EIA Prime Mover-level Data
2020 | MI | Norway (MI) | 1848 | 3 | HY | OP | NA | WAT |  | 64421.9062 |  |  | EIA Prime Mover-level Data
2020 | MI | Norway (MI) | 1848 | 4 | HY | OP | NA | WAT |  | 64421.9062 |  |  | EIA Prime Mover-level Data
2020 | MI | Norway Point Hydropower Project | 54340 | 1 | HY | OP | NA | WAT |  | 90427.3984 |  |  | EIA Prime Mover-level Data
2020 | MI | Norway Point Hydropower Project | 54340 | 2 | HY | OP | NA | WAT |  | 38754.6016 |  |  | EIA Prime Mover-level Data
2020 | MI | Oliver | 1735 | 1 | IC | OP | NA | DFO |  | 292.2 | 0.045291 | 0.31 | EIA Prime Mover-level Data | Estimated using an emission factor
2020 | MI | Oliver | 1735 | 2 | IC | OP | NA | DFO |  | 292.2 | 0.045291 | 0.31 | EIA Prime Mover-level Data | Estimated using an emission factor
2020 | MI | Oliver | 1735 | 3 | IC | OP | NA | DFO |  | 292.2 | 0.045291 | 0.31 | EIA Prime Mover-level Data | Estimated using an emission factor
2020 | MI | Oliver | 1735 | 4 | IC | OP | NA | DFO |  | 292.2 | 0.045291 | 0.31 | EIA Prime Mover-level Data | Estimated using an emission factor
2020 | MI | Oliver | 1735 | 5 | IC | OP | NA | DFO |  | 292.2 | 0.045291 | 0.31 | EIA Prime Mover-level Data | Estimated using an emission factor
2020 | MI | O'Shea Solar Farm | 60348 | 1 | PV | OP | NA | SUN |  | 26784 |  |  | EIA Prime Mover-level Data
2020 | MI | Otsego Paper, Inc. | 55799 | 24 | GT | OP | CT | NG | 3415 | 939390.3125 | 3.6447 | 0.0077596 | EIA non-ozone season distributed and EPA/CAMD ozone season | NEI avg EF - PM, fuel type, firing type
2020 | MI | Otsego Paper, Inc. | 55799 | 25 | GT | OP | CT | NG | 3283 | 911410.0625 | 3.5361 | 0.0077596 | EIA non-ozone season distributed and EPA/CAMD ozone season | NEI avg EF - PM, fuel type, firing type
2020 | MI | Palisades | 1715 | 1 | ST | OP | NA | NUC |  | 62624928 |  |  | EIA Prime Mover-level Data
2020 | MI | Par Sterile Products | 50318 | 38-1 | GT | RE | NA | NG
2020 | MI | Parkview Battery | 61909 | PKVWB | BA | OP | NA | MWH |  | 0 |  |  | EIA Prime Mover-level Data
2020 | MI | PCA, Filer City Mill | 58066 | B1 | ST | OP | NA | NG |  | 1767135.25 | 6.5602 | 0.0074247 | EIA Unit-level Data | NEI avg EF - PM, fuel type
2020 | MI | PCA, Filer City Mill | 58066 | B2 | ST | OP | NA | NG |  | 1141291.25 | 4.2369 | 0.0074247 | EIA Unit-level Data | NEI avg EF - PM, fuel type
2020 | MI | PCA, Filer City Mill | 58066 | B4 | ST | OP | NA | NG |  | 1221710.625 | 4.5354 | 0.0074247 | EIA Unit-level Data | NEI avg EF - PM, fuel type
2020 | MI | Peavy Falls | 1781 | 1 | HY | OP | NA | WAT |  | 347117 |  |  | EIA Prime Mover-level Data
2020 | MI | Peavy Falls | 1781 | 2 | HY | OP | NA | WAT |  | 347117 |  |  | EIA Prime Mover-level Data
2020 | MI | Pegasus Wind | 61916 | PWEC | WT | OP | NA | WND |  | 395816.625 |  |  | EIA Prime Mover-level Data
2020 | MI | Pegasus Wind | 61916 | PWEC2 | WT | OP | NA | WND |  | 1072003.375 |  |  | EIA Prime Mover-level Data
2020 | MI | Peoples Generating Station | 54890 | GEN1 | IC | OP | NA | LFG |  | 325605 | 2.3932 | 0.0147 | EIA Prime Mover-level Data | Estimated using an emission factor
2020 | MI | Pheasant Run Wind LLC | 58580 | 1 | WT | OP | NA | WND |  | 2281288 |  |  | EIA Prime Mover-level Data
2020 | MI | Pickford Solar | 64251 | PICK1 | PV | V | NA | SUN
2020 | MI | Pinconning White Feather | 56852 | 1 | IC | OP | NA | LFG |  | 120957 | 0.88903 | 0.0147 | EIA Prime Mover-level Data | Estimated using an emission factor
2020 | MI | Pinconning White Feather | 56852 | 2 | IC | OP | NA | LFG |  | 120957 | 0.88903 | 0.0147 | EIA Prime Mover-level Data | Estimated using an emission factor
2020 | MI | Pine River Wind Park | 61106 | 1 | WT | OP | NA | WND |  | 3646532 |  |  | EIA Prime Mover-level Data
2020 | MI | Pine Street | 7806 | 1 | IC | RE | NA | DFO
2020 | MI | Pine Street | 7806 | 2 | IC | RE | NA | NG
2020 | MI | Pine Street | 7806 | 3 | IC | RE | NA | DFO
2020 | MI | Pine Street | 7806 | 4 | IC | RE | NA | DFO
2020 | MI | Pine Street | 7806 | 5 | IC | RE | NA | NG
2020 | MI | Pine Street | 7806 | 6 | IC | RE | NA | NG
2020 | MI | Pine Street | 7806 | 7 | IC | OP | NA | NG |  | 83860.5703 | 0.017695 | 0.000422 | EIA Prime Mover-level Data | Estimated using an emission factor
2020 | MI | Pine Street | 7806 | 8 | IC | OP | NA | NG |  | 62895.4297 | 0.013271 | 0.000422 | EIA Prime Mover-level Data | Estimated using an emission factor
2020 | MI | Pine Tree Acres | 54989 | GEN1 | IC | OP | NA | LFG |  | 74296.5469 | 0.54608 | 0.0147 | EIA Prime Mover-level Data | Estimated using an emission factor
2020 | MI | Pine Tree Acres | 54989 | GEN2 | IC | OP | NA | LFG |  | 74296.5469 | 0.54608 | 0.0147 | EIA Prime Mover-level Data | Estimated using an emission factor
2020 | MI | Pine Tree Acres | 54989 | GEN3 | IC | OP | NA | LFG |  | 74296.5469 | 0.54608 | 0.0147 | EIA Prime Mover-level Data | Estimated using an emission factor
2020 | MI | Pine Tree Acres | 54989 | GEN4 | IC | OP | NA | LFG |  | 74296.5469 | 0.54608 | 0.0147 | EIA Prime Mover-level Data | Estimated using an emission factor
2020 | MI | Pine Tree Acres | 54989 | GEN5 | IC | OP | NA | LFG |  | 74296.5469 | 0.54608 | 0.0147 | EIA Prime Mover-level Data | Estimated using an emission factor
2020 | MI | Pine Tree Acres | 54989 | GEN6 | IC | OP | NA | LFG |  | 74296.5469 | 0.54608 | 0.0147 | EIA Prime Mover-level Data | Estimated using an emission factor
2020 | MI | Pine Tree Acres | 54989 | GEN7 | IC | OP | NA | LFG |  | 74296.5469 | 0.54608 | 0.0147 | EIA Prime Mover-level Data | Estimated using an emission factor
2020 | MI | Pine Tree Acres | 54989 | GEN8 | IC | OP | NA | LFG |  | 148593.0938 | 1.0922 | 0.0147 | EIA Prime Mover-level Data | Estimated using an emission factor
2020 | MI | Pine Tree Acres | 54989 | GEN9 | IC | OP | NA | LFG |  | 148593.0938 | 1.0922 | 0.0147 | EIA Prime Mover-level Data | Estimated using an emission factor
2020 | MI | Pine Tree Acres WM LFGTE | 57443 | GEN1 | IC | OP | NA | LFG |  | 87006.5 | 0.6395 | 0.0147 | EIA Prime Mover-level Data | Estimated using an emission factor
2020 | MI | Pine Tree Acres WM LFGTE | 57443 | GEN2 | IC | OP | NA | LFG |  | 87006.5 | 0.6395 | 0.0147 | EIA Prime Mover-level Data | Estimated using an emission factor
2020 | MI | Pine Tree Acres WM LFGTE | 57443 | GEN3 | IC | OP | NA | LFG |  | 87006.5 | 0.6395 | 0.0147 | EIA Prime Mover-level Data | Estimated using an emission factor
2020 | MI | Pine Tree Acres WM LFGTE | 57443 | GEN4 | IC | OP | NA | LFG |  | 87006.5 | 0.6395 | 0.0147 | EIA Prime Mover-level Data | Estimated using an emission factor
2020 | MI | Pine Tree Acres WM LFGTE | 57443 | GEN5 | IC | OP | NA | LFG |  | 87006.5 | 0.6395 | 0.0147 | EIA Prime Mover-level Data | Estimated using an emission factor
2020 | MI | Pine Tree Acres WM LFGTE | 57443 | GEN6 | IC | OP | NA | LFG |  | 87006.5 | 0.6395 | 0.0147 | EIA Prime Mover-level Data | Estimated using an emission factor
2020 | MI | Pine Tree Acres WM LFGTE | 57443 | GEN7 | IC | OP | NA | LFG |  | 87006.5 | 0.6395 | 0.0147 | EIA Prime Mover-level Data | Estimated using an emission factor
2020 | MI | Pine Tree Acres WM LFGTE | 57443 | GEN8 | IC | OP | NA | LFG |  | 87006.5 | 0.6395 | 0.0147 | EIA Prime Mover-level Data | Estimated using an emission factor
2020 | MI | Placid 12 | 1737 | 1 | IC | OP | NA | DFO |  | 895.6 | 0.13882 | 0.31 | EIA Prime Mover-level Data | Estimated using an emission factor
2020 | MI | Placid 12 | 1737 | 2 | IC | OP | NA | DFO |  | 895.6 | 0.13882 | 0.31 | EIA Prime Mover-level Data | Estimated using an emission factor
2020 | MI | Placid 12 | 1737 | 3 | IC | OP | NA | DFO |  | 895.6 | 0.13882 | 0.31 | EIA Prime Mover-level Data | Estimated using an emission factor
2020 | MI | Placid 12 | 1737 | 4 | IC | OP | NA | DFO |  | 895.6 | 0.13882 | 0.31 | EIA Prime Mover-level Data | Estimated using an emission factor
2020 | MI | Placid 12 | 1737 | 5 | IC | OP | NA | DFO |  | 895.6 | 0.13882 | 0.31 | EIA Prime Mover-level Data | Estimated using an emission factor
2020 | MI | Plant Four | 1840 | CT1 | GT | SB | NA | DFO |  | 2285 | 0.020615 | 0.018044 | EIA Prime Mover-level Data | NEI avg EF - PM, fuel type, firing type
2020 | MI | POET Biorefining Caro, LLC | 63831 | 1 | ST |  | NA | NG |  | 1008452.625 | 3.7437 | 0.0074247 | EIA Unit-level Data | NEI avg EF - PM, fuel type
2020 | MI | Polaris Wind Park | 62290 | 1 | WT | OP | NA | WND |  | 2640920 |  |  | EIA Prime Mover-level Data
2020 | MI | Portage | 8019 | 1 | GT | OP | NA | DFO
2020 | MI | Presque Isle | 1769 | 1 | ST | RE | WALL | BIT
2020 | MI | Presque Isle | 1769 | 2 | ST | RE | TANGENTIAL | BIT
2020 | MI | Presque Isle | 1769 | 3 | ST | RE | TANGENTIAL | BIT
2020 | MI | Presque Isle | 1769 | 4 | ST | RE | TANGENTIAL | BIT
2020 | MI | Presque Isle | 1769 | 5 | ST | RE | WALL | SUB
2020 | MI | Presque Isle | 1769 | 6 | ST | RE | WALL | SUB
2020 | MI | Presque Isle | 1769 | 7 | ST | RE | WALL | SUB
2020 | MI | Presque Isle | 1769 | 8 | ST | RE | WALL | SUB
2020 | MI | Presque Isle | 1769 | 9 | ST | RE | WALL | SUB
2020 | MI | Prickett | 1773 | 1 | HY | OP | NA | WAT |  | 45453 |  |  | EIA Prime Mover-level Data
2020 | MI | Prickett | 1773 | 2 | HY | OP | NA | WAT |  | 45453 |  |  | EIA Prime Mover-level Data
2020 | MI | Pullman Solar, LLC | 64581 | PULMN | PV | P | NA | SUN
2020 | MI | Putnam (MI) | 1739 | 1 | IC | OP | NA | DFO |  | 723.6 | 0.11216 | 0.31 | EIA Prime Mover-level Data | Estimated using an emission factor
2020 | MI | Putnam (MI) | 1739 | 2 | IC | OP | NA | DFO |  | 723.6 | 0.11216 | 0.31 | EIA Prime Mover-level Data | Estimated using an emission factor
2020 | MI | Putnam (MI) | 1739 | 3 | IC | OP | NA | DFO |  | 723.6 | 0.11216 | 0.31 | EIA Prime Mover-level Data | Estimated using an emission factor
2020 | MI | Putnam (MI) | 1739 | 4 | IC | OP | NA | DFO |  | 723.6 | 0.11216 | 0.31 | EIA Prime Mover-level Data | Estimated using an emission factor
2020 | MI | Putnam (MI) | 1739 | 5 | IC | OP | NA | DFO |  | 723.6 | 0.11216 | 0.31 | EIA Prime Mover-level Data | Estimated using an emission factor
2020 | MI | Renaissance Power | 55402 | CT1 | GT | OP | CT | NG | 2333 | 3881762.5 | 9.95 | 0.0051265 | EPA/CAMD | EPA/NEI | 2002
2020 | MI | Renaissance Power | 55402 | CT2 | GT | OP | CT | NG | 1783 | 2964189.25 | 9.95 | 0.0067135 | EPA/CAMD | EPA/NEI | 2002
2020 | MI | Renaissance Power | 55402 | CT3 | GT | OP | CT | NG | 1701 | 2839374.75 | 9.95 | 0.0070086 | EPA/CAMD | EPA/NEI | 2002
2020 | MI | Renaissance Power | 55402 | CT4 | GT | OP | CT | NG | 1833 | 3043814.25 | 9.95 | 0.0065378 | EPA/CAMD | EPA/NEI | 2002
2020 | MI | Riley Generating Station | 56503 | 1 | IC | OP | NA | NG |  | 2794.6001 | 0.00058966 | 0.000422 | EIA Prime Mover-level Data | Estimated using an emission factor
2020 | MI | Riley Generating Station | 56503 | 2 | IC | OP | NA | NG |  | 2794.6001 | 0.00058966 | 0.000422 | EIA Prime Mover-level Data | Estimated using an emission factor
2020 | MI | Riley Generating Station | 56503 | 3 | IC | OP | NA | NG |  | 2794.6001 | 0.00058966 | 0.000422 | EIA Prime Mover-level Data | Estimated using an emission factor
2020 | MI | Riley Generating Station | 56503 | 4 | IC | OP | NA | NG |  | 2794.6001 | 0.00058966 | 0.000422 | EIA Prime Mover-level Data | Estimated using an emission factor
2020 | MI | Riley Generating Station | 56503 | 5 | IC | OP | NA | NG |  | 2794.6001 | 0.00058966 | 0.000422 | EIA Prime Mover-level Data | Estimated using an emission factor
2020 | MI | River Rouge | 1740 | 1 | ST | OP | WALL | NG | 0 |  | 0 |  |  | EPA/NEI | 1956
2020 | MI | River Rouge | 1740 | 3 | ST | OP | WALL | PRG | 2760 | 3127563 | 0.04635 | 2.964e-05 | EPA/CAMD | EPA/NEI | 1958
2020 | MI | Riverview Energy Systems | 54057 | GEN1 | GT | OP | NA | LFG |  | 412092.5 | 4.4506 | 0.0216 | EIA Prime Mover-level Data | Estimated using an emission factor
2020 | MI | Riverview Energy Systems | 54057 | GEN2 | GT | OP | NA | LFG |  | 412092.5 | 4.4506 | 0.0216 | EIA Prime Mover-level Data | Estimated using an emission factor
2020 | MI | Rogers | 1716 | 1 | HY | OP | NA | WAT |  | 69361.75 |  |  | EIA Prime Mover-level Data
2020 | MI | Rogers | 1716 | 2 | HY | OP | NA | WAT |  | 69361.75 |  |  | EIA Prime Mover-level Data
2020 | MI | Rogers | 1716 | 3 | HY | OP | NA | WAT |  | 69361.75 |  |  | EIA Prime Mover-level Data
2020 | MI | Rogers | 1716 | 4 | HY | OP | NA | WAT |  | 69361.75 |  |  | EIA Prime Mover-level Data
2020 | MI | Saint Marys Falls | 1865 | 1 | HY | OP | NA | WAT |  | 340687.9062 |  |  | EIA Prime Mover-level Data
2020 | MI | Saint Marys Falls | 1865 | 10 | HY | OP | NA | WAT |  | 142869.125 |  |  | EIA Prime Mover-level Data
2020 | MI | Saint Marys Falls | 1865 | 2 | HY | OP | NA | WAT |  | 340687.9062 |  |  | EIA Prime Mover-level Data
2020 | MI | Saint Marys Falls | 1865 | 3 | HY | OP | NA | WAT |  | 340687.9062 |  |  | EIA Prime Mover-level Data
2020 | MI | Saint Marys Falls | 1865 | 3A | HY | OP | NA | WAT |  | 137374.1562 |  |  | EIA Prime Mover-level Data
2020 | MI | Sanford Dam | 50157 | 1 | HY | RE | NA | WAT |  | 17475.334 |  |  | EIA Prime Mover-level Data
2020 | MI | Sanford Dam | 50157 | 2 | HY | RE | NA | WAT |  | 17475.334 |  |  | EIA Prime Mover-level Data
2020 | MI | Sanford Dam | 50157 | 3 | HY | RE | NA | WAT |  | 17475.334 |  |  | EIA Prime Mover-level Data
2020 | MI | Scottville | 1879 | 4 | IC | RE | NA | DFO
2020 | MI | Scottville | 1879 | 5 | IC | RE | NA | DFO
2020 | MI | Scottville | 1879 | 6 | IC | RE | NA | DFO
2020 | MI | Secord | 50159 | 1 | HY | RE | NA | WAT |  | 23161 |  |  | EIA Prime Mover-level Data
2020 | MI | Shiras | 1843 | 1 | ST | RE | NA | BIT
2020 | MI | Shiras | 1843 | 2 | ST | RE | NA | BIT
2020 | MI | Shiras | 1843 | 3 | ST | RE | NA | SUB
2020 | MI | Sigel Wind Park | 57851 | 1 | WT | OP | NA | WND |  | 2250966 |  |  | EIA Prime Mover-level Data
2020 | MI | Sixth Street Gas Turbine | 6356 | 1 | GT | OP | NA | DFO |  | 758 | 0.0068386 | 0.018044 | EIA Prime Mover-level Data | NEI avg EF - PM, fuel type, firing type
2020 | MI | Slocum | 1741 | 1 | IC | OP | NA | DFO |  | 594.8 | 0.092194 | 0.31 | EIA Prime Mover-level Data | Estimated using an emission factor
2020 | MI | Slocum | 1741 | 2 | IC | OP | NA | DFO |  | 594.8 | 0.092194 | 0.31 | EIA Prime Mover-level Data | Estimated using an emission factor
2020 | MI | Slocum | 1741 | 3 | IC | OP | NA | DFO |  | 594.8 | 0.092194 | 0.31 | EIA Prime Mover-level Data | Estimated using an emission factor
2020 | MI | Slocum | 1741 | 4 | IC | OP | NA | DFO |  | 594.8 | 0.092194 | 0.31 | EIA Prime Mover-level Data | Estimated using an emission factor
2020 | MI | Slocum | 1741 | 5 | IC | OP | NA | DFO |  | 594.8 | 0.092194 | 0.31 | EIA Prime Mover-level Data | Estimated using an emission factor
2020 | MI | Smallwood | 50160 | 1 | HY | RE | NA | WAT |  | 19591 |  |  | EIA Prime Mover-level Data
2020 | MI | Southeast Berrien Generating Facility | 59574 | SBL | IC | OP | NA | LFG |  | 347069 | 2.551 | 0.0147 | EIA Prime Mover-level Data | Estimated using an emission factor
2020 | MI | Spartan PV 1, LLC | 60945 | PV1 | PV | OP | NA | SUN |  | 118304 |  |  | EIA Prime Mover-level Data
2020 | MI | St Louis | 1852 | 1 | IC | SB | NA | DFO |  | 13 | 0.002015 | 0.31 | EIA Prime Mover-level Data | Estimated using an emission factor
2020 | MI | St Louis | 1852 | 2 | IC | SB | NA | DFO |  | 6 | 0.00093 | 0.31 | EIA Prime Mover-level Data | Estimated using an emission factor
2020 | MI | St Louis | 1852 | 3 | IC | SB | NA | DFO |  | 9 | 0.001395 | 0.31 | EIA Prime Mover-level Data | Estimated using an emission factor
2020 | MI | St Louis | 1852 | 5 | HY | OP | NA | WAT |  | 3141 |  |  | EIA Prime Mover-level Data
2020 | MI | St Louis | 1852 | 6 | HY | OP | NA | WAT |  | 3141 |  |  | EIA Prime Mover-level Data
2020 | MI | St Louis | 1852 | 7 | IC | SB | NA | DFO |  | 11 | 0.001705 | 0.31 | EIA Prime Mover-level Data | Estimated using an emission factor
2020 | MI | St Louis | 1852 | 8 | IC | OP | NA | DFO |  | 15 | 0.002325 | 0.31 | EIA Prime Mover-level Data | Estimated using an emission factor
2020 | MI | St Louis | 1852 | 9 | IC | SB | NA | DFO |  | 13 | 0.002015 | 0.31 | EIA Prime Mover-level Data | Estimated using an emission factor
2020 | MI | St. Clair | 1743 | 2 | ST | OP | WALL | RC | 4269 | 3675753.75 | 1.6201 | 0.00088151 | EPA/CAMD | EPA/NEI | 1953
2020 | MI | St. Clair | 1743 | 3 | ST | OP | WALL | RC | 4953 | 4061481.75 | 2.5774 | 0.0012692 | EPA/CAMD | EPA/NEI | 1954
2020 | MI | St. Clair | 1743 | 6 | ST | OP | TANGENTIAL | RC | 2513 | 4240990.5 | 0.45188 | 0.0002131 | EPA/CAMD | EPA/NEI | 1961
2020 | MI | St. Clair | 1743 | 7 | ST | OP | TANGENTIAL | RC | 3550 | 7925377.5 | 5.1169 | 0.0012913 | EPA/CAMD | EPA/NEI | 1969
2020 | MI | State St Generating | 7970 | 1 | IC | RE | NA | DFO
2020 | MI | State St Generating | 7970 | 2 | IC | RE | NA | DFO
2020 | MI | State St Generating | 7970 | 3 | IC | RE | NA | DFO
2020 | MI | State St Generating | 7970 | 4 | IC | RE | NA | DFO
2020 | MI | State St Generating | 7970 | 5 | IC | RE | NA | DFO
2020 | MI | State St Generating | 7970 | 6 | IC | RE | NA | DFO
2020 | MI | State St Generating | 7970 | 7 | IC | RE | NA | DFO
2020 | MI | State St Generating | 7970 | 8 | IC | RE | NA | DFO
2020 | MI | State St Generating | 7970 | 9 | IC | RE | NA | DFO
2020 | MI | Stoneheart Solar, LLC | 64462 | FACSH | PV | OP | NA | SUN |  | 44 |  |  | EIA Prime Mover-level Data
2020 | MI | Stoney Corners Wind Farm | 57131 | SCWF1 | WT | OP | NA | WND |  | 1185232 |  |  | EIA Prime Mover-level Data
2020 | MI | Straits | 1718 | 1 | GT | RE | NA | NG
2020 | MI | Sturgis City Diesel Plant | 1855 | 1 | IC | RE | NA | DFO
2020 | MI | Sturgis City Diesel Plant | 1855 | 2 | IC | RE | NA | DFO
2020 | MI | Sturgis City Diesel Plant | 1855 | 4 | IC | RE | NA | DFO
2020 | MI | Sturgis City Diesel Plant | 1855 | 5 | IC | RE | NA | DFO
2020 | MI | Sturgis City Diesel Plant | 1855 | 6 | IC | OP | NA | NG |  | 5913 | 0.0012476 | 0.000422 | EIA Prime Mover-level Data | Estimated using an emission factor
2020 | MI | Sumpter Energy Associates | 54536 | 201 | IC | RE | NA | LFG
2020 | MI | Sumpter Energy Associates | 54536 | 202 | IC | OP | NA | LFG |  | 72379.7109 | 0.53199 | 0.0147 | EIA Prime Mover-level Data | Estimated using an emission factor
2020 | MI | Sumpter Energy Associates | 54536 | 203 | IC | OP | NA | LFG |  | 72379.7109 | 0.53199 | 0.0147 | EIA Prime Mover-level Data | Estimated using an emission factor
2020 | MI | Sumpter Energy Associates | 54536 | 204 | IC | OP | NA | LFG |  | 72379.7109 | 0.53199 | 0.0147 | EIA Prime Mover-level Data | Estimated using an emission factor
2020 | MI | Sumpter Energy Associates | 54536 | 205 | IC | OP | NA | LFG |  | 72379.7109 | 0.53199 | 0.0147 | EIA Prime Mover-level Data | Estimated using an emission factor
2020 | MI | Sumpter Energy Associates | 54536 | 386 | IC | OP | NA | LFG |  | 72379.7109 | 0.53199 | 0.0147 | EIA Prime Mover-level Data | Estimated using an emission factor
2020 | MI | Sumpter Energy Associates | 54536 | 388 | IC | OP | NA | LFG |  | 72379.7109 | 0.53199 | 0.0147 | EIA Prime Mover-level Data | Estimated using an emission factor
2020 | MI | Sumpter Energy Associates | 54536 | 389 | IC | OP | NA | LFG |  | 72379.7109 | 0.53199 | 0.0147 | EIA Prime Mover-level Data | Estimated using an emission factor
2020 | MI | Sumpter Energy Associates | 54536 | 392 | IC | OP | NA | LFG |  | 72379.7109 | 0.53199 | 0.0147 | EIA Prime Mover-level Data | Estimated using an emission factor
2020 | MI | Sumpter Energy Associates | 54536 | 435 | IC | OP | NA | LFG |  | 72379.7109 | 0.53199 | 0.0147 | EIA Prime Mover-level Data | Estimated using an emission factor
2020 | MI | Sumpter Energy Associates | 54536 | 437 | IC | OP | NA | LFG |  | 72379.7109 | 0.53199 | 0.0147 | EIA Prime Mover-level Data | Estimated using an emission factor
2020 | MI | Sumpter Energy Associates | 54536 | 440 | IC | OP | NA | LFG |  | 72379.7109 | 0.53199 | 0.0147 | EIA Prime Mover-level Data | Estimated using an emission factor
2020 | MI | Sumpter Energy Associates | 54536 | 447 | IC | OP | NA | LFG |  | 72379.7109 | 0.53199 | 0.0147 | EIA Prime Mover-level Data | Estimated using an emission factor
2020 | MI | Sumpter Energy Associates | 54536 | 464 | IC | OP | NA | LFG |  | 72379.7109 | 0.53199 | 0.0147 | EIA Prime Mover-level Data | Estimated using an emission factor
2020 | MI | Sumpter Energy Associates | 54536 | 467 | IC | OP | NA | LFG |  | 72379.7109 | 0.53199 | 0.0147 | EIA Prime Mover-level Data | Estimated using an emission factor
2020 | MI | Sumpter Plant | 7972 | 1 | GT | OP | CT | NG | 1408 | 1074943.375 | 3.4295 | 0.0063808 | EPA/CAMD | EPA/NEI | 2002
2020 | MI | Sumpter Plant | 7972 | 2 | GT | OP | CT | NG | 1437 | 1108749 | 3.5375 | 0.0063811 | EPA/CAMD | EPA/NEI | 2002
2020 | MI | Sumpter Plant | 7972 | 3 | GT | OP | CT | NG | 1390 | 1092095 | 3.4845 | 0.0063813 | EPA/CAMD | EPA/NEI | 2002
2020 | MI | Sumpter Plant | 7972 | 4 | GT | OP | CT | NG | 1461 | 1121062.375 | 3.5765 | 0.0063806 | EPA/CAMD | EPA/NEI | 2002
2020 | MI | Superior | 1744 | 1 | GT | OP | NA | DFO |  | 5033.75 | 0.045414 | 0.018044 | EIA Prime Mover-level Data | NEI avg EF - PM, fuel type, firing type
2020 | MI | Superior | 1744 | 2 | GT | OP | NA | DFO |  | 5033.75 | 0.045414 | 0.018044 | EIA Prime Mover-level Data | NEI avg EF - PM, fuel type, firing type
2020 | MI | Superior | 1744 | 3 | GT | OP | NA | DFO |  | 5033.75 | 0.045414 | 0.018044 | EIA Prime Mover-level Data | NEI avg EF - PM, fuel type, firing type
2020 | MI | Superior | 1744 | 4 | GT | OP | NA | DFO |  | 5033.75 | 0.045414 | 0.018044 | EIA Prime Mover-level Data | NEI avg EF - PM, fuel type, firing type
2020 | MI | Superior Falls | 1757 | 1 | HY | OP | NA | WAT |  | 54519 |  |  | EIA Prime Mover-level Data
2020 | MI | Superior Falls | 1757 | 2 | HY | OP | NA | WAT |  | 54519 |  |  | EIA Prime Mover-level Data
2020 | MI | T B Simon Power Plant | 10328 | UNIT1 | ST | OP | WALL | NG | 3290 | 1345645.25 | 5.655 | 0.0084049 | EIA non-ozone season distributed and EPA/CAMD ozone season | EPA/NEI | 1965
2020 | MI | T B Simon Power Plant | 10328 | UNIT2 | ST | OP | WALL | NG | 3330 | 1302758.875 | 5.085 | 0.0078065 | EIA non-ozone season distributed and EPA/CAMD ozone season | EPA/NEI | 1965
2020 | MI | T B Simon Power Plant | 10328 | UNIT3 | ST | OP | WALL | NG | 2368 | 1266875.875 | 6.84 | 0.010798 | EIA non-ozone season distributed and EPA/CAMD ozone season | EPA/NEI | 1973
2020 | MI | T B Simon Power Plant | 10328 | UNIT4 | ST | OP | FLUIDIZED | NG | 4040 | 1631733.375 | 2.9095 | 0.0035661 | EIA non-ozone season distributed and EPA/CAMD ozone season | EPA/NEI | 1994
2020 | MI | TCLP Solar Phase 1 | 63020 | TCLP1 | PV | OP | NA | SUN |  | 11388 |  |  | EIA Prime Mover-level Data
2020 | MI | Temperance Solar, LLC | 63322 | TEMPR | PV | OP | NA | SUN |  | 3553 |  |  | EIA Prime Mover-level Data
2020 | MI | TES Filer City Station | 50835 | 1 | ST | OP | STOKER | BIT | 8606 | 3285271.25 | 39.72 | 0.024181 | EPA/CAMD | EPA/NEI | 1990
2020 | MI | TES Filer City Station | 50835 | 2 | ST | OP | STOKER | BIT | 8505 | 3434684 | 39.72 | 0.023129 | EPA/CAMD | EPA/NEI | 1990
2020 | MI | The Andersons Albion Ethanol LLC | 58330 | 9611 | ST | OP | NA | NG |  | 990203 | 3.676 | 0.0074247 | EIA Prime Mover-level Data | NEI avg EF - PM, fuel type
2020 | MI | The Andersons Albion Ethanol LLC | 58330 | CHP-1 | GT | OP | NA | NG |  | 659090 | 0.32764 | 0.00099423 | EIA Prime Mover-level Data | NEI avg EF - PM, fuel type, firing type
2020 | MI | Thetford | 1719 | 1 | GT | RE | NA | NG
2020 | MI | Thetford | 1719 | 2 | GT | RE | NA | NG
2020 | MI | Thetford | 1719 | 3 | GT | RE | NA | NG
2020 | MI | Thetford | 1719 | 4 | GT | RE | NA | NG
2020 | MI | Thetford | 1719 | 5 | GT | RE | NA | NG
2020 | MI | Thetford | 1719 | 6 | GT | RE | NA | NG
2020 | MI | Thetford | 1719 | 7 | GT | RE | NA | NG
2020 | MI | Thetford | 1719 | 8 | GT | RE | NA | NG
2020 | MI | Thetford | 1719 | 9 | GT | RE | NA | NG
2020 | MI | Tower | 1873 | 2 | IC | RE | NA | DFO
2020 | MI | Tower | 1873 | 3 | IC | RE | NA | DFO
2020 | MI | Tower | 1873 | GT4 | GT | OP | NA | DFO |  | 1854 | 0.016726 | 0.018044 | EIA Prime Mover-level Data | NEI avg EF - PM, fuel type, firing type
2020 | MI | Tower | 1873 | IC1 | IC | RE | NA | DFO
2020 | MI | Trenton Channel | 1745 | 9A | ST | OP | TANGENTIAL | SUB | 1435 | 3330730.75 | 2.4772 | 0.0014875 | EPA/CAMD | EPA/NEI | 1967
2020 | MI | Turrill Solar Farm | 60347 | 1 | PV | OP | NA | SUN |  | 239924 |  |  | EIA Prime Mover-level Data
2020 | MI | Tuscola Bay Wind | 58351 | GE16 | WT | OP | NA | WND |  | 3251284 |  |  | EIA Prime Mover-level Data
2020 | MI | Tuscola Wind II LLC | 58587 | 1 | WT | OP | NA | WND |  | 2661650 |  |  | EIA Prime Mover-level Data
2020 | MI | Twin Falls (MI) | 1784 | 1 | HY | RE | NA | WAT
2020 | MI | Twin Falls (MI) | 1784 | 2 | HY | RE | NA | WAT
2020 | MI | Twin Falls (MI) | 1784 | 3 | HY | RE | NA | WAT
2020 | MI | Twin Falls (MI) | 1784 | 4 | HY | RE | NA | WAT
2020 | MI | Twin Falls (MI) | 1784 | 5 | HY | RE | NA | WAT
2020 | MI | Ubly | 1875 | 1 | IC | OP | NA | DFO
2020 | MI | Ubly | 1875 | 2 | IC | OP | NA | DFO
2020 | MI | Ubly | 1875 | 3 | IC | OP | NA | DFO
2020 | MI | Ubly | 1875 | 4 | IC | OP | NA | DFO
2020 | MI | Ubly | 1875 | 5 | IC | OP | NA | DFO
2020 | MI | Ubly | 1875 | 6 | IC | OP | NA | DFO
2020 | MI | Ubly | 1875 | 7 | IC | OP | NA | DFO
2020 | MI | Ubly | 1875 | 8 | IC | OP | NA | DFO
2020 | MI | Ubly | 1875 | 9 | IC | OP | NA | DFO
2020 | MI | University of Michigan | 50431 | 1 | CA | RE | NA | DFO |  | 0 | 0 |  | EIA Unit-level Data | Estimated using an emission factor
2020 | MI | University of Michigan | 50431 | 2 | CA | OP | NA | NG |  | 277494.8125 | 0.058551 | 0.000422 | EIA Unit-level Data | Estimated using an emission factor
2020 | MI | University of Michigan | 50431 | 3 | CA | OP | NA | NG |  | 315922.5 | 0.06666 | 0.000422 | EIA Unit-level Data | Estimated using an emission factor
2020 | MI | University of Michigan | 50431 | 4 | CA | OP | NA | NG |  | 375890.9062 | 0.079313 | 0.000422 | EIA Unit-level Data | Estimated using an emission factor
2020 | MI | University of Michigan | 50431 | 6 | CA | OP | NA | NG |  | 764724.8125 | 0.16136 | 0.000422 | EIA Unit-level Data | Estimated using an emission factor
2020 | MI | University of Michigan | 50431 | 7 | CA | OP | NA | NG |  | 280573.6875 | 0.059201 | 0.000422 | EIA Unit-level Data | Estimated using an emission factor
2020 | MI | University of Michigan | 50431 | 8 | CA | OP | NA | NG |  | 275773.3125 | 0.058188 | 0.000422 | EIA Unit-level Data | Estimated using an emission factor
2020 | MI | University of Michigan | 50431 | TG10 | CT |  | NA | NG |  | 427629 | 1.3216 | 0.0061813 | EIA Unit-level Data | NEI avg EF - PM, fuel type
2020 | MI | University of Michigan | 50431 | TG9 | CT |  | NA | NG |  | 431803.3125 | 1.3345 | 0.0061813 | EIA Unit-level Data | NEI avg EF - PM, fuel type
2020 | MI | University of Michigan | 50431 | TG2 | ST | RE | NA | NG
2020 | MI | Venice Resources Gas Recovery | 54539 | GEN1 | IC | OP | NA | LFG |  | 81258 | 0.59725 | 0.0147 | EIA Prime Mover-level Data | Estimated using an emission factor
2020 | MI | Venice Resources Gas Recovery | 54539 | GEN2 | IC | OP | NA | LFG |  | 81258 | 0.59725 | 0.0147 | EIA Prime Mover-level Data | Estimated using an emission factor
2020 | MI | Verso Paper Quinnesec Mich Mill | 50251 | PB | ST | OP | NA | NG |  | 435122.125 | 1.6153 | 0.0074247 | EIA Unit-level Data | NEI avg EF - PM, fuel type
2020 | MI | Verso Paper Quinnesec Mich Mill | 50251 | RB | ST | OP | NA | BLQ |  | 7543276.5 | 25.1884 | 0.0066784 | EIA Unit-level Data | NEI avg EF - PM, fuel type
2020 | MI | Verso Paper Quinnesec Mich Mill | 50251 | WTB | ST | OP | NA | WDS |  | 3564408 | 33.3253 | 0.018699 | EIA Unit-level Data | NEI avg EF - PM, fuel type
2020 | MI | Vestaburg | 1881 | 2 | IC | RE | NA | DFO
2020 | MI | Vestaburg | 1881 | 4 | IC | RE | NA | DFO
2020 | MI | Vestaburg | 1881 | 5 | IC | RE | NA | DFO
2020 | MI | Vestaburg | 1881 | 6 | IC | RE | NA | DFO
2020 | MI | Vestaburg | 1881 | 7 | IC | RE | NA | DFO
2020 | MI | Vestaburg | 1881 | 8 | GT | OP | NA | NG |  | 38750 | 0.019263 | 0.00099423 | EIA Prime Mover-level Data | NEI avg EF - PM, fuel type, firing type
2020 | MI | Victoria Dam | 1774 | 1 | HY | OP | NA | WAT |  | 322521.5 |  |  | EIA Prime Mover-level Data
2020 | MI | Victoria Dam | 1774 | 2 | HY | OP | NA | WAT |  | 322521.5 |  |  | EIA Prime Mover-level Data
2020 | MI | Viking Energy of Lincoln | 50772 | B1 | ST | OP | NA | WDS |  | 1627391 | 15.2153 | 0.018699 | EIA Unit-level Data | NEI avg EF - PM, fuel type
2020 | MI | Viking Energy of McBain | 50770 | B1 | ST | OP | NA | WDS |  | 1551204.5 | 14.5029 | 0.018699 | EIA Unit-level Data | NEI avg EF - PM, fuel type
2020 | MI | Warner Lambert | 54604 | 016E | IC | SB | NA | DFO |  | 61.489 | 0.0095308 | 0.31 | EIA Prime Mover-level Data | Estimated using an emission factor
2020 | MI | Warner Lambert | 54604 | 550 | IC | SB | NA | DFO |  | 92.234 | 0.014296 | 0.31 | EIA Prime Mover-level Data | Estimated using an emission factor
2020 | MI | Warner Lambert | 54604 | 085-1 | IC | SB | NA | DFO |  | 141.426 | 0.021921 | 0.31 | EIA Prime Mover-level Data | Estimated using an emission factor
2020 | MI | Warner Lambert | 54604 | 085-2 | IC | SB | NA | DFO |  | 141.426 | 0.021921 | 0.31 | EIA Prime Mover-level Data | Estimated using an emission factor
2020 | MI | Warner Lambert | 54604 | 5164 | GT | OP | NA | NG |  | 341004 | 0.16952 | 0.00099423 | EIA Prime Mover-level Data | NEI avg EF - PM, fuel type, firing type
2020 | MI | Warner Lambert | 54604 | 800-1 | IC | SB | NA | DFO |  | 141.426 | 0.021921 | 0.31 | EIA Prime Mover-level Data | Estimated using an emission factor
2020 | MI | Waste Management Northern Oaks LFGTE | 57024 | GEN1 | IC | OP | NA | LFG |  | 53490 | 0.39315 | 0.0147 | EIA Prime Mover-level Data | Estimated using an emission factor
2020 | MI | Water Street Station | 7398 | GEN1 | IC | OP | NA | NG |  | 1616.8101 | 0.00034115 | 0.000422 | EIA Prime Mover-level Data | Estimated using an emission factor
2020 | MI | Water Street Station | 7398 | GEN2 | IC | OP | NA | NG |  | 1957.1899 | 0.00041297 | 0.000422 | EIA Prime Mover-level Data | Estimated using an emission factor
2020 | MI | Watervliet | 58546 | GEN1 | IC | OP | NA | LFG |  | 133533.2031 | 0.98147 | 0.0147 | EIA Prime Mover-level Data | Estimated using an emission factor
2020 | MI | Watervliet | 58546 | GEN2 | IC | OP | NA | LFG |  | 133533.2031 | 0.98147 | 0.0147 | EIA Prime Mover-level Data | Estimated using an emission factor
2020 | MI | Watervliet | 58546 | GEN3 | IC | OP | NA | LFG |  | 66766.6016 | 0.49073 | 0.0147 | EIA Prime Mover-level Data | Estimated using an emission factor
2020 | MI | Watervliet PV | 59853 | WVPV1 | PV | OP | NA | SUN |  | 43048 |  |  | EIA Prime Mover-level Data
2020 | MI | Way Dam | 1785 | 1 | HY | OP | NA | WAT |  | 101486 |  |  | EIA Prime Mover-level Data
2020 | MI | Webber | 1722 | 1 | HY | OP | NA | WAT |  | 102001.4688 |  |  | EIA Prime Mover-level Data
2020 | MI | Webber | 1722 | 2 | HY | OP | NA | WAT |  | 30909.5352 |  |  | EIA Prime Mover-level Data
2020 | MI | Western Michigan Solar Gardens | 60117 | 1 | PV | OP | NA | SUN |  | 13555 |  |  | EIA Prime Mover-level Data
2020 | MI | Western Michigan University Power Plant | 58161 | GTG-7 | CT |  | NA | NG |  | 286035.5312 | 0.88403 | 0.0061813 | EIA Unit-level Data | NEI avg EF - PM, fuel type
2020 | MI | Western Michigan University Power Plant | 58161 | GTG-8 | CT |  | NA | NG |  | 463954.125 | 1.4339 | 0.0061813 | EIA Unit-level Data | NEI avg EF - PM, fuel type
2020 | MI | Western Michigan University Power Plant | 58161 | EG-1 | IC | OP | NA | NG |  | 3798 | 0.00080138 | 0.000422 | EIA Prime Mover-level Data | Estimated using an emission factor
2020 | MI | Western Michigan University Power Plant | 58161 | EG-10 | IC | TS | NA | NG
2020 | MI | Western Michigan University Power Plant | 58161 | EG-9 | IC | TS | NA | NG
2020 | MI | Western Michigan University Power Plant | 58161 | STG-1 | CA | OP | NA | NG |  | 0 | 0 |  | EIA Prime Mover-level Data | Estimated using an emission factor
2020 | MI | White Pine Electric Power | 10148 | GEN1 | ST | RE | NA | NG
2020 | MI | White Pine Electric Power | 10148 | GEN2 | ST | RE | NA | NG
2020 | MI | White Pine Electric Power | 10148 | GEN3 | ST | RE | NA | NG
2020 | MI | White Rapids | 1786 | 1 | HY | OP | NA | WAT |  | 126196.3359 |  |  | EIA Prime Mover-level Data
2020 | MI | White Rapids | 1786 | 2 | HY | OP | NA | WAT |  | 126196.3359 |  |  | EIA Prime Mover-level Data
2020 | MI | White Rapids | 1786 | 3 | HY | OP | NA | WAT |  | 126196.3359 |  |  | EIA Prime Mover-level Data
2020 | MI | William Beaumont Hospital | 50937 | GENA | IC | SB | NA | DFO
2020 | MI | William Beaumont Hospital | 50937 | GENB | IC | SB | NA | DFO
2020 | MI | Wilmot | 1746 | 1 | IC | OP | NA | DFO |  | 1194 | 0.18507 | 0.31 | EIA Prime Mover-level Data | Estimated using an emission factor
2020 | MI | Wilmot | 1746 | 2 | IC | OP | NA | DFO |  | 1194 | 0.18507 | 0.31 | EIA Prime Mover-level Data | Estimated using an emission factor
2020 | MI | Wilmot | 1746 | 3 | IC | OP | NA | DFO |  | 1194 | 0.18507 | 0.31 | EIA Prime Mover-level Data | Estimated using an emission factor
2020 | MI | Wilmot | 1746 | 1900-01-03 | IC | OP | NA | DFO |  | 1194 | 0.18507 | 0.31 | EIA Prime Mover-level Data | Estimated using an emission factor
2020 | MI | Wilmot | 1746 | 1900-01-04 | IC | OP | NA | DFO |  | 1194 | 0.18507 | 0.31 | EIA Prime Mover-level Data | Estimated using an emission factor
2020 | MI | Wood Road | 54549 | 2022-01-01 | IC | OP | NA | LFG |  | 70535.7969 | 0.51844 | 0.0147 | EIA Prime Mover-level Data | Estimated using an emission factor
2020 | MI | Wood Road | 54549 | 2022-01-02 | IC | OP | NA | LFG |  | 70535.7969 | 0.51844 | 0.0147 | EIA Prime Mover-level Data | Estimated using an emission factor
2020 | MI | Wood Road | 54549 | 2022-01-03 | IC | OP | NA | LFG |  | 70535.7969 | 0.51844 | 0.0147 | EIA Prime Mover-level Data | Estimated using an emission factor
2020 | MI | Wood Road | 54549 | 2022-01-04 | IC | OP | NA | LFG |  | 70535.7969 | 0.51844 | 0.0147 | EIA Prime Mover-level Data | Estimated using an emission factor
2020 | MI | Wood Road | 54549 | 2022-01-05 | IC | OP | NA | LFG |  | 141071.5938 | 1.0369 | 0.0147 | EIA Prime Mover-level Data | Estimated using an emission factor
2020 | MI | Wood Road | 54549 | 2022-01-06 | IC | OP | NA | LFG |  | 141071.5938 | 1.0369 | 0.0147 | EIA Prime Mover-level Data | Estimated using an emission factor
2020 | MI | Wood Road | 54549 | 2022-01-07 | IC | OP | NA | LFG |  | 141071.5938 | 1.0369 | 0.0147 | EIA Prime Mover-level Data | Estimated using an emission factor
2020 | MI | Workman Road Solar Farm, LLC | 64463 | FACWR | PV | OP | NA | SUN |  | 18 |  |  | EIA Prime Mover-level Data
2020 | MI | Wyandotte | 1866 | 5 | ST | OP | STOKER | NG | 3734 | 95762.8203 | 0.4024 | 0.0084041 | EPA/CAMD | EPA/NEI | 1958
2020 | MI | Wyandotte | 1866 | 7 | ST | OP | WALL | NG | 1967 | 538886.5625 | 1.3795 | 0.0051198 | EPA/CAMD | EPA/NEI | 1982
2020 | MI | Zeeland | 1867 | 1 | IC | OP | NA | NG |  | 632.448 | 0.00013345 | 0.000422 | EIA Prime Mover-level Data | Estimated using an emission factor
2020 | MI | Zeeland | 1867 | 10 | IC | OP | NA | NG |  | 2529.7939 | 0.00053379 | 0.000422 | EIA Prime Mover-level Data | Estimated using an emission factor
2020 | MI | Zeeland | 1867 | 11 | IC | OP | NA | NG |  | 2710.4929 | 0.00057191 | 0.000422 | EIA Prime Mover-level Data | Estimated using an emission factor
2020 | MI | Zeeland | 1867 | 2 | IC | OP | NA | NG |  | 496.924 | 0.00010485 | 0.000422 | EIA Prime Mover-level Data | Estimated using an emission factor
2020 | MI | Zeeland | 1867 | 7 | IC | OP | NA | NG |  | 903.498 | 0.00019064 | 0.000422 | EIA Prime Mover-level Data | Estimated using an emission factor
2020 | MI | Zeeland | 1867 | 8 | IC | OP | NA | NG |  | 767.973 | 0.00016204 | 0.000422 | EIA Prime Mover-level Data | Estimated using an emission factor
2020 | MI | Zeeland | 1867 | 9 | IC | OP | NA | NG |  | 2032.87 | 0.00042894 | 0.000422 | EIA Prime Mover-level Data | Estimated using an emission factor
2020 | MI | Zeeland Farm Services | 58704 | CAT-1 | IC | OP | NA | OBG |  | 60372 | 0.44373 | 0.0147 | EIA Prime Mover-level Data | Estimated using an emission factor
2020 | MI | Zeeland Farm Services | 58704 | CAT-2 | IC | OP | NA | OBG |  | 60372 | 0.44373 | 0.0147 | EIA Prime Mover-level Data | Estimated using an emission factor
2020 | MI | Zeeland Generating Station | 55087 | CC1 | GT | OP | CT | NG | 3074 | 4550172.5 | 36.545 | 0.016063 | EPA/CAMD | EPA/NEI | 2001
2020 | MI | Zeeland Generating Station | 55087 | CC2 | GT | OP | CT | NG | 1808 | 2510734.25 | 36.545 | 0.029111 | EPA/CAMD | EPA/NEI | 2001
2020 | MI | Zeeland Generating Station | 55087 | CC3 | CT | OP | CC | NG | 7156 | 13029158 | 36.545 | 0.0056097 | EPA/CAMD | EPA/NEI | 2002
2020 | MI | Zeeland Generating Station | 55087 | CC4 | CT | OP | CC | NG | 6837 | 12898908 | 36.545 | 0.0056664 | EPA/CAMD | EPA/NEI | 2002
2020 | MN | 4710 Hosting | 62162 | 4710 | IC | SB | NA | DFO |  | 250 | 0.03875 | 0.31 | EIA Prime Mover-level Data | Estimated using an emission factor
2020 | MN | Acturus Community Solar | 61705 | ARCT | PV | OP | NA | SUN |  | 16381 |  |  | EIA Prime Mover-level Data
2020 | MN | Adams Wind Farm | 56307 | 1 | WT | OP | NA | WND |  | 243422.375 |  |  | EIA Prime Mover-level Data
2020 | MN | Adams Wind Farm | 56307 | 2 | WT | OP | NA | WND |  | 176706.625 |  |  | EIA Prime Mover-level Data
2020 | MN | Adams Wind Generations LLC | 57375 | AWG | WT | OP | NA | WND |  | 530442 |  |  | EIA Prime Mover-level Data
2020 | MN | Adrian | 1956 | 3 | IC | RE | NA | DFO
2020 | MN | Adrian | 1956 | 4 | IC | RE | NA | DFO
2020 | MN | Adrian | 1956 | 5 | IC | OP | NA | DFO |  | 148 | 0.02294 | 0.31 | EIA Prime Mover-level Data | Estimated using an emission factor
2020 | MN | Agassiz Beach LLC | 55576 | AB30 | WT | OP | NA | WND |  | 41205 |  |  | EIA Prime Mover-level Data
2020 | MN | Albany Solar | 60519 | PV1 | PV | OP | NA | SUN |  | 153475 |  |  | EIA Prime Mover-level Data
2020 | MN | Alexandria | 1958 | IC1 | IC | SB | NA | DFO |  | 67.696 | 0.010493 | 0.31 | EIA Prime Mover-level Data | Estimated using an emission factor
2020 | MN | Alexandria | 1958 | IC2 | IC | SB | NA | DFO |  | 225.652 | 0.034976 | 0.31 | EIA Prime Mover-level Data | Estimated using an emission factor
2020 | MN | Alexandria | 1958 | IC3 | IC | SB | NA | DFO |  | 225.652 | 0.034976 | 0.31 | EIA Prime Mover-level Data | Estimated using an emission factor
2020 | MN | Allen S King | 1915 | 1 | ST | OP | CYCLONE | SUB | 1886 | 8883285 | 43.0405 | 0.0096902 | EPA/CAMD | EPA/NEI | 1968
2020 | MN | Alliant Techsystems | 7376 | 1 | IC | RE | NA | DFO
2020 | MN | Allium Community Solar Garden, LLC | 63304 | ALIUM | PV | V | NA | SUN
2020 | MN | Altair Community Solar Garden | 61645 | ALTA | PV | OP | NA | SUN |  | 16826 |  |  | EIA Prime Mover-level Data
2020 | MN | American Crystal Sugar Crookston | 54212 | G1 | ST | OP | NA | SUB |  | 745806.375 | 3.3153 | 0.0088906 | EIA Prime Mover-level Data | NEI avg EF - PM, fuel type
2020 | MN | American Crystal Sugar Crookston | 54212 | G2 | ST | OP | NA | SUB |  | 639262.625 | 2.8417 | 0.0088906 | EIA Prime Mover-level Data | NEI avg EF - PM, fuel type
2020 | MN | American Crystal Sugar East Grand Forks | 54214 | G1 | ST | OP | NA | SUB |  | 863603.6875 | 3.839 | 0.0088906 | EIA Prime Mover-level Data | NEI avg EF - PM, fuel type
2020 | MN | American Crystal Sugar East Grand Forks | 54214 | G2 | ST | OP | NA | SUB |  | 1727207.375 | 7.678 | 0.0088906 | EIA Prime Mover-level Data | NEI avg EF - PM, fuel type
2020 | MN | American Crystal Sugar Moorhead | 54211 | G1 | ST | OP | NA | SUB |  | 749676.625 | 3.3326 | 0.0088906 | EIA Prime Mover-level Data | NEI avg EF - PM, fuel type
2020 | MN | American Crystal Sugar Moorhead | 54211 | G2 | ST | OP | NA | SUB |  | 499784.4062 | 2.2217 | 0.0088906 | EIA Prime Mover-level Data | NEI avg EF - PM, fuel type
2020 | MN | Andromeda Community Solar | 61181 | OACS1 | PV | OP | NA | SUN |  | 14385.5996 |  |  | EIA Prime Mover-level Data
2020 | MN | Andromeda Community Solar | 61181 | OACS2 | PV | OP | NA | SUN |  | 14385.5996 |  |  | EIA Prime Mover-level Data
2020 | MN | Andromeda Community Solar | 61181 | OACS3 | PV | OP | NA | SUN |  | 14385.5996 |  |  | EIA Prime Mover-level Data
2020 | MN | Andromeda Community Solar | 61181 | OACS4 | PV | OP | NA | SUN |  | 14385.5996 |  |  | EIA Prime Mover-level Data
2020 | MN | Andromeda Community Solar | 61181 | OACS5 | PV | OP | NA | SUN |  | 14385.5996 |  |  | EIA Prime Mover-level Data
2020 | MN | Annandale Solar | 60520 | PV1 | PV | OP | NA | SUN |  | 100388 |  |  | EIA Prime Mover-level Data
2020 | MN | Anoka BESS | 62908 | BA | BA | OP | NA | MWH |  | 0 |  |  | EIA Prime Mover-level Data
2020 | MN | Anoka County MN CONX | 62061 | PV1 | PV | OP | NA | SUN |  | 49140 |  |  | EIA Prime Mover-level Data
2020 | MN | Antares Community Solar | 61176 | FACS1 | PV | OP | NA | SUN |  | 15104.667 |  |  | EIA Prime Mover-level Data
2020 | MN | Antares Community Solar | 61176 | FACS2 | PV | OP | NA | SUN |  | 15104.667 |  |  | EIA Prime Mover-level Data
2020 | MN | Antares Community Solar | 61176 | FACS3 | PV | OP | NA | SUN |  | 15104.667 |  |  | EIA Prime Mover-level Data
2020 | MN | Antlia Community Solar | 60937 | IACS1 | PV | OP | NA | SUN |  | 14844 |  |  | EIA Prime Mover-level Data
2020 | MN | Antlia Community Solar | 60937 | IACS2 | PV | OP | NA | SUN |  | 14844 |  |  | EIA Prime Mover-level Data
2020 | MN | Aquarius Community Solar | 61710 | AQUA | PV | OP | NA | SUN |  | 17004 |  |  | EIA Prime Mover-level Data
2020 | MN | Aquila Community Solar | 61704 | AQUI | PV | OP | NA | SUN |  | 17309 |  |  | EIA Prime Mover-level Data
2020 | MN | Archer Daniels Midland Mankato | 10863 | GEN1 | ST | OP | NA | SUB |  | 1119513 | 4.9766 | 0.0088906 | EIA Prime Mover-level Data | NEI avg EF - PM, fuel type
2020 | MN | Archer Daniels Midland Mankato | 10863 | GEN2 | ST | RE | NA | NG
2020 | MN | Argo Navis Community Solar | 61183 | UACS1 | PV | OP | NA | SUN |  | 13068.333 |  |  | EIA Prime Mover-level Data
2020 | MN | Argo Navis Community Solar | 61183 | UACS2 | PV | OP | NA | SUN |  | 13068.333 |  |  | EIA Prime Mover-level Data
2020 | MN | Argo Navis Community Solar | 61183 | UACS3 | PV | OP | NA | SUN |  | 13068.333 |  |  | EIA Prime Mover-level Data
2020 | MN | Aries Community Solar | 60938 | AACS1 | PV | OP | NA | SUN |  | 13894.25 |  |  | EIA Prime Mover-level Data
2020 | MN | Aries Community Solar | 60938 | AACS2 | PV | OP | NA | SUN |  | 13894.25 |  |  | EIA Prime Mover-level Data
2020 | MN | Aries Community Solar | 60938 | AACS3 | PV | OP | NA | SUN |  | 13894.25 |  |  | EIA Prime Mover-level Data
2020 | MN | Aries Community Solar | 60938 | AACS4 | PV | OP | NA | SUN |  | 13894.25 |  |  | EIA Prime Mover-level Data
2020 | MN | Armstrong Solar | 61138 | 0000A | PV | OP | NA | SUN |  | 44768 |  |  | EIA Prime Mover-level Data
2020 | MN | Aster Community Solar Garden, LLC | 63305 | ASTER | PV | OP | NA | SUN |  | 439 |  |  | EIA Prime Mover-level Data
2020 | MN | Athens - Coopers Corner BESS | 63090 | COOPR | BA | OP | NA | MWH |  | 0 |  |  | EIA Prime Mover-level Data
2020 | MN | Athens BESS | 62937 | BA | BA | OP | NA | MWH |  | 0 |  |  | EIA Prime Mover-level Data
2020 | MN | Athens MN CONX | 62062 | PV1 | PV | OP | NA | SUN |  | 93160 |  |  | EIA Prime Mover-level Data
2020 | MN | Atwater Solar | 60521 | PV1 | PV | OP | NA | SUN |  | 69009 |  |  | EIA Prime Mover-level Data
2020 | MN | Auriga Community Solar | 61706 | AURI | PV | OP | NA | SUN |  | 17213 |  |  | EIA Prime Mover-level Data
2020 | MN | Autumn Hills LLC | 55566 | AH30 | WT | OP | NA | WND |  | 48233 |  |  | EIA Prime Mover-level Data
2020 | MN | B&K Energy Systems LLC | 56210 | 1 | WT | OP | NA | WND |  | 21352 |  |  | EIA Prime Mover-level Data
2020 | MN | B.R. Corcoran CSG | 61453 | 42278 | PV | OP | NA | SUN |  | 15382.5996 |  |  | EIA Prime Mover-level Data
2020 | MN | B.R. Corcoran CSG | 61453 | 42279 | PV | OP | NA | SUN |  | 15382.5996 |  |  | EIA Prime Mover-level Data
2020 | MN | B.R. Corcoran CSG | 61453 | 42280 | PV | OP | NA | SUN |  | 15382.5996 |  |  | EIA Prime Mover-level Data
2020 | MN | B.R. Corcoran CSG | 61453 | 42281 | PV | OP | NA | SUN |  | 15382.5996 |  |  | EIA Prime Mover-level Data
2020 | MN | B.R. Corcoran CSG | 61453 | 42282 | PV | OP | NA | SUN |  | 15382.5996 |  |  | EIA Prime Mover-level Data
2020 | MN | B.R. Sartell CSG | 61454 | 42286 | PV | OP | NA | SUN |  | 14106.667 |  |  | EIA Prime Mover-level Data
2020 | MN | B.R. Sartell CSG | 61454 | 42287 | PV | OP | NA | SUN |  | 14106.667 |  |  | EIA Prime Mover-level Data
2020 | MN | B.R. Sartell CSG | 61454 | 42288 | PV | OP | NA | SUN |  | 14106.667 |  |  | EIA Prime Mover-level Data
2020 | MN | B.R. Sauk Rapids CSG | 61455 | 42292 | PV | OP | NA | SUN |  | 13489.4004 |  |  | EIA Prime Mover-level Data
2020 | MN | B.R. Sauk Rapids CSG | 61455 | 42294 | PV | OP | NA | SUN |  | 13489.4004 |  |  | EIA Prime Mover-level Data
2020 | MN | B.R. Sauk Rapids CSG | 61455 | 42295 | PV | OP | NA | SUN |  | 13489.4004 |  |  | EIA Prime Mover-level Data
2020 | MN | B.R. Sauk Rapids CSG | 61455 | 42296 | PV | OP | NA | SUN |  | 13489.4004 |  |  | EIA Prime Mover-level Data
2020 | MN | B.R. Sauk Rapids CSG | 61455 | 42297 | PV | OP | NA | SUN |  | 13489.4004 |  |  | EIA Prime Mover-level Data
2020 | MN | Barone CSG | 62138 | SO328 | PV | OP | NA | SUN |  | 15731 |  |  | EIA Prime Mover-level Data
2020 | MN | Bauer Solar CSG | 64029 | TC3 | PV | U | NA | SUN
2020 | MN | BC Energy LLC | 56624 | 1 | WT | OP | NA | WND |  | 37751 |  |  | EIA Prime Mover-level Data
2020 | MN | Becker Solar 2 CSG | 62084 | BCKR2 | PV | OP | NA | SUN |  | 14827 |  |  | EIA Prime Mover-level Data
2020 | MN | Becker Solar 3 CSG | 62085 | BCKR3 | PV | OP | NA | SUN |  | 14827 |  |  | EIA Prime Mover-level Data
2020 | MN | Becker Solar 4 CSG | 62086 | BCKR4 | PV | OP | NA | SUN |  | 14827 |  |  | EIA Prime Mover-level Data
2020 | MN | Becker Solar 5 CSG | 62087 | BCKR5 | PV | OP | NA | SUN |  | 14827 |  |  | EIA Prime Mover-level Data
2020 | MN | Becker Solar CSG | 62040 | BCKR1 | PV | OP | NA | SUN |  | 14827 |  |  | EIA Prime Mover-level Data
2020 | MN | Bellflower Solar, LLC | 63318 | BELLF | PV | OP | NA | SUN
2020 | MN | Benson City of | 1964 | 10 | IC | OP | NA | DFO |  | 151 | 0.023405 | 0.31 | EIA Prime Mover-level Data | Estimated using an emission factor
2020 | MN | Benson City of | 1964 | 11 | IC | OP | NA | DFO |  | 151 | 0.023405 | 0.31 | EIA Prime Mover-level Data | Estimated using an emission factor
2020 | MN | Benson City of | 1964 | 5 | IC | RE | NA | DFO
2020 | MN | Benson City of | 1964 | 6 | IC | RE | NA | DFO
2020 | MN | Benson City of | 1964 | 7 | IC | OP | NA | DFO |  | 151 | 0.023405 | 0.31 | EIA Prime Mover-level Data | Estimated using an emission factor
2020 | MN | Benson City of | 1964 | 8 | IC | OP | NA | DFO |  | 151 | 0.023405 | 0.31 | EIA Prime Mover-level Data | Estimated using an emission factor
2020 | MN | Benson City of | 1964 | 9 | IC | OP | NA | DFO |  | 151 | 0.023405 | 0.31 | EIA Prime Mover-level Data | Estimated using an emission factor
2020 | MN | Bent Tree Wind Farm Phase 1 | 57198 | 1 | WT | OP | NA | WND |  | 4565206 |  |  | EIA Prime Mover-level Data
2020 | MN | BentonSun LLC | 60695 | MLC17 | PV | OP | NA | SUN |  | 14742.2002 |  |  | EIA Prime Mover-level Data
2020 | MN | BentonSun LLC | 60695 | MLC18 | PV | OP | NA | SUN |  | 14742.2002 |  |  | EIA Prime Mover-level Data
2020 | MN | BentonSun LLC | 60695 | MLC19 | PV | OP | NA | SUN |  | 14742.2002 |  |  | EIA Prime Mover-level Data
2020 | MN | BentonSun LLC | 60695 | MLC20 | PV | OP | NA | SUN |  | 14742.2002 |  |  | EIA Prime Mover-level Data
2020 | MN | BentonSun LLC | 60695 | MLC21 | PV | OP | NA | SUN |  | 14742.2002 |  |  | EIA Prime Mover-level Data
2020 | MN | Betcher Community Solar Garden | 61671 | BETCH | PV | OP | NA | SUN |  | 15590 |  |  | EIA Prime Mover-level Data
2020 | MN | Betcher CSG 1, LLC | 63819 | BET01 | PV | OP | NA | SUN |  | 1096 |  |  | EIA Prime Mover-level Data
2020 | MN | Big Blue | 57289 | BBWP | WT | OP | NA | WND |  | 747460 |  |  | EIA Prime Mover-level Data
2020 | MN | Big Lake Holdco Solar CSG | 60836 | BLAKE | PV | OP | NA | SUN |  | 40311 |  |  | EIA Prime Mover-level Data
2020 | MN | Big Lake Project CSG | 61817 | BIGLA | PV | OP | NA | SUN |  | 86097 |  |  | EIA Prime Mover-level Data
2020 | MN | Bisson Windfarm LLC | 56201 | I | WT | OP | NA | WND |  | 29634 |  |  | EIA Prime Mover-level Data
2020 | MN | Black Dog | 1904 | 5 | CT | OP | CC | NG | 5202 | 9357137 | 6.942 | 0.0014838 | EPA/CAMD | EPA/NEI | 2002
2020 | MN | Black Dog | 1904 | 6 | GT | OP | CT | NG | 2227 | 3924496.25 | 2.3187 | 0.0011817 | EPA/CAMD | EPA/NEI | 2018
2020 | MN | Black Oak Wind Farm | 58692 | 1 | WT | OP | NA | WND |  | 2624433 |  |  | EIA Prime Mover-level Data
2020 | MN | Blanchard | 1892 | 1 | HY | OP | NA | WAT |  | 324656.6562 |  |  | EIA Prime Mover-level Data
2020 | MN | Blanchard | 1892 | 2 | HY | OP | NA | WAT |  | 324656.6562 |  |  | EIA Prime Mover-level Data
2020 | MN | Blanchard | 1892 | 3 | HY | OP | NA | WAT |  | 324656.6562 |  |  | EIA Prime Mover-level Data
2020 | MN | Blazing Star 2 Wind Farm | 61650 | BLZS2 | WT | V | NA | WND
2020 | MN | Blazing Star Wind Farm 1 | 60504 | BLZG1 | WT | OP | NA | WND |  | 4976001 |  |  | EIA Prime Mover-level Data
2020 | MN | Blooming Prairie | 1966 | 1 | IC | RE | NA | DFO
2020 | MN | Blooming Prairie | 1966 | 2 | IC | RE | NA | DFO
2020 | MN | Blooming Prairie | 1966 | 3 | IC | RE | NA | DFO
2020 | MN | Blooming Prairie | 1966 | 4 | IC | SB | NA | DFO |  | 275.294 | 0.042671 | 0.31 | EIA Prime Mover-level Data | Estimated using an emission factor
2020 | MN | Blooming Prairie | 1966 | 5 | IC | SB | NA | DFO |  | 527.647 | 0.081785 | 0.31 | EIA Prime Mover-level Data | Estimated using an emission factor
2020 | MN | Blooming Prairie | 1966 | 6 | IC | SB | NA | DFO |  | 458.824 | 0.071118 | 0.31 | EIA Prime Mover-level Data | Estimated using an emission factor
2020 | MN | Blooming Prairie | 1966 | 7 | IC | SB | NA | DFO |  | 298.235 | 0.046226 | 0.31 | EIA Prime Mover-level Data | Estimated using an emission factor
2020 | MN | Blue Breezes II LLC | 56581 | 1 | WT | OP | NA | WND |  | 11414 |  |  | EIA Prime Mover-level Data
2020 | MN | Blue Breezes LLC | 56580 | 1 | WT | OP | NA | WND |  | 12439 |  |  | EIA Prime Mover-level Data
2020 | MN | Blue Earth | 1967 | IC1 | IC | OP | NA | DFO |  | 79.091 | 0.012259 | 0.31 | EIA Prime Mover-level Data | Estimated using an emission factor
2020 | MN | Blue Earth | 1967 | IC3 | IC | OP | NA | DFO |  | 84.364 | 0.013076 | 0.31 | EIA Prime Mover-level Data | Estimated using an emission factor
2020 | MN | Blue Earth | 1967 | IC4 | IC | OP | NA | DFO |  | 84.364 | 0.013076 | 0.31 | EIA Prime Mover-level Data | Estimated using an emission factor
2020 | MN | Blue Earth | 1967 | IC5 | IC | OP | NA | DFO |  | 84.364 | 0.013076 | 0.31 | EIA Prime Mover-level Data | Estimated using an emission factor
2020 | MN | Blue Earth | 1967 | IC6 | IC | OP | NA | DFO |  | 94.909 | 0.014711 | 0.31 | EIA Prime Mover-level Data | Estimated using an emission factor
2020 | MN | Blue Earth | 1967 | IC7 | IC | OP | NA | DFO |  | 58 | 0.00899 | 0.31 | EIA Prime Mover-level Data | Estimated using an emission factor
2020 | MN | Blue Earth | 1967 | IC8 | IC | OP | NA | DFO |  | 94.909 | 0.014711 | 0.31 | EIA Prime Mover-level Data | Estimated using an emission factor
2020 | MN | Blue Lake Generating Plant | 8027 | 1 | GT | OP | CT | DFO | 28 | 2026.9 | 0.015661 | 0.015453 | EPA/CAMD | EPA/NEI | 1974
2020 | MN | Blue Lake Generating Plant | 8027 | 2 | GT | OP | CT | DFO | 20 | 867.2 | 0.0099051 | 0.022844 | EPA/CAMD | EPA/NEI | 1974
2020 | MN | Blue Lake Generating Plant | 8027 | 3 | GT | OP | CT | DFO | 14 | 640 | 0.011358 | 0.035494 | EPA/CAMD | EPA/NEI | 1974
2020 | MN | Blue Lake Generating Plant | 8027 | 4 | GT | OP | CT | DFO | 15 | 563 | 0.0098685 | 0.035057 | EPA/CAMD | EPA/NEI | 1974
2020 | MN | Blue Lake Generating Plant | 8027 | 7 | GT | OP | CT | NG | 684 | 963498.3125 | 0.16703 | 0.00034672 | EPA/CAMD | EPA/NEI | 2005
2020 | MN | Blue Lake Generating Plant | 8027 | 8 | GT | OP | CT | NG | 581 | 860356.0625 | 0.14904 | 0.00034646 | EPA/CAMD | EPA/NEI | 2005
2020 | MN | Blue Lake Solar | 60632 | PV1 | PV | OP | NA | SUN |  | 43522 |  |  | EIA Prime Mover-level Data
2020 | MN | Boeve Windfarm LLC | 56209 | 1 | WT | OP | NA | WND |  | 37559 |  |  | EIA Prime Mover-level Data
2020 | MN | Boise Cascade International Falls | 10486 | 1 | ST | OP | NA | NG |  | 1249845.75 | 4.6399 | 0.0074247 | EIA Unit-level Data | NEI avg EF - PM, fuel type
2020 | MN | Boise Cascade International Falls | 10486 | 2 | ST | OP | NA | WDS |  | 1435599.875 | 13.4221 | 0.018699 | EIA Unit-level Data | NEI avg EF - PM, fuel type
2020 | MN | Boise Cascade International Falls | 10486 | 3 | ST | OP | NA | NG |  | 726655.125 | 2.6976 | 0.0074247 | EIA Unit-level Data | NEI avg EF - PM, fuel type
2020 | MN | Boise Cascade International Falls | 10486 | RECBLR | ST | OP | NA | BLQ |  | 6401464 | 21.3757 | 0.0066784 | EIA Unit-level Data | NEI avg EF - PM, fuel type
2020 | MN | Bolduan CSG | 62194 | SO360 | PV | OP | NA | SUN |  | 1140 |  |  | EIA Prime Mover-level Data
2020 | MN | Boswell Energy Center | 1893 | 3 | ST | OP | TANGENTIAL | RC | 7723 | 17706060 | 51.2154 | 0.0057851 | EPA/CAMD | EPA/NEI | 1973
2020 | MN | Boswell Energy Center | 1893 | 4 | ST | OP | TANGENTIAL | RC | 7794 | 30262368 | 88.364 | 0.0058399 | EPA/CAMD | EPA/NEI | 1980
2020 | MN | Brainerd Public Utilities | 50636 | 1 | HY | OP | NA | WAT |  | 33991.4492 |  |  | EIA Prime Mover-level Data
2020 | MN | Brainerd Public Utilities | 50636 | 2 | HY | OP | NA | WAT |  | 33991.4492 |  |  | EIA Prime Mover-level Data
2020 | MN | Brainerd Public Utilities | 50636 | 3 | HY | OP | NA | WAT |  | 28326.207 |  |  | EIA Prime Mover-level Data
2020 | MN | Brainerd Public Utilities | 50636 | 4 | HY | OP | NA | WAT |  | 33991.4492 |  |  | EIA Prime Mover-level Data
2020 | MN | Brainerd Public Utilities | 50636 | 5 | HY | OP | NA | WAT |  | 33991.4492 |  |  | EIA Prime Mover-level Data
2020 | MN | Brainerd Public Utilities | 50636 | VPLS | ST | RE | NA | BIT
2020 | MN | Brenda Luhman - CSG | 63682 | BLCS | PV | OP | NA | SUN |  | 5290 |  |  | EIA Prime Mover-level Data
2020 | MN | Brooten CSG1, LLC | 63593 | SC | PV | TS | NA | SUN
2020 | MN | Buffalo Garden | 63396 | CGS | PV | OP | NA | SUN |  | 11124 |  |  | EIA Prime Mover-level Data
2020 | MN | Buffalo Lake CSG1, LLC | 63594 | SC | PV | TS | NA | SUN
2020 | MN | Buffalo Ridge Windplant WPP 1993 | 54794 | EXIS | WT | RE | NA | WND
2020 | MN | Byllesby | 50328 | 1 | HY | OP | NA | WAT |  | 3638.0801 |  |  | EIA Prime Mover-level Data
2020 | MN | Byllesby | 50328 | 2 | HY | OP | NA | WAT |  | 3638.0801 |  |  | EIA Prime Mover-level Data
2020 | MN | Byllesby | 50328 | 3 | HY | OP | NA | WAT |  | 4092.8401 |  |  | EIA Prime Mover-level Data
2020 | MN | Caelum Community Solar | 61180 | PCCS1 | PV | OP | NA | SUN |  | 12308.5 |  |  | EIA Prime Mover-level Data
2020 | MN | Caelum Community Solar | 61180 | PCCS2 | PV | OP | NA | SUN |  | 12308.5 |  |  | EIA Prime Mover-level Data
2020 | MN | Cambridge Station | 2038 | 1 | GT | OP | CT | DFO | 39 | 5395.7998 | 0.01139 | 0.004222 | EPA/CAMD | EPA/NEI | 1978
2020 | MN | Cambridge Station | 2038 | 2 | GT | OP | CT | NG | 271 | 244523.4375 | 0.042654 | 0.00034887 | EPA/CAMD | EPA/NEI | 2007
2020 | MN | Camellia Solar, LLC | 64001 | CAMEL | PV | OP | NA | SUN
2020 | MN | Camp Ripley Solar | 64072 | CR1 | PV | OP | NA | SUN |  | 141819 |  |  | EIA Prime Mover-level Data
2020 | MN | Cannon Falls Energy Center | 56241 | CT-01 | GT | OP | CT | NG | 876 | 1392802.875 | 7.3152 | 0.010504 | EPA/CAMD | EPA/NEI | 2008
2020 | MN | Cannon Falls Energy Center | 56241 | CT-02 | GT | OP | CT | NG | 792 | 1207099.625 | 6.34 | 0.010505 | EPA/CAMD | EPA/NEI | 2008
2020 | MN | Cannon Garden Solar | 63252 | CGS | PV | OP | NA | SUN |  | 14188 |  |  | EIA Prime Mover-level Data
2020 | MN | Canopus Community Solar | 61707 | CANO | PV | OP | NA | SUN |  | 17133 |  |  | EIA Prime Mover-level Data
2020 | MN | Capella Community Solar | 61178 | HCCS1 | PV | OP | NA | SUN |  | 14430 |  |  | EIA Prime Mover-level Data
2020 | MN | Capella Community Solar | 61178 | HCCS2 | PV | OP | NA | SUN |  | 14430 |  |  | EIA Prime Mover-level Data
2020 | MN | Capella Community Solar | 61178 | HCCS3 | PV | OP | NA | SUN |  | 14430 |  |  | EIA Prime Mover-level Data
2020 | MN | Capella Community Solar | 61178 | HCCS4 | PV | OP | NA | SUN |  | 14430 |  |  | EIA Prime Mover-level Data
2020 | MN | Capella Community Solar | 61178 | HCCS5 | PV | OP | NA | SUN |  | 14430 |  |  | EIA Prime Mover-level Data
2020 | MN | Capricornus Community Solar Garden | 61651 | CAPR | PV | OP | NA | SUN |  | 16398 |  |  | EIA Prime Mover-level Data
2020 | MN | Carina Community Solar | 61179 | JCCS1 | PV | OP | NA | SUN |  | 15173 |  |  | EIA Prime Mover-level Data
2020 | MN | Carina Community Solar | 61179 | JCCS2 | PV | OP | NA | SUN |  | 15173 |  |  | EIA Prime Mover-level Data
2020 | MN | Carina Community Solar | 61179 | JCCS3 | PV | OP | NA | SUN |  | 15173 |  |  | EIA Prime Mover-level Data
2020 | MN | Carina Community Solar | 61179 | JCCS4 | PV | OP | NA | SUN |  | 15173 |  |  | EIA Prime Mover-level Data
2020 | MN | Carleton College | 57296 | GEN1 | IC | SB | NA | DFO |  | 139 | 0.021545 | 0.31 | EIA Prime Mover-level Data | Estimated using an emission factor
2020 | MN | Carleton College | 57296 | GEN2 | IC | SB | NA | DFO |  | 139 | 0.021545 | 0.31 | EIA Prime Mover-level Data | Estimated using an emission factor
2020 | MN | Carleton College | 57296 | WIND1 | WT | OP | NA | WND |  | 33737 |  |  | EIA Prime Mover-level Data
2020 | MN | Carleton College | 57296 | WIND2 | WT | OP | NA | WND |  | 33737 |  |  | EIA Prime Mover-level Data
2020 | MN | Carlson Community (CSG) | 63683 | CRLSN | PV | OP | NA | SUN
2020 | MN | Carstensen Wind | 56410 | 1 | WT | OP | NA | WND |  | 38453 |  |  | EIA Prime Mover-level Data
2020 | MN | Carver Gladden CSG | 61495 | 42254 | PV | OP | NA | SUN |  | 13934.667 |  |  | EIA Prime Mover-level Data
2020 | MN | Carver Gladden CSG | 61495 | 42255 | PV | OP | NA | SUN |  | 13934.667 |  |  | EIA Prime Mover-level Data
2020 | MN | Carver Gladden CSG | 61495 | 42256 | PV | OP | NA | SUN |  | 13934.667 |  |  | EIA Prime Mover-level Data
2020 | MN | Cascade Creek | 6058 | CT1 | GT | OP | CT | NG | 181 | 64305 | 0.0091795 | 0.0002855 | EPA/CAMD | EPA/NEI | 1976
2020 | MN | Cascade Creek | 6058 | CT2 | GT | OP | CT | NG | 340 | 58740.3906 | 0.01117 | 0.00038033 | EPA/CAMD | EPA/NEI | 2002
2020 | MN | Cascade Creek | 6058 | CT3 | GT | OP | CT | NG | 327 | 54900.6953 | 0.010463 | 0.00038116 | EPA/CAMD | EPA/NEI | 2002
2020 | MN | Cassiopeia Community Solar | 61711 | CASS | PV | OP | NA | SUN |  | 16915 |  |  | EIA Prime Mover-level Data
2020 | MN | Centaurus Community Solar | 60939 | KCCS1 | PV | OP | NA | SUN |  | 13197.5 |  |  | EIA Prime Mover-level Data
2020 | MN | Centaurus Community Solar | 60939 | KCCS2 | PV | OP | NA | SUN |  | 13197.5 |  |  | EIA Prime Mover-level Data
2020 | MN | Centennial Generating Station | 57910 | 1 | IC | OP | NA | DFO |  | 101 | 0.015655 | 0.31 | EIA Prime Mover-level Data | Estimated using an emission factor
2020 | MN | Centennial Generating Station | 57910 | 2 | IC | OP | NA | DFO |  | 101 | 0.015655 | 0.31 | EIA Prime Mover-level Data | Estimated using an emission factor
2020 | MN | Centennial Generating Station | 57910 | 3 | IC | OP | NA | DFO |  | 101 | 0.015655 | 0.31 | EIA Prime Mover-level Data | Estimated using an emission factor
2020 | MN | Centennial Generating Station | 57910 | 4 | IC | OP | NA | DFO |  | 101 | 0.015655 | 0.31 | EIA Prime Mover-level Data | Estimated using an emission factor
2020 | MN | Centennial Generating Station | 57910 | 5 | IC | OP | NA | DFO |  | 101 | 0.015655 | 0.31 | EIA Prime Mover-level Data | Estimated using an emission factor
2020 | MN | CF Novel Solar CSG Gardens Eleven, LLC | 61141 | 0000F | PV | OP | NA | SUN |  | 43339 |  |  | EIA Prime Mover-level Data
2020 | MN | CF Novel Solar CSG Gardens Five, LLC | 61543 | GEN1 | PV | OP | NA | SUN |  | 53174 |  |  | EIA Prime Mover-level Data
2020 | MN | CF Novel Solar CSG Gardens Seven, LLC | 61548 | GEN1 | PV | OP | NA | SUN |  | 45514 |  |  | EIA Prime Mover-level Data
2020 | MN | CF Novel Solar CSG Gardens Two, LLC | 61140 | 0000D | PV | OP | NA | SUN |  | 29521 |  |  | EIA Prime Mover-level Data
2020 | MN | CG Windfarm LLC | 56200 | I | WT | OP | NA | WND |  | 14818 |  |  | EIA Prime Mover-level Data
2020 | MN | CGSun, LLC Community Solar | 61545 | GEN1 | PV | OP | NA | SUN |  | 59199 |  |  | EIA Prime Mover-level Data
2020 | MN | Champepaden Wind Power | 55980 | 1 | WT | OP | NA | WND |  | 13897 |  |  | EIA Prime Mover-level Data
2020 | MN | Chanarambie Power Partners, LLC | 56142 | WND1 | WT | OP | NA | WND |  | 1992821 |  |  | EIA Prime Mover-level Data
2020 | MN | Chandler Hills Wind Farm | 56646 | 1 | WT | RE | NA | WND
2020 | MN | Chisago Community Solar | 60711 | CCS1 | PV | OP | NA | SUN |  | 13878.75 |  |  | EIA Prime Mover-level Data
2020 | MN | Chisago Community Solar | 60711 | CCS2 | PV | OP | NA | SUN |  | 13878.75 |  |  | EIA Prime Mover-level Data
2020 | MN | Chisago Community Solar | 60711 | CCS3 | PV | OP | NA | SUN |  | 13878.75 |  |  | EIA Prime Mover-level Data
2020 | MN | Chisago Community Solar | 60711 | CCS4 | PV | OP | NA | SUN |  | 13878.75 |  |  | EIA Prime Mover-level Data
2020 | MN | Chisago Holdco LLC, CSG | 61968 | CHIS | PV | OP | NA | SUN |  | 35057 |  |  | EIA Prime Mover-level Data
2020 | MN | Chisago Solar | 60522 | PV1 | PV | OP | NA | SUN |  | 95713 |  |  | EIA Prime Mover-level Data
2020 | MN | Chub Garden Solar | 63430 | CGS | PV | OP | NA | SUN |  | 10914 |  |  | EIA Prime Mover-level Data
2020 | MN | Cisco | 63431 | 32001 | WT | OP | NA | WND |  | 148412 |  |  | EIA Prime Mover-level Data
2020 | MN | Clara City Solar | 63403 | CCS | PV | OP | NA | SUN |  | 3378 |  |  | EIA Prime Mover-level Data
2020 | MN | Clear Garden CSG | 63481 | RPCG | PV | OP | NA | SUN |  | 14370 |  |  | EIA Prime Mover-level Data
2020 | MN | Co Rd 33 | 8014 | 7 | IC | CN | NA | DFO
2020 | MN | Co Rd 33 | 8014 | 8 | IC | CN | NA | DFO
2020 | MN | Cokato | 64506 | COK | PV | U | NA | SUN
2020 | MN | Community Wind North LLC | 57385 | 34505 | WT | OP | NA | WND |  | 495745 |  |  | EIA Prime Mover-level Data
2020 | MN | Community Wind South | 58045 | GEN1 | WT | OP | NA | WND |  | 631585 |  |  | EIA Prime Mover-level Data
2020 | MN | Connexus Solar Baldwin 1BDN | 64708 | C1BDN | PV | T | NA | SUN
2020 | MN | Connexus Solar Stanford 1STF | 64818 | C1STF | PV | T | NA | SUN
2020 | MN | Coral Bells Solar, LLC | 63313 | CORAL | PV | OP | NA | SUN
2020 | MN | Corcoran CSG | 61971 | 201 | PV | OP | NA | SUN |  | 12020.7998 |  |  | EIA Prime Mover-level Data
2020 | MN | Corcoran CSG | 61971 | 202 | PV | OP | NA | SUN |  | 12020.7998 |  |  | EIA Prime Mover-level Data
2020 | MN | Corcoran CSG | 61971 | 203 | PV | OP | NA | SUN |  | 12020.7998 |  |  | EIA Prime Mover-level Data
2020 | MN | Corcoran CSG | 61971 | 204 | PV | OP | NA | SUN |  | 12020.7998 |  |  | EIA Prime Mover-level Data
2020 | MN | Corcoran CSG | 61971 | 205 | PV | OP | NA | SUN |  | 12020.7998 |  |  | EIA Prime Mover-level Data
2020 | MN | Cornillie | 61977 | SO334 | PV | OP | NA | SUN |  | 15643 |  |  | EIA Prime Mover-level Data
2020 | MN | Cornillie 2 Community (CSG) | 63899 | CORN | PV | OP | NA | SUN
2020 | MN | Corvus Community Solar | 61177 | GCCS1 | PV | OP | NA | SUN |  | 14612.2002 |  |  | EIA Prime Mover-level Data
2020 | MN | Corvus Community Solar | 61177 | GCCS2 | PV | OP | NA | SUN |  | 14612.2002 |  |  | EIA Prime Mover-level Data
2020 | MN | Corvus Community Solar | 61177 | GCCS3 | PV | OP | NA | SUN |  | 14612.2002 |  |  | EIA Prime Mover-level Data
2020 | MN | Corvus Community Solar | 61177 | GCCS4 | PV | OP | NA | SUN |  | 14612.2002 |  |  | EIA Prime Mover-level Data
2020 | MN | Corvus Community Solar | 61177 | GCCS5 | PV | OP | NA | SUN |  | 14612.2002 |  |  | EIA Prime Mover-level Data
2020 | MN | Cottage Grove Cogeneration | 55010 | 1 | CT | OP | CC | NG | 4098 | 5574905.5 | 1.544 | 0.00055391 | EPA/CAMD | EPA/NEI | 1997
2020 | MN | Cottage Grove CSG, LLC | 61483 | CTGR1 | PV | OP | NA | SUN |  | 13024.7998 |  |  | EIA Prime Mover-level Data
2020 | MN | Cottage Grove CSG, LLC | 61483 | CTGR2 | PV | OP | NA | SUN |  | 13024.7998 |  |  | EIA Prime Mover-level Data
2020 | MN | Cottage Grove CSG, LLC | 61483 | CTGR3 | PV | OP | NA | SUN |  | 13024.7998 |  |  | EIA Prime Mover-level Data
2020 | MN | Cottage Grove CSG, LLC | 61483 | CTGR4 | PV | OP | NA | SUN |  | 13024.7998 |  |  | EIA Prime Mover-level Data
2020 | MN | Cottage Grove CSG, LLC | 61483 | CTGR5 | PV | OP | NA | SUN |  | 13024.7998 |  |  | EIA Prime Mover-level Data
2020 | MN | Cottage Grove Project CSG | 61983 | COTG | PV | OP | NA | SUN |  | 63315 |  |  | EIA Prime Mover-level Data
2020 | MN | Covanta Hennepin Energy | 10013 | 1 | ST | OP | NA | MSW |  | 1713928.625 |  |  | EIA Unit-level Data
2020 | MN | Covanta Hennepin Energy | 10013 | 2 | ST | OP | NA | MSW |  | 1802741.125 |  |  | EIA Unit-level Data
2020 | MN | Crater Community Solar | 61328 | TCCS1 | PV | OP | NA | SUN |  | 15607 |  |  | EIA Prime Mover-level Data
2020 | MN | Crater Community Solar | 61328 | TCCS2 | PV | OP | NA | SUN |  | 15607 |  |  | EIA Prime Mover-level Data
2020 | MN | Crater Community Solar | 61328 | TCCS3 | PV | OP | NA | SUN |  | 15607 |  |  | EIA Prime Mover-level Data
2020 | MN | Crux Community Solar | 61712 | CRUX | PV | OP | NA | SUN |  | 13124 |  |  | EIA Prime Mover-level Data
2020 | MN | Dakota Community Solar One LLC CSG | 63116 | 52838 | PV | OP | NA | SUN |  | 16054 |  |  | EIA Prime Mover-level Data
2020 | MN | Dakota Solar | 60977 | PV1 | PV | CN | NA | SUN
2020 | MN | Dakota Solar | 60977 | PV2 | PV | CN | NA | SUN
2020 | MN | Dakota Solar | 60977 | PV3 | PV | CN | NA | SUN
2020 | MN | Danielson Wind Farms LLC | 57396 | DWF | WT | OP | NA | WND |  | 489866 |  |  | EIA Prime Mover-level Data
2020 | MN | Delano | 1969 | 1 | IC | RE | NA | NG |  | 50.069 | 1.0565e-05 | 0.000422 | EIA Prime Mover-level Data | Estimated using an emission factor
2020 | MN | Delano | 1969 | 2 | IC | OP | NA | NG |  | 50.069 | 1.0565e-05 | 0.000422 | EIA Prime Mover-level Data | Estimated using an emission factor
2020 | MN | Delano | 1969 | 3 | IC | OP | NA | NG |  | 59.172 | 1.2485e-05 | 0.000422 | EIA Prime Mover-level Data | Estimated using an emission factor
2020 | MN | Delano | 1969 | 5 | IC | OP | NA | DFO |  | 36.414 | 0.0056442 | 0.31 | EIA Prime Mover-level Data | Estimated using an emission factor
2020 | MN | Delano | 1969 | 6 | IC | OP | NA | DFO |  | 54.621 | 0.0084663 | 0.31 | EIA Prime Mover-level Data | Estimated using an emission factor
2020 | MN | Delano | 1969 | 7 | IC | OP | NA | DFO |  | 136.552 | 0.021166 | 0.31 | EIA Prime Mover-level Data | Estimated using an emission factor
2020 | MN | Delano | 1969 | 8 | IC | OP | NA | DFO |  | 141.103 | 0.021871 | 0.31 | EIA Prime Mover-level Data | Estimated using an emission factor
2020 | MN | Delano | 1969 | 9 | GT | OP | NA | DFO
2020 | MN | Delphinus Community Solar | 61329 | QDCS1 | PV | OP | NA | SUN |  | 12361.5 |  |  | EIA Prime Mover-level Data
2020 | MN | Delphinus Community Solar | 61329 | QDCS2 | PV | OP | NA | SUN |  | 12361.5 |  |  | EIA Prime Mover-level Data
2020 | MN | Deneb Community Solar | 61715 | DENE | PV | OP | NA | SUN |  | 16791 |  |  | EIA Prime Mover-level Data
2020 | MN | Detroit Lakes | 1970 | 1 | GT | OP | NA | DFO |  | 295 | 0.0026614 | 0.018044 | EIA Prime Mover-level Data | NEI avg EF - PM, fuel type, firing type
2020 | MN | Dickinson Solar Array | 60652 | PV1 | PV | OP | NA | SUN |  | 26468 |  |  | EIA Prime Mover-level Data
2020 | MN | DL Windy Acres LLC | 56207 | 1 | WT | OP | NA | WND |  | 21352 |  |  | EIA Prime Mover-level Data
2020 | MN | Dodge Center Solar | 60523 | PV1 | PV | OP | NA | SUN |  | 107408 |  |  | EIA Prime Mover-level Data
2020 | MN | Dodge County Wind | 62437 | WT | WT | IP | NA | WND
2020 | MN | Dodge Holdco Solar CSG | 60833 | DODGE | PV | OP | NA | SUN |  | 45778 |  |  | EIA Prime Mover-level Data
2020 | MN | DodgeSun CSG | 61379 | DODG1 | PV | OP | NA | SUN |  | 16579.1992 |  |  | EIA Prime Mover-level Data
2020 | MN | DodgeSun CSG | 61379 | DODG2 | PV | OP | NA | SUN |  | 16579.1992 |  |  | EIA Prime Mover-level Data
2020 | MN | DodgeSun CSG | 61379 | DODG3 | PV | OP | NA | SUN |  | 16579.1992 |  |  | EIA Prime Mover-level Data
2020 | MN | DodgeSun CSG | 61379 | DODG4 | PV | OP | NA | SUN |  | 16579.1992 |  |  | EIA Prime Mover-level Data
2020 | MN | DodgeSun CSG | 61379 | DODG5 | PV | OP | NA | SUN |  | 16579.1992 |  |  | EIA Prime Mover-level Data
2020 | MN | Douglas Todd Community Solar One LLC CSG | 63117 | 52834 | PV | OP | NA | SUN |  | 16554 |  |  | EIA Prime Mover-level Data
2020 | MN | Duluth Paper Mill | 50424 | GEN1 | ST | OS | NA | PUR |  | 213096 |  |  | EIA Prime Mover-level Data
2020 | MN | Dundas Solar Holdings LLC CSG | 61626 | DU | PV | OP | NA | SUN |  | 71457 |  |  | EIA Prime Mover-level Data
2020 | MN | E. Goenner Project CSG | 63175 | TC3 | PV | OP | NA | SUN |  | 15957 |  |  | EIA Prime Mover-level Data
2020 | MN | Eastridge Wind Project | 56543 | 1 | WT | OP | NA | WND |  | 164143 |  |  | EIA Prime Mover-level Data
2020 | MN | Eastwood Solar | 60524 | PV1 | PV | OP | NA | SUN |  | 90292 |  |  | EIA Prime Mover-level Data
2020 | MN | Eichtens Community Solar | 60795 | SO228 | PV | OP | NA | SUN |  | 55242 |  |  | EIA Prime Mover-level Data
2020 | MN | Eichtens II CSG | 62137 | SO340 | PV | OP | NA | SUN |  | 15993 |  |  | EIA Prime Mover-level Data
2020 | MN | EKS Landfill | 54939 | UNT1 | IC | OP | NA | LFG |  | 116404.3359 | 0.85557 | 0.0147 | EIA Prime Mover-level Data | Estimated using an emission factor
2020 | MN | EKS Landfill | 54939 | UNT2 | IC | OP | NA | LFG |  | 116404.3359 | 0.85557 | 0.0147 | EIA Prime Mover-level Data | Estimated using an emission factor
2020 | MN | EKS Landfill | 54939 | UNT3 | IC | RE | NA | LFG
2020 | MN | EKS Landfill | 54939 | UNT4 | IC | OP | NA | LFG |  | 116404.3359 | 0.85557 | 0.0147 | EIA Prime Mover-level Data | Estimated using an emission factor
2020 | MN | Elk Creek Solar | 63250 | ELKCR | PV | T | NA | SUN
2020 | MN | Elk River | 2039 | ERPS11 | GT | OP | CT | NG | 135 | 169779.4688 | 0.033649 | 0.00039639 | EPA/CAMD | EPA/NEI | 2009
2020 | MN | Elk River City of | 1971 | 1 | IC | SB | NA | DFO |  | 13093.0332 | 2.0294 | 0.31 | EIA Prime Mover-level Data | Estimated using an emission factor
2020 | MN | Elk River City of | 1971 | 2 | IC | SB | NA | DFO |  | 13093.0332 | 2.0294 | 0.31 | EIA Prime Mover-level Data | Estimated using an emission factor
2020 | MN | Elk River City of | 1971 | 3 | IC | SB | NA | DFO |  | 78558.1953 | 12.1765 | 0.31 | EIA Prime Mover-level Data | Estimated using an emission factor
2020 | MN | Elk River City of | 1971 | 4 | IC | SB | NA | DFO |  | 130930.3281 | 20.2942 | 0.31 | EIA Prime Mover-level Data | Estimated using an emission factor
2020 | MN | Elk River City of | 1971 | 5 | IC | OP | NA | LFG |  | 20948.8516 | 0.15397 | 0.0147 | EIA Prime Mover-level Data | Estimated using an emission factor
2020 | MN | Elk River City of | 1971 | 6 | IC | OP | NA | LFG |  | 20948.8516 | 0.15397 | 0.0147 | EIA Prime Mover-level Data | Estimated using an emission factor
2020 | MN | Elk River City of | 1971 | 7 | IC | OP | NA | LFG |  | 20948.8516 | 0.15397 | 0.0147 | EIA Prime Mover-level Data | Estimated using an emission factor
2020 | MN | Elk River City of | 1971 | 8 | IC | OP | NA | LFG |  | 20948.8516 | 0.15397 | 0.0147 | EIA Prime Mover-level Data | Estimated using an emission factor
2020 | MN | Elm Creek Wind II LLC | 57649 | 1 | WT | OP | NA | WND |  | 2685880 |  |  | EIA Prime Mover-level Data
2020 | MN | Elm Creek Wind LLC | 56793 | 1 | WT | OP | NA | WND |  | 2120278 |  |  | EIA Prime Mover-level Data
2020 | MN | Empire Solar | 60631 | PV1 | PV | OP | NA | SUN |  | 77370 |  |  | EIA Prime Mover-level Data
2020 | MN | Enter Solar | 63542 | ENTER | PV | OP | NA | SUN
2020 | MN | Eolos Wind Energy Research Field Station | 57880 | 1 | WT | OP | NA | WND |  | 24082 |  |  | EIA Prime Mover-level Data
2020 | MN | Equuleus Community Solar Gardens | 61363 | CSG1 | PV | OP | NA | SUN |  | 13354.4004 |  |  | EIA Prime Mover-level Data
2020 | MN | Equuleus Community Solar Gardens | 61363 | CSG2 | PV | OP | NA | SUN |  | 13354.4004 |  |  | EIA Prime Mover-level Data
2020 | MN | Equuleus Community Solar Gardens | 61363 | CSG3 | PV | OP | NA | SUN |  | 13354.4004 |  |  | EIA Prime Mover-level Data
2020 | MN | Equuleus Community Solar Gardens | 61363 | CSG4 | PV | OP | NA | SUN |  | 13354.4004 |  |  | EIA Prime Mover-level Data
2020 | MN | Equuleus Community Solar Gardens | 61363 | CSG5 | PV | OP | NA | SUN |  | 13354.4004 |  |  | EIA Prime Mover-level Data
2020 | MN | Erin Garden Solar | 63429 | CSG | PV | OP | NA | SUN |  | 12044 |  |  | EIA Prime Mover-level Data
2020 | MN | Fairfax | 1972 | 1 | IC | RE | NA | DFO
2020 | MN | Fairfax | 1972 | 2A | IC | SB | NA | DFO |  | 60 | 0.0093 | 0.31 | EIA Prime Mover-level Data | Estimated using an emission factor
2020 | MN | Fairfax | 1972 | 4 | IC | RE | NA | DFO
2020 | MN | Fairmont (MN) | 1973 | 10 | IC | OP | NA | NG |  | 21009.666 | 0.004433 | 0.000422 | EIA Prime Mover-level Data | Estimated using an emission factor
2020 | MN | Fairmont (MN) | 1973 | 11 | IC | OP | NA | NG |  | 21009.666 | 0.004433 | 0.000422 | EIA Prime Mover-level Data | Estimated using an emission factor
2020 | MN | Fairmont (MN) | 1973 | 12 | IC | OP | NA | NG |  | 21009.666 | 0.004433 | 0.000422 | EIA Prime Mover-level Data | Estimated using an emission factor
2020 | MN | Fairmont (MN) | 1973 | 3 | ST | RE | NA | NG
2020 | MN | Fairmont (MN) | 1973 | 4 | ST | RE | NA | NG
2020 | MN | Fairmont (MN) | 1973 | 5 | ST | RE | NA | NG
2020 | MN | Fairmont (MN) | 1973 | 6 | IC | OP | NA | DFO |  | 21009.666 | 3.2565 | 0.31 | EIA Prime Mover-level Data | Estimated using an emission factor
2020 | MN | Fairmont (MN) | 1973 | 7 | IC | OP | NA | DFO |  | 21009.666 | 3.2565 | 0.31 | EIA Prime Mover-level Data | Estimated using an emission factor
2020 | MN | Fairmont (MN) | 1973 | 9 | IC | OP | NA | NG |  | 21009.666 | 0.004433 | 0.000422 | EIA Prime Mover-level Data | Estimated using an emission factor
2020 | MN | Fairmont Wind | 56415 | WND1 | WT | OP | NA | WND |  | 24081.8516 |  |  | EIA Prime Mover-level Data
2020 | MN | Fairmont Wind | 56415 | WND2 | WT | OP | NA | WND |  | 24081.8516 |  |  | EIA Prime Mover-level Data
2020 | MN | Fairmont Wind | 56415 | WND3 | WT | OP | NA | WND |  | 40939.1484 |  |  | EIA Prime Mover-level Data
2020 | MN | Fairmont Wind | 56415 | WND4 | WT | OP | NA | WND |  | 40939.1484 |  |  | EIA Prime Mover-level Data
2020 | MN | Falls Creek Garden | 63394 | CGS | PV | OP | NA | SUN |  | 13634 |  |  | EIA Prime Mover-level Data
2020 | MN | Faribault Energy Park | 56164 | EU006 | CT | OP | CC | NG | 3399 | 5139678.5 | 0.51864 | 0.00020182 | EPA/CAMD | EPA/NEI | 2005
2020 | MN | Farmington Holdco Solar | 60832 | FARMI | PV | OP | NA | SUN |  | 69526 |  |  | EIA Prime Mover-level Data
2020 | MN | FastSun 1 CSG | 63046 | FS1 | PV | OP | NA | SUN |  | 15011 |  |  | EIA Prime Mover-level Data
2020 | MN | FastSun 10 CSG | 63038 | FS10 | PV | OP | NA | SUN |  | 13335 |  |  | EIA Prime Mover-level Data
2020 | MN | FastSun 11 CSG | 63037 | FS11 | PV | OP | NA | SUN |  | 13913 |  |  | EIA Prime Mover-level Data
2020 | MN | FastSun 13 CSG | 63035 | FS13 | PV | OP | NA | SUN |  | 16812 |  |  | EIA Prime Mover-level Data
2020 | MN | FastSun 14 CSG | 63036 | FS14 | PV | OP | NA | SUN |  | 13389 |  |  | EIA Prime Mover-level Data
2020 | MN | FastSun 18 CSG | 63034 | FS18 | PV | OP | NA | SUN |  | 11932 |  |  | EIA Prime Mover-level Data
2020 | MN | FastSun 19 CSG | 63033 | FS19 | PV | OP | NA | SUN |  | 9344 |  |  | EIA Prime Mover-level Data
2020 | MN | FastSun 2 CSG | 62696 | FS2 | PV | OP | NA | SUN |  | 9105 |  |  | EIA Prime Mover-level Data
2020 | MN | FastSun 21 CSG | 63577 | FS21 | PV | V | NA | SUN
2020 | MN | FastSun 3 CSG | 63042 | FS3 | PV | OP | NA | SUN |  | 15897 |  |  | EIA Prime Mover-level Data
2020 | MN | FastSun 4 CSG | 63576 | FS4 | PV | V | NA | SUN
2020 | MN | FastSun 5 CSG | 63045 | FS5 | PV | OP | NA | SUN |  | 9441 |  |  | EIA Prime Mover-level Data
2020 | MN | FastSun 7 CSG | 63043 | FS7 | PV | OP | NA | SUN |  | 15238 |  |  | EIA Prime Mover-level Data
2020 | MN | FastSun 8 CSG | 63039 | FS8 | PV | OP | NA | SUN |  | 13729 |  |  | EIA Prime Mover-level Data
2020 | MN | FastSun 9 CSG | 63040 | FS9 | PV | OP | NA | SUN |  | 13651 |  |  | EIA Prime Mover-level Data
2020 | MN | FastSun12 CSG | 63966 | FS12 | PV | V | NA | SUN
2020 | MN | Felton CSG PV1-5 | 62210 | FELT1 | PV | OP | NA | SUN |  | 13640.2002 |  |  | EIA Prime Mover-level Data
2020 | MN | Felton CSG PV1-5 | 62210 | FELT2 | PV | OP | NA | SUN |  | 13640.2002 |  |  | EIA Prime Mover-level Data
2020 | MN | Felton CSG PV1-5 | 62210 | FELT3 | PV | OP | NA | SUN |  | 13640.2002 |  |  | EIA Prime Mover-level Data
2020 | MN | Felton CSG PV1-5 | 62210 | FELT4 | PV | OP | NA | SUN |  | 13640.2002 |  |  | EIA Prime Mover-level Data
2020 | MN | Felton CSG PV1-5 | 62210 | FELT5 | PV | OP | NA | SUN |  | 13640.2002 |  |  | EIA Prime Mover-level Data
2020 | MN | Fenton Wind Farm | 56617 | 1 | WT | OP | NA | WND |  | 4280021 |  |  | EIA Prime Mover-level Data
2020 | MN | Fergus Control Ctr | 7505 | 1 | IC | SB | NA | DFO
2020 | MN | Fey Windfarm LLC | 56204 | 1 | WT | OP | NA | WND |  | 36364 |  |  | EIA Prime Mover-level Data
2020 | MN | Flodquist Community Solar DE LLC | 64394 | FLODQ | PV | P | NA | SUN
2020 | MN | Flodquist Community Solar LLC | 63650 | TC3 | PV | U | NA | SUN
2020 | MN | Florence Hills LLC | 55574 | FH30 | WT | OP | NA | WND |  | 40803 |  |  | EIA Prime Mover-level Data
2020 | MN | Fond Du Lac | 1894 | 1 | HY | OP | NA | WAT |  | 441493 |  |  | EIA Prime Mover-level Data
2020 | MN | Foreman's Hill Community Solar | 61690 | FOREM | PV | OP | NA | SUN |  | 76140 |  |  | EIA Prime Mover-level Data
2020 | MN | Forest Lake Solar CSG | 60837 | FORES | PV | OP | NA | SUN |  | 67238 |  |  | EIA Prime Mover-level Data
2020 | MN | Fox CSG, LLC | 61484 | FOX1 | PV | OP | NA | SUN |  | 14331.5996 |  |  | EIA Prime Mover-level Data
2020 | MN | Fox CSG, LLC | 61484 | FOX2 | PV | OP | NA | SUN |  | 14331.5996 |  |  | EIA Prime Mover-level Data
2020 | MN | Fox CSG, LLC | 61484 | FOX3 | PV | OP | NA | SUN |  | 14331.5996 |  |  | EIA Prime Mover-level Data
2020 | MN | Fox CSG, LLC | 61484 | FOX4 | PV | OP | NA | SUN |  | 14331.5996 |  |  | EIA Prime Mover-level Data
2020 | MN | Fox CSG, LLC | 61484 | FOX5 | PV | OP | NA | SUN |  | 14331.5996 |  |  | EIA Prime Mover-level Data
2020 | MN | Fox Lake | 1888 | 1 | ST | RE | WALL | NG
2020 | MN | Fox Lake | 1888 | 2 | ST | RE | WALL | NG
2020 | MN | Fox Lake | 1888 | 3 | ST | RE | WALL | NG
2020 | MN | Fox Lake | 1888 | 4 | GT | RE | NA | DFO
2020 | MN | Franklin Heating Station | 54224 | SG1 | ST | RE | NA | DFO |  | 0 | 0 |  | EIA Unit-level Data | NEI avg EF - PM, fuel type
2020 | MN | Franklin Heating Station | 54224 | SG2 | ST | RE | NA | NG |  | 109266.7969 | 0.40564 | 0.0074247 | EIA Unit-level Data | NEI avg EF - PM, fuel type
2020 | MN | Franklin Heating Station | 54224 | SG3 | ST | OP | NA | NG |  | 522641.8125 | 1.9402 | 0.0074247 | EIA Unit-level Data | NEI avg EF - PM, fuel type
2020 | MN | Franklin Heating Station | 54224 | SG4 | ST | OP | NA | NG |  | 512655 | 1.9032 | 0.0074247 | EIA Unit-level Data | NEI avg EF - PM, fuel type
2020 | MN | Franklin Heating Station | 54224 | DG4 | IC | OP | NA | DFO |  | 616.892 |  |  | EIA Prime Mover-level Data
2020 | MN | Franklin Heating Station | 54224 | DG5 | IC | OP | NA | DFO |  | 616.892 |  |  | EIA Prime Mover-level Data
2020 | MN | Franklin Heating Station | 54224 | DG6 | IC | SB | NA | NG |  | 740.27 |  |  | EIA Prime Mover-level Data
2020 | MN | Franklin Heating Station | 54224 | DG7 | IC | SB | NA | NG |  | 740.27 |  |  | EIA Prime Mover-level Data
2020 | MN | Franklin Heating Station | 54224 | EG1 | IC | SB | NA | DFO |  | 616.892 |  |  | EIA Prime Mover-level Data
2020 | MN | Franklin Heating Station | 54224 | EG2 | IC | SB | NA | DFO |  | 616.892 |  |  | EIA Prime Mover-level Data
2020 | MN | Franklin Heating Station | 54224 | EG3 | IC | SB | NA | DFO |  | 616.892 |  |  | EIA Prime Mover-level Data
2020 | MN | Franklin Heating Station | 54224 | GEN6 | ST | OP | NA | PUR |  | 486502 |  |  | EIA Prime Mover-level Data
2020 | MN | Freeborn Wind Farm | 64623 | FBW01 | WT | V | NA | WND
2020 | MN | Frontenac Holdco LLC, CSG | 61919 | FRONT | PV | OP | NA | SUN |  | 61761 |  |  | EIA Prime Mover-level Data
2020 | MN | G Flow Wind LLC | 56588 | 1 | WT | OP | NA | WND |  | 17616 |  |  | EIA Prime Mover-level Data
2020 | MN | G McNeilus Wind Farm Dodge Center | 56054 | GM1 | WT | OP | NA | WND |  | 610001.125 |  |  | EIA Prime Mover-level Data
2020 | MN | G McNeilus Wind Farm Dodge Center | 56054 | GM2 | WT | OP | NA | WND |  | 152500.2812 |  |  | EIA Prime Mover-level Data
2020 | MN | G McNeilus Wind Farm Dodge Center | 56054 | GM3 | WT | OP | NA | WND |  | 57187.6055 |  |  | EIA Prime Mover-level Data
2020 | MN | Gemini Community Solar | 60940 | LGCS1 | PV | OP | NA | SUN |  | 13569.333 |  |  | EIA Prime Mover-level Data
2020 | MN | Gemini Community Solar | 60940 | LGCS2 | PV | OP | NA | SUN |  | 13569.333 |  |  | EIA Prime Mover-level Data
2020 | MN | Gemini Community Solar | 60940 | LGCS3 | PV | OP | NA | SUN |  | 13569.333 |  |  | EIA Prime Mover-level Data
2020 | MN | Geranium Solar, LLC | 63317 | GERNM | PV | OP | NA | SUN |  | 1413 |  |  | EIA Prime Mover-level Data
2020 | MN | Gibbon Solar | 62010 | PGRK1 | PV | OP | NA | SUN |  | 51983 |  |  | EIA Prime Mover-level Data
2020 | MN | GL Wind | 57813 | TURB1 | WT | OP | NA | WND |  | 43681.5 |  |  | EIA Prime Mover-level Data
2020 | MN | GL Wind | 57813 | TURB2 | WT | OP | NA | WND |  | 43681.5 |  |  | EIA Prime Mover-level Data
2020 | MN | Gladiolus Solar, LLC | 63316 | GLADI | PV | IP | NA | SUN
2020 | MN | Glencoe | 1975 | 10 | IC | OP | NA | DFO |  | 287.443 | 0.044554 | 0.31 | EIA Prime Mover-level Data | Estimated using an emission factor
2020 | MN | Glencoe | 1975 | 11 | IC | OP | NA | DFO |  | 197.104 | 0.030551 | 0.31 | EIA Prime Mover-level Data | Estimated using an emission factor
2020 | MN | Glencoe | 1975 | 12 | IC | OP | NA | DFO |  | 197.104 | 0.030551 | 0.31 | EIA Prime Mover-level Data | Estimated using an emission factor
2020 | MN | Glencoe | 1975 | 14 | IC | OP | NA | DFO |  | 197.104 | 0.030551 | 0.31 | EIA Prime Mover-level Data | Estimated using an emission factor
2020 | MN | Glencoe | 1975 | 5 | IC | OP | NA | DFO |  | 53.382 | 0.0082742 | 0.31 | EIA Prime Mover-level Data | Estimated using an emission factor
2020 | MN | Glencoe | 1975 | 6 | IC | RE | NA | DFO
2020 | MN | Glencoe | 1975 | 7 | IC | OP | NA | DFO |  | 168.359 | 0.026096 | 0.31 | EIA Prime Mover-level Data | Estimated using an emission factor
2020 | MN | Glencoe | 1975 | 8 | IC | OP | NA | DFO |  | 229.954 | 0.035643 | 0.31 | EIA Prime Mover-level Data | Estimated using an emission factor
2020 | MN | Glencoe | 1975 | 9 | IC | OP | NA | DFO |  | 291.549 | 0.04519 | 0.31 | EIA Prime Mover-level Data | Estimated using an emission factor
2020 | MN | Gohman Community Solar (CSG) | 63484 | GOHMN | PV | OP | NA | SUN |  | 13396 |  |  | EIA Prime Mover-level Data
2020 | MN | Goodhue Community Solar One LLC CSG | 63380 | 52829 | PV | OP | NA | SUN |  | 12115 |  |  | EIA Prime Mover-level Data
2020 | MN | Goodhue Community Solar Three LLC CSG | 63417 | 52831 | PV | OP | NA | SUN |  | 11721 |  |  | EIA Prime Mover-level Data
2020 | MN | Goodhue Community Solar Two LLC | 63533 | 52830 | PV | OP | NA | SUN |  | 9712 |  |  | EIA Prime Mover-level Data
2020 | MN | Goodhue Solar | 60934 | PV1 | PV | CN | NA | SUN
2020 | MN | Goodhue Solar | 60934 | PV2 | PV | CN | NA | SUN
2020 | MN | Goose Lake MN DPC-GM | 62148 | PV1 | PV | OP | NA | SUN |  | 24275 |  |  | EIA Prime Mover-level Data
2020 | MN | Gopher CSG | 61426 | PV1 | PV | OP | NA | SUN |  | 74694 |  |  | EIA Prime Mover-level Data
2020 | MN | Grand Marais | 1976 | 2 | IC | RE | NA | DFO
2020 | MN | Grand Marais | 1976 | 4 | IC | RE | NA | DFO
2020 | MN | Grand Marais | 1976 | 5 | IC | RE | NA | DFO
2020 | MN | Grand Marais | 1976 | 6 | IC | RE | NA | DFO
2020 | MN | Grand Marais | 1976 | 7 | IC | OP | NA | DFO |  | 582.313 | 0.090259 | 0.31 | EIA Prime Mover-level Data | Estimated using an emission factor
2020 | MN | Grand Marais | 1976 | 8 | IC | OP | NA | DFO |  | 431.343 | 0.066858 | 0.31 | EIA Prime Mover-level Data | Estimated using an emission factor
2020 | MN | Grand Marais | 1976 | 9 | IC | OP | NA | DFO |  | 431.343 | 0.066858 | 0.31 | EIA Prime Mover-level Data | Estimated using an emission factor
2020 | MN | Grand Meadow | 56994 | WND67 | WT | OP | NA | WND |  | 1971100 |  |  | EIA Prime Mover-level Data
2020 | MN | Granite City | 1910 | 1 | GT | RE | NA | NG
2020 | MN | Granite City | 1910 | 2 | GT | RE | NA | NG
2020 | MN | Granite City | 1910 | 3 | GT | RE | NA | NG
2020 | MN | Granite City | 1910 | 4 | GT | RE | NA | NG
2020 | MN | Granite Falls | 1977 | 1 | HY | OP | NA | WAT |  | 5988.6919 |  |  | EIA Prime Mover-level Data
2020 | MN | Granite Falls | 1977 | 2 | HY | OP | NA | WAT |  | 3992.4609 |  |  | EIA Prime Mover-level Data